HOUETARHNHPELCN04_OLDI_FBHGASE01_D50 | Residential heating technology - Heat pump, Ground source - apartment complex - existing building - distributed MEAN level | HOUELC, HOUAMB | HOUETARHN_OLDI_DMD | MKr20 | 2030 | 4.0587 | 0.049105 | 0.29412 | [5 empty] | ETA | I | OLD | 3.4 |  | RHNHPELC | 3 | 0.5 | HOUETARHNHPELCN04_OLDI_FBHGASE01 | 0.897 | HOUETARHNHPELCN04_OLDI | HOUETARHNBHGASE01_OLDI | BHGASE01 | HPELCN04 | ETA_OLDI | BHGASE01_HPELCN04 | 4 | -0.25 | 1 | Supported
HOUETARHNHPELCN04_OLDI_FBHGASE01_D50 | Residential heating technology - Heat pump, Ground source - apartment complex - existing building - distributed MEAN level | HOUELC, HOUAMB | HOUETARHN_OLDI_DMD | MKr20 | 2040 | 3.7543 | 0.048108 | 0.28169 | [5 empty] | ETA | I | OLD | 3.55 |  | RHNHPELC | 3 | 0.5 | HOUETARHNHPELCN04_OLDI_FBHGASE01 | 0.897 | HOUETARHNHPELCN04_OLDI | HOUETARHNBHGASE01_OLDI | BHGASE01 | HPELCN04 | ETA_OLDI | BHGASE01_HPELCN04 | 4 | -0.25 | 1 | Supported
HOUETARHNHPELCN04_OLDI_FBHGASE01_D50 | Residential heating technology - Heat pump, Ground source - apartment complex - existing building - distributed MEAN level | HOUELC, HOUAMB | HOUETARHN_OLDI_DMD | MKr20 | 2050 | 3.4499 | 0.047091 | 0.27778 | [5 empty] | ETA | I | OLD | 3.6 |  | RHNHPELC | 3 | 0.5 | HOUETARHNHPELCN04_OLDI_FBHGASE01 | 0.897 | HOUETARHNHPELCN04_OLDI | HOUETARHNBHGASE01_OLDI | BHGASE01 | HPELCN04 | ETA_OLDI | BHGASE01_HPELCN04 | 4 | -0.25 | 1 | Supported
HOUETARHNHPELCN03_OLDI_FBHGASE01_D50 | Residential heating technology - Heat pump, Air-to-water - apartment complex - existing building - distributed MEAN level | HOUELC, HOUAMB | HOUETARHN_OLDI_DMD | MKr20 | 2020 | 5.125 | 0.080689 | 0.34483 | [5 empty] | ETA | I | OLD | 2.9 |  | RHNHPELC | 3 | 0.5 | HOUETARHNHPELCN03_OLDI_FBHGASE01 | 0.897 | HOUETARHNHPELCN03_OLDI | HOUETARHNBHGASE01_OLDI | BHGASE01 | HPELCN03 | ETA_OLDI | BHGASE01_HPELCN03 | 4 | -0.25 | 1 | Supported
HOUETARHNHPELCN03_OLDI_FBHGASE01_D50 | Residential heating technology - Heat pump, Air-to-water - apartment complex - existing building - distributed MEAN level | HOUELC, HOUAMB | HOUETARHN_OLDI_DMD | MKr20 | 2025 | 4.5891 | 0.080295 | 0.32787 | [5 empty] | ETA | I | OLD | 3.05 |  | RHNHPELC | 3 | 0.5 | HOUETARHNHPELCN03_OLDI_FBHGASE01 | 0.897 | HOUETARHNHPELCN03_OLDI | HOUETARHNBHGASE01_OLDI | BHGASE01 | HPELCN03 | ETA_OLDI | BHGASE01_HPELCN03 | 4 | -0.25 | 1 | Supported
HOUETARHNHPELCN03_OLDI_FBHGASE01_D50 | Residential heating technology - Heat pump, Air-to-water - apartment complex - existing building - distributed MEAN level | HOUELC, HOUAMB | HOUETARHN_OLDI_DMD | MKr20 | 2030 | 4.0531 | 0.079862 | 0.3125 | [5 empty] | ETA | I | OLD | 3.2 |  | RHNHPELC | 3 | 0.5 | HOUETARHNHPELCN03_OLDI_FBHGASE01 | 0.897 | HOUETARHNHPELCN03_OLDI | HOUETARHNBHGASE01_OLDI | BHGASE01 | HPELCN03 | ETA_OLDI | BHGASE01_HPELCN03 | 4 | -0.25 | 1 | Supported
HOUETARHNHPELCN03_OLDI_FBHGASE01_D50 | Residential heating technology - Heat pump, Air-to-water - apartment complex - existing building - distributed MEAN level | HOUELC, HOUAMB | HOUETARHN_OLDI_DMD | MKr20 | 2040 | 3.6302 | 0.078865 | 0.29851 | [5 empty] | ETA | I | OLD | 3.35 |  | RHNHPELC | 3 | 0.5 | HOUETARHNHPELCN03_OLDI_FBHGASE01 | 0.897 | HOUETARHNHPELCN03_OLDI | HOUETARHNBHGASE01_OLDI | BHGASE01 | HPELCN03 | ETA_OLDI | BHGASE01_HPELCN03 | 4 | -0.25 | 1 | Supported
HOUETARHNHPELCN03_OLDI_FBHGASE01_D50 | Residential heating technology - Heat pump, Air-to-water - apartment complex - existing building - distributed MEAN level | HOUELC, HOUAMB | HOUETARHN_OLDI_DMD | MKr20 | 2050 | 3.2073 | 0.077848 | 0.28571 | [5 empty] | ETA | I | OLD | 3.5 |  | RHNHPELC | 3 | 0.5 | HOUETARHNHPELCN03_OLDI_FBHGASE01 | 0.897 | HOUETARHNHPELCN03_OLDI | HOUETARHNBHGASE01_OLDI | BHGASE01 | HPELCN03 | ETA_OLDI | BHGASE01_HPELCN03 | 4 | -0.25 | 1 | Supported
HOUETARHNHPELCN02_OLDI_FBHGASE01_D50 | Residential heating technology - Heat pump, Air-to-air - single-family house - existing building - distributed MEAN level | HOUELC, HOUAMB | HOUETARHN_OLDI_DMD | MKr20 | 2020 | 2.1408 | 0.17231 | 0.20619 | [5 empty] | ETA | I | OLD | 4.85 |  | RHNHPELC | 3 | 0.5 | HOUETARHNHPELCN02_OLDI_FBHGASE01 | 0.897 | HOUETARHNHPELCN02_OLDI | HOUETARHNBHGASE01_OLDI | BHGASE01 | HPELCN02 | ETA_OLDI | BHGASE01_HPELCN02 | 5 | 0 | 1.1 | Unlikely
HOUETARHNHPELCN02_OLDI_FBHGASE01_D50 | Residential heating technology - Heat pump, Air-to-air - single-family house - existing building - distributed MEAN level | HOUELC, HOUAMB | HOUETARHN_OLDI_DMD | MKr20 | 2025 | 2.0884 | 0.11707 | 0.19608 | [5 empty] | ETA | I | OLD | 5.1 |  | RHNHPELC | 3 | 0.5 | HOUETARHNHPELCN02_OLDI_FBHGASE01 | 0.897 | HOUETARHNHPELCN02_OLDI | HOUETARHNBHGASE01_OLDI | BHGASE01 | HPELCN02 | ETA_OLDI | BHGASE01_HPELCN02 | 5 | 0 | 1.1 | Unlikely
HOUETARHNHPELCN02_OLDI_FBHGASE01_D50 | Residential heating technology - Heat pump, Air-to-air - single-family house - existing building - distributed MEAN level | HOUELC, HOUAMB | HOUETARHN_OLDI_DMD | MKr20 | 2030 | 2.0361 | 0.11491 | 0.18868 | [5 empty] | ETA | I | OLD | 5.3 |  | RHNHPELC | 3 | 0.5 | HOUETARHNHPELCN02_OLDI_FBHGASE01 | 0.897 | HOUETARHNHPELCN02_OLDI | HOUETARHNBHGASE01_OLDI | BHGASE01 | HPELCN02 | ETA_OLDI | BHGASE01_HPELCN02 | 5 | 0 | 1.1 | Unlikely
HOUETARHNHPELCN02_OLDI_FBHGASE01_D50 | Residential heating technology - Heat pump, Air-to-air - single-family house - existing building - distributed MEAN level | HOUELC, HOUAMB | HOUETARHN_OLDI_DMD | MKr20 | 2040 | 1.939 | 0.11089 | 0.18182 | [5 empty] | ETA | I | OLD | 5.5 |  | RHNHPELC | 3 | 0.5 | HOUETARHNHPELCN02_OLDI_FBHGASE01 | 0.897 | HOUETARHNHPELCN02_OLDI | HOUETARHNBHGASE01_OLDI | BHGASE01 | HPELCN02 | ETA_OLDI | BHGASE01_HPELCN02 | 5 | 0 | 1.1 | Unlikely
HOUETARHNHPELCN02_OLDI_FBHGASE01_D50 | Residential heating technology - Heat pump, Air-to-air - single-family house - existing building - distributed MEAN level | HOUELC, HOUAMB | HOUETARHN_OLDI_DMD | MKr20 | 2050 | 1.8419 | 0.10688 | 0.17857 | [5 empty] | ETA | I | OLD | 5.6 |  | RHNHPELC | 3 | 0.5 | HOUETARHNHPELCN02_OLDI_FBHGASE01 | 0.897 | HOUETARHNHPELCN02_OLDI | HOUETARHNBHGASE01_OLDI | BHGASE01 | HPELCN02 | ETA_OLDI | BHGASE01_HPELCN02 | 5 | 0 | 1.1 | Unlikely
HOUETARHNDIELCN06_OLDI_FBHGASE01_D50 | Residential heating technology - Electric heating - electric panel from Bauhaus - apartment complex - new building - distributed MEAN level | HOUELC | HOUETARHN_OLDI_DMD | MKr20 | 2020 | 0.605 | 0 | [6 empty] | ETA | I | OLD |  |  | RHNDIELC | 3 | 0.5 | HOUETARHNDIELCN06_OLDI_FBHGASE01 | 0.897 | HOUETARHNDIELCN06_OLDI | HOUETARHNBHGASE01_OLDI | BHGASE01 | DIELCN06 | ETA_OLDI | BHGASE01_DIELCN06 | 5 | 0 | 1.1 | Unlikely
HOUETARHNDIELCN06_OLDI_FBHGASE01_D50 | Residential heating technology - Electric heating - electric panel from Bauhaus - apartment complex - new building - distributed MEAN level | HOUELC | HOUETARHN_OLDI_DMD | MKr20 | 2025 | 0.605 | 0 | [6 empty] | ETA | I | OLD |  |  | RHNDIELC | 3 | 0.5 | HOUETARHNDIELCN06_OLDI_FBHGASE01 | 0.897 | HOUETARHNDIELCN06_OLDI | HOUETARHNBHGASE01_OLDI | BHGASE01 | DIELCN06 | ETA_OLDI | BHGASE01_DIELCN06 | 5 | 0 | 1.1 | Unlikely
HOUETARHNDIELCN06_OLDI_FBHGASE01_D50 | Residential heating technology - Electric heating - electric panel from Bauhaus - apartment complex - new building - distributed MEAN level | HOUELC | HOUETARHN_OLDI_DMD | MKr20 | 2030 | 0.605 | 0 | [6 empty] | ETA | I | OLD |  |  | RHNDIELC | 3 | 0.5 | HOUETARHNDIELCN06_OLDI_FBHGASE01 | 0.897 | HOUETARHNDIELCN06_OLDI | HOUETARHNBHGASE01_OLDI | BHGASE01 | DIELCN06 | ETA_OLDI | BHGASE01_DIELCN06 | 5 | 0 | 1.1 | Unlikely
HOUETARHNDIELCN06_OLDI_FBHGASE01_D50 | Residential heating technology - Electric heating - electric panel from Bauhaus - apartment complex - new building - distributed MEAN level | HOUELC | HOUETARHN_OLDI_DMD | MKr20 | 2040 | 0.605 | 0 | [6 empty] | ETA | I | OLD |  |  | RHNDIELC | 3 | 0.5 | HOUETARHNDIELCN06_OLDI_FBHGASE01 | 0.897 | HOUETARHNDIELCN06_OLDI | HOUETARHNBHGASE01_OLDI | BHGASE01 | DIELCN06 | ETA_OLDI | BHGASE01_DIELCN06 | 5 | 0 | 1.1 | Unlikely
HOUETARHNDIELCN06_OLDI_FBHGASE01_D50 | Residential heating technology - Electric heating - electric panel from Bauhaus - apartment complex - new building - distributed MEAN level | HOUELC | HOUETARHN_OLDI_DMD | MKr20 | 2050 | 0.605 | 0 | [6 empty] | ETA | I | OLD |  |  | RHNDIELC | 3 | 0.5 | HOUETARHNDIELCN06_OLDI_FBHGASE01 | 0.897 | HOUETARHNDIELCN06_OLDI | HOUETARHNBHGASE01_OLDI | BHGASE01 | DIELCN06 | ETA_OLDI | BHGASE01_DIELCN06 | 5 | 0 | 1.1 | Unlikely
HOUETARHNDIELCN01_OLDI_FBHGASE01_D50 | Residential heating technology - Electric heating - apartment complex - new building - distributed MEAN level | HOUELC | HOUETARHN_OLDI_DMD | MKr20 | 2020 | 5.6192 | 0.0022816 | [6 empty] | ETA | I | OLD |  |  | RHNDIELC | 3 | 0.5 | HOUETARHNDIELCN01_OLDI_FBHGASE01 | 0.897 | HOUETARHNDIELCN01_OLDI | HOUETARHNBHGASE01_OLDI | BHGASE01 | DIELCN01 | ETA_OLDI | BHGASE01_DIELCN01 | 5 | 0 | 1.1 | Unlikely
HOUETARHNDIELCN01_OLDI_FBHGASE01_D50 | Residential heating technology - Electric heating - apartment complex - new building - distributed MEAN level | HOUELC | HOUETARHN_OLDI_DMD | MKr20 | 2025 | 5.4801 | 0.0021884 | [6 empty] | ETA | I | OLD |  |  | RHNDIELC | 3 | 0.5 | HOUETARHNDIELCN01_OLDI_FBHGASE01 | 0.897 | HOUETARHNDIELCN01_OLDI | HOUETARHNBHGASE01_OLDI | BHGASE01 | DIELCN01 | ETA_OLDI | BHGASE01_DIELCN01 | 5 | 0 | 1.1 | Unlikely
HOUETARHNDIELCN01_OLDI_FBHGASE01_D50 | Residential heating technology - Electric heating - apartment complex - new building - distributed MEAN level | HOUELC | HOUETARHN_OLDI_DMD | MKr20 | 2030 | 5.3445 | 0.0021419 | [6 empty] | ETA | I | OLD |  |  | RHNDIELC | 3 | 0.5 | HOUETARHNDIELCN01_OLDI_FBHGASE01 | 0.897 | HOUETARHNDIELCN01_OLDI | HOUETARHNBHGASE01_OLDI | BHGASE01 | DIELCN01 | ETA_OLDI | BHGASE01_DIELCN01 | 5 | 0 | 1.1 | Unlikely
HOUETARHNDIELCN01_OLDI_FBHGASE01_D50 | Residential heating technology - Electric heating - apartment complex - new building - distributed MEAN level | HOUELC | HOUETARHN_OLDI_DMD | MKr20 | 2040 | 5.0832 | 0.0020487 | [6 empty] | ETA | I | OLD |  |  | RHNDIELC | 3 | 0.5 | HOUETARHNDIELCN01_OLDI_FBHGASE01 | 0.897 | HOUETARHNDIELCN01_OLDI | HOUETARHNBHGASE01_OLDI | BHGASE01 | DIELCN01 | ETA_OLDI | BHGASE01_DIELCN01 | 5 | 0 | 1.1 | Unlikely
HOUETARHNDIELCN01_OLDI_FBHGASE01_D50 | Residential heating technology - Electric heating - apartment complex - new building - distributed MEAN level | HOUELC | HOUETARHN_OLDI_DMD | MKr20 | 2050 | 4.8347 | 0.0019556 | [6 empty] | ETA | I | OLD |  |  | RHNDIELC | 3 | 0.5 | HOUETARHNDIELCN01_OLDI_FBHGASE01 | 0.897 | HOUETARHNDIELCN01_OLDI | HOUETARHNBHGASE01_OLDI | BHGASE01 | DIELCN01 | ETA_OLDI | BHGASE01_DIELCN01 | 5 | 0 | 1.1 | Unlikely
HOUETARHNBHWPEN01_OLDI_FBHGASE01_D50 | Residential heating technology - Biomass boiler, automatic stoking , wood pellets or wood chips - apartment complex - existing building - distributed MEAN level | HOUWPE | HOUETARHN_OLDI_DMD | MKr20 | 2020 | 1.639 | 0.027963 |  | 25 | 14 | 70 | 2 | 4 | ETA | I | OLD |  |  | RHNBHWPE | 3 | 0.5 | HOUETARHNBHWPEN01_OLDI_FBHGASE01 | 0.897 | HOUETARHNBHWPEN01_OLDI | HOUETARHNBHGASE01_OLDI | BHGASE01 | BHWPEN01 | ETA_OLDI | BHGASE01_BHWPEN01 | 6 | 0 | 1 | New
HOUETARHNBHWPEN01_OLDI_FBHGASE01_D50 | Residential heating technology - Biomass boiler, automatic stoking , wood pellets or wood chips - apartment complex - existing building - distributed MEAN level | HOUWPE | HOUETARHN_OLDI_DMD | MKr20 | 2025 | 1.5984 | 0.027765 |  | 25 | 14 | 60 | 2 | 4 | ETA | I | OLD |  |  | RHNBHWPE | 3 | 0.5 | HOUETARHNBHWPEN01_OLDI_FBHGASE01 | 0.897 | HOUETARHNBHWPEN01_OLDI | HOUETARHNBHGASE01_OLDI | BHGASE01 | BHWPEN01 | ETA_OLDI | BHGASE01_BHWPEN01 | 6 | 0 | 1 | New
HOUETARHNBHWPEN01_OLDI_FBHGASE01_D50 | Residential heating technology - Biomass boiler, automatic stoking , wood pellets or wood chips - apartment complex - existing building - distributed MEAN level | HOUWPE | HOUETARHN_OLDI_DMD | MKr20 | 2030 | 1.5589 | 0.027889 |  | 25 | 11 | 50 | 1 | 4 | ETA | I | OLD |  |  | RHNBHWPE | 3 | 0.5 | HOUETARHNBHWPEN01_OLDI_FBHGASE01 | 0.897 | HOUETARHNBHWPEN01_OLDI | HOUETARHNBHGASE01_OLDI | BHGASE01 | BHWPEN01 | ETA_OLDI | BHGASE01_BHWPEN01 | 6 | 0 | 1 | New
HOUETARHNBHWPEN01_OLDI_FBHGASE01_D50 | Residential heating technology - Biomass boiler, automatic stoking , wood pellets or wood chips - apartment complex - existing building - distributed MEAN level | HOUWPE | HOUETARHN_OLDI_DMD | MKr20 | 2040 | 1.4827 | 0.026999 |  | 25 | 9 | 45 | 1 | 4 | ETA | I | OLD |  |  | RHNBHWPE | 3 | 0.5 | HOUETARHNBHWPEN01_OLDI_FBHGASE01 | 0.897 | HOUETARHNBHWPEN01_OLDI | HOUETARHNBHGASE01_OLDI | BHGASE01 | BHWPEN01 | ETA_OLDI | BHGASE01_BHWPEN01 | 6 | 0 | 1 | New
HOUETARHNBHWPEN01_OLDI_FBHGASE01_D50 | Residential heating technology - Biomass boiler, automatic stoking , wood pellets or wood chips - apartment complex - existing building - distributed MEAN level | HOUWPE | HOUETARHN_OLDI_DMD | MKr20 | 2050 | 1.4102 | 0.025837 |  | 25 | 9 | 40 | 0 | 4 | ETA | I | OLD |  |  | RHNBHWPE | 3 | 0.5 | HOUETARHNBHWPEN01_OLDI_FBHGASE01 | 0.897 | HOUETARHNBHWPEN01_OLDI | HOUETARHNBHGASE01_OLDI | BHGASE01 | BHWPEN01 | ETA_OLDI | BHGASE01_BHWPEN01 | 6 | 0 | 1 | New
HOUETARHNBHSOLN01_OLDI_FBHGASE01_D50 | Residential heating technology - Solar heating system - apartment complex - existing building - distributed MEAN level | HOUSOL | HOUETARHN_OLDI_DMD | MKr20 | 2020 | 4.7414 | 0.02219 | [6 empty] | ETA | I | OLD |  |  | RHNBHSOL | 3 | 0.5 | HOUETARHNBHSOLN01_OLDI_FBHGASE01 | 0.897 | HOUETARHNBHSOLN01_OLDI | HOUETARHNBHGASE01_OLDI | BHGASE01 | BHSOLN01 | ETA_OLDI | BHGASE01_BHSOLN01 | 5 | 0 | 1.1 | Unlikely
HOUETARHNBHSOLN01_OLDI_FBHGASE01_D50 | Residential heating technology - Solar heating system - apartment complex - existing building - distributed MEAN level | HOUSOL | HOUETARHN_OLDI_DMD | MKr20 | 2025 | 4.5365 | 0.023521 | [6 empty] | ETA | I | OLD |  |  | RHNBHSOL | 3 | 0.5 | HOUETARHNBHSOLN01_OLDI_FBHGASE01 | 0.897 | HOUETARHNBHSOLN01_OLDI | HOUETARHNBHGASE01_OLDI | BHGASE01 | BHSOLN01 | ETA_OLDI | BHGASE01_BHSOLN01 | 5 | 0 | 1.1 | Unlikely
HOUETARHNBHSOLN01_OLDI_FBHGASE01_D50 | Residential heating technology - Solar heating system - apartment complex - existing building - distributed MEAN level | HOUSOL | HOUETARHN_OLDI_DMD | MKr20 | 2030 | 4.3316 | 0.024026 | [6 empty] | ETA | I | OLD |  |  | RHNBHSOL | 3 | 0.5 | HOUETARHNBHSOLN01_OLDI_FBHGASE01 | 0.897 | HOUETARHNBHSOLN01_OLDI | HOUETARHNBHGASE01_OLDI | BHGASE01 | BHSOLN01 | ETA_OLDI | BHGASE01_BHSOLN01 | 5 | 0 | 1.1 | Unlikely
HOUETARHNBHSOLN01_OLDI_FBHGASE01_D50 | Residential heating technology - Solar heating system - apartment complex - existing building - distributed MEAN level | HOUSOL | HOUETARHN_OLDI_DMD | MKr20 | 2040 | 4.1268 | 0.023374 | [6 empty] | ETA | I | OLD |  |  | RHNBHSOL | 3 | 0.5 | HOUETARHNBHSOLN01_OLDI_FBHGASE01 | 0.897 | HOUETARHNBHSOLN01_OLDI | HOUETARHNBHGASE01_OLDI | BHGASE01 | BHSOLN01 | ETA_OLDI | BHGASE01_BHSOLN01 | 5 | 0 | 1.1 | Unlikely
HOUETARHNBHSOLN01_OLDI_FBHGASE01_D50 | Residential heating technology - Solar heating system - apartment complex - existing building - distributed MEAN level | HOUSOL | HOUETARHN_OLDI_DMD | MKr20 | 2050 | 3.9219 | 0.02219 | [6 empty] | ETA | I | OLD |  |  | RHNBHSOL | 3 | 0.5 | HOUETARHNBHSOLN01_OLDI_FBHGASE01 | 0.897 | HOUETARHNBHSOLN01_OLDI | HOUETARHNBHGASE01_OLDI | BHGASE01 | BHSOLN01 | ETA_OLDI | BHGASE01_BHSOLN01 | 5 | 0 | 1.1 | Unlikely
HOUETARHNBHGASN01_OLDI_FBHGASE01_D50 | Residential heating technology - Natural gas boiler - apartment complex - existing building - distributed MEAN level | HOUGAS | HOUETARHN_OLDI_DMD | MKr20 | 2020 | 0.5117 | 0.012402 |  | 0.43 | 0.1 | 20.4 | 1 | 1 | ETA | I | OLD |  |  | RHNBHGAS | 3 | 0.5 | HOUETARHNBHGASN01_OLDI_FBHGASE01 | 0.897 | HOUETARHNBHGASN01_OLDI | HOUETARHNBHGASE01_OLDI | BHGASE01 | BHGASN01 | ETA_OLDI | BHGASE01_BHGASN01 | 6 | 0 | 1 | New
HOUETARHNBHGASN01_OLDI_FBHGASE01_D50 | Residential heating technology - Natural gas boiler - apartment complex - existing building - distributed MEAN level | HOUGAS | HOUETARHN_OLDI_DMD | MKr20 | 2025 | 0.50088 | 0.012306 |  | 0.43 | 0.1 | 20.4 | 1 | 1 | ETA | I | OLD |  |  | RHNBHGAS | 3 | 0.5 | HOUETARHNBHGASN01_OLDI_FBHGASE01 | 0.897 | HOUETARHNBHGASN01_OLDI | HOUETARHNBHGASE01_OLDI | BHGASE01 | BHGASN01 | ETA_OLDI | BHGASE01_BHGASN01 | 6 | 0 | 1 | New
HOUETARHNBHGASN01_OLDI_FBHGASE01_D50 | Residential heating technology - Natural gas boiler - apartment complex - existing building - distributed MEAN level | HOUGAS | HOUETARHN_OLDI_DMD | MKr20 | 2030 | 0.49032 | 0.012193 |  | 0.43 | 0.1 | 20.4 | 1 | 1 | ETA | I | OLD |  |  | RHNBHGAS | 3 | 0.5 | HOUETARHNBHGASN01_OLDI_FBHGASE01 | 0.897 | HOUETARHNBHGASN01_OLDI | HOUETARHNBHGASE01_OLDI | BHGASE01 | BHGASN01 | ETA_OLDI | BHGASE01_BHGASN01 | 6 | 0 | 1 | New
HOUETARHNBHGASN01_OLDI_FBHGASE01_D50 | Residential heating technology - Natural gas boiler - apartment complex - existing building - distributed MEAN level | HOUGAS | HOUETARHN_OLDI_DMD | MKr20 | 2040 | 0.47 | 0.011692 |  | 0.43 | 0.1 | 20.4 | 1 | 1 | ETA | I | OLD |  |  | RHNBHGAS | 3 | 0.5 | HOUETARHNBHGASN01_OLDI_FBHGASE01 | 0.897 | HOUETARHNBHGASN01_OLDI | HOUETARHNBHGASE01_OLDI | BHGASE01 | BHGASN01 | ETA_OLDI | BHGASE01_BHGASN01 | 6 | 0 | 1 | New
HOUETARHNBHGASN01_OLDI_FBHGASE01_D50 | Residential heating technology - Natural gas boiler - apartment complex - existing building - distributed MEAN level | HOUGAS | HOUETARHN_OLDI_DMD | MKr20 | 2050 | 0.45066 | 0.0033348 |  | 0.43 | 0.1 | 20.4 | 1 | 1 | ETA | I | OLD |  |  | RHNBHGAS | 3 | 0.5 | HOUETARHNBHGASN01_OLDI_FBHGASE01 | 0.897 | HOUETARHNBHGASN01_OLDI | HOUETARHNBHGASE01_OLDI | BHGASE01 | BHGASN01 | ETA_OLDI | BHGASE01_BHGASN01 | 6 | 0 | 1 | New
HOUETARHNBHDHDN09_OLDI_FBHGASE01_D50 | Residential heating technology - Direct district heating substation - plus connection pipe - plus distribution (heating density: low ) - apartment complex - existing building - distributed MEAN level | HOUDHD | HOUETARHN_OLDI_DMD | MKr20 | 2020 | 0.42889 | 0.0016539 | [6 empty] | ETA | I | OLD |  |  | RHNBHDHD | 3 | 0.5 | HOUETARHNBHDHDN09_OLDI_FBHGASE01 | 0.897 | HOUETARHNBHDHDN09_OLDI | HOUETARHNBHGASE01_OLDI | BHGASE01 | BHDHDN09 | ETA_OLDI | BHGASE01_BHDHDN09 | 4 | -0.25 | 1 | Supported
HOUETARHNBHDHDN09_OLDI_FBHGASE01_D50 | Residential heating technology - Direct district heating substation - plus connection pipe - plus distribution (heating density: low ) - apartment complex - existing building - distributed MEAN level | HOUDHD | HOUETARHN_OLDI_DMD | MKr20 | 2025 | 0.42322 | 0.0016763 | [6 empty] | ETA | I | OLD |  |  | RHNBHDHD | 3 | 0.5 | HOUETARHNBHDHDN09_OLDI_FBHGASE01 | 0.897 | HOUETARHNBHDHDN09_OLDI | HOUETARHNBHGASE01_OLDI | BHGASE01 | BHDHDN09 | ETA_OLDI | BHGASE01_BHDHDN09 | 4 | -0.25 | 1 | Supported
HOUETARHNBHDHDN09_OLDI_FBHGASE01_D50 | Residential heating technology - Direct district heating substation - plus connection pipe - plus distribution (heating density: low ) - apartment complex - existing building - distributed MEAN level | HOUDHD | HOUETARHN_OLDI_DMD | MKr20 | 2030 | 0.41768 | 0.0016516 | [6 empty] | ETA | I | OLD |  |  | RHNBHDHD | 3 | 0.5 | HOUETARHNBHDHDN09_OLDI_FBHGASE01 | 0.897 | HOUETARHNBHDHDN09_OLDI | HOUETARHNBHGASE01_OLDI | BHGASE01 | BHDHDN09 | ETA_OLDI | BHGASE01_BHDHDN09 | 4 | -0.25 | 1 | Supported
HOUETARHNBHDHDN09_OLDI_FBHGASE01_D50 | Residential heating technology - Direct district heating substation - plus connection pipe - plus distribution (heating density: low ) - apartment complex - existing building - distributed MEAN level | HOUDHD | HOUETARHN_OLDI_DMD | MKr20 | 2040 | 0.40701 | 0.0016015 | [6 empty] | ETA | I | OLD |  |  | RHNBHDHD | 3 | 0.5 | HOUETARHNBHDHDN09_OLDI_FBHGASE01 | 0.897 | HOUETARHNBHDHDN09_OLDI | HOUETARHNBHGASE01_OLDI | BHGASE01 | BHDHDN09 | ETA_OLDI | BHGASE01_BHDHDN09 | 4 | -0.25 | 1 | Supported
HOUETARHNBHDHDN09_OLDI_FBHGASE01_D50 | Residential heating technology - Direct district heating substation - plus connection pipe - plus distribution (heating density: low ) - apartment complex - existing building - distributed MEAN level | HOUDHD | HOUETARHN_OLDI_DMD | MKr20 | 2050 | 0.39687 | 0.0015375 | [6 empty] | ETA | I | OLD |  |  | RHNBHDHD | 3 | 0.5 | HOUETARHNBHDHDN09_OLDI_FBHGASE01 | 0.897 | HOUETARHNBHDHDN09_OLDI | HOUETARHNBHGASE01_OLDI | BHGASE01 | BHDHDN09 | ETA_OLDI | BHGASE01_BHDHDN09 | 4 | -0.25 | 1 | Supported
HOUETARHNBHDHDN07_OLDI_FBHGASE01_D50 | Residential heating technology - Direct district heating substation - plus connection pipe - plus distribution (heating density: medium ) - apartment complex - existing building - distributed MEAN level | HOUDHD | HOUETARHN_OLDI_DMD | MKr20 | 2020 | 0.36639 | 0.0016539 | [6 empty] | ETA | I | OLD |  |  | RHNBHDHD | 3 | 0.5 | HOUETARHNBHDHDN07_OLDI_FBHGASE01 | 0.897 | HOUETARHNBHDHDN07_OLDI | HOUETARHNBHGASE01_OLDI | BHGASE01 | BHDHDN07 | ETA_OLDI | BHGASE01_BHDHDN07 | 4 | -0.25 | 1 | Supported
HOUETARHNBHDHDN07_OLDI_FBHGASE01_D50 | Residential heating technology - Direct district heating substation - plus connection pipe - plus distribution (heating density: medium ) - apartment complex - existing building - distributed MEAN level | HOUDHD | HOUETARHN_OLDI_DMD | MKr20 | 2025 | 0.36072 | 0.0016763 | [6 empty] | ETA | I | OLD |  |  | RHNBHDHD | 3 | 0.5 | HOUETARHNBHDHDN07_OLDI_FBHGASE01 | 0.897 | HOUETARHNBHDHDN07_OLDI | HOUETARHNBHGASE01_OLDI | BHGASE01 | BHDHDN07 | ETA_OLDI | BHGASE01_BHDHDN07 | 4 | -0.25 | 1 | Supported
HOUETARHNBHDHDN07_OLDI_FBHGASE01_D50 | Residential heating technology - Direct district heating substation - plus connection pipe - plus distribution (heating density: medium ) - apartment complex - existing building - distributed MEAN level | HOUDHD | HOUETARHN_OLDI_DMD | MKr20 | 2030 | 0.35518 | 0.0016516 | [6 empty] | ETA | I | OLD |  |  | RHNBHDHD | 3 | 0.5 | HOUETARHNBHDHDN07_OLDI_FBHGASE01 | 0.897 | HOUETARHNBHDHDN07_OLDI | HOUETARHNBHGASE01_OLDI | BHGASE01 | BHDHDN07 | ETA_OLDI | BHGASE01_BHDHDN07 | 4 | -0.25 | 1 | Supported
HOUETARHNBHDHDN07_OLDI_FBHGASE01_D50 | Residential heating technology - Direct district heating substation - plus connection pipe - plus distribution (heating density: medium ) - apartment complex - existing building - distributed MEAN level | HOUDHD | HOUETARHN_OLDI_DMD | MKr20 | 2040 | 0.34451 | 0.0016015 | [6 empty] | ETA | I | OLD |  |  | RHNBHDHD | 3 | 0.5 | HOUETARHNBHDHDN07_OLDI_FBHGASE01 | 0.897 | HOUETARHNBHDHDN07_OLDI | HOUETARHNBHGASE01_OLDI | BHGASE01 | BHDHDN07 | ETA_OLDI | BHGASE01_BHDHDN07 | 4 | -0.25 | 1 | Supported
HOUETARHNBHDHDN07_OLDI_FBHGASE01_D50 | Residential heating technology - Direct district heating substation - plus connection pipe - plus distribution (heating density: medium ) - apartment complex - existing building - distributed MEAN level | HOUDHD | HOUETARHN_OLDI_DMD | MKr20 | 2050 | 0.33437 | 0.0015375 | [6 empty] | ETA | I | OLD |  |  | RHNBHDHD | 3 | 0.5 | HOUETARHNBHDHDN07_OLDI_FBHGASE01 | 0.897 | HOUETARHNBHDHDN07_OLDI | HOUETARHNBHGASE01_OLDI | BHGASE01 | BHDHDN07 | ETA_OLDI | BHGASE01_BHDHDN07 | 4 | -0.25 | 1 | Supported
HOUETARHNBHDHDN05_OLDI_FBHGASE01_D50 | Residential heating technology - Direct district heating substation - plus connection pipe - plus distribution (heating density: high ) - apartment complex - existing building - distributed MEAN level | HOUDHD | HOUETARHN_OLDI_DMD | MKr20 | 2020 | 0.30389 | 0.0016539 | [6 empty] | ETA | I | OLD |  |  | RHNBHDHD | 3 | 0.5 | HOUETARHNBHDHDN05_OLDI_FBHGASE01 | 0.897 | HOUETARHNBHDHDN05_OLDI | HOUETARHNBHGASE01_OLDI | BHGASE01 | BHDHDN05 | ETA_OLDI | BHGASE01_BHDHDN05 | 4 | -0.25 | 1 | Supported
HOUETARHNBHDHDN05_OLDI_FBHGASE01_D50 | Residential heating technology - Direct district heating substation - plus connection pipe - plus distribution (heating density: high ) - apartment complex - existing building - distributed MEAN level | HOUDHD | HOUETARHN_OLDI_DMD | MKr20 | 2025 | 0.29822 | 0.0016763 | [6 empty] | ETA | I | OLD |  |  | RHNBHDHD | 3 | 0.5 | HOUETARHNBHDHDN05_OLDI_FBHGASE01 | 0.897 | HOUETARHNBHDHDN05_OLDI | HOUETARHNBHGASE01_OLDI | BHGASE01 | BHDHDN05 | ETA_OLDI | BHGASE01_BHDHDN05 | 4 | -0.25 | 1 | Supported
HOUETARHNBHDHDN05_OLDI_FBHGASE01_D50 | Residential heating technology - Direct district heating substation - plus connection pipe - plus distribution (heating density: high ) - apartment complex - existing building - distributed MEAN level | HOUDHD | HOUETARHN_OLDI_DMD | MKr20 | 2030 | 0.29268 | 0.0016516 | [6 empty] | ETA | I | OLD |  |  | RHNBHDHD | 3 | 0.5 | HOUETARHNBHDHDN05_OLDI_FBHGASE01 | 0.897 | HOUETARHNBHDHDN05_OLDI | HOUETARHNBHGASE01_OLDI | BHGASE01 | BHDHDN05 | ETA_OLDI | BHGASE01_BHDHDN05 | 4 | -0.25 | 1 | Supported
HOUETARHNBHDHDN05_OLDI_FBHGASE01_D50 | Residential heating technology - Direct district heating substation - plus connection pipe - plus distribution (heating density: high ) - apartment complex - existing building - distributed MEAN level | HOUDHD | HOUETARHN_OLDI_DMD | MKr20 | 2040 | 0.28201 | 0.0016015 | [6 empty] | ETA | I | OLD |  |  | RHNBHDHD | 3 | 0.5 | HOUETARHNBHDHDN05_OLDI_FBHGASE01 | 0.897 | HOUETARHNBHDHDN05_OLDI | HOUETARHNBHGASE01_OLDI | BHGASE01 | BHDHDN05 | ETA_OLDI | BHGASE01_BHDHDN05 | 4 | -0.25 | 1 | Supported
HOUETARHNBHDHDN05_OLDI_FBHGASE01_D50 | Residential heating technology - Direct district heating substation - plus connection pipe - plus distribution (heating density: high ) - apartment complex - existing building - distributed MEAN level | HOUDHD | HOUETARHN_OLDI_DMD | MKr20 | 2050 | 0.27187 | 0.0015375 | [6 empty] | ETA | I | OLD |  |  | RHNBHDHD | 3 | 0.5 | HOUETARHNBHDHDN05_OLDI_FBHGASE01 | 0.897 | HOUETARHNBHDHDN05_OLDI | HOUETARHNBHGASE01_OLDI | BHGASE01 | BHDHDN05 | ETA_OLDI | BHGASE01_BHDHDN05 | 4 | -0.25 | 1 | Supported
HOUETARHNBHDHCN09_OLDI_FBHGASE01_D50 | Residential heating technology - Direct district heating substation - plus connection pipe - plus distribution (heating density: low ) - apartment complex - existing building - distributed MEAN level | HOUDHC | HOUETARHN_OLDI_DMD | MKr20 | 2020 | 0.42889 | 0.0016539 | [6 empty] | ETA | I | OLD |  |  | RHNBHDHC | 3 | 0.5 | HOUETARHNBHDHCN09_OLDI_FBHGASE01 | 0.897 | HOUETARHNBHDHCN09_OLDI | HOUETARHNBHGASE01_OLDI | BHGASE01 | BHDHCN09 | ETA_OLDI | BHGASE01_BHDHCN09 | 4 | -0.25 | 1 | Supported
HOUETARHNBHDHCN09_OLDI_FBHGASE01_D50 | Residential heating technology - Direct district heating substation - plus connection pipe - plus distribution (heating density: low ) - apartment complex - existing building - distributed MEAN level | HOUDHC | HOUETARHN_OLDI_DMD | MKr20 | 2025 | 0.42322 | 0.0016763 | [6 empty] | ETA | I | OLD |  |  | RHNBHDHC | 3 | 0.5 | HOUETARHNBHDHCN09_OLDI_FBHGASE01 | 0.897 | HOUETARHNBHDHCN09_OLDI | HOUETARHNBHGASE01_OLDI | BHGASE01 | BHDHCN09 | ETA_OLDI | BHGASE01_BHDHCN09 | 4 | -0.25 | 1 | Supported
HOUETARHNBHDHCN09_OLDI_FBHGASE01_D50 | Residential heating technology - Direct district heating substation - plus connection pipe - plus distribution (heating density: low ) - apartment complex - existing building - distributed MEAN level | HOUDHC | HOUETARHN_OLDI_DMD | MKr20 | 2030 | 0.41768 | 0.0016516 | [6 empty] | ETA | I | OLD |  |  | RHNBHDHC | 3 | 0.5 | HOUETARHNBHDHCN09_OLDI_FBHGASE01 | 0.897 | HOUETARHNBHDHCN09_OLDI | HOUETARHNBHGASE01_OLDI | BHGASE01 | BHDHCN09 | ETA_OLDI | BHGASE01_BHDHCN09 | 4 | -0.25 | 1 | Supported
HOUETARHNBHDHCN09_OLDI_FBHGASE01_D50 | Residential heating technology - Direct district heating substation - plus connection pipe - plus distribution (heating density: low ) - apartment complex - existing building - distributed MEAN level | HOUDHC | HOUETARHN_OLDI_DMD | MKr20 | 2040 | 0.40701 | 0.0016015 | [6 empty] | ETA | I | OLD |  |  | RHNBHDHC | 3 | 0.5 | HOUETARHNBHDHCN09_OLDI_FBHGASE01 | 0.897 | HOUETARHNBHDHCN09_OLDI | HOUETARHNBHGASE01_OLDI | BHGASE01 | BHDHCN09 | ETA_OLDI | BHGASE01_BHDHCN09 | 4 | -0.25 | 1 | Supported
HOUETARHNBHDHCN09_OLDI_FBHGASE01_D50 | Residential heating technology - Direct district heating substation - plus connection pipe - plus distribution (heating density: low ) - apartment complex - existing building - distributed MEAN level | HOUDHC | HOUETARHN_OLDI_DMD | MKr20 | 2050 | 0.39687 | 0.0015375 | [6 empty] | ETA | I | OLD |  |  | RHNBHDHC | 3 | 0.5 | HOUETARHNBHDHCN09_OLDI_FBHGASE01 | 0.897 | HOUETARHNBHDHCN09_OLDI | HOUETARHNBHGASE01_OLDI | BHGASE01 | BHDHCN09 | ETA_OLDI | BHGASE01_BHDHCN09 | 4 | -0.25 | 1 | Supported
HOUETARHNBHDHCN07_OLDI_FBHGASE01_D50 | Residential heating technology - Direct district heating substation - plus connection pipe - plus distribution (heating density: medium ) - apartment complex - existing building - distributed MEAN level | HOUDHC | HOUETARHN_OLDI_DMD | MKr20 | 2020 | 0.36639 | 0.0016539 | [6 empty] | ETA | I | OLD |  |  | RHNBHDHC | 3 | 0.5 | HOUETARHNBHDHCN07_OLDI_FBHGASE01 | 0.897 | HOUETARHNBHDHCN07_OLDI | HOUETARHNBHGASE01_OLDI | BHGASE01 | BHDHCN07 | ETA_OLDI | BHGASE01_BHDHCN07 | 4 | -0.25 | 1 | Supported
HOUETARHNBHDHCN07_OLDI_FBHGASE01_D50 | Residential heating technology - Direct district heating substation - plus connection pipe - plus distribution (heating density: medium ) - apartment complex - existing building - distributed MEAN level | HOUDHC | HOUETARHN_OLDI_DMD | MKr20 | 2025 | 0.36072 | 0.0016763 | [6 empty] | ETA | I | OLD |  |  | RHNBHDHC | 3 | 0.5 | HOUETARHNBHDHCN07_OLDI_FBHGASE01 | 0.897 | HOUETARHNBHDHCN07_OLDI | HOUETARHNBHGASE01_OLDI | BHGASE01 | BHDHCN07 | ETA_OLDI | BHGASE01_BHDHCN07 | 4 | -0.25 | 1 | Supported
HOUETARHNBHDHCN07_OLDI_FBHGASE01_D50 | Residential heating technology - Direct district heating substation - plus connection pipe - plus distribution (heating density: medium ) - apartment complex - existing building - distributed MEAN level | HOUDHC | HOUETARHN_OLDI_DMD | MKr20 | 2030 | 0.35518 | 0.0016516 | [6 empty] | ETA | I | OLD |  |  | RHNBHDHC | 3 | 0.5 | HOUETARHNBHDHCN07_OLDI_FBHGASE01 | 0.897 | HOUETARHNBHDHCN07_OLDI | HOUETARHNBHGASE01_OLDI | BHGASE01 | BHDHCN07 | ETA_OLDI | BHGASE01_BHDHCN07 | 4 | -0.25 | 1 | Supported
HOUETARHNBHDHCN07_OLDI_FBHGASE01_D50 | Residential heating technology - Direct district heating substation - plus connection pipe - plus distribution (heating density: medium ) - apartment complex - existing building - distributed MEAN level | HOUDHC | HOUETARHN_OLDI_DMD | MKr20 | 2040 | 0.34451 | 0.0016015 | [6 empty] | ETA | I | OLD |  |  | RHNBHDHC | 3 | 0.5 | HOUETARHNBHDHCN07_OLDI_FBHGASE01 | 0.897 | HOUETARHNBHDHCN07_OLDI | HOUETARHNBHGASE01_OLDI | BHGASE01 | BHDHCN07 | ETA_OLDI | BHGASE01_BHDHCN07 | 4 | -0.25 | 1 | Supported
HOUETARHNBHDHCN07_OLDI_FBHGASE01_D50 | Residential heating technology - Direct district heating substation - plus connection pipe - plus distribution (heating density: medium ) - apartment complex - existing building - distributed MEAN level | HOUDHC | HOUETARHN_OLDI_DMD | MKr20 | 2050 | 0.33437 | 0.0015375 | [6 empty] | ETA | I | OLD |  |  | RHNBHDHC | 3 | 0.5 | HOUETARHNBHDHCN07_OLDI_FBHGASE01 | 0.897 | HOUETARHNBHDHCN07_OLDI | HOUETARHNBHGASE01_OLDI | BHGASE01 | BHDHCN07 | ETA_OLDI | BHGASE01_BHDHCN07 | 4 | -0.25 | 1 | Supported
HOUETARHNBHDHCN05_OLDI_FBHGASE01_D50 | Residential heating technology - Direct district heating substation - plus connection pipe - plus distribution (heating density: high ) - apartment complex - existing building - distributed MEAN level | HOUDHC | HOUETARHN_OLDI_DMD | MKr20 | 2020 | 0.30389 | 0.0016539 | [6 empty] | ETA | I | OLD |  |  | RHNBHDHC | 3 | 0.5 | HOUETARHNBHDHCN05_OLDI_FBHGASE01 | 0.897 | HOUETARHNBHDHCN05_OLDI | HOUETARHNBHGASE01_OLDI | BHGASE01 | BHDHCN05 | ETA_OLDI | BHGASE01_BHDHCN05 | 4 | -0.25 | 1 | Supported
HOUETARHNBHDHCN05_OLDI_FBHGASE01_D50 | Residential heating technology - Direct district heating substation - plus connection pipe - plus distribution (heating density: high ) - apartment complex - existing building - distributed MEAN level | HOUDHC | HOUETARHN_OLDI_DMD | MKr20 | 2025 | 0.29822 | 0.0016763 | [6 empty] | ETA | I | OLD |  |  | RHNBHDHC | 3 | 0.5 | HOUETARHNBHDHCN05_OLDI_FBHGASE01 | 0.897 | HOUETARHNBHDHCN05_OLDI | HOUETARHNBHGASE01_OLDI | BHGASE01 | BHDHCN05 | ETA_OLDI | BHGASE01_BHDHCN05 | 4 | -0.25 | 1 | Supported
HOUETARHNBHDHCN05_OLDI_FBHGASE01_D50 | Residential heating technology - Direct district heating substation - plus connection pipe - plus distribution (heating density: high ) - apartment complex - existing building - distributed MEAN level | HOUDHC | HOUETARHN_OLDI_DMD | MKr20 | 2030 | 0.29268 | 0.0016516 | [6 empty] | ETA | I | OLD |  |  | RHNBHDHC | 3 | 0.5 | HOUETARHNBHDHCN05_OLDI_FBHGASE01 | 0.897 | HOUETARHNBHDHCN05_OLDI | HOUETARHNBHGASE01_OLDI | BHGASE01 | BHDHCN05 | ETA_OLDI | BHGASE01_BHDHCN05 | 4 | -0.25 | 1 | Supported
HOUETARHNBHDHCN05_OLDI_FBHGASE01_D50 | Residential heating technology - Direct district heating substation - plus connection pipe - plus distribution (heating density: high ) - apartment complex - existing building - distributed MEAN level | HOUDHC | HOUETARHN_OLDI_DMD | MKr20 | 2040 | 0.28201 | 0.0016015 | [6 empty] | ETA | I | OLD |  |  | RHNBHDHC | 3 | 0.5 | HOUETARHNBHDHCN05_OLDI_FBHGASE01 | 0.897 | HOUETARHNBHDHCN05_OLDI | HOUETARHNBHGASE01_OLDI | BHGASE01 | BHDHCN05 | ETA_OLDI | BHGASE01_BHDHCN05 | 4 | -0.25 | 1 | Supported
HOUETARHNBHDHCN05_OLDI_FBHGASE01_D50 | Residential heating technology - Direct district heating substation - plus connection pipe - plus distribution (heating density: high ) - apartment complex - existing building - distributed MEAN level | HOUDHC | HOUETARHN_OLDI_DMD | MKr20 | 2050 | 0.27187 | 0.0015375 | [6 empty] | ETA | I | OLD |  |  | RHNBHDHC | 3 | 0.5 | HOUETARHNBHDHCN05_OLDI_FBHGASE01 | 0.897 | HOUETARHNBHDHCN05_OLDI | HOUETARHNBHGASE01_OLDI | BHGASE01 | BHDHCN05 | ETA_OLDI | BHGASE01_BHDHCN05 | 4 | -0.25 | 1 | Supported
HOUPARRHNHPELCN07_OLDC_FBHGASE01_D50 | Residential heating technology - Heat pump, Air-to-water, low-price product - single-family house - existing building - distributed MEAN level | HOUELC, HOUAMB | HOUPARRHN_OLDC_DMD | MKr20 | 2020 | 9.1486 | 0.38286 | 0.33333 | [5 empty] | PAR | C | OLD | 3 |  | RHNHPELC | 3 | 0.5 | HOUPARRHNHPELCN07_OLDC_FBHGASE01 | 0.853 | HOUPARRHNHPELCN07_OLDC | HOUPARRHNBHGASE01_OLDC | BHGASE01 | HPELCN07 | PAR_OLDC | BHGASE01_HPELCN07 | 4 | -0.25 | 1 | Supported
HOUPARRHNHPELCN07_OLDC_FBHGASE01_D50 | Residential heating technology - Heat pump, Air-to-water, low-price product - single-family house - existing building - distributed MEAN level | HOUELC, HOUAMB | HOUPARRHN_OLDC_DMD | MKr20 | 2025 | 8.3693 | 0.29365 | 0.31746 | [5 empty] | PAR | C | OLD | 3.15 |  | RHNHPELC | 3 | 0.5 | HOUPARRHNHPELCN07_OLDC_FBHGASE01 | 0.853 | HOUPARRHNHPELCN07_OLDC | HOUPARRHNBHGASE01_OLDC | BHGASE01 | HPELCN07 | PAR_OLDC | BHGASE01_HPELCN07 | 4 | -0.25 | 1 | Supported
HOUPARRHNHPELCN07_OLDC_FBHGASE01_D50 | Residential heating technology - Heat pump, Air-to-water, low-price product - single-family house - existing building - distributed MEAN level | HOUELC, HOUAMB | HOUPARRHN_OLDC_DMD | MKr20 | 2030 | 7.59 | 0.29016 | 0.30303 | [5 empty] | PAR | C | OLD | 3.3 |  | RHNHPELC | 3 | 0.5 | HOUPARRHNHPELCN07_OLDC_FBHGASE01 | 0.853 | HOUPARRHNHPELCN07_OLDC | HOUPARRHNBHGASE01_OLDC | BHGASE01 | HPELCN07 | PAR_OLDC | BHGASE01_HPELCN07 | 4 | -0.25 | 1 | Supported
HOUPARRHNHPELCN07_OLDC_FBHGASE01_D50 | Residential heating technology - Heat pump, Air-to-water, low-price product - single-family house - existing building - distributed MEAN level | HOUELC, HOUAMB | HOUPARRHN_OLDC_DMD | MKr20 | 2040 | 6.9691 | 0.28368 | 0.28986 | [5 empty] | PAR | C | OLD | 3.45 |  | RHNHPELC | 3 | 0.5 | HOUPARRHNHPELCN07_OLDC_FBHGASE01 | 0.853 | HOUPARRHNHPELCN07_OLDC | HOUPARRHNBHGASE01_OLDC | BHGASE01 | HPELCN07 | PAR_OLDC | BHGASE01_HPELCN07 | 4 | -0.25 | 1 | Supported
HOUPARRHNHPELCN07_OLDC_FBHGASE01_D50 | Residential heating technology - Heat pump, Air-to-water, low-price product - single-family house - existing building - distributed MEAN level | HOUELC, HOUAMB | HOUPARRHN_OLDC_DMD | MKr20 | 2050 | 6.3482 | 0.2772 | 0.28169 | [5 empty] | PAR | C | OLD | 3.55 |  | RHNHPELC | 3 | 0.5 | HOUPARRHNHPELCN07_OLDC_FBHGASE01 | 0.853 | HOUPARRHNHPELCN07_OLDC | HOUPARRHNBHGASE01_OLDC | BHGASE01 | HPELCN07 | PAR_OLDC | BHGASE01_HPELCN07 | 4 | -0.25 | 1 | Supported
HOUPARRHNHPELCN05_OLDC_FBHGASE01_D50 | Residential heating technology - Heat pump, Air-to-water - leasing - single-family house - existing building - distributed MEAN level | HOUELC, HOUAMB | HOUPARRHN_OLDC_DMD | MKr20 | 2020 | 5.8286 | 1.06 | 0.31746 | [5 empty] | PAR | C | OLD | 3.15 |  | RHNHPELC | 3 | 0.5 | HOUPARRHNHPELCN05_OLDC_FBHGASE01 | 0.853 | HOUPARRHNHPELCN05_OLDC | HOUPARRHNBHGASE01_OLDC | BHGASE01 | HPELCN05 | PAR_OLDC | BHGASE01_HPELCN05 | 4 | -0.25 | 1 | Supported
HOUPARRHNHPELCN05_OLDC_FBHGASE01_D50 | Residential heating technology - Heat pump, Air-to-water - leasing - single-family house - existing building - distributed MEAN level | HOUELC, HOUAMB | HOUPARRHN_OLDC_DMD | MKr20 | 2025 | 5.3762 | 0.91425 | 0.30303 | [5 empty] | PAR | C | OLD | 3.3 |  | RHNHPELC | 3 | 0.5 | HOUPARRHNHPELCN05_OLDC_FBHGASE01 | 0.853 | HOUPARRHNHPELCN05_OLDC | HOUPARRHNBHGASE01_OLDC | BHGASE01 | HPELCN05 | PAR_OLDC | BHGASE01_HPELCN05 | 4 | -0.25 | 1 | Supported
HOUPARRHNHPELCN05_OLDC_FBHGASE01_D50 | Residential heating technology - Heat pump, Air-to-water - leasing - single-family house - existing building - distributed MEAN level | HOUELC, HOUAMB | HOUPARRHN_OLDC_DMD | MKr20 | 2030 | 4.9239 | 0.85421 | 0.28986 | [5 empty] | PAR | C | OLD | 3.45 |  | RHNHPELC | 3 | 0.5 | HOUPARRHNHPELCN05_OLDC_FBHGASE01 | 0.853 | HOUPARRHNHPELCN05_OLDC | HOUPARRHNBHGASE01_OLDC | BHGASE01 | HPELCN05 | PAR_OLDC | BHGASE01_HPELCN05 | 4 | -0.25 | 1 | Supported
HOUPARRHNHPELCN05_OLDC_FBHGASE01_D50 | Residential heating technology - Heat pump, Air-to-water - leasing - single-family house - existing building - distributed MEAN level | HOUELC, HOUAMB | HOUPARRHN_OLDC_DMD | MKr20 | 2040 | 4.557 | 0.80187 | 0.27778 | [5 empty] | PAR | C | OLD | 3.6 |  | RHNHPELC | 3 | 0.5 | HOUPARRHNHPELCN05_OLDC_FBHGASE01 | 0.853 | HOUPARRHNHPELCN05_OLDC | HOUPARRHNBHGASE01_OLDC | BHGASE01 | HPELCN05 | PAR_OLDC | BHGASE01_HPELCN05 | 4 | -0.25 | 1 | Supported
HOUPARRHNHPELCN05_OLDC_FBHGASE01_D50 | Residential heating technology - Heat pump, Air-to-water - leasing - single-family house - existing building - distributed MEAN level | HOUELC, HOUAMB | HOUPARRHN_OLDC_DMD | MKr20 | 2050 | 4.1901 | 0.74953 | 0.27027 | [5 empty] | PAR | C | OLD | 3.7 |  | RHNHPELC | 3 | 0.5 | HOUPARRHNHPELCN05_OLDC_FBHGASE01 | 0.853 | HOUPARRHNHPELCN05_OLDC | HOUPARRHNBHGASE01_OLDC | BHGASE01 | HPELCN05 | PAR_OLDC | BHGASE01_HPELCN05 | 4 | -0.25 | 1 | Supported
HOUPARRHNHPELCN04_OLDC_FBHGASE01_D50 | Residential heating technology - Heat pump, Ground source - single-family house - existing building - distributed MEAN level | HOUELC, HOUAMB | HOUPARRHN_OLDC_DMD | MKr20 | 2020 | 15.4381 | 0.30571 | 0.28986 | [5 empty] | PAR | C | OLD | 3.45 |  | RHNHPELC | 3 | 0.5 | HOUPARRHNHPELCN04_OLDC_FBHGASE01 | 0.853 | HOUPARRHNHPELCN04_OLDC | HOUPARRHNBHGASE01_OLDC | BHGASE01 | HPELCN04 | PAR_OLDC | BHGASE01_HPELCN04 | 4 | -0.25 | 1 | Supported
HOUPARRHNHPELCN04_OLDC_FBHGASE01_D50 | Residential heating technology - Heat pump, Ground source - single-family house - existing building - distributed MEAN level | HOUELC, HOUAMB | HOUPARRHN_OLDC_DMD | MKr20 | 2025 | 14.6662 | 0.21651 | 0.28169 | [5 empty] | PAR | C | OLD | 3.55 |  | RHNHPELC | 3 | 0.5 | HOUPARRHNHPELCN04_OLDC_FBHGASE01 | 0.853 | HOUPARRHNHPELCN04_OLDC | HOUPARRHNBHGASE01_OLDC | BHGASE01 | HPELCN04 | PAR_OLDC | BHGASE01_HPELCN04 | 4 | -0.25 | 1 | Supported
HOUPARRHNHPELCN04_OLDC_FBHGASE01_D50 | Residential heating technology - Heat pump, Ground source - single-family house - existing building - distributed MEAN level | HOUELC, HOUAMB | HOUPARRHN_OLDC_DMD | MKr20 | 2030 | 13.8943 | 0.21302 | 0.27397 | [5 empty] | PAR | C | OLD | 3.65 |  | RHNHPELC | 3 | 0.5 | HOUPARRHNHPELCN04_OLDC_FBHGASE01 | 0.853 | HOUPARRHNHPELCN04_OLDC | HOUPARRHNBHGASE01_OLDC | BHGASE01 | HPELCN04 | PAR_OLDC | BHGASE01_HPELCN04 | 4 | -0.25 | 1 | Supported
HOUPARRHNHPELCN04_OLDC_FBHGASE01_D50 | Residential heating technology - Heat pump, Ground source - single-family house - existing building - distributed MEAN level | HOUELC, HOUAMB | HOUPARRHN_OLDC_DMD | MKr20 | 2040 | 13.1996 | 0.20654 | 0.26316 | [5 empty] | PAR | C | OLD | 3.8 |  | RHNHPELC | 3 | 0.5 | HOUPARRHNHPELCN04_OLDC_FBHGASE01 | 0.853 | HOUPARRHNHPELCN04_OLDC | HOUPARRHNBHGASE01_OLDC | BHGASE01 | HPELCN04 | PAR_OLDC | BHGASE01_HPELCN04 | 4 | -0.25 | 1 | Supported
HOUPARRHNHPELCN04_OLDC_FBHGASE01_D50 | Residential heating technology - Heat pump, Ground source - single-family house - existing building - distributed MEAN level | HOUELC, HOUAMB | HOUPARRHN_OLDC_DMD | MKr20 | 2050 | 12.5049 | 0.20005 | 0.25974 | [5 empty] | PAR | C | OLD | 3.85 |  | RHNHPELC | 3 | 0.5 | HOUPARRHNHPELCN04_OLDC_FBHGASE01 | 0.853 | HOUPARRHNHPELCN04_OLDC | HOUPARRHNBHGASE01_OLDC | BHGASE01 | HPELCN04 | PAR_OLDC | BHGASE01_HPELCN04 | 4 | -0.25 | 1 | Supported
HOUPARRHNHPELCN03_OLDC_FBHGASE01_D50 | Residential heating technology - Heat pump, Air-to-water - single-family house - existing building - distributed MEAN level | HOUELC, HOUAMB | HOUPARRHN_OLDC_DMD | MKr20 | 2020 | 11.6571 | 0.33143 | 0.31746 | [5 empty] | PAR | C | OLD | 3.15 |  | RHNHPELC | 3 | 0.5 | HOUPARRHNHPELCN03_OLDC_FBHGASE01 | 0.853 | HOUPARRHNHPELCN03_OLDC | HOUPARRHNBHGASE01_OLDC | BHGASE01 | HPELCN03 | PAR_OLDC | BHGASE01_HPELCN03 | 4 | -0.25 | 1 | Supported
HOUPARRHNHPELCN03_OLDC_FBHGASE01_D50 | Residential heating technology - Heat pump, Air-to-water - single-family house - existing building - distributed MEAN level | HOUELC, HOUAMB | HOUPARRHN_OLDC_DMD | MKr20 | 2025 | 10.7524 | 0.24222 | 0.30303 | [5 empty] | PAR | C | OLD | 3.3 |  | RHNHPELC | 3 | 0.5 | HOUPARRHNHPELCN03_OLDC_FBHGASE01 | 0.853 | HOUPARRHNHPELCN03_OLDC | HOUPARRHNBHGASE01_OLDC | BHGASE01 | HPELCN03 | PAR_OLDC | BHGASE01_HPELCN03 | 4 | -0.25 | 1 | Supported
HOUPARRHNHPELCN03_OLDC_FBHGASE01_D50 | Residential heating technology - Heat pump, Air-to-water - single-family house - existing building - distributed MEAN level | HOUELC, HOUAMB | HOUPARRHN_OLDC_DMD | MKr20 | 2030 | 9.8477 | 0.23873 | 0.28986 | [5 empty] | PAR | C | OLD | 3.45 |  | RHNHPELC | 3 | 0.5 | HOUPARRHNHPELCN03_OLDC_FBHGASE01 | 0.853 | HOUPARRHNHPELCN03_OLDC | HOUPARRHNBHGASE01_OLDC | BHGASE01 | HPELCN03 | PAR_OLDC | BHGASE01_HPELCN03 | 4 | -0.25 | 1 | Supported
HOUPARRHNHPELCN03_OLDC_FBHGASE01_D50 | Residential heating technology - Heat pump, Air-to-water - single-family house - existing building - distributed MEAN level | HOUELC, HOUAMB | HOUPARRHN_OLDC_DMD | MKr20 | 2040 | 9.1139 | 0.23225 | 0.27778 | [5 empty] | PAR | C | OLD | 3.6 |  | RHNHPELC | 3 | 0.5 | HOUPARRHNHPELCN03_OLDC_FBHGASE01 | 0.853 | HOUPARRHNHPELCN03_OLDC | HOUPARRHNBHGASE01_OLDC | BHGASE01 | HPELCN03 | PAR_OLDC | BHGASE01_HPELCN03 | 4 | -0.25 | 1 | Supported
HOUPARRHNHPELCN03_OLDC_FBHGASE01_D50 | Residential heating technology - Heat pump, Air-to-water - single-family house - existing building - distributed MEAN level | HOUELC, HOUAMB | HOUPARRHN_OLDC_DMD | MKr20 | 2050 | 8.3802 | 0.22577 | 0.27027 | [5 empty] | PAR | C | OLD | 3.7 |  | RHNHPELC | 3 | 0.5 | HOUPARRHNHPELCN03_OLDC_FBHGASE01 | 0.853 | HOUPARRHNHPELCN03_OLDC | HOUPARRHNBHGASE01_OLDC | BHGASE01 | HPELCN03 | PAR_OLDC | BHGASE01_HPELCN03 | 4 | -0.25 | 1 | Supported
HOUPARRHNHPELCN02_OLDC_FBHGASE01_D50 | Residential heating technology - Heat pump, Air-to-air - single-family house - existing building - distributed MEAN level | HOUELC, HOUAMB | HOUPARRHN_OLDC_DMD | MKr20 | 2020 | 2.1408 | 0.17231 | 0.20619 | [5 empty] | PAR | C | OLD | 4.85 |  | RHNHPELC | 3 | 0.5 | HOUPARRHNHPELCN02_OLDC_FBHGASE01 | 0.853 | HOUPARRHNHPELCN02_OLDC | HOUPARRHNBHGASE01_OLDC | BHGASE01 | HPELCN02 | PAR_OLDC | BHGASE01_HPELCN02 | 5 | 0 | 1.1 | Unlikely
HOUPARRHNHPELCN02_OLDC_FBHGASE01_D50 | Residential heating technology - Heat pump, Air-to-air - single-family house - existing building - distributed MEAN level | HOUELC, HOUAMB | HOUPARRHN_OLDC_DMD | MKr20 | 2025 | 2.0884 | 0.11707 | 0.19608 | [5 empty] | PAR | C | OLD | 5.1 |  | RHNHPELC | 3 | 0.5 | HOUPARRHNHPELCN02_OLDC_FBHGASE01 | 0.853 | HOUPARRHNHPELCN02_OLDC | HOUPARRHNBHGASE01_OLDC | BHGASE01 | HPELCN02 | PAR_OLDC | BHGASE01_HPELCN02 | 5 | 0 | 1.1 | Unlikely
HOUPARRHNHPELCN02_OLDC_FBHGASE01_D50 | Residential heating technology - Heat pump, Air-to-air - single-family house - existing building - distributed MEAN level | HOUELC, HOUAMB | HOUPARRHN_OLDC_DMD | MKr20 | 2030 | 2.0361 | 0.11491 | 0.18868 | [5 empty] | PAR | C | OLD | 5.3 |  | RHNHPELC | 3 | 0.5 | HOUPARRHNHPELCN02_OLDC_FBHGASE01 | 0.853 | HOUPARRHNHPELCN02_OLDC | HOUPARRHNBHGASE01_OLDC | BHGASE01 | HPELCN02 | PAR_OLDC | BHGASE01_HPELCN02 | 5 | 0 | 1.1 | Unlikely
HOUPARRHNHPELCN02_OLDC_FBHGASE01_D50 | Residential heating technology - Heat pump, Air-to-air - single-family house - existing building - distributed MEAN level | HOUELC, HOUAMB | HOUPARRHN_OLDC_DMD | MKr20 | 2040 | 1.939 | 0.11089 | 0.18182 | [5 empty] | PAR | C | OLD | 5.5 |  | RHNHPELC | 3 | 0.5 | HOUPARRHNHPELCN02_OLDC_FBHGASE01 | 0.853 | HOUPARRHNHPELCN02_OLDC | HOUPARRHNBHGASE01_OLDC | BHGASE01 | HPELCN02 | PAR_OLDC | BHGASE01_HPELCN02 | 5 | 0 | 1.1 | Unlikely
HOUPARRHNHPELCN02_OLDC_FBHGASE01_D50 | Residential heating technology - Heat pump, Air-to-air - single-family house - existing building - distributed MEAN level | HOUELC, HOUAMB | HOUPARRHN_OLDC_DMD | MKr20 | 2050 | 1.8419 | 0.10688 | 0.17857 | [5 empty] | PAR | C | OLD | 5.6 |  | RHNHPELC | 3 | 0.5 | HOUPARRHNHPELCN02_OLDC_FBHGASE01 | 0.853 | HOUPARRHNHPELCN02_OLDC | HOUPARRHNBHGASE01_OLDC | BHGASE01 | HPELCN02 | PAR_OLDC | BHGASE01_HPELCN02 | 5 | 0 | 1.1 | Unlikely
HOUPARRHNDIELCN06_OLDC_FBHGASE01_D50 | Residential heating technology - Electric heating - electric panel from Bauhaus - single-family house - new building - distributed MEAN level | HOUELC | HOUPARRHN_OLDC_DMD | MKr20 | 2020 | 0.605 | 0 | [6 empty] | PAR | C | OLD |  |  | RHNDIELC | 3 | 0.5 | HOUPARRHNDIELCN06_OLDC_FBHGASE01 | 0.853 | HOUPARRHNDIELCN06_OLDC | HOUPARRHNBHGASE01_OLDC | BHGASE01 | DIELCN06 | PAR_OLDC | BHGASE01_DIELCN06 | 5 | 0 | 1.1 | Unlikely
HOUPARRHNDIELCN06_OLDC_FBHGASE01_D50 | Residential heating technology - Electric heating - electric panel from Bauhaus - single-family house - new building - distributed MEAN level | HOUELC | HOUPARRHN_OLDC_DMD | MKr20 | 2025 | 0.605 | 0 | [6 empty] | PAR | C | OLD |  |  | RHNDIELC | 3 | 0.5 | HOUPARRHNDIELCN06_OLDC_FBHGASE01 | 0.853 | HOUPARRHNDIELCN06_OLDC | HOUPARRHNBHGASE01_OLDC | BHGASE01 | DIELCN06 | PAR_OLDC | BHGASE01_DIELCN06 | 5 | 0 | 1.1 | Unlikely
HOUPARRHNDIELCN06_OLDC_FBHGASE01_D50 | Residential heating technology - Electric heating - electric panel from Bauhaus - single-family house - new building - distributed MEAN level | HOUELC | HOUPARRHN_OLDC_DMD | MKr20 | 2030 | 0.605 | 0 | [6 empty] | PAR | C | OLD |  |  | RHNDIELC | 3 | 0.5 | HOUPARRHNDIELCN06_OLDC_FBHGASE01 | 0.853 | HOUPARRHNDIELCN06_OLDC | HOUPARRHNBHGASE01_OLDC | BHGASE01 | DIELCN06 | PAR_OLDC | BHGASE01_DIELCN06 | 5 | 0 | 1.1 | Unlikely
HOUPARRHNDIELCN06_OLDC_FBHGASE01_D50 | Residential heating technology - Electric heating - electric panel from Bauhaus - single-family house - new building - distributed MEAN level | HOUELC | HOUPARRHN_OLDC_DMD | MKr20 | 2040 | 0.605 | 0 | [6 empty] | PAR | C | OLD |  |  | RHNDIELC | 3 | 0.5 | HOUPARRHNDIELCN06_OLDC_FBHGASE01 | 0.853 | HOUPARRHNDIELCN06_OLDC | HOUPARRHNBHGASE01_OLDC | BHGASE01 | DIELCN06 | PAR_OLDC | BHGASE01_DIELCN06 | 5 | 0 | 1.1 | Unlikely
HOUPARRHNDIELCN06_OLDC_FBHGASE01_D50 | Residential heating technology - Electric heating - electric panel from Bauhaus - single-family house - new building - distributed MEAN level | HOUELC | HOUPARRHN_OLDC_DMD | MKr20 | 2050 | 0.605 | 0 | [6 empty] | PAR | C | OLD |  |  | RHNDIELC | 3 | 0.5 | HOUPARRHNDIELCN06_OLDC_FBHGASE01 | 0.853 | HOUPARRHNDIELCN06_OLDC | HOUPARRHNBHGASE01_OLDC | BHGASE01 | DIELCN06 | PAR_OLDC | BHGASE01_DIELCN06 | 5 | 0 | 1.1 | Unlikely
HOUPARRHNDIELCN01_OLDC_FBHGASE01_D50 | Residential heating technology - Electric heating - single-family house - new building - distributed MEAN level | HOUELC | HOUPARRHN_OLDC_DMD | MKr20 | 2020 | 7.3509 | 0.0596 | [6 empty] | PAR | C | OLD |  |  | RHNDIELC | 3 | 0.5 | HOUPARRHNDIELCN01_OLDC_FBHGASE01 | 0.853 | HOUPARRHNDIELCN01_OLDC | HOUPARRHNBHGASE01_OLDC | BHGASE01 | DIELCN01 | PAR_OLDC | BHGASE01_DIELCN01 | 5 | 0 | 1.1 | Unlikely
HOUPARRHNDIELCN01_OLDC_FBHGASE01_D50 | Residential heating technology - Electric heating - single-family house - new building - distributed MEAN level | HOUELC | HOUPARRHN_OLDC_DMD | MKr20 | 2025 | 7.169 | 0.0596 | [6 empty] | PAR | C | OLD |  |  | RHNDIELC | 3 | 0.5 | HOUPARRHNDIELCN01_OLDC_FBHGASE01 | 0.853 | HOUPARRHNDIELCN01_OLDC | HOUPARRHNBHGASE01_OLDC | BHGASE01 | DIELCN01 | PAR_OLDC | BHGASE01_DIELCN01 | 5 | 0 | 1.1 | Unlikely
HOUPARRHNDIELCN01_OLDC_FBHGASE01_D50 | Residential heating technology - Electric heating - single-family house - new building - distributed MEAN level | HOUELC | HOUPARRHN_OLDC_DMD | MKr20 | 2030 | 6.9915 | 0.057117 | [6 empty] | PAR | C | OLD |  |  | RHNDIELC | 3 | 0.5 | HOUPARRHNDIELCN01_OLDC_FBHGASE01 | 0.853 | HOUPARRHNDIELCN01_OLDC | HOUPARRHNBHGASE01_OLDC | BHGASE01 | DIELCN01 | PAR_OLDC | BHGASE01_DIELCN01 | 5 | 0 | 1.1 | Unlikely
HOUPARRHNDIELCN01_OLDC_FBHGASE01_D50 | Residential heating technology - Electric heating - single-family house - new building - distributed MEAN level | HOUELC | HOUPARRHN_OLDC_DMD | MKr20 | 2040 | 6.6497 | 0.054633 | [6 empty] | PAR | C | OLD |  |  | RHNDIELC | 3 | 0.5 | HOUPARRHNDIELCN01_OLDC_FBHGASE01 | 0.853 | HOUPARRHNDIELCN01_OLDC | HOUPARRHNBHGASE01_OLDC | BHGASE01 | DIELCN01 | PAR_OLDC | BHGASE01_DIELCN01 | 5 | 0 | 1.1 | Unlikely
HOUPARRHNDIELCN01_OLDC_FBHGASE01_D50 | Residential heating technology - Electric heating - single-family house - new building - distributed MEAN level | HOUELC | HOUPARRHN_OLDC_DMD | MKr20 | 2050 | 6.3246 | 0.05215 | [6 empty] | PAR | C | OLD |  |  | RHNDIELC | 3 | 0.5 | HOUPARRHNDIELCN01_OLDC_FBHGASE01 | 0.853 | HOUPARRHNDIELCN01_OLDC | HOUPARRHNBHGASE01_OLDC | BHGASE01 | DIELCN01 | PAR_OLDC | BHGASE01_DIELCN01 | 5 | 0 | 1.1 | Unlikely
HOUPARRHNBHWPEN01_OLDC_FBHGASE01_D50 | Residential heating technology - Biomass boiler, automatic stoking , wood pellets or wood chips - single-family house - existing building - distributed MEAN level | HOUWPE | HOUPARRHN_OLDC_DMD | MKr20 | 2020 | 4.7113 | 0.4181 |  | 25 | 14 | 70 | 2 | 4 | PAR | C | OLD |  |  | RHNBHWPE | 3 | 0.5 | HOUPARRHNBHWPEN01_OLDC_FBHGASE01 | 0.853 | HOUPARRHNBHWPEN01_OLDC | HOUPARRHNBHGASE01_OLDC | BHGASE01 | BHWPEN01 | PAR_OLDC | BHGASE01_BHWPEN01 | 6 | 0 | 1 | New
HOUPARRHNBHWPEN01_OLDC_FBHGASE01_D50 | Residential heating technology - Biomass boiler, automatic stoking , wood pellets or wood chips - single-family house - existing building - distributed MEAN level | HOUWPE | HOUPARRHN_OLDC_DMD | MKr20 | 2025 | 4.5947 | 0.41087 |  | 25 | 14 | 60 | 2 | 4 | PAR | C | OLD |  |  | RHNBHWPE | 3 | 0.5 | HOUPARRHNBHWPEN01_OLDC_FBHGASE01 | 0.853 | HOUPARRHNBHWPEN01_OLDC | HOUPARRHNBHGASE01_OLDC | BHGASE01 | BHWPEN01 | PAR_OLDC | BHGASE01_BHWPEN01 | 6 | 0 | 1 | New
HOUPARRHNBHWPEN01_OLDC_FBHGASE01_D50 | Residential heating technology - Biomass boiler, automatic stoking , wood pellets or wood chips - single-family house - existing building - distributed MEAN level | HOUWPE | HOUPARRHN_OLDC_DMD | MKr20 | 2030 | 4.4809 | 0.40539 |  | 25 | 11 | 50 | 1 | 4 | PAR | C | OLD |  |  | RHNBHWPE | 3 | 0.5 | HOUPARRHNBHWPEN01_OLDC_FBHGASE01 | 0.853 | HOUPARRHNBHWPEN01_OLDC | HOUPARRHNBHGASE01_OLDC | BHGASE01 | BHWPEN01 | PAR_OLDC | BHGASE01_BHWPEN01 | 6 | 0 | 1 | New
HOUPARRHNBHWPEN01_OLDC_FBHGASE01_D50 | Residential heating technology - Biomass boiler, automatic stoking , wood pellets or wood chips - single-family house - existing building - distributed MEAN level | HOUWPE | HOUPARRHN_OLDC_DMD | MKr20 | 2040 | 4.2619 | 0.38745 |  | 25 | 9 | 45 | 1 | 4 | PAR | C | OLD |  |  | RHNBHWPE | 3 | 0.5 | HOUPARRHNBHWPEN01_OLDC_FBHGASE01 | 0.853 | HOUPARRHNBHWPEN01_OLDC | HOUPARRHNBHGASE01_OLDC | BHGASE01 | BHWPEN01 | PAR_OLDC | BHGASE01_BHWPEN01 | 6 | 0 | 1 | New
HOUPARRHNBHWPEN01_OLDC_FBHGASE01_D50 | Residential heating technology - Biomass boiler, automatic stoking , wood pellets or wood chips - single-family house - existing building - distributed MEAN level | HOUWPE | HOUPARRHN_OLDC_DMD | MKr20 | 2050 | 5.0669 | 0.46288 |  | 25 | 9 | 40 | 0 | 4 | PAR | C | OLD |  |  | RHNBHWPE | 3 | 0.5 | HOUPARRHNBHWPEN01_OLDC_FBHGASE01 | 0.853 | HOUPARRHNBHWPEN01_OLDC | HOUPARRHNBHGASE01_OLDC | BHGASE01 | BHWPEN01 | PAR_OLDC | BHGASE01_BHWPEN01 | 6 | 0 | 1 | New
HOUPARRHNBHSOLN01_OLDC_FBHGASE01_D50 | Residential heating technology - Solar heating system - single-family house - existing building - distributed MEAN level | HOUSOL | HOUPARRHN_OLDC_DMD | MKr20 | 2020 | 8.0779 | 0.093036 | [6 empty] | PAR | C | OLD |  |  | RHNBHSOL | 3 | 0.5 | HOUPARRHNBHSOLN01_OLDC_FBHGASE01 | 0.853 | HOUPARRHNBHSOLN01_OLDC | HOUPARRHNBHGASE01_OLDC | BHGASE01 | BHSOLN01 | PAR_OLDC | BHGASE01_BHSOLN01 | 5 | 0 | 1.1 | Unlikely
HOUPARRHNBHSOLN01_OLDC_FBHGASE01_D50 | Residential heating technology - Solar heating system - single-family house - existing building - distributed MEAN level | HOUSOL | HOUPARRHN_OLDC_DMD | MKr20 | 2025 | 7.878 | 0.08736 | [6 empty] | PAR | C | OLD |  |  | RHNBHSOL | 3 | 0.5 | HOUPARRHNBHSOLN01_OLDC_FBHGASE01 | 0.853 | HOUPARRHNBHSOLN01_OLDC | HOUPARRHNBHGASE01_OLDC | BHGASE01 | BHSOLN01 | PAR_OLDC | BHGASE01_BHSOLN01 | 5 | 0 | 1.1 | Unlikely
HOUPARRHNBHSOLN01_OLDC_FBHGASE01_D50 | Residential heating technology - Solar heating system - single-family house - existing building - distributed MEAN level | HOUSOL | HOUPARRHN_OLDC_DMD | MKr20 | 2030 | 7.683 | 0.085232 | [6 empty] | PAR | C | OLD |  |  | RHNBHSOL | 3 | 0.5 | HOUPARRHNBHSOLN01_OLDC_FBHGASE01 | 0.853 | HOUPARRHNBHSOLN01_OLDC | HOUPARRHNBHGASE01_OLDC | BHGASE01 | BHSOLN01 | PAR_OLDC | BHGASE01_BHSOLN01 | 5 | 0 | 1.1 | Unlikely
HOUPARRHNBHSOLN01_OLDC_FBHGASE01_D50 | Residential heating technology - Solar heating system - single-family house - existing building - distributed MEAN level | HOUSOL | HOUPARRHN_OLDC_DMD | MKr20 | 2040 | 7.3074 | 0.08062 | [6 empty] | PAR | C | OLD |  |  | RHNBHSOL | 3 | 0.5 | HOUPARRHNBHSOLN01_OLDC_FBHGASE01 | 0.853 | HOUPARRHNBHSOLN01_OLDC | HOUPARRHNBHGASE01_OLDC | BHGASE01 | BHSOLN01 | PAR_OLDC | BHGASE01_BHSOLN01 | 5 | 0 | 1.1 | Unlikely
HOUPARRHNBHSOLN01_OLDC_FBHGASE01_D50 | Residential heating technology - Solar heating system - single-family house - existing building - distributed MEAN level | HOUSOL | HOUPARRHN_OLDC_DMD | MKr20 | 2050 | 6.9501 | 0.076008 | [6 empty] | PAR | C | OLD |  |  | RHNBHSOL | 3 | 0.5 | HOUPARRHNBHSOLN01_OLDC_FBHGASE01 | 0.853 | HOUPARRHNBHSOLN01_OLDC | HOUPARRHNBHGASE01_OLDC | BHGASE01 | BHSOLN01 | PAR_OLDC | BHGASE01_BHSOLN01 | 5 | 0 | 1.1 | Unlikely
HOUPARRHNBHGASN01_OLDC_FBHGASE01_D50 | Residential heating technology - Natural gas boiler - single-family house - existing building - distributed MEAN level | HOUGAS | HOUPARRHN_OLDC_DMD | MKr20 | 2020 | 2.0754 | 0.10195 |  | 0.43 | 0.1 | 20.4 | 1 | 1 | PAR | C | OLD |  |  | RHNBHGAS | 3 | 0.5 | HOUPARRHNBHGASN01_OLDC_FBHGASE01 | 0.853 | HOUPARRHNBHGASN01_OLDC | HOUPARRHNBHGASE01_OLDC | BHGASE01 | BHGASN01 | PAR_OLDC | BHGASE01_BHGASN01 | 6 | 0 | 1 | New
HOUPARRHNBHGASN01_OLDC_FBHGASE01_D50 | Residential heating technology - Natural gas boiler - single-family house - existing building - distributed MEAN level | HOUGAS | HOUPARRHN_OLDC_DMD | MKr20 | 2025 | 2.024 | 0.10023 |  | 0.43 | 0.1 | 20.4 | 1 | 1 | PAR | C | OLD |  |  | RHNBHGAS | 3 | 0.5 | HOUPARRHNBHGASN01_OLDC_FBHGASE01 | 0.853 | HOUPARRHNBHGASN01_OLDC | HOUPARRHNBHGASE01_OLDC | BHGASE01 | BHGASN01 | PAR_OLDC | BHGASE01_BHGASN01 | 6 | 0 | 1 | New
HOUPARRHNBHGASN01_OLDC_FBHGASE01_D50 | Residential heating technology - Natural gas boiler - single-family house - existing building - distributed MEAN level | HOUGAS | HOUPARRHN_OLDC_DMD | MKr20 | 2030 | 1.9739 | 0.099368 |  | 0.43 | 0.1 | 20.4 | 1 | 1 | PAR | C | OLD |  |  | RHNBHGAS | 3 | 0.5 | HOUPARRHNBHGASN01_OLDC_FBHGASE01 | 0.853 | HOUPARRHNBHGASN01_OLDC | HOUPARRHNBHGASE01_OLDC | BHGASE01 | BHGASN01 | PAR_OLDC | BHGASE01_BHGASN01 | 6 | 0 | 1 | New
HOUPARRHNBHGASN01_OLDC_FBHGASE01_D50 | Residential heating technology - Natural gas boiler - single-family house - existing building - distributed MEAN level | HOUGAS | HOUPARRHN_OLDC_DMD | MKr20 | 2040 | 1.8774 | 0.09395 |  | 0.43 | 0.1 | 20.4 | 1 | 1 | PAR | C | OLD |  |  | RHNBHGAS | 3 | 0.5 | HOUPARRHNBHGASN01_OLDC_FBHGASE01 | 0.853 | HOUPARRHNBHGASN01_OLDC | HOUPARRHNBHGASE01_OLDC | BHGASE01 | BHGASN01 | PAR_OLDC | BHGASE01_BHGASN01 | 6 | 0 | 1 | New
HOUPARRHNBHGASN01_OLDC_FBHGASE01_D50 | Residential heating technology - Natural gas boiler - single-family house - existing building - distributed MEAN level | HOUGAS | HOUPARRHN_OLDC_DMD | MKr20 | 2050 | 1.7856 | 0.090576 |  | 0.43 | 0.1 | 20.4 | 1 | 1 | PAR | C | OLD |  |  | RHNBHGAS | 3 | 0.5 | HOUPARRHNBHGASN01_OLDC_FBHGASE01 | 0.853 | HOUPARRHNBHGASN01_OLDC | HOUPARRHNBHGASE01_OLDC | BHGASE01 | BHGASN01 | PAR_OLDC | BHGASE01_BHGASN01 | 6 | 0 | 1 | New
HOUPARRHNBHDHCN03_OLDC_FBHGASE01_D50 | Residential heating technology - Direct district heating substation - plus connection pipe - single-family house - existing building - distributed MEAN level | HOUDHC | HOUPARRHN_OLDC_DMD | MKr20 | 2020 | 3.2097 | 0.030272 | [6 empty] | PAR | C | OLD |  |  | RHNBHDHC | 3 | 0.5 | HOUPARRHNBHDHCN03_OLDC_FBHGASE01 | 0.853 | HOUPARRHNBHDHCN03_OLDC | HOUPARRHNBHGASE01_OLDC | BHGASE01 | BHDHCN03 | PAR_OLDC | BHGASE01_BHDHCN03 | 6 | 0 | 1 | New
HOUPARRHNBHDHCN03_OLDC_FBHGASE01_D50 | Residential heating technology - Direct district heating substation - plus connection pipe - single-family house - existing building - distributed MEAN level | HOUDHC | HOUPARRHN_OLDC_DMD | MKr20 | 2025 | 3.1725 | 0.030048 | [6 empty] | PAR | C | OLD |  |  | RHNBHDHC | 3 | 0.5 | HOUPARRHNBHDHCN03_OLDC_FBHGASE01 | 0.853 | HOUPARRHNBHDHCN03_OLDC | HOUPARRHNBHGASE01_OLDC | BHGASE01 | BHDHCN03 | PAR_OLDC | BHGASE01_BHDHCN03 | 6 | 0 | 1 | New
HOUPARRHNBHDHCN03_OLDC_FBHGASE01_D50 | Residential heating technology - Direct district heating substation - plus connection pipe - single-family house - existing building - distributed MEAN level | HOUDHC | HOUPARRHN_OLDC_DMD | MKr20 | 2030 | 3.1414 | 0.029511 | [6 empty] | PAR | C | OLD |  |  | RHNBHDHC | 3 | 0.5 | HOUPARRHNBHDHCN03_OLDC_FBHGASE01 | 0.853 | HOUPARRHNBHDHCN03_OLDC | HOUPARRHNBHGASE01_OLDC | BHGASE01 | BHDHCN03 | PAR_OLDC | BHGASE01_BHDHCN03 | 6 | 0 | 1 | New
HOUPARRHNBHDHCN03_OLDC_FBHGASE01_D50 | Residential heating technology - Direct district heating substation - plus connection pipe - single-family house - existing building - distributed MEAN level | HOUDHC | HOUPARRHN_OLDC_DMD | MKr20 | 2040 | 3.0855 | 0.02824 | [6 empty] | PAR | C | OLD |  |  | RHNBHDHC | 3 | 0.5 | HOUPARRHNBHDHCN03_OLDC_FBHGASE01 | 0.853 | HOUPARRHNBHDHCN03_OLDC | HOUPARRHNBHGASE01_OLDC | BHGASE01 | BHDHCN03 | PAR_OLDC | BHGASE01_BHDHCN03 | 6 | 0 | 1 | New
HOUPARRHNBHDHCN03_OLDC_FBHGASE01_D50 | Residential heating technology - Direct district heating substation - plus connection pipe - single-family house - existing building - distributed MEAN level | HOUDHC | HOUPARRHN_OLDC_DMD | MKr20 | 2050 | 3.0235 | 0.026392 | [6 empty] | PAR | C | OLD |  |  | RHNBHDHC | 3 | 0.5 | HOUPARRHNBHDHCN03_OLDC_FBHGASE01 | 0.853 | HOUPARRHNBHDHCN03_OLDC | HOUPARRHNBHGASE01_OLDC | BHGASE01 | BHDHCN03 | PAR_OLDC | BHGASE01_BHDHCN03 | 6 | 0 | 1 | New
HOUPARRHNHPELCN07_OLDD_FBHGASE01_D50 | Residential heating technology - Heat pump, Air-to-water, low-price product - single-family house - existing building - distributed MEAN level | HOUELC, HOUAMB | HOUPARRHN_OLDD_DMD | MKr20 | 2020 | 9.1486 | 0.38286 | 0.33333 | [5 empty] | PAR | D | OLD | 3 |  | RHNHPELC | 3 | 0.5 | HOUPARRHNHPELCN07_OLDD_FBHGASE01 | 0.853 | HOUPARRHNHPELCN07_OLDD | HOUPARRHNBHGASE01_OLDD | BHGASE01 | HPELCN07 | PAR_OLDD | BHGASE01_HPELCN07 | 4 | -0.25 | 1 | Supported
HOUPARRHNHPELCN07_OLDD_FBHGASE01_D50 | Residential heating technology - Heat pump, Air-to-water, low-price product - single-family house - existing building - distributed MEAN level | HOUELC, HOUAMB | HOUPARRHN_OLDD_DMD | MKr20 | 2025 | 8.3693 | 0.29365 | 0.31746 | [5 empty] | PAR | D | OLD | 3.15 |  | RHNHPELC | 3 | 0.5 | HOUPARRHNHPELCN07_OLDD_FBHGASE01 | 0.853 | HOUPARRHNHPELCN07_OLDD | HOUPARRHNBHGASE01_OLDD | BHGASE01 | HPELCN07 | PAR_OLDD | BHGASE01_HPELCN07 | 4 | -0.25 | 1 | Supported
HOUPARRHNHPELCN07_OLDD_FBHGASE01_D50 | Residential heating technology - Heat pump, Air-to-water, low-price product - single-family house - existing building - distributed MEAN level | HOUELC, HOUAMB | HOUPARRHN_OLDD_DMD | MKr20 | 2030 | 7.59 | 0.29016 | 0.30303 | [5 empty] | PAR | D | OLD | 3.3 |  | RHNHPELC | 3 | 0.5 | HOUPARRHNHPELCN07_OLDD_FBHGASE01 | 0.853 | HOUPARRHNHPELCN07_OLDD | HOUPARRHNBHGASE01_OLDD | BHGASE01 | HPELCN07 | PAR_OLDD | BHGASE01_HPELCN07 | 4 | -0.25 | 1 | Supported
HOUPARRHNHPELCN07_OLDD_FBHGASE01_D50 | Residential heating technology - Heat pump, Air-to-water, low-price product - single-family house - existing building - distributed MEAN level | HOUELC, HOUAMB | HOUPARRHN_OLDD_DMD | MKr20 | 2040 | 6.9691 | 0.28368 | 0.28986 | [5 empty] | PAR | D | OLD | 3.45 |  | RHNHPELC | 3 | 0.5 | HOUPARRHNHPELCN07_OLDD_FBHGASE01 | 0.853 | HOUPARRHNHPELCN07_OLDD | HOUPARRHNBHGASE01_OLDD | BHGASE01 | HPELCN07 | PAR_OLDD | BHGASE01_HPELCN07 | 4 | -0.25 | 1 | Supported
HOUPARRHNHPELCN07_OLDD_FBHGASE01_D50 | Residential heating technology - Heat pump, Air-to-water, low-price product - single-family house - existing building - distributed MEAN level | HOUELC, HOUAMB | HOUPARRHN_OLDD_DMD | MKr20 | 2050 | 6.3482 | 0.2772 | 0.28169 | [5 empty] | PAR | D | OLD | 3.55 |  | RHNHPELC | 3 | 0.5 | HOUPARRHNHPELCN07_OLDD_FBHGASE01 | 0.853 | HOUPARRHNHPELCN07_OLDD | HOUPARRHNBHGASE01_OLDD | BHGASE01 | HPELCN07 | PAR_OLDD | BHGASE01_HPELCN07 | 4 | -0.25 | 1 | Supported
HOUPARRHNHPELCN05_OLDD_FBHGASE01_D50 | Residential heating technology - Heat pump, Air-to-water - leasing - single-family house - existing building - distributed MEAN level | HOUELC, HOUAMB | HOUPARRHN_OLDD_DMD | MKr20 | 2020 | 5.8286 | 1.06 | 0.31746 | [5 empty] | PAR | D | OLD | 3.15 |  | RHNHPELC | 3 | 0.5 | HOUPARRHNHPELCN05_OLDD_FBHGASE01 | 0.853 | HOUPARRHNHPELCN05_OLDD | HOUPARRHNBHGASE01_OLDD | BHGASE01 | HPELCN05 | PAR_OLDD | BHGASE01_HPELCN05 | 4 | -0.25 | 1 | Supported
HOUPARRHNHPELCN05_OLDD_FBHGASE01_D50 | Residential heating technology - Heat pump, Air-to-water - leasing - single-family house - existing building - distributed MEAN level | HOUELC, HOUAMB | HOUPARRHN_OLDD_DMD | MKr20 | 2025 | 5.3762 | 0.91425 | 0.30303 | [5 empty] | PAR | D | OLD | 3.3 |  | RHNHPELC | 3 | 0.5 | HOUPARRHNHPELCN05_OLDD_FBHGASE01 | 0.853 | HOUPARRHNHPELCN05_OLDD | HOUPARRHNBHGASE01_OLDD | BHGASE01 | HPELCN05 | PAR_OLDD | BHGASE01_HPELCN05 | 4 | -0.25 | 1 | Supported
HOUPARRHNHPELCN05_OLDD_FBHGASE01_D50 | Residential heating technology - Heat pump, Air-to-water - leasing - single-family house - existing building - distributed MEAN level | HOUELC, HOUAMB | HOUPARRHN_OLDD_DMD | MKr20 | 2030 | 4.9239 | 0.85421 | 0.28986 | [5 empty] | PAR | D | OLD | 3.45 |  | RHNHPELC | 3 | 0.5 | HOUPARRHNHPELCN05_OLDD_FBHGASE01 | 0.853 | HOUPARRHNHPELCN05_OLDD | HOUPARRHNBHGASE01_OLDD | BHGASE01 | HPELCN05 | PAR_OLDD | BHGASE01_HPELCN05 | 4 | -0.25 | 1 | Supported
HOUPARRHNHPELCN05_OLDD_FBHGASE01_D50 | Residential heating technology - Heat pump, Air-to-water - leasing - single-family house - existing building - distributed MEAN level | HOUELC, HOUAMB | HOUPARRHN_OLDD_DMD | MKr20 | 2040 | 4.557 | 0.80187 | 0.27778 | [5 empty] | PAR | D | OLD | 3.6 |  | RHNHPELC | 3 | 0.5 | HOUPARRHNHPELCN05_OLDD_FBHGASE01 | 0.853 | HOUPARRHNHPELCN05_OLDD | HOUPARRHNBHGASE01_OLDD | BHGASE01 | HPELCN05 | PAR_OLDD | BHGASE01_HPELCN05 | 4 | -0.25 | 1 | Supported
HOUPARRHNHPELCN05_OLDD_FBHGASE01_D50 | Residential heating technology - Heat pump, Air-to-water - leasing - single-family house - existing building - distributed MEAN level | HOUELC, HOUAMB | HOUPARRHN_OLDD_DMD | MKr20 | 2050 | 4.1901 | 0.74953 | 0.27027 | [5 empty] | PAR | D | OLD | 3.7 |  | RHNHPELC | 3 | 0.5 | HOUPARRHNHPELCN05_OLDD_FBHGASE01 | 0.853 | HOUPARRHNHPELCN05_OLDD | HOUPARRHNBHGASE01_OLDD | BHGASE01 | HPELCN05 | PAR_OLDD | BHGASE01_HPELCN05 | 4 | -0.25 | 1 | Supported
HOUPARRHNHPELCN04_OLDD_FBHGASE01_D50 | Residential heating technology - Heat pump, Ground source - single-family house - existing building - distributed MEAN level | HOUELC, HOUAMB | HOUPARRHN_OLDD_DMD | MKr20 | 2020 | 15.4381 | 0.30571 | 0.28986 | [5 empty] | PAR | D | OLD | 3.45 |  | RHNHPELC | 3 | 0.5 | HOUPARRHNHPELCN04_OLDD_FBHGASE01 | 0.853 | HOUPARRHNHPELCN04_OLDD | HOUPARRHNBHGASE01_OLDD | BHGASE01 | HPELCN04 | PAR_OLDD | BHGASE01_HPELCN04 | 4 | -0.25 | 1 | Supported
HOUPARRHNHPELCN04_OLDD_FBHGASE01_D50 | Residential heating technology - Heat pump, Ground source - single-family house - existing building - distributed MEAN level | HOUELC, HOUAMB | HOUPARRHN_OLDD_DMD | MKr20 | 2025 | 14.6662 | 0.21651 | 0.28169 | [5 empty] | PAR | D | OLD | 3.55 |  | RHNHPELC | 3 | 0.5 | HOUPARRHNHPELCN04_OLDD_FBHGASE01 | 0.853 | HOUPARRHNHPELCN04_OLDD | HOUPARRHNBHGASE01_OLDD | BHGASE01 | HPELCN04 | PAR_OLDD | BHGASE01_HPELCN04 | 4 | -0.25 | 1 | Supported
HOUPARRHNHPELCN04_OLDD_FBHGASE01_D50 | Residential heating technology - Heat pump, Ground source - single-family house - existing building - distributed MEAN level | HOUELC, HOUAMB | HOUPARRHN_OLDD_DMD | MKr20 | 2030 | 13.8943 | 0.21302 | 0.27397 | [5 empty] | PAR | D | OLD | 3.65 |  | RHNHPELC | 3 | 0.5 | HOUPARRHNHPELCN04_OLDD_FBHGASE01 | 0.853 | HOUPARRHNHPELCN04_OLDD | HOUPARRHNBHGASE01_OLDD | BHGASE01 | HPELCN04 | PAR_OLDD | BHGASE01_HPELCN04 | 4 | -0.25 | 1 | Supported
HOUPARRHNHPELCN04_OLDD_FBHGASE01_D50 | Residential heating technology - Heat pump, Ground source - single-family house - existing building - distributed MEAN level | HOUELC, HOUAMB | HOUPARRHN_OLDD_DMD | MKr20 | 2040 | 13.1996 | 0.20654 | 0.26316 | [5 empty] | PAR | D | OLD | 3.8 |  | RHNHPELC | 3 | 0.5 | HOUPARRHNHPELCN04_OLDD_FBHGASE01 | 0.853 | HOUPARRHNHPELCN04_OLDD | HOUPARRHNBHGASE01_OLDD | BHGASE01 | HPELCN04 | PAR_OLDD | BHGASE01_HPELCN04 | 4 | -0.25 | 1 | Supported
HOUPARRHNHPELCN04_OLDD_FBHGASE01_D50 | Residential heating technology - Heat pump, Ground source - single-family house - existing building - distributed MEAN level | HOUELC, HOUAMB | HOUPARRHN_OLDD_DMD | MKr20 | 2050 | 12.5049 | 0.20005 | 0.25974 | [5 empty] | PAR | D | OLD | 3.85 |  | RHNHPELC | 3 | 0.5 | HOUPARRHNHPELCN04_OLDD_FBHGASE01 | 0.853 | HOUPARRHNHPELCN04_OLDD | HOUPARRHNBHGASE01_OLDD | BHGASE01 | HPELCN04 | PAR_OLDD | BHGASE01_HPELCN04 | 4 | -0.25 | 1 | Supported
HOUPARRHNHPELCN03_OLDD_FBHGASE01_D50 | Residential heating technology - Heat pump, Air-to-water - single-family house - existing building - distributed MEAN level | HOUELC, HOUAMB | HOUPARRHN_OLDD_DMD | MKr20 | 2020 | 11.6571 | 0.33143 | 0.31746 | [5 empty] | PAR | D | OLD | 3.15 |  | RHNHPELC | 3 | 0.5 | HOUPARRHNHPELCN03_OLDD_FBHGASE01 | 0.853 | HOUPARRHNHPELCN03_OLDD | HOUPARRHNBHGASE01_OLDD | BHGASE01 | HPELCN03 | PAR_OLDD | BHGASE01_HPELCN03 | 4 | -0.25 | 1 | Supported
HOUPARRHNHPELCN03_OLDD_FBHGASE01_D50 | Residential heating technology - Heat pump, Air-to-water - single-family house - existing building - distributed MEAN level | HOUELC, HOUAMB | HOUPARRHN_OLDD_DMD | MKr20 | 2025 | 10.7524 | 0.24222 | 0.30303 | [5 empty] | PAR | D | OLD | 3.3 |  | RHNHPELC | 3 | 0.5 | HOUPARRHNHPELCN03_OLDD_FBHGASE01 | 0.853 | HOUPARRHNHPELCN03_OLDD | HOUPARRHNBHGASE01_OLDD | BHGASE01 | HPELCN03 | PAR_OLDD | BHGASE01_HPELCN03 | 4 | -0.25 | 1 | Supported
HOUPARRHNHPELCN03_OLDD_FBHGASE01_D50 | Residential heating technology - Heat pump, Air-to-water - single-family house - existing building - distributed MEAN level | HOUELC, HOUAMB | HOUPARRHN_OLDD_DMD | MKr20 | 2030 | 9.8477 | 0.23873 | 0.28986 | [5 empty] | PAR | D | OLD | 3.45 |  | RHNHPELC | 3 | 0.5 | HOUPARRHNHPELCN03_OLDD_FBHGASE01 | 0.853 | HOUPARRHNHPELCN03_OLDD | HOUPARRHNBHGASE01_OLDD | BHGASE01 | HPELCN03 | PAR_OLDD | BHGASE01_HPELCN03 | 4 | -0.25 | 1 | Supported
HOUPARRHNHPELCN03_OLDD_FBHGASE01_D50 | Residential heating technology - Heat pump, Air-to-water - single-family house - existing building - distributed MEAN level | HOUELC, HOUAMB | HOUPARRHN_OLDD_DMD | MKr20 | 2040 | 9.1139 | 0.23225 | 0.27778 | [5 empty] | PAR | D | OLD | 3.6 |  | RHNHPELC | 3 | 0.5 | HOUPARRHNHPELCN03_OLDD_FBHGASE01 | 0.853 | HOUPARRHNHPELCN03_OLDD | HOUPARRHNBHGASE01_OLDD | BHGASE01 | HPELCN03 | PAR_OLDD | BHGASE01_HPELCN03 | 4 | -0.25 | 1 | Supported
HOUPARRHNHPELCN03_OLDD_FBHGASE01_D50 | Residential heating technology - Heat pump, Air-to-water - single-family house - existing building - distributed MEAN level | HOUELC, HOUAMB | HOUPARRHN_OLDD_DMD | MKr20 | 2050 | 8.3802 | 0.22577 | 0.27027 | [5 empty] | PAR | D | OLD | 3.7 |  | RHNHPELC | 3 | 0.5 | HOUPARRHNHPELCN03_OLDD_FBHGASE01 | 0.853 | HOUPARRHNHPELCN03_OLDD | HOUPARRHNBHGASE01_OLDD | BHGASE01 | HPELCN03 | PAR_OLDD | BHGASE01_HPELCN03 | 4 | -0.25 | 1 | Supported
HOUPARRHNHPELCN02_OLDD_FBHGASE01_D50 | Residential heating technology - Heat pump, Air-to-air - single-family house - existing building - distributed MEAN level | HOUELC, HOUAMB | HOUPARRHN_OLDD_DMD | MKr20 | 2020 | 2.1408 | 0.17231 | 0.20619 | [5 empty] | PAR | D | OLD | 4.85 |  | RHNHPELC | 3 | 0.5 | HOUPARRHNHPELCN02_OLDD_FBHGASE01 | 0.853 | HOUPARRHNHPELCN02_OLDD | HOUPARRHNBHGASE01_OLDD | BHGASE01 | HPELCN02 | PAR_OLDD | BHGASE01_HPELCN02 | 5 | 0 | 1.1 | Unlikely
HOUPARRHNHPELCN02_OLDD_FBHGASE01_D50 | Residential heating technology - Heat pump, Air-to-air - single-family house - existing building - distributed MEAN level | HOUELC, HOUAMB | HOUPARRHN_OLDD_DMD | MKr20 | 2025 | 2.0884 | 0.11707 | 0.19608 | [5 empty] | PAR | D | OLD | 5.1 |  | RHNHPELC | 3 | 0.5 | HOUPARRHNHPELCN02_OLDD_FBHGASE01 | 0.853 | HOUPARRHNHPELCN02_OLDD | HOUPARRHNBHGASE01_OLDD | BHGASE01 | HPELCN02 | PAR_OLDD | BHGASE01_HPELCN02 | 5 | 0 | 1.1 | Unlikely
HOUPARRHNHPELCN02_OLDD_FBHGASE01_D50 | Residential heating technology - Heat pump, Air-to-air - single-family house - existing building - distributed MEAN level | HOUELC, HOUAMB | HOUPARRHN_OLDD_DMD | MKr20 | 2030 | 2.0361 | 0.11491 | 0.18868 | [5 empty] | PAR | D | OLD | 5.3 |  | RHNHPELC | 3 | 0.5 | HOUPARRHNHPELCN02_OLDD_FBHGASE01 | 0.853 | HOUPARRHNHPELCN02_OLDD | HOUPARRHNBHGASE01_OLDD | BHGASE01 | HPELCN02 | PAR_OLDD | BHGASE01_HPELCN02 | 5 | 0 | 1.1 | Unlikely
HOUPARRHNHPELCN02_OLDD_FBHGASE01_D50 | Residential heating technology - Heat pump, Air-to-air - single-family house - existing building - distributed MEAN level | HOUELC, HOUAMB | HOUPARRHN_OLDD_DMD | MKr20 | 2040 | 1.939 | 0.11089 | 0.18182 | [5 empty] | PAR | D | OLD | 5.5 |  | RHNHPELC | 3 | 0.5 | HOUPARRHNHPELCN02_OLDD_FBHGASE01 | 0.853 | HOUPARRHNHPELCN02_OLDD | HOUPARRHNBHGASE01_OLDD | BHGASE01 | HPELCN02 | PAR_OLDD | BHGASE01_HPELCN02 | 5 | 0 | 1.1 | Unlikely
HOUPARRHNHPELCN02_OLDD_FBHGASE01_D50 | Residential heating technology - Heat pump, Air-to-air - single-family house - existing building - distributed MEAN level | HOUELC, HOUAMB | HOUPARRHN_OLDD_DMD | MKr20 | 2050 | 1.8419 | 0.10688 | 0.17857 | [5 empty] | PAR | D | OLD | 5.6 |  | RHNHPELC | 3 | 0.5 | HOUPARRHNHPELCN02_OLDD_FBHGASE01 | 0.853 | HOUPARRHNHPELCN02_OLDD | HOUPARRHNBHGASE01_OLDD | BHGASE01 | HPELCN02 | PAR_OLDD | BHGASE01_HPELCN02 | 5 | 0 | 1.1 | Unlikely
HOUPARRHNDIELCN06_OLDD_FBHGASE01_D50 | Residential heating technology - Electric heating - electric panel from Bauhaus - single-family house - new building - distributed MEAN level | HOUELC | HOUPARRHN_OLDD_DMD | MKr20 | 2020 | 0.605 | 0 | [6 empty] | PAR | D | OLD |  |  | RHNDIELC | 3 | 0.5 | HOUPARRHNDIELCN06_OLDD_FBHGASE01 | 0.853 | HOUPARRHNDIELCN06_OLDD | HOUPARRHNBHGASE01_OLDD | BHGASE01 | DIELCN06 | PAR_OLDD | BHGASE01_DIELCN06 | 5 | 0 | 1.1 | Unlikely
HOUPARRHNDIELCN06_OLDD_FBHGASE01_D50 | Residential heating technology - Electric heating - electric panel from Bauhaus - single-family house - new building - distributed MEAN level | HOUELC | HOUPARRHN_OLDD_DMD | MKr20 | 2025 | 0.605 | 0 | [6 empty] | PAR | D | OLD |  |  | RHNDIELC | 3 | 0.5 | HOUPARRHNDIELCN06_OLDD_FBHGASE01 | 0.853 | HOUPARRHNDIELCN06_OLDD | HOUPARRHNBHGASE01_OLDD | BHGASE01 | DIELCN06 | PAR_OLDD | BHGASE01_DIELCN06 | 5 | 0 | 1.1 | Unlikely
HOUPARRHNDIELCN06_OLDD_FBHGASE01_D50 | Residential heating technology - Electric heating - electric panel from Bauhaus - single-family house - new building - distributed MEAN level | HOUELC | HOUPARRHN_OLDD_DMD | MKr20 | 2030 | 0.605 | 0 | [6 empty] | PAR | D | OLD |  |  | RHNDIELC | 3 | 0.5 | HOUPARRHNDIELCN06_OLDD_FBHGASE01 | 0.853 | HOUPARRHNDIELCN06_OLDD | HOUPARRHNBHGASE01_OLDD | BHGASE01 | DIELCN06 | PAR_OLDD | BHGASE01_DIELCN06 | 5 | 0 | 1.1 | Unlikely
HOUPARRHNDIELCN06_OLDD_FBHGASE01_D50 | Residential heating technology - Electric heating - electric panel from Bauhaus - single-family house - new building - distributed MEAN level | HOUELC | HOUPARRHN_OLDD_DMD | MKr20 | 2040 | 0.605 | 0 | [6 empty] | PAR | D | OLD |  |  | RHNDIELC | 3 | 0.5 | HOUPARRHNDIELCN06_OLDD_FBHGASE01 | 0.853 | HOUPARRHNDIELCN06_OLDD | HOUPARRHNBHGASE01_OLDD | BHGASE01 | DIELCN06 | PAR_OLDD | BHGASE01_DIELCN06 | 5 | 0 | 1.1 | Unlikely
HOUPARRHNDIELCN06_OLDD_FBHGASE01_D50 | Residential heating technology - Electric heating - electric panel from Bauhaus - single-family house - new building - distributed MEAN level | HOUELC | HOUPARRHN_OLDD_DMD | MKr20 | 2050 | 0.605 | 0 | [6 empty] | PAR | D | OLD |  |  | RHNDIELC | 3 | 0.5 | HOUPARRHNDIELCN06_OLDD_FBHGASE01 | 0.853 | HOUPARRHNDIELCN06_OLDD | HOUPARRHNBHGASE01_OLDD | BHGASE01 | DIELCN06 | PAR_OLDD | BHGASE01_DIELCN06 | 5 | 0 | 1.1 | Unlikely
HOUPARRHNDIELCN01_OLDD_FBHGASE01_D50 | Residential heating technology - Electric heating - single-family house - new building - distributed MEAN level | HOUELC | HOUPARRHN_OLDD_DMD | MKr20 | 2020 | 7.3509 | 0.0596 | [6 empty] | PAR | D | OLD |  |  | RHNDIELC | 3 | 0.5 | HOUPARRHNDIELCN01_OLDD_FBHGASE01 | 0.853 | HOUPARRHNDIELCN01_OLDD | HOUPARRHNBHGASE01_OLDD | BHGASE01 | DIELCN01 | PAR_OLDD | BHGASE01_DIELCN01 | 5 | 0 | 1.1 | Unlikely
HOUPARRHNDIELCN01_OLDD_FBHGASE01_D50 | Residential heating technology - Electric heating - single-family house - new building - distributed MEAN level | HOUELC | HOUPARRHN_OLDD_DMD | MKr20 | 2025 | 7.169 | 0.0596 | [6 empty] | PAR | D | OLD |  |  | RHNDIELC | 3 | 0.5 | HOUPARRHNDIELCN01_OLDD_FBHGASE01 | 0.853 | HOUPARRHNDIELCN01_OLDD | HOUPARRHNBHGASE01_OLDD | BHGASE01 | DIELCN01 | PAR_OLDD | BHGASE01_DIELCN01 | 5 | 0 | 1.1 | Unlikely
HOUPARRHNDIELCN01_OLDD_FBHGASE01_D50 | Residential heating technology - Electric heating - single-family house - new building - distributed MEAN level | HOUELC | HOUPARRHN_OLDD_DMD | MKr20 | 2030 | 6.9915 | 0.057117 | [6 empty] | PAR | D | OLD |  |  | RHNDIELC | 3 | 0.5 | HOUPARRHNDIELCN01_OLDD_FBHGASE01 | 0.853 | HOUPARRHNDIELCN01_OLDD | HOUPARRHNBHGASE01_OLDD | BHGASE01 | DIELCN01 | PAR_OLDD | BHGASE01_DIELCN01 | 5 | 0 | 1.1 | Unlikely
HOUPARRHNDIELCN01_OLDD_FBHGASE01_D50 | Residential heating technology - Electric heating - single-family house - new building - distributed MEAN level | HOUELC | HOUPARRHN_OLDD_DMD | MKr20 | 2040 | 6.6497 | 0.054633 | [6 empty] | PAR | D | OLD |  |  | RHNDIELC | 3 | 0.5 | HOUPARRHNDIELCN01_OLDD_FBHGASE01 | 0.853 | HOUPARRHNDIELCN01_OLDD | HOUPARRHNBHGASE01_OLDD | BHGASE01 | DIELCN01 | PAR_OLDD | BHGASE01_DIELCN01 | 5 | 0 | 1.1 | Unlikely
HOUPARRHNDIELCN01_OLDD_FBHGASE01_D50 | Residential heating technology - Electric heating - single-family house - new building - distributed MEAN level | HOUELC | HOUPARRHN_OLDD_DMD | MKr20 | 2050 | 6.3246 | 0.05215 | [6 empty] | PAR | D | OLD |  |  | RHNDIELC | 3 | 0.5 | HOUPARRHNDIELCN01_OLDD_FBHGASE01 | 0.853 | HOUPARRHNDIELCN01_OLDD | HOUPARRHNBHGASE01_OLDD | BHGASE01 | DIELCN01 | PAR_OLDD | BHGASE01_DIELCN01 | 5 | 0 | 1.1 | Unlikely
HOUPARRHNBHWPEN01_OLDD_FBHGASE01_D50 | Residential heating technology - Biomass boiler, automatic stoking , wood pellets or wood chips - single-family house - existing building - distributed MEAN level | HOUWPE | HOUPARRHN_OLDD_DMD | MKr20 | 2020 | 4.7113 | 0.4181 |  | 25 | 14 | 70 | 2 | 4 | PAR | D | OLD |  |  | RHNBHWPE | 3 | 0.5 | HOUPARRHNBHWPEN01_OLDD_FBHGASE01 | 0.853 | HOUPARRHNBHWPEN01_OLDD | HOUPARRHNBHGASE01_OLDD | BHGASE01 | BHWPEN01 | PAR_OLDD | BHGASE01_BHWPEN01 | 6 | 0 | 1 | New
HOUPARRHNBHWPEN01_OLDD_FBHGASE01_D50 | Residential heating technology - Biomass boiler, automatic stoking , wood pellets or wood chips - single-family house - existing building - distributed MEAN level | HOUWPE | HOUPARRHN_OLDD_DMD | MKr20 | 2025 | 4.5947 | 0.41087 |  | 25 | 14 | 60 | 2 | 4 | PAR | D | OLD |  |  | RHNBHWPE | 3 | 0.5 | HOUPARRHNBHWPEN01_OLDD_FBHGASE01 | 0.853 | HOUPARRHNBHWPEN01_OLDD | HOUPARRHNBHGASE01_OLDD | BHGASE01 | BHWPEN01 | PAR_OLDD | BHGASE01_BHWPEN01 | 6 | 0 | 1 | New
HOUPARRHNBHWPEN01_OLDD_FBHGASE01_D50 | Residential heating technology - Biomass boiler, automatic stoking , wood pellets or wood chips - single-family house - existing building - distributed MEAN level | HOUWPE | HOUPARRHN_OLDD_DMD | MKr20 | 2030 | 4.4809 | 0.40539 |  | 25 | 11 | 50 | 1 | 4 | PAR | D | OLD |  |  | RHNBHWPE | 3 | 0.5 | HOUPARRHNBHWPEN01_OLDD_FBHGASE01 | 0.853 | HOUPARRHNBHWPEN01_OLDD | HOUPARRHNBHGASE01_OLDD | BHGASE01 | BHWPEN01 | PAR_OLDD | BHGASE01_BHWPEN01 | 6 | 0 | 1 | New
HOUPARRHNBHWPEN01_OLDD_FBHGASE01_D50 | Residential heating technology - Biomass boiler, automatic stoking , wood pellets or wood chips - single-family house - existing building - distributed MEAN level | HOUWPE | HOUPARRHN_OLDD_DMD | MKr20 | 2040 | 4.2619 | 0.38745 |  | 25 | 9 | 45 | 1 | 4 | PAR | D | OLD |  |  | RHNBHWPE | 3 | 0.5 | HOUPARRHNBHWPEN01_OLDD_FBHGASE01 | 0.853 | HOUPARRHNBHWPEN01_OLDD | HOUPARRHNBHGASE01_OLDD | BHGASE01 | BHWPEN01 | PAR_OLDD | BHGASE01_BHWPEN01 | 6 | 0 | 1 | New
HOUPARRHNBHWPEN01_OLDD_FBHGASE01_D50 | Residential heating technology - Biomass boiler, automatic stoking , wood pellets or wood chips - single-family house - existing building - distributed MEAN level | HOUWPE | HOUPARRHN_OLDD_DMD | MKr20 | 2050 | 5.0669 | 0.46288 |  | 25 | 9 | 40 | 0 | 4 | PAR | D | OLD |  |  | RHNBHWPE | 3 | 0.5 | HOUPARRHNBHWPEN01_OLDD_FBHGASE01 | 0.853 | HOUPARRHNBHWPEN01_OLDD | HOUPARRHNBHGASE01_OLDD | BHGASE01 | BHWPEN01 | PAR_OLDD | BHGASE01_BHWPEN01 | 6 | 0 | 1 | New
HOUPARRHNBHSOLN01_OLDD_FBHGASE01_D50 | Residential heating technology - Solar heating system - single-family house - existing building - distributed MEAN level | HOUSOL | HOUPARRHN_OLDD_DMD | MKr20 | 2020 | 8.0779 | 0.093036 | [6 empty] | PAR | D | OLD |  |  | RHNBHSOL | 3 | 0.5 | HOUPARRHNBHSOLN01_OLDD_FBHGASE01 | 0.853 | HOUPARRHNBHSOLN01_OLDD | HOUPARRHNBHGASE01_OLDD | BHGASE01 | BHSOLN01 | PAR_OLDD | BHGASE01_BHSOLN01 | 5 | 0 | 1.1 | Unlikely
HOUPARRHNBHSOLN01_OLDD_FBHGASE01_D50 | Residential heating technology - Solar heating system - single-family house - existing building - distributed MEAN level | HOUSOL | HOUPARRHN_OLDD_DMD | MKr20 | 2025 | 7.878 | 0.08736 | [6 empty] | PAR | D | OLD |  |  | RHNBHSOL | 3 | 0.5 | HOUPARRHNBHSOLN01_OLDD_FBHGASE01 | 0.853 | HOUPARRHNBHSOLN01_OLDD | HOUPARRHNBHGASE01_OLDD | BHGASE01 | BHSOLN01 | PAR_OLDD | BHGASE01_BHSOLN01 | 5 | 0 | 1.1 | Unlikely
HOUPARRHNBHSOLN01_OLDD_FBHGASE01_D50 | Residential heating technology - Solar heating system - single-family house - existing building - distributed MEAN level | HOUSOL | HOUPARRHN_OLDD_DMD | MKr20 | 2030 | 7.683 | 0.085232 | [6 empty] | PAR | D | OLD |  |  | RHNBHSOL | 3 | 0.5 | HOUPARRHNBHSOLN01_OLDD_FBHGASE01 | 0.853 | HOUPARRHNBHSOLN01_OLDD | HOUPARRHNBHGASE01_OLDD | BHGASE01 | BHSOLN01 | PAR_OLDD | BHGASE01_BHSOLN01 | 5 | 0 | 1.1 | Unlikely
HOUPARRHNBHSOLN01_OLDD_FBHGASE01_D50 | Residential heating technology - Solar heating system - single-family house - existing building - distributed MEAN level | HOUSOL | HOUPARRHN_OLDD_DMD | MKr20 | 2040 | 7.3074 | 0.08062 | [6 empty] | PAR | D | OLD |  |  | RHNBHSOL | 3 | 0.5 | HOUPARRHNBHSOLN01_OLDD_FBHGASE01 | 0.853 | HOUPARRHNBHSOLN01_OLDD | HOUPARRHNBHGASE01_OLDD | BHGASE01 | BHSOLN01 | PAR_OLDD | BHGASE01_BHSOLN01 | 5 | 0 | 1.1 | Unlikely
HOUPARRHNBHSOLN01_OLDD_FBHGASE01_D50 | Residential heating technology - Solar heating system - single-family house - existing building - distributed MEAN level | HOUSOL | HOUPARRHN_OLDD_DMD | MKr20 | 2050 | 6.9501 | 0.076008 | [6 empty] | PAR | D | OLD |  |  | RHNBHSOL | 3 | 0.5 | HOUPARRHNBHSOLN01_OLDD_FBHGASE01 | 0.853 | HOUPARRHNBHSOLN01_OLDD | HOUPARRHNBHGASE01_OLDD | BHGASE01 | BHSOLN01 | PAR_OLDD | BHGASE01_BHSOLN01 | 5 | 0 | 1.1 | Unlikely
HOUPARRHNBHGASN01_OLDD_FBHGASE01_D50 | Residential heating technology - Natural gas boiler - single-family house - existing building - distributed MEAN level | HOUGAS | HOUPARRHN_OLDD_DMD | MKr20 | 2020 | 2.0754 | 0.10195 |  | 0.43 | 0.1 | 20.4 | 1 | 1 | PAR | D | OLD |  |  | RHNBHGAS | 3 | 0.5 | HOUPARRHNBHGASN01_OLDD_FBHGASE01 | 0.853 | HOUPARRHNBHGASN01_OLDD | HOUPARRHNBHGASE01_OLDD | BHGASE01 | BHGASN01 | PAR_OLDD | BHGASE01_BHGASN01 | 6 | 0 | 1 | New
HOUPARRHNBHGASN01_OLDD_FBHGASE01_D50 | Residential heating technology - Natural gas boiler - single-family house - existing building - distributed MEAN level | HOUGAS | HOUPARRHN_OLDD_DMD | MKr20 | 2025 | 2.024 | 0.10023 |  | 0.43 | 0.1 | 20.4 | 1 | 1 | PAR | D | OLD |  |  | RHNBHGAS | 3 | 0.5 | HOUPARRHNBHGASN01_OLDD_FBHGASE01 | 0.853 | HOUPARRHNBHGASN01_OLDD | HOUPARRHNBHGASE01_OLDD | BHGASE01 | BHGASN01 | PAR_OLDD | BHGASE01_BHGASN01 | 6 | 0 | 1 | New
HOUPARRHNBHGASN01_OLDD_FBHGASE01_D50 | Residential heating technology - Natural gas boiler - single-family house - existing building - distributed MEAN level | HOUGAS | HOUPARRHN_OLDD_DMD | MKr20 | 2030 | 1.9739 | 0.099368 |  | 0.43 | 0.1 | 20.4 | 1 | 1 | PAR | D | OLD |  |  | RHNBHGAS | 3 | 0.5 | HOUPARRHNBHGASN01_OLDD_FBHGASE01 | 0.853 | HOUPARRHNBHGASN01_OLDD | HOUPARRHNBHGASE01_OLDD | BHGASE01 | BHGASN01 | PAR_OLDD | BHGASE01_BHGASN01 | 6 | 0 | 1 | New
HOUPARRHNBHGASN01_OLDD_FBHGASE01_D50 | Residential heating technology - Natural gas boiler - single-family house - existing building - distributed MEAN level | HOUGAS | HOUPARRHN_OLDD_DMD | MKr20 | 2040 | 1.8774 | 0.09395 |  | 0.43 | 0.1 | 20.4 | 1 | 1 | PAR | D | OLD |  |  | RHNBHGAS | 3 | 0.5 | HOUPARRHNBHGASN01_OLDD_FBHGASE01 | 0.853 | HOUPARRHNBHGASN01_OLDD | HOUPARRHNBHGASE01_OLDD | BHGASE01 | BHGASN01 | PAR_OLDD | BHGASE01_BHGASN01 | 6 | 0 | 1 | New
HOUPARRHNBHGASN01_OLDD_FBHGASE01_D50 | Residential heating technology - Natural gas boiler - single-family house - existing building - distributed MEAN level | HOUGAS | HOUPARRHN_OLDD_DMD | MKr20 | 2050 | 1.7856 | 0.090576 |  | 0.43 | 0.1 | 20.4 | 1 | 1 | PAR | D | OLD |  |  | RHNBHGAS | 3 | 0.5 | HOUPARRHNBHGASN01_OLDD_FBHGASE01 | 0.853 | HOUPARRHNBHGASN01_OLDD | HOUPARRHNBHGASE01_OLDD | BHGASE01 | BHGASN01 | PAR_OLDD | BHGASE01_BHGASN01 | 6 | 0 | 1 | New
HOUPARRHNBHDHDN03_OLDD_FBHGASE01_D50 | Residential heating technology - Direct district heating substation - plus connection pipe - single-family house - existing building - distributed MEAN level | HOUDHD | HOUPARRHN_OLDD_DMD | MKr20 | 2020 | 3.2097 | 0.030272 | [6 empty] | PAR | D | OLD |  |  | RHNBHDHD | 3 | 0.5 | HOUPARRHNBHDHDN03_OLDD_FBHGASE01 | 0.853 | HOUPARRHNBHDHDN03_OLDD | HOUPARRHNBHGASE01_OLDD | BHGASE01 | BHDHDN03 | PAR_OLDD | BHGASE01_BHDHDN03 | 6 | 0 | 1 | New
HOUPARRHNBHDHDN03_OLDD_FBHGASE01_D50 | Residential heating technology - Direct district heating substation - plus connection pipe - single-family house - existing building - distributed MEAN level | HOUDHD | HOUPARRHN_OLDD_DMD | MKr20 | 2025 | 3.1725 | 0.030048 | [6 empty] | PAR | D | OLD |  |  | RHNBHDHD | 3 | 0.5 | HOUPARRHNBHDHDN03_OLDD_FBHGASE01 | 0.853 | HOUPARRHNBHDHDN03_OLDD | HOUPARRHNBHGASE01_OLDD | BHGASE01 | BHDHDN03 | PAR_OLDD | BHGASE01_BHDHDN03 | 6 | 0 | 1 | New
HOUPARRHNBHDHDN03_OLDD_FBHGASE01_D50 | Residential heating technology - Direct district heating substation - plus connection pipe - single-family house - existing building - distributed MEAN level | HOUDHD | HOUPARRHN_OLDD_DMD | MKr20 | 2030 | 3.1414 | 0.029511 | [6 empty] | PAR | D | OLD |  |  | RHNBHDHD | 3 | 0.5 | HOUPARRHNBHDHDN03_OLDD_FBHGASE01 | 0.853 | HOUPARRHNBHDHDN03_OLDD | HOUPARRHNBHGASE01_OLDD | BHGASE01 | BHDHDN03 | PAR_OLDD | BHGASE01_BHDHDN03 | 6 | 0 | 1 | New
HOUPARRHNBHDHDN03_OLDD_FBHGASE01_D50 | Residential heating technology - Direct district heating substation - plus connection pipe - single-family house - existing building - distributed MEAN level | HOUDHD | HOUPARRHN_OLDD_DMD | MKr20 | 2040 | 3.0855 | 0.02824 | [6 empty] | PAR | D | OLD |  |  | RHNBHDHD | 3 | 0.5 | HOUPARRHNBHDHDN03_OLDD_FBHGASE01 | 0.853 | HOUPARRHNBHDHDN03_OLDD | HOUPARRHNBHGASE01_OLDD | BHGASE01 | BHDHDN03 | PAR_OLDD | BHGASE01_BHDHDN03 | 6 | 0 | 1 | New
HOUPARRHNBHDHDN03_OLDD_FBHGASE01_D50 | Residential heating technology - Direct district heating substation - plus connection pipe - single-family house - existing building - distributed MEAN level | HOUDHD | HOUPARRHN_OLDD_DMD | MKr20 | 2050 | 3.0235 | 0.026392 | [6 empty] | PAR | D | OLD |  |  | RHNBHDHD | 3 | 0.5 | HOUPARRHNBHDHDN03_OLDD_FBHGASE01 | 0.853 | HOUPARRHNBHDHDN03_OLDD | HOUPARRHNBHGASE01_OLDD | BHGASE01 | BHDHDN03 | PAR_OLDD | BHGASE01_BHDHDN03 | 6 | 0 | 1 | New
HOUPARRHNHPELCN07_OLDI_FBHGASE01_D50 | Residential heating technology - Heat pump, Air-to-water, low-price product - single-family house - existing building - distributed MEAN level | HOUELC, HOUAMB | HOUPARRHN_OLDI_DMD | MKr20 | 2020 | 9.1486 | 0.38286 | 0.33333 | [5 empty] | PAR | I | OLD | 3 |  | RHNHPELC | 3 | 0.5 | HOUPARRHNHPELCN07_OLDI_FBHGASE01 | 0.853 | HOUPARRHNHPELCN07_OLDI | HOUPARRHNBHGASE01_OLDI | BHGASE01 | HPELCN07 | PAR_OLDI | BHGASE01_HPELCN07 | 4 | -0.25 | 1 | Supported
HOUPARRHNHPELCN07_OLDI_FBHGASE01_D50 | Residential heating technology - Heat pump, Air-to-water, low-price product - single-family house - existing building - distributed MEAN level | HOUELC, HOUAMB | HOUPARRHN_OLDI_DMD | MKr20 | 2025 | 8.3693 | 0.29365 | 0.31746 | [5 empty] | PAR | I | OLD | 3.15 |  | RHNHPELC | 3 | 0.5 | HOUPARRHNHPELCN07_OLDI_FBHGASE01 | 0.853 | HOUPARRHNHPELCN07_OLDI | HOUPARRHNBHGASE01_OLDI | BHGASE01 | HPELCN07 | PAR_OLDI | BHGASE01_HPELCN07 | 4 | -0.25 | 1 | Supported
HOUPARRHNHPELCN07_OLDI_FBHGASE01_D50 | Residential heating technology - Heat pump, Air-to-water, low-price product - single-family house - existing building - distributed MEAN level | HOUELC, HOUAMB | HOUPARRHN_OLDI_DMD | MKr20 | 2030 | 7.59 | 0.29016 | 0.30303 | [5 empty] | PAR | I | OLD | 3.3 |  | RHNHPELC | 3 | 0.5 | HOUPARRHNHPELCN07_OLDI_FBHGASE01 | 0.853 | HOUPARRHNHPELCN07_OLDI | HOUPARRHNBHGASE01_OLDI | BHGASE01 | HPELCN07 | PAR_OLDI | BHGASE01_HPELCN07 | 4 | -0.25 | 1 | Supported
HOUPARRHNHPELCN07_OLDI_FBHGASE01_D50 | Residential heating technology - Heat pump, Air-to-water, low-price product - single-family house - existing building - distributed MEAN level | HOUELC, HOUAMB | HOUPARRHN_OLDI_DMD | MKr20 | 2040 | 6.9691 | 0.28368 | 0.28986 | [5 empty] | PAR | I | OLD | 3.45 |  | RHNHPELC | 3 | 0.5 | HOUPARRHNHPELCN07_OLDI_FBHGASE01 | 0.853 | HOUPARRHNHPELCN07_OLDI | HOUPARRHNBHGASE01_OLDI | BHGASE01 | HPELCN07 | PAR_OLDI | BHGASE01_HPELCN07 | 4 | -0.25 | 1 | Supported
HOUPARRHNHPELCN07_OLDI_FBHGASE01_D50 | Residential heating technology - Heat pump, Air-to-water, low-price product - single-family house - existing building - distributed MEAN level | HOUELC, HOUAMB | HOUPARRHN_OLDI_DMD | MKr20 | 2050 | 6.3482 | 0.2772 | 0.28169 | [5 empty] | PAR | I | OLD | 3.55 |  | RHNHPELC | 3 | 0.5 | HOUPARRHNHPELCN07_OLDI_FBHGASE01 | 0.853 | HOUPARRHNHPELCN07_OLDI | HOUPARRHNBHGASE01_OLDI | BHGASE01 | HPELCN07 | PAR_OLDI | BHGASE01_HPELCN07 | 4 | -0.25 | 1 | Supported
HOUPARRHNHPELCN05_OLDI_FBHGASE01_D50 | Residential heating technology - Heat pump, Air-to-water - leasing - single-family house - existing building - distributed MEAN level | HOUELC, HOUAMB | HOUPARRHN_OLDI_DMD | MKr20 | 2020 | 5.8286 | 1.06 | 0.31746 | [5 empty] | PAR | I | OLD | 3.15 |  | RHNHPELC | 3 | 0.5 | HOUPARRHNHPELCN05_OLDI_FBHGASE01 | 0.853 | HOUPARRHNHPELCN05_OLDI | HOUPARRHNBHGASE01_OLDI | BHGASE01 | HPELCN05 | PAR_OLDI | BHGASE01_HPELCN05 | 4 | -0.25 | 1 | Supported
HOUPARRHNHPELCN05_OLDI_FBHGASE01_D50 | Residential heating technology - Heat pump, Air-to-water - leasing - single-family house - existing building - distributed MEAN level | HOUELC, HOUAMB | HOUPARRHN_OLDI_DMD | MKr20 | 2025 | 5.3762 | 0.91425 | 0.30303 | [5 empty] | PAR | I | OLD | 3.3 |  | RHNHPELC | 3 | 0.5 | HOUPARRHNHPELCN05_OLDI_FBHGASE01 | 0.853 | HOUPARRHNHPELCN05_OLDI | HOUPARRHNBHGASE01_OLDI | BHGASE01 | HPELCN05 | PAR_OLDI | BHGASE01_HPELCN05 | 4 | -0.25 | 1 | Supported
HOUPARRHNHPELCN05_OLDI_FBHGASE01_D50 | Residential heating technology - Heat pump, Air-to-water - leasing - single-family house - existing building - distributed MEAN level | HOUELC, HOUAMB | HOUPARRHN_OLDI_DMD | MKr20 | 2030 | 4.9239 | 0.85421 | 0.28986 | [5 empty] | PAR | I | OLD | 3.45 |  | RHNHPELC | 3 | 0.5 | HOUPARRHNHPELCN05_OLDI_FBHGASE01 | 0.853 | HOUPARRHNHPELCN05_OLDI | HOUPARRHNBHGASE01_OLDI | BHGASE01 | HPELCN05 | PAR_OLDI | BHGASE01_HPELCN05 | 4 | -0.25 | 1 | Supported
HOUPARRHNHPELCN05_OLDI_FBHGASE01_D50 | Residential heating technology - Heat pump, Air-to-water - leasing - single-family house - existing building - distributed MEAN level | HOUELC, HOUAMB | HOUPARRHN_OLDI_DMD | MKr20 | 2040 | 4.557 | 0.80187 | 0.27778 | [5 empty] | PAR | I | OLD | 3.6 |  | RHNHPELC | 3 | 0.5 | HOUPARRHNHPELCN05_OLDI_FBHGASE01 | 0.853 | HOUPARRHNHPELCN05_OLDI | HOUPARRHNBHGASE01_OLDI | BHGASE01 | HPELCN05 | PAR_OLDI | BHGASE01_HPELCN05 | 4 | -0.25 | 1 | Supported
HOUPARRHNHPELCN05_OLDI_FBHGASE01_D50 | Residential heating technology - Heat pump, Air-to-water - leasing - single-family house - existing building - distributed MEAN level | HOUELC, HOUAMB | HOUPARRHN_OLDI_DMD | MKr20 | 2050 | 4.1901 | 0.74953 | 0.27027 | [5 empty] | PAR | I | OLD | 3.7 |  | RHNHPELC | 3 | 0.5 | HOUPARRHNHPELCN05_OLDI_FBHGASE01 | 0.853 | HOUPARRHNHPELCN05_OLDI | HOUPARRHNBHGASE01_OLDI | BHGASE01 | HPELCN05 | PAR_OLDI | BHGASE01_HPELCN05 | 4 | -0.25 | 1 | Supported
HOUPARRHNHPELCN04_OLDI_FBHGASE01_D50 | Residential heating technology - Heat pump, Ground source - single-family house - existing building - distributed MEAN level | HOUELC, HOUAMB | HOUPARRHN_OLDI_DMD | MKr20 | 2020 | 15.4381 | 0.30571 | 0.28986 | [5 empty] | PAR | I | OLD | 3.45 |  | RHNHPELC | 3 | 0.5 | HOUPARRHNHPELCN04_OLDI_FBHGASE01 | 0.853 | HOUPARRHNHPELCN04_OLDI | HOUPARRHNBHGASE01_OLDI | BHGASE01 | HPELCN04 | PAR_OLDI | BHGASE01_HPELCN04 | 4 | -0.25 | 1 | Supported
HOUPARRHNHPELCN04_OLDI_FBHGASE01_D50 | Residential heating technology - Heat pump, Ground source - single-family house - existing building - distributed MEAN level | HOUELC, HOUAMB | HOUPARRHN_OLDI_DMD | MKr20 | 2025 | 14.6662 | 0.21651 | 0.28169 | [5 empty] | PAR | I | OLD | 3.55 |  | RHNHPELC | 3 | 0.5 | HOUPARRHNHPELCN04_OLDI_FBHGASE01 | 0.853 | HOUPARRHNHPELCN04_OLDI | HOUPARRHNBHGASE01_OLDI | BHGASE01 | HPELCN04 | PAR_OLDI | BHGASE01_HPELCN04 | 4 | -0.25 | 1 | Supported
HOUPARRHNHPELCN04_OLDI_FBHGASE01_D50 | Residential heating technology - Heat pump, Ground source - single-family house - existing building - distributed MEAN level | HOUELC, HOUAMB | HOUPARRHN_OLDI_DMD | MKr20 | 2030 | 13.8943 | 0.21302 | 0.27397 | [5 empty] | PAR | I | OLD | 3.65 |  | RHNHPELC | 3 | 0.5 | HOUPARRHNHPELCN04_OLDI_FBHGASE01 | 0.853 | HOUPARRHNHPELCN04_OLDI | HOUPARRHNBHGASE01_OLDI | BHGASE01 | HPELCN04 | PAR_OLDI | BHGASE01_HPELCN04 | 4 | -0.25 | 1 | Supported
HOUPARRHNHPELCN04_OLDI_FBHGASE01_D50 | Residential heating technology - Heat pump, Ground source - single-family house - existing building - distributed MEAN level | HOUELC, HOUAMB | HOUPARRHN_OLDI_DMD | MKr20 | 2040 | 13.1996 | 0.20654 | 0.26316 | [5 empty] | PAR | I | OLD | 3.8 |  | RHNHPELC | 3 | 0.5 | HOUPARRHNHPELCN04_OLDI_FBHGASE01 | 0.853 | HOUPARRHNHPELCN04_OLDI | HOUPARRHNBHGASE01_OLDI | BHGASE01 | HPELCN04 | PAR_OLDI | BHGASE01_HPELCN04 | 4 | -0.25 | 1 | Supported
HOUPARRHNHPELCN04_OLDI_FBHGASE01_D50 | Residential heating technology - Heat pump, Ground source - single-family house - existing building - distributed MEAN level | HOUELC, HOUAMB | HOUPARRHN_OLDI_DMD | MKr20 | 2050 | 12.5049 | 0.20005 | 0.25974 | [5 empty] | PAR | I | OLD | 3.85 |  | RHNHPELC | 3 | 0.5 | HOUPARRHNHPELCN04_OLDI_FBHGASE01 | 0.853 | HOUPARRHNHPELCN04_OLDI | HOUPARRHNBHGASE01_OLDI | BHGASE01 | HPELCN04 | PAR_OLDI | BHGASE01_HPELCN04 | 4 | -0.25 | 1 | Supported
HOUPARRHNHPELCN03_OLDI_FBHGASE01_D50 | Residential heating technology - Heat pump, Air-to-water - single-family house - existing building - distributed MEAN level | HOUELC, HOUAMB | HOUPARRHN_OLDI_DMD | MKr20 | 2020 | 11.6571 | 0.33143 | 0.31746 | [5 empty] | PAR | I | OLD | 3.15 |  | RHNHPELC | 3 | 0.5 | HOUPARRHNHPELCN03_OLDI_FBHGASE01 | 0.853 | HOUPARRHNHPELCN03_OLDI | HOUPARRHNBHGASE01_OLDI | BHGASE01 | HPELCN03 | PAR_OLDI | BHGASE01_HPELCN03 | 4 | -0.25 | 1 | Supported
HOUPARRHNHPELCN03_OLDI_FBHGASE01_D50 | Residential heating technology - Heat pump, Air-to-water - single-family house - existing building - distributed MEAN level | HOUELC, HOUAMB | HOUPARRHN_OLDI_DMD | MKr20 | 2025 | 10.7524 | 0.24222 | 0.30303 | [5 empty] | PAR | I | OLD | 3.3 |  | RHNHPELC | 3 | 0.5 | HOUPARRHNHPELCN03_OLDI_FBHGASE01 | 0.853 | HOUPARRHNHPELCN03_OLDI | HOUPARRHNBHGASE01_OLDI | BHGASE01 | HPELCN03 | PAR_OLDI | BHGASE01_HPELCN03 | 4 | -0.25 | 1 | Supported
HOUPARRHNHPELCN03_OLDI_FBHGASE01_D50 | Residential heating technology - Heat pump, Air-to-water - single-family house - existing building - distributed MEAN level | HOUELC, HOUAMB | HOUPARRHN_OLDI_DMD | MKr20 | 2030 | 9.8477 | 0.23873 | 0.28986 | [5 empty] | PAR | I | OLD | 3.45 |  | RHNHPELC | 3 | 0.5 | HOUPARRHNHPELCN03_OLDI_FBHGASE01 | 0.853 | HOUPARRHNHPELCN03_OLDI | HOUPARRHNBHGASE01_OLDI | BHGASE01 | HPELCN03 | PAR_OLDI | BHGASE01_HPELCN03 | 4 | -0.25 | 1 | Supported
HOUPARRHNHPELCN03_OLDI_FBHGASE01_D50 | Residential heating technology - Heat pump, Air-to-water - single-family house - existing building - distributed MEAN level | HOUELC, HOUAMB | HOUPARRHN_OLDI_DMD | MKr20 | 2040 | 9.1139 | 0.23225 | 0.27778 | [5 empty] | PAR | I | OLD | 3.6 |  | RHNHPELC | 3 | 0.5 | HOUPARRHNHPELCN03_OLDI_FBHGASE01 | 0.853 | HOUPARRHNHPELCN03_OLDI | HOUPARRHNBHGASE01_OLDI | BHGASE01 | HPELCN03 | PAR_OLDI | BHGASE01_HPELCN03 | 4 | -0.25 | 1 | Supported
HOUPARRHNHPELCN03_OLDI_FBHGASE01_D50 | Residential heating technology - Heat pump, Air-to-water - single-family house - existing building - distributed MEAN level | HOUELC, HOUAMB | HOUPARRHN_OLDI_DMD | MKr20 | 2050 | 8.3802 | 0.22577 | 0.27027 | [5 empty] | PAR | I | OLD | 3.7 |  | RHNHPELC | 3 | 0.5 | HOUPARRHNHPELCN03_OLDI_FBHGASE01 | 0.853 | HOUPARRHNHPELCN03_OLDI | HOUPARRHNBHGASE01_OLDI | BHGASE01 | HPELCN03 | PAR_OLDI | BHGASE01_HPELCN03 | 4 | -0.25 | 1 | Supported
HOUPARRHNHPELCN02_OLDI_FBHGASE01_D50 | Residential heating technology - Heat pump, Air-to-air - single-family house - existing building - distributed MEAN level | HOUELC, HOUAMB | HOUPARRHN_OLDI_DMD | MKr20 | 2020 | 2.1408 | 0.17231 | 0.20619 | [5 empty] | PAR | I | OLD | 4.85 |  | RHNHPELC | 3 | 0.5 | HOUPARRHNHPELCN02_OLDI_FBHGASE01 | 0.853 | HOUPARRHNHPELCN02_OLDI | HOUPARRHNBHGASE01_OLDI | BHGASE01 | HPELCN02 | PAR_OLDI | BHGASE01_HPELCN02 | 5 | 0 | 1.1 | Unlikely
HOUPARRHNHPELCN02_OLDI_FBHGASE01_D50 | Residential heating technology - Heat pump, Air-to-air - single-family house - existing building - distributed MEAN level | HOUELC, HOUAMB | HOUPARRHN_OLDI_DMD | MKr20 | 2025 | 2.0884 | 0.11707 | 0.19608 | [5 empty] | PAR | I | OLD | 5.1 |  | RHNHPELC | 3 | 0.5 | HOUPARRHNHPELCN02_OLDI_FBHGASE01 | 0.853 | HOUPARRHNHPELCN02_OLDI | HOUPARRHNBHGASE01_OLDI | BHGASE01 | HPELCN02 | PAR_OLDI | BHGASE01_HPELCN02 | 5 | 0 | 1.1 | Unlikely
HOUPARRHNHPELCN02_OLDI_FBHGASE01_D50 | Residential heating technology - Heat pump, Air-to-air - single-family house - existing building - distributed MEAN level | HOUELC, HOUAMB | HOUPARRHN_OLDI_DMD | MKr20 | 2030 | 2.0361 | 0.11491 | 0.18868 | [5 empty] | PAR | I | OLD | 5.3 |  | RHNHPELC | 3 | 0.5 | HOUPARRHNHPELCN02_OLDI_FBHGASE01 | 0.853 | HOUPARRHNHPELCN02_OLDI | HOUPARRHNBHGASE01_OLDI | BHGASE01 | HPELCN02 | PAR_OLDI | BHGASE01_HPELCN02 | 5 | 0 | 1.1 | Unlikely
HOUPARRHNHPELCN02_OLDI_FBHGASE01_D50 | Residential heating technology - Heat pump, Air-to-air - single-family house - existing building - distributed MEAN level | HOUELC, HOUAMB | HOUPARRHN_OLDI_DMD | MKr20 | 2040 | 1.939 | 0.11089 | 0.18182 | [5 empty] | PAR | I | OLD | 5.5 |  | RHNHPELC | 3 | 0.5 | HOUPARRHNHPELCN02_OLDI_FBHGASE01 | 0.853 | HOUPARRHNHPELCN02_OLDI | HOUPARRHNBHGASE01_OLDI | BHGASE01 | HPELCN02 | PAR_OLDI | BHGASE01_HPELCN02 | 5 | 0 | 1.1 | Unlikely
HOUPARRHNHPELCN02_OLDI_FBHGASE01_D50 | Residential heating technology - Heat pump, Air-to-air - single-family house - existing building - distributed MEAN level | HOUELC, HOUAMB | HOUPARRHN_OLDI_DMD | MKr20 | 2050 | 1.8419 | 0.10688 | 0.17857 | [5 empty] | PAR | I | OLD | 5.6 |  | RHNHPELC | 3 | 0.5 | HOUPARRHNHPELCN02_OLDI_FBHGASE01 | 0.853 | HOUPARRHNHPELCN02_OLDI | HOUPARRHNBHGASE01_OLDI | BHGASE01 | HPELCN02 | PAR_OLDI | BHGASE01_HPELCN02 | 5 | 0 | 1.1 | Unlikely
HOUPARRHNDIELCN06_OLDI_FBHGASE01_D50 | Residential heating technology - Electric heating - electric panel from Bauhaus - single-family house - new building - distributed MEAN level | HOUELC | HOUPARRHN_OLDI_DMD | MKr20 | 2020 | 0.605 | 0 | [6 empty] | PAR | I | OLD |  |  | RHNDIELC | 3 | 0.5 | HOUPARRHNDIELCN06_OLDI_FBHGASE01 | 0.853 | HOUPARRHNDIELCN06_OLDI | HOUPARRHNBHGASE01_OLDI | BHGASE01 | DIELCN06 | PAR_OLDI | BHGASE01_DIELCN06 | 5 | 0 | 1.1 | Unlikely
HOUPARRHNDIELCN06_OLDI_FBHGASE01_D50 | Residential heating technology - Electric heating - electric panel from Bauhaus - single-family house - new building - distributed MEAN level | HOUELC | HOUPARRHN_OLDI_DMD | MKr20 | 2025 | 0.605 | 0 | [6 empty] | PAR | I | OLD |  |  | RHNDIELC | 3 | 0.5 | HOUPARRHNDIELCN06_OLDI_FBHGASE01 | 0.853 | HOUPARRHNDIELCN06_OLDI | HOUPARRHNBHGASE01_OLDI | BHGASE01 | DIELCN06 | PAR_OLDI | BHGASE01_DIELCN06 | 5 | 0 | 1.1 | Unlikely
HOUPARRHNDIELCN06_OLDI_FBHGASE01_D50 | Residential heating technology - Electric heating - electric panel from Bauhaus - single-family house - new building - distributed MEAN level | HOUELC | HOUPARRHN_OLDI_DMD | MKr20 | 2030 | 0.605 | 0 | [6 empty] | PAR | I | OLD |  |  | RHNDIELC | 3 | 0.5 | HOUPARRHNDIELCN06_OLDI_FBHGASE01 | 0.853 | HOUPARRHNDIELCN06_OLDI | HOUPARRHNBHGASE01_OLDI | BHGASE01 | DIELCN06 | PAR_OLDI | BHGASE01_DIELCN06 | 5 | 0 | 1.1 | Unlikely
HOUPARRHNDIELCN06_OLDI_FBHGASE01_D50 | Residential heating technology - Electric heating - electric panel from Bauhaus - single-family house - new building - distributed MEAN level | HOUELC | HOUPARRHN_OLDI_DMD | MKr20 | 2040 | 0.605 | 0 | [6 empty] | PAR | I | OLD |  |  | RHNDIELC | 3 | 0.5 | HOUPARRHNDIELCN06_OLDI_FBHGASE01 | 0.853 | HOUPARRHNDIELCN06_OLDI | HOUPARRHNBHGASE01_OLDI | BHGASE01 | DIELCN06 | PAR_OLDI | BHGASE01_DIELCN06 | 5 | 0 | 1.1 | Unlikely
HOUPARRHNDIELCN06_OLDI_FBHGASE01_D50 | Residential heating technology - Electric heating - electric panel from Bauhaus - single-family house - new building - distributed MEAN level | HOUELC | HOUPARRHN_OLDI_DMD | MKr20 | 2050 | 0.605 | 0 | [6 empty] | PAR | I | OLD |  |  | RHNDIELC | 3 | 0.5 | HOUPARRHNDIELCN06_OLDI_FBHGASE01 | 0.853 | HOUPARRHNDIELCN06_OLDI | HOUPARRHNBHGASE01_OLDI | BHGASE01 | DIELCN06 | PAR_OLDI | BHGASE01_DIELCN06 | 5 | 0 | 1.1 | Unlikely
HOUPARRHNDIELCN01_OLDI_FBHGASE01_D50 | Residential heating technology - Electric heating - single-family house - new building - distributed MEAN level | HOUELC | HOUPARRHN_OLDI_DMD | MKr20 | 2020 | 7.3509 | 0.0596 | [6 empty] | PAR | I | OLD |  |  | RHNDIELC | 3 | 0.5 | HOUPARRHNDIELCN01_OLDI_FBHGASE01 | 0.853 | HOUPARRHNDIELCN01_OLDI | HOUPARRHNBHGASE01_OLDI | BHGASE01 | DIELCN01 | PAR_OLDI | BHGASE01_DIELCN01 | 5 | 0 | 1.1 | Unlikely
HOUPARRHNDIELCN01_OLDI_FBHGASE01_D50 | Residential heating technology - Electric heating - single-family house - new building - distributed MEAN level | HOUELC | HOUPARRHN_OLDI_DMD | MKr20 | 2025 | 7.169 | 0.0596 | [6 empty] | PAR | I | OLD |  |  | RHNDIELC | 3 | 0.5 | HOUPARRHNDIELCN01_OLDI_FBHGASE01 | 0.853 | HOUPARRHNDIELCN01_OLDI | HOUPARRHNBHGASE01_OLDI | BHGASE01 | DIELCN01 | PAR_OLDI | BHGASE01_DIELCN01 | 5 | 0 | 1.1 | Unlikely
HOUPARRHNDIELCN01_OLDI_FBHGASE01_D50 | Residential heating technology - Electric heating - single-family house - new building - distributed MEAN level | HOUELC | HOUPARRHN_OLDI_DMD | MKr20 | 2030 | 6.9915 | 0.057117 | [6 empty] | PAR | I | OLD |  |  | RHNDIELC | 3 | 0.5 | HOUPARRHNDIELCN01_OLDI_FBHGASE01 | 0.853 | HOUPARRHNDIELCN01_OLDI | HOUPARRHNBHGASE01_OLDI | BHGASE01 | DIELCN01 | PAR_OLDI | BHGASE01_DIELCN01 | 5 | 0 | 1.1 | Unlikely
HOUPARRHNDIELCN01_OLDI_FBHGASE01_D50 | Residential heating technology - Electric heating - single-family house - new building - distributed MEAN level | HOUELC | HOUPARRHN_OLDI_DMD | MKr20 | 2040 | 6.6497 | 0.054633 | [6 empty] | PAR | I | OLD |  |  | RHNDIELC | 3 | 0.5 | HOUPARRHNDIELCN01_OLDI_FBHGASE01 | 0.853 | HOUPARRHNDIELCN01_OLDI | HOUPARRHNBHGASE01_OLDI | BHGASE01 | DIELCN01 | PAR_OLDI | BHGASE01_DIELCN01 | 5 | 0 | 1.1 | Unlikely
HOUPARRHNDIELCN01_OLDI_FBHGASE01_D50 | Residential heating technology - Electric heating - single-family house - new building - distributed MEAN level | HOUELC | HOUPARRHN_OLDI_DMD | MKr20 | 2050 | 6.3246 | 0.05215 | [6 empty] | PAR | I | OLD |  |  | RHNDIELC | 3 | 0.5 | HOUPARRHNDIELCN01_OLDI_FBHGASE01 | 0.853 | HOUPARRHNDIELCN01_OLDI | HOUPARRHNBHGASE01_OLDI | BHGASE01 | DIELCN01 | PAR_OLDI | BHGASE01_DIELCN01 | 5 | 0 | 1.1 | Unlikely
HOUPARRHNBHWPEN01_OLDI_FBHGASE01_D50 | Residential heating technology - Biomass boiler, automatic stoking , wood pellets or wood chips - single-family house - existing building - distributed MEAN level | HOUWPE | HOUPARRHN_OLDI_DMD | MKr20 | 2020 | 3.6241 | 0.27873 |  | 25 | 14 | 70 | 2 | 4 | PAR | I | OLD |  |  | RHNBHWPE | 3 | 0.5 | HOUPARRHNBHWPEN01_OLDI_FBHGASE01 | 0.853 | HOUPARRHNBHWPEN01_OLDI | HOUPARRHNBHGASE01_OLDI | BHGASE01 | BHWPEN01 | PAR_OLDI | BHGASE01_BHWPEN01 | 6 | 0 | 1 | New
HOUPARRHNBHWPEN01_OLDI_FBHGASE01_D50 | Residential heating technology - Biomass boiler, automatic stoking , wood pellets or wood chips - single-family house - existing building - distributed MEAN level | HOUWPE | HOUPARRHN_OLDI_DMD | MKr20 | 2025 | 3.5344 | 0.27391 |  | 25 | 14 | 60 | 2 | 4 | PAR | I | OLD |  |  | RHNBHWPE | 3 | 0.5 | HOUPARRHNBHWPEN01_OLDI_FBHGASE01 | 0.853 | HOUPARRHNBHWPEN01_OLDI | HOUPARRHNBHGASE01_OLDI | BHGASE01 | BHWPEN01 | PAR_OLDI | BHGASE01_BHWPEN01 | 6 | 0 | 1 | New
HOUPARRHNBHWPEN01_OLDI_FBHGASE01_D50 | Residential heating technology - Biomass boiler, automatic stoking , wood pellets or wood chips - single-family house - existing building - distributed MEAN level | HOUWPE | HOUPARRHN_OLDI_DMD | MKr20 | 2030 | 3.4469 | 0.27026 |  | 25 | 11 | 50 | 1 | 4 | PAR | I | OLD |  |  | RHNBHWPE | 3 | 0.5 | HOUPARRHNBHWPEN01_OLDI_FBHGASE01 | 0.853 | HOUPARRHNBHWPEN01_OLDI | HOUPARRHNBHGASE01_OLDI | BHGASE01 | BHWPEN01 | PAR_OLDI | BHGASE01_BHWPEN01 | 6 | 0 | 1 | New
HOUPARRHNBHWPEN01_OLDI_FBHGASE01_D50 | Residential heating technology - Biomass boiler, automatic stoking , wood pellets or wood chips - single-family house - existing building - distributed MEAN level | HOUWPE | HOUPARRHN_OLDI_DMD | MKr20 | 2040 | 3.2784 | 0.2583 |  | 25 | 9 | 45 | 1 | 4 | PAR | I | OLD |  |  | RHNBHWPE | 3 | 0.5 | HOUPARRHNBHWPEN01_OLDI_FBHGASE01 | 0.853 | HOUPARRHNBHWPEN01_OLDI | HOUPARRHNBHGASE01_OLDI | BHGASE01 | BHWPEN01 | PAR_OLDI | BHGASE01_BHWPEN01 | 6 | 0 | 1 | New
HOUPARRHNBHWPEN01_OLDI_FBHGASE01_D50 | Residential heating technology - Biomass boiler, automatic stoking , wood pellets or wood chips - single-family house - existing building - distributed MEAN level | HOUWPE | HOUPARRHN_OLDI_DMD | MKr20 | 2050 | 3.8976 | 0.30858 |  | 25 | 9 | 40 | 0 | 4 | PAR | I | OLD |  |  | RHNBHWPE | 3 | 0.5 | HOUPARRHNBHWPEN01_OLDI_FBHGASE01 | 0.853 | HOUPARRHNBHWPEN01_OLDI | HOUPARRHNBHGASE01_OLDI | BHGASE01 | BHWPEN01 | PAR_OLDI | BHGASE01_BHWPEN01 | 6 | 0 | 1 | New
HOUPARRHNBHSOLN01_OLDI_FBHGASE01_D50 | Residential heating technology - Solar heating system - single-family house - existing building - distributed MEAN level | HOUSOL | HOUPARRHN_OLDI_DMD | MKr20 | 2020 | 8.0779 | 0.093036 | [6 empty] | PAR | I | OLD |  |  | RHNBHSOL | 3 | 0.5 | HOUPARRHNBHSOLN01_OLDI_FBHGASE01 | 0.853 | HOUPARRHNBHSOLN01_OLDI | HOUPARRHNBHGASE01_OLDI | BHGASE01 | BHSOLN01 | PAR_OLDI | BHGASE01_BHSOLN01 | 5 | 0 | 1.1 | Unlikely
HOUPARRHNBHSOLN01_OLDI_FBHGASE01_D50 | Residential heating technology - Solar heating system - single-family house - existing building - distributed MEAN level | HOUSOL | HOUPARRHN_OLDI_DMD | MKr20 | 2025 | 7.878 | 0.08736 | [6 empty] | PAR | I | OLD |  |  | RHNBHSOL | 3 | 0.5 | HOUPARRHNBHSOLN01_OLDI_FBHGASE01 | 0.853 | HOUPARRHNBHSOLN01_OLDI | HOUPARRHNBHGASE01_OLDI | BHGASE01 | BHSOLN01 | PAR_OLDI | BHGASE01_BHSOLN01 | 5 | 0 | 1.1 | Unlikely
HOUPARRHNBHSOLN01_OLDI_FBHGASE01_D50 | Residential heating technology - Solar heating system - single-family house - existing building - distributed MEAN level | HOUSOL | HOUPARRHN_OLDI_DMD | MKr20 | 2030 | 7.683 | 0.085232 | [6 empty] | PAR | I | OLD |  |  | RHNBHSOL | 3 | 0.5 | HOUPARRHNBHSOLN01_OLDI_FBHGASE01 | 0.853 | HOUPARRHNBHSOLN01_OLDI | HOUPARRHNBHGASE01_OLDI | BHGASE01 | BHSOLN01 | PAR_OLDI | BHGASE01_BHSOLN01 | 5 | 0 | 1.1 | Unlikely
HOUPARRHNBHSOLN01_OLDI_FBHGASE01_D50 | Residential heating technology - Solar heating system - single-family house - existing building - distributed MEAN level | HOUSOL | HOUPARRHN_OLDI_DMD | MKr20 | 2040 | 7.3074 | 0.08062 | [6 empty] | PAR | I | OLD |  |  | RHNBHSOL | 3 | 0.5 | HOUPARRHNBHSOLN01_OLDI_FBHGASE01 | 0.853 | HOUPARRHNBHSOLN01_OLDI | HOUPARRHNBHGASE01_OLDI | BHGASE01 | BHSOLN01 | PAR_OLDI | BHGASE01_BHSOLN01 | 5 | 0 | 1.1 | Unlikely
HOUPARRHNBHSOLN01_OLDI_FBHGASE01_D50 | Residential heating technology - Solar heating system - single-family house - existing building - distributed MEAN level | HOUSOL | HOUPARRHN_OLDI_DMD | MKr20 | 2050 | 6.9501 | 0.076008 | [6 empty] | PAR | I | OLD |  |  | RHNBHSOL | 3 | 0.5 | HOUPARRHNBHSOLN01_OLDI_FBHGASE01 | 0.853 | HOUPARRHNBHSOLN01_OLDI | HOUPARRHNBHGASE01_OLDI | BHGASE01 | BHSOLN01 | PAR_OLDI | BHGASE01_BHSOLN01 | 5 | 0 | 1.1 | Unlikely
HOUPARRHNBHGASN01_OLDI_FBHGASE01_D50 | Residential heating technology - Natural gas boiler - single-family house - existing building - distributed MEAN level | HOUGAS | HOUPARRHN_OLDI_DMD | MKr20 | 2020 | 2.0754 | 0.10195 |  | 0.43 | 0.1 | 20.4 | 1 | 1 | PAR | I | OLD |  |  | RHNBHGAS | 3 | 0.5 | HOUPARRHNBHGASN01_OLDI_FBHGASE01 | 0.853 | HOUPARRHNBHGASN01_OLDI | HOUPARRHNBHGASE01_OLDI | BHGASE01 | BHGASN01 | PAR_OLDI | BHGASE01_BHGASN01 | 6 | 0 | 1 | New
HOUPARRHNBHGASN01_OLDI_FBHGASE01_D50 | Residential heating technology - Natural gas boiler - single-family house - existing building - distributed MEAN level | HOUGAS | HOUPARRHN_OLDI_DMD | MKr20 | 2025 | 2.024 | 0.10023 |  | 0.43 | 0.1 | 20.4 | 1 | 1 | PAR | I | OLD |  |  | RHNBHGAS | 3 | 0.5 | HOUPARRHNBHGASN01_OLDI_FBHGASE01 | 0.853 | HOUPARRHNBHGASN01_OLDI | HOUPARRHNBHGASE01_OLDI | BHGASE01 | BHGASN01 | PAR_OLDI | BHGASE01_BHGASN01 | 6 | 0 | 1 | New
HOUPARRHNBHGASN01_OLDI_FBHGASE01_D50 | Residential heating technology - Natural gas boiler - single-family house - existing building - distributed MEAN level | HOUGAS | HOUPARRHN_OLDI_DMD | MKr20 | 2030 | 1.9739 | 0.099368 |  | 0.43 | 0.1 | 20.4 | 1 | 1 | PAR | I | OLD |  |  | RHNBHGAS | 3 | 0.5 | HOUPARRHNBHGASN01_OLDI_FBHGASE01 | 0.853 | HOUPARRHNBHGASN01_OLDI | HOUPARRHNBHGASE01_OLDI | BHGASE01 | BHGASN01 | PAR_OLDI | BHGASE01_BHGASN01 | 6 | 0 | 1 | New
HOUPARRHNBHGASN01_OLDI_FBHGASE01_D50 | Residential heating technology - Natural gas boiler - single-family house - existing building - distributed MEAN level | HOUGAS | HOUPARRHN_OLDI_DMD | MKr20 | 2040 | 1.8774 | 0.09395 |  | 0.43 | 0.1 | 20.4 | 1 | 1 | PAR | I | OLD |  |  | RHNBHGAS | 3 | 0.5 | HOUPARRHNBHGASN01_OLDI_FBHGASE01 | 0.853 | HOUPARRHNBHGASN01_OLDI | HOUPARRHNBHGASE01_OLDI | BHGASE01 | BHGASN01 | PAR_OLDI | BHGASE01_BHGASN01 | 6 | 0 | 1 | New
HOUPARRHNBHGASN01_OLDI_FBHGASE01_D50 | Residential heating technology - Natural gas boiler - single-family house - existing building - distributed MEAN level | HOUGAS | HOUPARRHN_OLDI_DMD | MKr20 | 2050 | 1.7856 | 0.090576 |  | 0.43 | 0.1 | 20.4 | 1 | 1 | PAR | I | OLD |  |  | RHNBHGAS | 3 | 0.5 | HOUPARRHNBHGASN01_OLDI_FBHGASE01 | 0.853 | HOUPARRHNBHGASN01_OLDI | HOUPARRHNBHGASE01_OLDI | BHGASE01 | BHGASN01 | PAR_OLDI | BHGASE01_BHGASN01 | 6 | 0 | 1 | New
HOUPARRHNBHDHDN09_OLDI_FBHGASE01_D50 | Residential heating technology - Direct district heating substation - plus connection pipe - plus distribution (heating density: low ) - single-family house - existing building - distributed MEAN level | HOUDHD | HOUPARRHN_OLDI_DMD | MKr20 | 2020 | 10.4597 | 0.030272 | [6 empty] | PAR | I | OLD |  |  | RHNBHDHD | 3 | 0.5 | HOUPARRHNBHDHDN09_OLDI_FBHGASE01 | 0.853 | HOUPARRHNBHDHDN09_OLDI | HOUPARRHNBHGASE01_OLDI | BHGASE01 | BHDHDN09 | PAR_OLDI | BHGASE01_BHDHDN09 | 4 | -0.25 | 1 | Supported
HOUPARRHNBHDHDN09_OLDI_FBHGASE01_D50 | Residential heating technology - Direct district heating substation - plus connection pipe - plus distribution (heating density: low ) - single-family house - existing building - distributed MEAN level | HOUDHD | HOUPARRHN_OLDI_DMD | MKr20 | 2025 | 10.4225 | 0.030048 | [6 empty] | PAR | I | OLD |  |  | RHNBHDHD | 3 | 0.5 | HOUPARRHNBHDHDN09_OLDI_FBHGASE01 | 0.853 | HOUPARRHNBHDHDN09_OLDI | HOUPARRHNBHGASE01_OLDI | BHGASE01 | BHDHDN09 | PAR_OLDI | BHGASE01_BHDHDN09 | 4 | -0.25 | 1 | Supported
HOUPARRHNBHDHDN09_OLDI_FBHGASE01_D50 | Residential heating technology - Direct district heating substation - plus connection pipe - plus distribution (heating density: low ) - single-family house - existing building - distributed MEAN level | HOUDHD | HOUPARRHN_OLDI_DMD | MKr20 | 2030 | 10.3914 | 0.029511 | [6 empty] | PAR | I | OLD |  |  | RHNBHDHD | 3 | 0.5 | HOUPARRHNBHDHDN09_OLDI_FBHGASE01 | 0.853 | HOUPARRHNBHDHDN09_OLDI | HOUPARRHNBHGASE01_OLDI | BHGASE01 | BHDHDN09 | PAR_OLDI | BHGASE01_BHDHDN09 | 4 | -0.25 | 1 | Supported
HOUPARRHNBHDHDN09_OLDI_FBHGASE01_D50 | Residential heating technology - Direct district heating substation - plus connection pipe - plus distribution (heating density: low ) - single-family house - existing building - distributed MEAN level | HOUDHD | HOUPARRHN_OLDI_DMD | MKr20 | 2040 | 10.3355 | 0.02824 | [6 empty] | PAR | I | OLD |  |  | RHNBHDHD | 3 | 0.5 | HOUPARRHNBHDHDN09_OLDI_FBHGASE01 | 0.853 | HOUPARRHNBHDHDN09_OLDI | HOUPARRHNBHGASE01_OLDI | BHGASE01 | BHDHDN09 | PAR_OLDI | BHGASE01_BHDHDN09 | 4 | -0.25 | 1 | Supported
HOUPARRHNBHDHDN09_OLDI_FBHGASE01_D50 | Residential heating technology - Direct district heating substation - plus connection pipe - plus distribution (heating density: low ) - single-family house - existing building - distributed MEAN level | HOUDHD | HOUPARRHN_OLDI_DMD | MKr20 | 2050 | 10.2735 | 0.026392 | [6 empty] | PAR | I | OLD |  |  | RHNBHDHD | 3 | 0.5 | HOUPARRHNBHDHDN09_OLDI_FBHGASE01 | 0.853 | HOUPARRHNBHDHDN09_OLDI | HOUPARRHNBHGASE01_OLDI | BHGASE01 | BHDHDN09 | PAR_OLDI | BHGASE01_BHDHDN09 | 4 | -0.25 | 1 | Supported
HOUPARRHNBHDHDN07_OLDI_FBHGASE01_D50 | Residential heating technology - Direct district heating substation - plus connection pipe - plus distribution (heating density: medium ) - single-family house - existing building - distributed MEAN level | HOUDHD | HOUPARRHN_OLDI_DMD | MKr20 | 2020 | 4.2097 | 0.030272 | [6 empty] | PAR | I | OLD |  |  | RHNBHDHD | 3 | 0.5 | HOUPARRHNBHDHDN07_OLDI_FBHGASE01 | 0.853 | HOUPARRHNBHDHDN07_OLDI | HOUPARRHNBHGASE01_OLDI | BHGASE01 | BHDHDN07 | PAR_OLDI | BHGASE01_BHDHDN07 | 4 | -0.25 | 1 | Supported
HOUPARRHNBHDHDN07_OLDI_FBHGASE01_D50 | Residential heating technology - Direct district heating substation - plus connection pipe - plus distribution (heating density: medium ) - single-family house - existing building - distributed MEAN level | HOUDHD | HOUPARRHN_OLDI_DMD | MKr20 | 2025 | 4.1725 | 0.030048 | [6 empty] | PAR | I | OLD |  |  | RHNBHDHD | 3 | 0.5 | HOUPARRHNBHDHDN07_OLDI_FBHGASE01 | 0.853 | HOUPARRHNBHDHDN07_OLDI | HOUPARRHNBHGASE01_OLDI | BHGASE01 | BHDHDN07 | PAR_OLDI | BHGASE01_BHDHDN07 | 4 | -0.25 | 1 | Supported
HOUPARRHNBHDHDN07_OLDI_FBHGASE01_D50 | Residential heating technology - Direct district heating substation - plus connection pipe - plus distribution (heating density: medium ) - single-family house - existing building - distributed MEAN level | HOUDHD | HOUPARRHN_OLDI_DMD | MKr20 | 2030 | 4.1414 | 0.029511 | [6 empty] | PAR | I | OLD |  |  | RHNBHDHD | 3 | 0.5 | HOUPARRHNBHDHDN07_OLDI_FBHGASE01 | 0.853 | HOUPARRHNBHDHDN07_OLDI | HOUPARRHNBHGASE01_OLDI | BHGASE01 | BHDHDN07 | PAR_OLDI | BHGASE01_BHDHDN07 | 4 | -0.25 | 1 | Supported
HOUPARRHNBHDHDN07_OLDI_FBHGASE01_D50 | Residential heating technology - Direct district heating substation - plus connection pipe - plus distribution (heating density: medium ) - single-family house - existing building - distributed MEAN level | HOUDHD | HOUPARRHN_OLDI_DMD | MKr20 | 2040 | 4.0855 | 0.02824 | [6 empty] | PAR | I | OLD |  |  | RHNBHDHD | 3 | 0.5 | HOUPARRHNBHDHDN07_OLDI_FBHGASE01 | 0.853 | HOUPARRHNBHDHDN07_OLDI | HOUPARRHNBHGASE01_OLDI | BHGASE01 | BHDHDN07 | PAR_OLDI | BHGASE01_BHDHDN07 | 4 | -0.25 | 1 | Supported
HOUPARRHNBHDHDN07_OLDI_FBHGASE01_D50 | Residential heating technology - Direct district heating substation - plus connection pipe - plus distribution (heating density: medium ) - single-family house - existing building - distributed MEAN level | HOUDHD | HOUPARRHN_OLDI_DMD | MKr20 | 2050 | 4.0235 | 0.026392 | [6 empty] | PAR | I | OLD |  |  | RHNBHDHD | 3 | 0.5 | HOUPARRHNBHDHDN07_OLDI_FBHGASE01 | 0.853 | HOUPARRHNBHDHDN07_OLDI | HOUPARRHNBHGASE01_OLDI | BHGASE01 | BHDHDN07 | PAR_OLDI | BHGASE01_BHDHDN07 | 4 | -0.25 | 1 | Supported
HOUPARRHNBHDHDN05_OLDI_FBHGASE01_D50 | Residential heating technology - Direct district heating substation - plus connection pipe - plus distribution (heating density: high ) - single-family house - existing building - distributed MEAN level | HOUDHD | HOUPARRHN_OLDI_DMD | MKr20 | 2020 | 3.2097 | 0.030272 | [6 empty] | PAR | I | OLD |  |  | RHNBHDHD | 3 | 0.5 | HOUPARRHNBHDHDN05_OLDI_FBHGASE01 | 0.853 | HOUPARRHNBHDHDN05_OLDI | HOUPARRHNBHGASE01_OLDI | BHGASE01 | BHDHDN05 | PAR_OLDI | BHGASE01_BHDHDN05 | 4 | -0.25 | 1 | Supported
HOUPARRHNBHDHDN05_OLDI_FBHGASE01_D50 | Residential heating technology - Direct district heating substation - plus connection pipe - plus distribution (heating density: high ) - single-family house - existing building - distributed MEAN level | HOUDHD | HOUPARRHN_OLDI_DMD | MKr20 | 2025 | 3.1725 | 0.030048 | [6 empty] | PAR | I | OLD |  |  | RHNBHDHD | 3 | 0.5 | HOUPARRHNBHDHDN05_OLDI_FBHGASE01 | 0.853 | HOUPARRHNBHDHDN05_OLDI | HOUPARRHNBHGASE01_OLDI | BHGASE01 | BHDHDN05 | PAR_OLDI | BHGASE01_BHDHDN05 | 4 | -0.25 | 1 | Supported
HOUPARRHNBHDHDN05_OLDI_FBHGASE01_D50 | Residential heating technology - Direct district heating substation - plus connection pipe - plus distribution (heating density: high ) - single-family house - existing building - distributed MEAN level | HOUDHD | HOUPARRHN_OLDI_DMD | MKr20 | 2030 | 3.1414 | 0.029511 | [6 empty] | PAR | I | OLD |  |  | RHNBHDHD | 3 | 0.5 | HOUPARRHNBHDHDN05_OLDI_FBHGASE01 | 0.853 | HOUPARRHNBHDHDN05_OLDI | HOUPARRHNBHGASE01_OLDI | BHGASE01 | BHDHDN05 | PAR_OLDI | BHGASE01_BHDHDN05 | 4 | -0.25 | 1 | Supported
HOUPARRHNBHDHDN05_OLDI_FBHGASE01_D50 | Residential heating technology - Direct district heating substation - plus connection pipe - plus distribution (heating density: high ) - single-family house - existing building - distributed MEAN level | HOUDHD | HOUPARRHN_OLDI_DMD | MKr20 | 2040 | 3.0855 | 0.02824 | [6 empty] | PAR | I | OLD |  |  | RHNBHDHD | 3 | 0.5 | HOUPARRHNBHDHDN05_OLDI_FBHGASE01 | 0.853 | HOUPARRHNBHDHDN05_OLDI | HOUPARRHNBHGASE01_OLDI | BHGASE01 | BHDHDN05 | PAR_OLDI | BHGASE01_BHDHDN05 | 4 | -0.25 | 1 | Supported
HOUPARRHNBHDHDN05_OLDI_FBHGASE01_D50 | Residential heating technology - Direct district heating substation - plus connection pipe - plus distribution (heating density: high ) - single-family house - existing building - distributed MEAN level | HOUDHD | HOUPARRHN_OLDI_DMD | MKr20 | 2050 | 3.0235 | 0.026392 | [6 empty] | PAR | I | OLD |  |  | RHNBHDHD | 3 | 0.5 | HOUPARRHNBHDHDN05_OLDI_FBHGASE01 | 0.853 | HOUPARRHNBHDHDN05_OLDI | HOUPARRHNBHGASE01_OLDI | BHGASE01 | BHDHDN05 | PAR_OLDI | BHGASE01_BHDHDN05 | 4 | -0.25 | 1 | Supported
HOUPARRHNBHDHCN09_OLDI_FBHGASE01_D50 | Residential heating technology - Direct district heating substation - plus connection pipe - plus distribution (heating density: low ) - single-family house - existing building - distributed MEAN level | HOUDHC | HOUPARRHN_OLDI_DMD | MKr20 | 2020 | 10.4597 | 0.030272 | [6 empty] | PAR | I | OLD |  |  | RHNBHDHC | 3 | 0.5 | HOUPARRHNBHDHCN09_OLDI_FBHGASE01 | 0.853 | HOUPARRHNBHDHCN09_OLDI | HOUPARRHNBHGASE01_OLDI | BHGASE01 | BHDHCN09 | PAR_OLDI | BHGASE01_BHDHCN09 | 4 | -0.25 | 1 | Supported
HOUPARRHNBHDHCN09_OLDI_FBHGASE01_D50 | Residential heating technology - Direct district heating substation - plus connection pipe - plus distribution (heating density: low ) - single-family house - existing building - distributed MEAN level | HOUDHC | HOUPARRHN_OLDI_DMD | MKr20 | 2025 | 10.4225 | 0.030048 | [6 empty] | PAR | I | OLD |  |  | RHNBHDHC | 3 | 0.5 | HOUPARRHNBHDHCN09_OLDI_FBHGASE01 | 0.853 | HOUPARRHNBHDHCN09_OLDI | HOUPARRHNBHGASE01_OLDI | BHGASE01 | BHDHCN09 | PAR_OLDI | BHGASE01_BHDHCN09 | 4 | -0.25 | 1 | Supported
HOUPARRHNBHDHCN09_OLDI_FBHGASE01_D50 | Residential heating technology - Direct district heating substation - plus connection pipe - plus distribution (heating density: low ) - single-family house - existing building - distributed MEAN level | HOUDHC | HOUPARRHN_OLDI_DMD | MKr20 | 2030 | 10.3914 | 0.029511 | [6 empty] | PAR | I | OLD |  |  | RHNBHDHC | 3 | 0.5 | HOUPARRHNBHDHCN09_OLDI_FBHGASE01 | 0.853 | HOUPARRHNBHDHCN09_OLDI | HOUPARRHNBHGASE01_OLDI | BHGASE01 | BHDHCN09 | PAR_OLDI | BHGASE01_BHDHCN09 | 4 | -0.25 | 1 | Supported
HOUPARRHNBHDHCN09_OLDI_FBHGASE01_D50 | Residential heating technology - Direct district heating substation - plus connection pipe - plus distribution (heating density: low ) - single-family house - existing building - distributed MEAN level | HOUDHC | HOUPARRHN_OLDI_DMD | MKr20 | 2040 | 10.3355 | 0.02824 | [6 empty] | PAR | I | OLD |  |  | RHNBHDHC | 3 | 0.5 | HOUPARRHNBHDHCN09_OLDI_FBHGASE01 | 0.853 | HOUPARRHNBHDHCN09_OLDI | HOUPARRHNBHGASE01_OLDI | BHGASE01 | BHDHCN09 | PAR_OLDI | BHGASE01_BHDHCN09 | 4 | -0.25 | 1 | Supported
HOUPARRHNBHDHCN09_OLDI_FBHGASE01_D50 | Residential heating technology - Direct district heating substation - plus connection pipe - plus distribution (heating density: low ) - single-family house - existing building - distributed MEAN level | HOUDHC | HOUPARRHN_OLDI_DMD | MKr20 | 2050 | 10.2735 | 0.026392 | [6 empty] | PAR | I | OLD |  |  | RHNBHDHC | 3 | 0.5 | HOUPARRHNBHDHCN09_OLDI_FBHGASE01 | 0.853 | HOUPARRHNBHDHCN09_OLDI | HOUPARRHNBHGASE01_OLDI | BHGASE01 | BHDHCN09 | PAR_OLDI | BHGASE01_BHDHCN09 | 4 | -0.25 | 1 | Supported
HOUPARRHNBHDHCN07_OLDI_FBHGASE01_D50 | Residential heating technology - Direct district heating substation - plus connection pipe - plus distribution (heating density: medium ) - single-family house - existing building - distributed MEAN level | HOUDHC | HOUPARRHN_OLDI_DMD | MKr20 | 2020 | 4.2097 | 0.030272 | [6 empty] | PAR | I | OLD |  |  | RHNBHDHC | 3 | 0.5 | HOUPARRHNBHDHCN07_OLDI_FBHGASE01 | 0.853 | HOUPARRHNBHDHCN07_OLDI | HOUPARRHNBHGASE01_OLDI | BHGASE01 | BHDHCN07 | PAR_OLDI | BHGASE01_BHDHCN07 | 4 | -0.25 | 1 | Supported
HOUPARRHNBHDHCN07_OLDI_FBHGASE01_D50 | Residential heating technology - Direct district heating substation - plus connection pipe - plus distribution (heating density: medium ) - single-family house - existing building - distributed MEAN level | HOUDHC | HOUPARRHN_OLDI_DMD | MKr20 | 2025 | 4.1725 | 0.030048 | [6 empty] | PAR | I | OLD |  |  | RHNBHDHC | 3 | 0.5 | HOUPARRHNBHDHCN07_OLDI_FBHGASE01 | 0.853 | HOUPARRHNBHDHCN07_OLDI | HOUPARRHNBHGASE01_OLDI | BHGASE01 | BHDHCN07 | PAR_OLDI | BHGASE01_BHDHCN07 | 4 | -0.25 | 1 | Supported
HOUPARRHNBHDHCN07_OLDI_FBHGASE01_D50 | Residential heating technology - Direct district heating substation - plus connection pipe - plus distribution (heating density: medium ) - single-family house - existing building - distributed MEAN level | HOUDHC | HOUPARRHN_OLDI_DMD | MKr20 | 2030 | 4.1414 | 0.029511 | [6 empty] | PAR | I | OLD |  |  | RHNBHDHC | 3 | 0.5 | HOUPARRHNBHDHCN07_OLDI_FBHGASE01 | 0.853 | HOUPARRHNBHDHCN07_OLDI | HOUPARRHNBHGASE01_OLDI | BHGASE01 | BHDHCN07 | PAR_OLDI | BHGASE01_BHDHCN07 | 4 | -0.25 | 1 | Supported
HOUPARRHNBHDHCN07_OLDI_FBHGASE01_D50 | Residential heating technology - Direct district heating substation - plus connection pipe - plus distribution (heating density: medium ) - single-family house - existing building - distributed MEAN level | HOUDHC | HOUPARRHN_OLDI_DMD | MKr20 | 2040 | 4.0855 | 0.02824 | [6 empty] | PAR | I | OLD |  |  | RHNBHDHC | 3 | 0.5 | HOUPARRHNBHDHCN07_OLDI_FBHGASE01 | 0.853 | HOUPARRHNBHDHCN07_OLDI | HOUPARRHNBHGASE01_OLDI | BHGASE01 | BHDHCN07 | PAR_OLDI | BHGASE01_BHDHCN07 | 4 | -0.25 | 1 | Supported
HOUPARRHNBHDHCN07_OLDI_FBHGASE01_D50 | Residential heating technology - Direct district heating substation - plus connection pipe - plus distribution (heating density: medium ) - single-family house - existing building - distributed MEAN level | HOUDHC | HOUPARRHN_OLDI_DMD | MKr20 | 2050 | 4.0235 | 0.026392 | [6 empty] | PAR | I | OLD |  |  | RHNBHDHC | 3 | 0.5 | HOUPARRHNBHDHCN07_OLDI_FBHGASE01 | 0.853 | HOUPARRHNBHDHCN07_OLDI | HOUPARRHNBHGASE01_OLDI | BHGASE01 | BHDHCN07 | PAR_OLDI | BHGASE01_BHDHCN07 | 4 | -0.25 | 1 | Supported
HOUPARRHNBHDHCN05_OLDI_FBHGASE01_D50 | Residential heating technology - Direct district heating substation - plus connection pipe - plus distribution (heating density: high ) - single-family house - existing building - distributed MEAN level | HOUDHC | HOUPARRHN_OLDI_DMD | MKr20 | 2020 | 3.2097 | 0.030272 | [6 empty] | PAR | I | OLD |  |  | RHNBHDHC | 3 | 0.5 | HOUPARRHNBHDHCN05_OLDI_FBHGASE01 | 0.853 | HOUPARRHNBHDHCN05_OLDI | HOUPARRHNBHGASE01_OLDI | BHGASE01 | BHDHCN05 | PAR_OLDI | BHGASE01_BHDHCN05 | 4 | -0.25 | 1 | Supported
HOUPARRHNBHDHCN05_OLDI_FBHGASE01_D50 | Residential heating technology - Direct district heating substation - plus connection pipe - plus distribution (heating density: high ) - single-family house - existing building - distributed MEAN level | HOUDHC | HOUPARRHN_OLDI_DMD | MKr20 | 2025 | 3.1725 | 0.030048 | [6 empty] | PAR | I | OLD |  |  | RHNBHDHC | 3 | 0.5 | HOUPARRHNBHDHCN05_OLDI_FBHGASE01 | 0.853 | HOUPARRHNBHDHCN05_OLDI | HOUPARRHNBHGASE01_OLDI | BHGASE01 | BHDHCN05 | PAR_OLDI | BHGASE01_BHDHCN05 | 4 | -0.25 | 1 | Supported
HOUPARRHNBHDHCN05_OLDI_FBHGASE01_D50 | Residential heating technology - Direct district heating substation - plus connection pipe - plus distribution (heating density: high ) - single-family house - existing building - distributed MEAN level | HOUDHC | HOUPARRHN_OLDI_DMD | MKr20 | 2030 | 3.1414 | 0.029511 | [6 empty] | PAR | I | OLD |  |  | RHNBHDHC | 3 | 0.5 | HOUPARRHNBHDHCN05_OLDI_FBHGASE01 | 0.853 | HOUPARRHNBHDHCN05_OLDI | HOUPARRHNBHGASE01_OLDI | BHGASE01 | BHDHCN05 | PAR_OLDI | BHGASE01_BHDHCN05 | 4 | -0.25 | 1 | Supported
HOUPARRHNBHDHCN05_OLDI_FBHGASE01_D50 | Residential heating technology - Direct district heating substation - plus connection pipe - plus distribution (heating density: high ) - single-family house - existing building - distributed MEAN level | HOUDHC | HOUPARRHN_OLDI_DMD | MKr20 | 2040 | 3.0855 | 0.02824 | [6 empty] | PAR | I | OLD |  |  | RHNBHDHC | 3 | 0.5 | HOUPARRHNBHDHCN05_OLDI_FBHGASE01 | 0.853 | HOUPARRHNBHDHCN05_OLDI | HOUPARRHNBHGASE01_OLDI | BHGASE01 | BHDHCN05 | PAR_OLDI | BHGASE01_BHDHCN05 | 4 | -0.25 | 1 | Supported
HOUPARRHNBHDHCN05_OLDI_FBHGASE01_D50 | Residential heating technology - Direct district heating substation - plus connection pipe - plus distribution (heating density: high ) - single-family house - existing building - distributed MEAN level | HOUDHC | HOUPARRHN_OLDI_DMD | MKr20 | 2050 | 3.0235 | 0.026392 | [6 empty] | PAR | I | OLD |  |  | RHNBHDHC | 3 | 0.5 | HOUPARRHNBHDHCN05_OLDI_FBHGASE01 | 0.853 | HOUPARRHNBHDHCN05_OLDI | HOUPARRHNBHGASE01_OLDI | BHGASE01 | BHDHCN05 | PAR_OLDI | BHGASE01_BHDHCN05 | 4 | -0.25 | 1 | Supported
HOUETARHNHPELCN05_OLDC_FBHGASE01_D50 | Residential heating technology - Heat pump, Air-to-water - leasing - apartment complex - existing building - distributed MEAN level | HOUELC, HOUAMB | HOUETARHN_OLDC_DMD | MKr20 | 2020 | 2.5625 | 0.33694 | 0.34483 | [5 empty] | ETA | C | OLD | 2.9 |  | RHNHPELC | 3 | 0.5 | HOUETARHNHPELCN05_OLDC_FBHGASE01 | 0.895 | HOUETARHNHPELCN05_OLDC | HOUETARHNBHGASE01_OLDC | BHGASE01 | HPELCN05 | ETA_OLDC | BHGASE01_HPELCN05 | 4 | -0.25 | 1 | Supported
HOUETARHNHPELCN05_OLDC_FBHGASE01_D50 | Residential heating technology - Heat pump, Air-to-water - leasing - apartment complex - existing building - distributed MEAN level | HOUELC, HOUAMB | HOUETARHN_OLDC_DMD | MKr20 | 2025 | 2.2945 | 0.30975 | 0.32787 | [5 empty] | ETA | C | OLD | 3.05 |  | RHNHPELC | 3 | 0.5 | HOUETARHNHPELCN05_OLDC_FBHGASE01 | 0.895 | HOUETARHNHPELCN05_OLDC | HOUETARHNBHGASE01_OLDC | BHGASE01 | HPELCN05 | ETA_OLDC | BHGASE01_HPELCN05 | 4 | -0.25 | 1 | Supported
HOUETARHNHPELCN05_OLDC_FBHGASE01_D50 | Residential heating technology - Heat pump, Air-to-water - leasing - apartment complex - existing building - distributed MEAN level | HOUELC, HOUAMB | HOUETARHN_OLDC_DMD | MKr20 | 2030 | 2.0266 | 0.28252 | 0.3125 | [5 empty] | ETA | C | OLD | 3.2 |  | RHNHPELC | 3 | 0.5 | HOUETARHNHPELCN05_OLDC_FBHGASE01 | 0.895 | HOUETARHNHPELCN05_OLDC | HOUETARHNBHGASE01_OLDC | BHGASE01 | HPELCN05 | ETA_OLDC | BHGASE01_HPELCN05 | 4 | -0.25 | 1 | Supported
HOUETARHNHPELCN05_OLDC_FBHGASE01_D50 | Residential heating technology - Heat pump, Air-to-water - leasing - apartment complex - existing building - distributed MEAN level | HOUELC, HOUAMB | HOUETARHN_OLDC_DMD | MKr20 | 2040 | 1.8151 | 0.26038 | 0.29851 | [5 empty] | ETA | C | OLD | 3.35 |  | RHNHPELC | 3 | 0.5 | HOUETARHNHPELCN05_OLDC_FBHGASE01 | 0.895 | HOUETARHNHPELCN05_OLDC | HOUETARHNBHGASE01_OLDC | BHGASE01 | HPELCN05 | ETA_OLDC | BHGASE01_HPELCN05 | 4 | -0.25 | 1 | Supported
HOUETARHNHPELCN05_OLDC_FBHGASE01_D50 | Residential heating technology - Heat pump, Air-to-water - leasing - apartment complex - existing building - distributed MEAN level | HOUELC, HOUAMB | HOUETARHN_OLDC_DMD | MKr20 | 2050 | 1.6037 | 0.23822 | 0.28571 | [5 empty] | ETA | C | OLD | 3.5 |  | RHNHPELC | 3 | 0.5 | HOUETARHNHPELCN05_OLDC_FBHGASE01 | 0.895 | HOUETARHNHPELCN05_OLDC | HOUETARHNBHGASE01_OLDC | BHGASE01 | HPELCN05 | ETA_OLDC | BHGASE01_HPELCN05 | 4 | -0.25 | 1 | Supported
HOUETARHNHPELCN04_OLDC_FBHGASE01_D50 | Residential heating technology - Heat pump, Ground source - apartment complex - existing building - distributed MEAN level | HOUELC, HOUAMB | HOUETARHN_OLDC_DMD | MKr20 | 2020 | 4.775 | 0.049932 | 0.3125 | [5 empty] | ETA | C | OLD | 3.2 |  | RHNHPELC | 3 | 0.5 | HOUETARHNHPELCN04_OLDC_FBHGASE01 | 0.895 | HOUETARHNHPELCN04_OLDC | HOUETARHNBHGASE01_OLDC | BHGASE01 | HPELCN04 | ETA_OLDC | BHGASE01_HPELCN04 | 4 | -0.25 | 1 | Supported
HOUETARHNHPELCN04_OLDC_FBHGASE01_D50 | Residential heating technology - Heat pump, Ground source - apartment complex - existing building - distributed MEAN level | HOUELC, HOUAMB | HOUETARHN_OLDC_DMD | MKr20 | 2025 | 4.4169 | 0.049538 | 0.30303 | [5 empty] | ETA | C | OLD | 3.3 |  | RHNHPELC | 3 | 0.5 | HOUETARHNHPELCN04_OLDC_FBHGASE01 | 0.895 | HOUETARHNHPELCN04_OLDC | HOUETARHNBHGASE01_OLDC | BHGASE01 | HPELCN04 | ETA_OLDC | BHGASE01_HPELCN04 | 4 | -0.25 | 1 | Supported
HOUETARHNHPELCN04_OLDC_FBHGASE01_D50 | Residential heating technology - Heat pump, Ground source - apartment complex - existing building - distributed MEAN level | HOUELC, HOUAMB | HOUETARHN_OLDC_DMD | MKr20 | 2030 | 4.0587 | 0.049105 | 0.29412 | [5 empty] | ETA | C | OLD | 3.4 |  | RHNHPELC | 3 | 0.5 | HOUETARHNHPELCN04_OLDC_FBHGASE01 | 0.895 | HOUETARHNHPELCN04_OLDC | HOUETARHNBHGASE01_OLDC | BHGASE01 | HPELCN04 | ETA_OLDC | BHGASE01_HPELCN04 | 4 | -0.25 | 1 | Supported
HOUETARHNHPELCN04_OLDC_FBHGASE01_D50 | Residential heating technology - Heat pump, Ground source - apartment complex - existing building - distributed MEAN level | HOUELC, HOUAMB | HOUETARHN_OLDC_DMD | MKr20 | 2040 | 3.7543 | 0.048108 | 0.28169 | [5 empty] | ETA | C | OLD | 3.55 |  | RHNHPELC | 3 | 0.5 | HOUETARHNHPELCN04_OLDC_FBHGASE01 | 0.895 | HOUETARHNHPELCN04_OLDC | HOUETARHNBHGASE01_OLDC | BHGASE01 | HPELCN04 | ETA_OLDC | BHGASE01_HPELCN04 | 4 | -0.25 | 1 | Supported
HOUETARHNHPELCN04_OLDC_FBHGASE01_D50 | Residential heating technology - Heat pump, Ground source - apartment complex - existing building - distributed MEAN level | HOUELC, HOUAMB | HOUETARHN_OLDC_DMD | MKr20 | 2050 | 3.4499 | 0.047091 | 0.27778 | [5 empty] | ETA | C | OLD | 3.6 |  | RHNHPELC | 3 | 0.5 | HOUETARHNHPELCN04_OLDC_FBHGASE01 | 0.895 | HOUETARHNHPELCN04_OLDC | HOUETARHNBHGASE01_OLDC | BHGASE01 | HPELCN04 | ETA_OLDC | BHGASE01_HPELCN04 | 4 | -0.25 | 1 | Supported
HOUETARHNHPELCN03_OLDC_FBHGASE01_D50 | Residential heating technology - Heat pump, Air-to-water - apartment complex - existing building - distributed MEAN level | HOUELC, HOUAMB | HOUETARHN_OLDC_DMD | MKr20 | 2020 | 5.125 | 0.080689 | 0.34483 | [5 empty] | ETA | C | OLD | 2.9 |  | RHNHPELC | 3 | 0.5 | HOUETARHNHPELCN03_OLDC_FBHGASE01 | 0.895 | HOUETARHNHPELCN03_OLDC | HOUETARHNBHGASE01_OLDC | BHGASE01 | HPELCN03 | ETA_OLDC | BHGASE01_HPELCN03 | 4 | -0.25 | 1 | Supported
HOUETARHNHPELCN03_OLDC_FBHGASE01_D50 | Residential heating technology - Heat pump, Air-to-water - apartment complex - existing building - distributed MEAN level | HOUELC, HOUAMB | HOUETARHN_OLDC_DMD | MKr20 | 2025 | 4.5891 | 0.080295 | 0.32787 | [5 empty] | ETA | C | OLD | 3.05 |  | RHNHPELC | 3 | 0.5 | HOUETARHNHPELCN03_OLDC_FBHGASE01 | 0.895 | HOUETARHNHPELCN03_OLDC | HOUETARHNBHGASE01_OLDC | BHGASE01 | HPELCN03 | ETA_OLDC | BHGASE01_HPELCN03 | 4 | -0.25 | 1 | Supported
HOUETARHNHPELCN03_OLDC_FBHGASE01_D50 | Residential heating technology - Heat pump, Air-to-water - apartment complex - existing building - distributed MEAN level | HOUELC, HOUAMB | HOUETARHN_OLDC_DMD | MKr20 | 2030 | 4.0531 | 0.079862 | 0.3125 | [5 empty] | ETA | C | OLD | 3.2 |  | RHNHPELC | 3 | 0.5 | HOUETARHNHPELCN03_OLDC_FBHGASE01 | 0.895 | HOUETARHNHPELCN03_OLDC | HOUETARHNBHGASE01_OLDC | BHGASE01 | HPELCN03 | ETA_OLDC | BHGASE01_HPELCN03 | 4 | -0.25 | 1 | Supported
HOUETARHNHPELCN03_OLDC_FBHGASE01_D50 | Residential heating technology - Heat pump, Air-to-water - apartment complex - existing building - distributed MEAN level | HOUELC, HOUAMB | HOUETARHN_OLDC_DMD | MKr20 | 2040 | 3.6302 | 0.078865 | 0.29851 | [5 empty] | ETA | C | OLD | 3.35 |  | RHNHPELC | 3 | 0.5 | HOUETARHNHPELCN03_OLDC_FBHGASE01 | 0.895 | HOUETARHNHPELCN03_OLDC | HOUETARHNBHGASE01_OLDC | BHGASE01 | HPELCN03 | ETA_OLDC | BHGASE01_HPELCN03 | 4 | -0.25 | 1 | Supported
HOUETARHNHPELCN03_OLDC_FBHGASE01_D50 | Residential heating technology - Heat pump, Air-to-water - apartment complex - existing building - distributed MEAN level | HOUELC, HOUAMB | HOUETARHN_OLDC_DMD | MKr20 | 2050 | 3.2073 | 0.077848 | 0.28571 | [5 empty] | ETA | C | OLD | 3.5 |  | RHNHPELC | 3 | 0.5 | HOUETARHNHPELCN03_OLDC_FBHGASE01 | 0.895 | HOUETARHNHPELCN03_OLDC | HOUETARHNBHGASE01_OLDC | BHGASE01 | HPELCN03 | ETA_OLDC | BHGASE01_HPELCN03 | 4 | -0.25 | 1 | Supported
HOUETARHNHPELCN02_OLDC_FBHGASE01_D50 | Residential heating technology - Heat pump, Air-to-air - single-family house - existing building - distributed MEAN level | HOUELC, HOUAMB | HOUETARHN_OLDC_DMD | MKr20 | 2020 | 2.1408 | 0.17231 | 0.20619 | [5 empty] | ETA | C | OLD | 4.85 |  | RHNHPELC | 3 | 0.5 | HOUETARHNHPELCN02_OLDC_FBHGASE01 | 0.895 | HOUETARHNHPELCN02_OLDC | HOUETARHNBHGASE01_OLDC | BHGASE01 | HPELCN02 | ETA_OLDC | BHGASE01_HPELCN02 | 5 | 0 | 1.1 | Unlikely
HOUETARHNHPELCN02_OLDC_FBHGASE01_D50 | Residential heating technology - Heat pump, Air-to-air - single-family house - existing building - distributed MEAN level | HOUELC, HOUAMB | HOUETARHN_OLDC_DMD | MKr20 | 2025 | 2.0884 | 0.11707 | 0.19608 | [5 empty] | ETA | C | OLD | 5.1 |  | RHNHPELC | 3 | 0.5 | HOUETARHNHPELCN02_OLDC_FBHGASE01 | 0.895 | HOUETARHNHPELCN02_OLDC | HOUETARHNBHGASE01_OLDC | BHGASE01 | HPELCN02 | ETA_OLDC | BHGASE01_HPELCN02 | 5 | 0 | 1.1 | Unlikely
HOUETARHNHPELCN02_OLDC_FBHGASE01_D50 | Residential heating technology - Heat pump, Air-to-air - single-family house - existing building - distributed MEAN level | HOUELC, HOUAMB | HOUETARHN_OLDC_DMD | MKr20 | 2030 | 2.0361 | 0.11491 | 0.18868 | [5 empty] | ETA | C | OLD | 5.3 |  | RHNHPELC | 3 | 0.5 | HOUETARHNHPELCN02_OLDC_FBHGASE01 | 0.895 | HOUETARHNHPELCN02_OLDC | HOUETARHNBHGASE01_OLDC | BHGASE01 | HPELCN02 | ETA_OLDC | BHGASE01_HPELCN02 | 5 | 0 | 1.1 | Unlikely
HOUETARHNHPELCN02_OLDC_FBHGASE01_D50 | Residential heating technology - Heat pump, Air-to-air - single-family house - existing building - distributed MEAN level | HOUELC, HOUAMB | HOUETARHN_OLDC_DMD | MKr20 | 2040 | 1.939 | 0.11089 | 0.18182 | [5 empty] | ETA | C | OLD | 5.5 |  | RHNHPELC | 3 | 0.5 | HOUETARHNHPELCN02_OLDC_FBHGASE01 | 0.895 | HOUETARHNHPELCN02_OLDC | HOUETARHNBHGASE01_OLDC | BHGASE01 | HPELCN02 | ETA_OLDC | BHGASE01_HPELCN02 | 5 | 0 | 1.1 | Unlikely
HOUETARHNHPELCN02_OLDC_FBHGASE01_D50 | Residential heating technology - Heat pump, Air-to-air - single-family house - existing building - distributed MEAN level | HOUELC, HOUAMB | HOUETARHN_OLDC_DMD | MKr20 | 2050 | 1.8419 | 0.10688 | 0.17857 | [5 empty] | ETA | C | OLD | 5.6 |  | RHNHPELC | 3 | 0.5 | HOUETARHNHPELCN02_OLDC_FBHGASE01 | 0.895 | HOUETARHNHPELCN02_OLDC | HOUETARHNBHGASE01_OLDC | BHGASE01 | HPELCN02 | ETA_OLDC | BHGASE01_HPELCN02 | 5 | 0 | 1.1 | Unlikely
HOUETARHNDIELCN06_OLDC_FBHGASE01_D50 | Residential heating technology - Electric heating - electric panel from Bauhaus - apartment complex - new building - distributed MEAN level | HOUELC | HOUETARHN_OLDC_DMD | MKr20 | 2020 | 0.605 | 0 | [6 empty] | ETA | C | OLD |  |  | RHNDIELC | 3 | 0.5 | HOUETARHNDIELCN06_OLDC_FBHGASE01 | 0.895 | HOUETARHNDIELCN06_OLDC | HOUETARHNBHGASE01_OLDC | BHGASE01 | DIELCN06 | ETA_OLDC | BHGASE01_DIELCN06 | 5 | 0 | 1.1 | Unlikely
HOUETARHNDIELCN06_OLDC_FBHGASE01_D50 | Residential heating technology - Electric heating - electric panel from Bauhaus - apartment complex - new building - distributed MEAN level | HOUELC | HOUETARHN_OLDC_DMD | MKr20 | 2025 | 0.605 | 0 | [6 empty] | ETA | C | OLD |  |  | RHNDIELC | 3 | 0.5 | HOUETARHNDIELCN06_OLDC_FBHGASE01 | 0.895 | HOUETARHNDIELCN06_OLDC | HOUETARHNBHGASE01_OLDC | BHGASE01 | DIELCN06 | ETA_OLDC | BHGASE01_DIELCN06 | 5 | 0 | 1.1 | Unlikely
HOUETARHNDIELCN06_OLDC_FBHGASE01_D50 | Residential heating technology - Electric heating - electric panel from Bauhaus - apartment complex - new building - distributed MEAN level | HOUELC | HOUETARHN_OLDC_DMD | MKr20 | 2030 | 0.605 | 0 | [6 empty] | ETA | C | OLD |  |  | RHNDIELC | 3 | 0.5 | HOUETARHNDIELCN06_OLDC_FBHGASE01 | 0.895 | HOUETARHNDIELCN06_OLDC | HOUETARHNBHGASE01_OLDC | BHGASE01 | DIELCN06 | ETA_OLDC | BHGASE01_DIELCN06 | 5 | 0 | 1.1 | Unlikely
HOUETARHNDIELCN06_OLDC_FBHGASE01_D50 | Residential heating technology - Electric heating - electric panel from Bauhaus - apartment complex - new building - distributed MEAN level | HOUELC | HOUETARHN_OLDC_DMD | MKr20 | 2040 | 0.605 | 0 | [6 empty] | ETA | C | OLD |  |  | RHNDIELC | 3 | 0.5 | HOUETARHNDIELCN06_OLDC_FBHGASE01 | 0.895 | HOUETARHNDIELCN06_OLDC | HOUETARHNBHGASE01_OLDC | BHGASE01 | DIELCN06 | ETA_OLDC | BHGASE01_DIELCN06 | 5 | 0 | 1.1 | Unlikely
HOUETARHNDIELCN06_OLDC_FBHGASE01_D50 | Residential heating technology - Electric heating - electric panel from Bauhaus - apartment complex - new building - distributed MEAN level | HOUELC | HOUETARHN_OLDC_DMD | MKr20 | 2050 | 0.605 | 0 | [6 empty] | ETA | C | OLD |  |  | RHNDIELC | 3 | 0.5 | HOUETARHNDIELCN06_OLDC_FBHGASE01 | 0.895 | HOUETARHNDIELCN06_OLDC | HOUETARHNBHGASE01_OLDC | BHGASE01 | DIELCN06 | ETA_OLDC | BHGASE01_DIELCN06 | 5 | 0 | 1.1 | Unlikely
HOUETARHNDIELCN01_OLDC_FBHGASE01_D50 | Residential heating technology - Electric heating - apartment complex - new building - distributed MEAN level | HOUELC | HOUETARHN_OLDC_DMD | MKr20 | 2020 | 5.6192 | 0.0022816 | [6 empty] | ETA | C | OLD |  |  | RHNDIELC | 3 | 0.5 | HOUETARHNDIELCN01_OLDC_FBHGASE01 | 0.895 | HOUETARHNDIELCN01_OLDC | HOUETARHNBHGASE01_OLDC | BHGASE01 | DIELCN01 | ETA_OLDC | BHGASE01_DIELCN01 | 5 | 0 | 1.1 | Unlikely
HOUETARHNDIELCN01_OLDC_FBHGASE01_D50 | Residential heating technology - Electric heating - apartment complex - new building - distributed MEAN level | HOUELC | HOUETARHN_OLDC_DMD | MKr20 | 2025 | 5.4801 | 0.0021884 | [6 empty] | ETA | C | OLD |  |  | RHNDIELC | 3 | 0.5 | HOUETARHNDIELCN01_OLDC_FBHGASE01 | 0.895 | HOUETARHNDIELCN01_OLDC | HOUETARHNBHGASE01_OLDC | BHGASE01 | DIELCN01 | ETA_OLDC | BHGASE01_DIELCN01 | 5 | 0 | 1.1 | Unlikely
HOUETARHNDIELCN01_OLDC_FBHGASE01_D50 | Residential heating technology - Electric heating - apartment complex - new building - distributed MEAN level | HOUELC | HOUETARHN_OLDC_DMD | MKr20 | 2030 | 5.3445 | 0.0021419 | [6 empty] | ETA | C | OLD |  |  | RHNDIELC | 3 | 0.5 | HOUETARHNDIELCN01_OLDC_FBHGASE01 | 0.895 | HOUETARHNDIELCN01_OLDC | HOUETARHNBHGASE01_OLDC | BHGASE01 | DIELCN01 | ETA_OLDC | BHGASE01_DIELCN01 | 5 | 0 | 1.1 | Unlikely
HOUETARHNDIELCN01_OLDC_FBHGASE01_D50 | Residential heating technology - Electric heating - apartment complex - new building - distributed MEAN level | HOUELC | HOUETARHN_OLDC_DMD | MKr20 | 2040 | 5.0832 | 0.0020487 | [6 empty] | ETA | C | OLD |  |  | RHNDIELC | 3 | 0.5 | HOUETARHNDIELCN01_OLDC_FBHGASE01 | 0.895 | HOUETARHNDIELCN01_OLDC | HOUETARHNBHGASE01_OLDC | BHGASE01 | DIELCN01 | ETA_OLDC | BHGASE01_DIELCN01 | 5 | 0 | 1.1 | Unlikely
HOUETARHNDIELCN01_OLDC_FBHGASE01_D50 | Residential heating technology - Electric heating - apartment complex - new building - distributed MEAN level | HOUELC | HOUETARHN_OLDC_DMD | MKr20 | 2050 | 4.8347 | 0.0019556 | [6 empty] | ETA | C | OLD |  |  | RHNDIELC | 3 | 0.5 | HOUETARHNDIELCN01_OLDC_FBHGASE01 | 0.895 | HOUETARHNDIELCN01_OLDC | HOUETARHNBHGASE01_OLDC | BHGASE01 | DIELCN01 | ETA_OLDC | BHGASE01_DIELCN01 | 5 | 0 | 1.1 | Unlikely
HOUETARHNBHWPEN01_OLDC_FBHGASE01_D50 | Residential heating technology - Biomass boiler, automatic stoking , wood pellets or wood chips - apartment complex - existing building - distributed MEAN level | HOUWPE | HOUETARHN_OLDC_DMD | MKr20 | 2020 | 2.1307 | 0.041945 |  | 25 | 14 | 70 | 2 | 4 | ETA | C | OLD |  |  | RHNBHWPE | 3 | 0.5 | HOUETARHNBHWPEN01_OLDC_FBHGASE01 | 0.895 | HOUETARHNBHWPEN01_OLDC | HOUETARHNBHGASE01_OLDC | BHGASE01 | BHWPEN01 | ETA_OLDC | BHGASE01_BHWPEN01 | 6 | 0 | 1 | New
HOUETARHNBHWPEN01_OLDC_FBHGASE01_D50 | Residential heating technology - Biomass boiler, automatic stoking , wood pellets or wood chips - apartment complex - existing building - distributed MEAN level | HOUWPE | HOUETARHN_OLDC_DMD | MKr20 | 2025 | 2.078 | 0.041648 |  | 25 | 14 | 60 | 2 | 4 | ETA | C | OLD |  |  | RHNBHWPE | 3 | 0.5 | HOUETARHNBHWPEN01_OLDC_FBHGASE01 | 0.895 | HOUETARHNBHWPEN01_OLDC | HOUETARHNBHGASE01_OLDC | BHGASE01 | BHWPEN01 | ETA_OLDC | BHGASE01_BHWPEN01 | 6 | 0 | 1 | New
HOUETARHNBHWPEN01_OLDC_FBHGASE01_D50 | Residential heating technology - Biomass boiler, automatic stoking , wood pellets or wood chips - apartment complex - existing building - distributed MEAN level | HOUWPE | HOUETARHN_OLDC_DMD | MKr20 | 2030 | 2.0265 | 0.041834 |  | 25 | 11 | 50 | 1 | 4 | ETA | C | OLD |  |  | RHNBHWPE | 3 | 0.5 | HOUETARHNBHWPEN01_OLDC_FBHGASE01 | 0.895 | HOUETARHNBHWPEN01_OLDC | HOUETARHNBHGASE01_OLDC | BHGASE01 | BHWPEN01 | ETA_OLDC | BHGASE01_BHWPEN01 | 6 | 0 | 1 | New
HOUETARHNBHWPEN01_OLDC_FBHGASE01_D50 | Residential heating technology - Biomass boiler, automatic stoking , wood pellets or wood chips - apartment complex - existing building - distributed MEAN level | HOUWPE | HOUETARHN_OLDC_DMD | MKr20 | 2040 | 1.9275 | 0.040499 |  | 25 | 9 | 45 | 1 | 4 | ETA | C | OLD |  |  | RHNBHWPE | 3 | 0.5 | HOUETARHNBHWPEN01_OLDC_FBHGASE01 | 0.895 | HOUETARHNBHWPEN01_OLDC | HOUETARHNBHGASE01_OLDC | BHGASE01 | BHWPEN01 | ETA_OLDC | BHGASE01_BHWPEN01 | 6 | 0 | 1 | New
HOUETARHNBHWPEN01_OLDC_FBHGASE01_D50 | Residential heating technology - Biomass boiler, automatic stoking , wood pellets or wood chips - apartment complex - existing building - distributed MEAN level | HOUWPE | HOUETARHN_OLDC_DMD | MKr20 | 2050 | 1.8332 | 0.038755 |  | 25 | 9 | 40 | 0 | 4 | ETA | C | OLD |  |  | RHNBHWPE | 3 | 0.5 | HOUETARHNBHWPEN01_OLDC_FBHGASE01 | 0.895 | HOUETARHNBHWPEN01_OLDC | HOUETARHNBHGASE01_OLDC | BHGASE01 | BHWPEN01 | ETA_OLDC | BHGASE01_BHWPEN01 | 6 | 0 | 1 | New
HOUETARHNBHSOLN01_OLDC_FBHGASE01_D50 | Residential heating technology - Solar heating system - apartment complex - existing building - distributed MEAN level | HOUSOL | HOUETARHN_OLDC_DMD | MKr20 | 2020 | 4.7414 | 0.02219 | [6 empty] | ETA | C | OLD |  |  | RHNBHSOL | 3 | 0.5 | HOUETARHNBHSOLN01_OLDC_FBHGASE01 | 0.895 | HOUETARHNBHSOLN01_OLDC | HOUETARHNBHGASE01_OLDC | BHGASE01 | BHSOLN01 | ETA_OLDC | BHGASE01_BHSOLN01 | 5 | 0 | 1.1 | Unlikely
HOUETARHNBHSOLN01_OLDC_FBHGASE01_D50 | Residential heating technology - Solar heating system - apartment complex - existing building - distributed MEAN level | HOUSOL | HOUETARHN_OLDC_DMD | MKr20 | 2025 | 4.5365 | 0.023521 | [6 empty] | ETA | C | OLD |  |  | RHNBHSOL | 3 | 0.5 | HOUETARHNBHSOLN01_OLDC_FBHGASE01 | 0.895 | HOUETARHNBHSOLN01_OLDC | HOUETARHNBHGASE01_OLDC | BHGASE01 | BHSOLN01 | ETA_OLDC | BHGASE01_BHSOLN01 | 5 | 0 | 1.1 | Unlikely
HOUETARHNBHSOLN01_OLDC_FBHGASE01_D50 | Residential heating technology - Solar heating system - apartment complex - existing building - distributed MEAN level | HOUSOL | HOUETARHN_OLDC_DMD | MKr20 | 2030 | 4.3316 | 0.024026 | [6 empty] | ETA | C | OLD |  |  | RHNBHSOL | 3 | 0.5 | HOUETARHNBHSOLN01_OLDC_FBHGASE01 | 0.895 | HOUETARHNBHSOLN01_OLDC | HOUETARHNBHGASE01_OLDC | BHGASE01 | BHSOLN01 | ETA_OLDC | BHGASE01_BHSOLN01 | 5 | 0 | 1.1 | Unlikely
HOUETARHNBHSOLN01_OLDC_FBHGASE01_D50 | Residential heating technology - Solar heating system - apartment complex - existing building - distributed MEAN level | HOUSOL | HOUETARHN_OLDC_DMD | MKr20 | 2040 | 4.1268 | 0.023374 | [6 empty] | ETA | C | OLD |  |  | RHNBHSOL | 3 | 0.5 | HOUETARHNBHSOLN01_OLDC_FBHGASE01 | 0.895 | HOUETARHNBHSOLN01_OLDC | HOUETARHNBHGASE01_OLDC | BHGASE01 | BHSOLN01 | ETA_OLDC | BHGASE01_BHSOLN01 | 5 | 0 | 1.1 | Unlikely
HOUETARHNBHSOLN01_OLDC_FBHGASE01_D50 | Residential heating technology - Solar heating system - apartment complex - existing building - distributed MEAN level | HOUSOL | HOUETARHN_OLDC_DMD | MKr20 | 2050 | 3.9219 | 0.02219 | [6 empty] | ETA | C | OLD |  |  | RHNBHSOL | 3 | 0.5 | HOUETARHNBHSOLN01_OLDC_FBHGASE01 | 0.895 | HOUETARHNBHSOLN01_OLDC | HOUETARHNBHGASE01_OLDC | BHGASE01 | BHSOLN01 | ETA_OLDC | BHGASE01_BHSOLN01 | 5 | 0 | 1.1 | Unlikely
HOUETARHNBHGASN01_OLDC_FBHGASE01_D50 | Residential heating technology - Natural gas boiler - apartment complex - existing building - distributed MEAN level | HOUGAS | HOUETARHN_OLDC_DMD | MKr20 | 2020 | 0.5117 | 0.012402 |  | 0.43 | 0.1 | 20.4 | 1 | 1 | ETA | C | OLD |  |  | RHNBHGAS | 3 | 0.5 | HOUETARHNBHGASN01_OLDC_FBHGASE01 | 0.895 | HOUETARHNBHGASN01_OLDC | HOUETARHNBHGASE01_OLDC | BHGASE01 | BHGASN01 | ETA_OLDC | BHGASE01_BHGASN01 | 6 | 0 | 1 | New
HOUETARHNBHGASN01_OLDC_FBHGASE01_D50 | Residential heating technology - Natural gas boiler - apartment complex - existing building - distributed MEAN level | HOUGAS | HOUETARHN_OLDC_DMD | MKr20 | 2025 | 0.50088 | 0.012306 |  | 0.43 | 0.1 | 20.4 | 1 | 1 | ETA | C | OLD |  |  | RHNBHGAS | 3 | 0.5 | HOUETARHNBHGASN01_OLDC_FBHGASE01 | 0.895 | HOUETARHNBHGASN01_OLDC | HOUETARHNBHGASE01_OLDC | BHGASE01 | BHGASN01 | ETA_OLDC | BHGASE01_BHGASN01 | 6 | 0 | 1 | New
HOUETARHNBHGASN01_OLDC_FBHGASE01_D50 | Residential heating technology - Natural gas boiler - apartment complex - existing building - distributed MEAN level | HOUGAS | HOUETARHN_OLDC_DMD | MKr20 | 2030 | 0.49032 | 0.012193 |  | 0.43 | 0.1 | 20.4 | 1 | 1 | ETA | C | OLD |  |  | RHNBHGAS | 3 | 0.5 | HOUETARHNBHGASN01_OLDC_FBHGASE01 | 0.895 | HOUETARHNBHGASN01_OLDC | HOUETARHNBHGASE01_OLDC | BHGASE01 | BHGASN01 | ETA_OLDC | BHGASE01_BHGASN01 | 6 | 0 | 1 | New
HOUETARHNBHGASN01_OLDC_FBHGASE01_D50 | Residential heating technology - Natural gas boiler - apartment complex - existing building - distributed MEAN level | HOUGAS | HOUETARHN_OLDC_DMD | MKr20 | 2040 | 0.47 | 0.011692 |  | 0.43 | 0.1 | 20.4 | 1 | 1 | ETA | C | OLD |  |  | RHNBHGAS | 3 | 0.5 | HOUETARHNBHGASN01_OLDC_FBHGASE01 | 0.895 | HOUETARHNBHGASN01_OLDC | HOUETARHNBHGASE01_OLDC | BHGASE01 | BHGASN01 | ETA_OLDC | BHGASE01_BHGASN01 | 6 | 0 | 1 | New
HOUETARHNBHGASN01_OLDC_FBHGASE01_D50 | Residential heating technology - Natural gas boiler - apartment complex - existing building - distributed MEAN level | HOUGAS | HOUETARHN_OLDC_DMD | MKr20 | 2050 | 0.45066 | 0.0033348 |  | 0.43 | 0.1 | 20.4 | 1 | 1 | ETA | C | OLD |  |  | RHNBHGAS | 3 | 0.5 | HOUETARHNBHGASN01_OLDC_FBHGASE01 | 0.895 | HOUETARHNBHGASN01_OLDC | HOUETARHNBHGASE01_OLDC | BHGASE01 | BHGASN01 | ETA_OLDC | BHGASE01_BHGASN01 | 6 | 0 | 1 | New
HOUETARHNBHDHCN03_OLDC_FBHGASE01_D50 | Residential heating technology - Direct district heating substation - plus connection pipe - apartment complex - existing building - distributed MEAN level | HOUDHC | HOUETARHN_OLDC_DMD | MKr20 | 2020 | 0.30389 | 0.0016539 | [6 empty] | ETA | C | OLD |  |  | RHNBHDHC | 3 | 0.5 | HOUETARHNBHDHCN03_OLDC_FBHGASE01 | 0.895 | HOUETARHNBHDHCN03_OLDC | HOUETARHNBHGASE01_OLDC | BHGASE01 | BHDHCN03 | ETA_OLDC | BHGASE01_BHDHCN03 | 6 | 0 | 1 | New
HOUETARHNBHDHCN03_OLDC_FBHGASE01_D50 | Residential heating technology - Direct district heating substation - plus connection pipe - apartment complex - existing building - distributed MEAN level | HOUDHC | HOUETARHN_OLDC_DMD | MKr20 | 2025 | 0.29822 | 0.0016763 | [6 empty] | ETA | C | OLD |  |  | RHNBHDHC | 3 | 0.5 | HOUETARHNBHDHCN03_OLDC_FBHGASE01 | 0.895 | HOUETARHNBHDHCN03_OLDC | HOUETARHNBHGASE01_OLDC | BHGASE01 | BHDHCN03 | ETA_OLDC | BHGASE01_BHDHCN03 | 6 | 0 | 1 | New
HOUETARHNBHDHCN03_OLDC_FBHGASE01_D50 | Residential heating technology - Direct district heating substation - plus connection pipe - apartment complex - existing building - distributed MEAN level | HOUDHC | HOUETARHN_OLDC_DMD | MKr20 | 2030 | 0.29268 | 0.0016516 | [6 empty] | ETA | C | OLD |  |  | RHNBHDHC | 3 | 0.5 | HOUETARHNBHDHCN03_OLDC_FBHGASE01 | 0.895 | HOUETARHNBHDHCN03_OLDC | HOUETARHNBHGASE01_OLDC | BHGASE01 | BHDHCN03 | ETA_OLDC | BHGASE01_BHDHCN03 | 6 | 0 | 1 | New
HOUETARHNBHDHCN03_OLDC_FBHGASE01_D50 | Residential heating technology - Direct district heating substation - plus connection pipe - apartment complex - existing building - distributed MEAN level | HOUDHC | HOUETARHN_OLDC_DMD | MKr20 | 2040 | 0.28201 | 0.0016015 | [6 empty] | ETA | C | OLD |  |  | RHNBHDHC | 3 | 0.5 | HOUETARHNBHDHCN03_OLDC_FBHGASE01 | 0.895 | HOUETARHNBHDHCN03_OLDC | HOUETARHNBHGASE01_OLDC | BHGASE01 | BHDHCN03 | ETA_OLDC | BHGASE01_BHDHCN03 | 6 | 0 | 1 | New
HOUETARHNBHDHCN03_OLDC_FBHGASE01_D50 | Residential heating technology - Direct district heating substation - plus connection pipe - apartment complex - existing building - distributed MEAN level | HOUDHC | HOUETARHN_OLDC_DMD | MKr20 | 2050 | 0.27187 | 0.0015375 | [6 empty] | ETA | C | OLD |  |  | RHNBHDHC | 3 | 0.5 | HOUETARHNBHDHCN03_OLDC_FBHGASE01 | 0.895 | HOUETARHNBHDHCN03_OLDC | HOUETARHNBHGASE01_OLDC | BHGASE01 | BHDHCN03 | ETA_OLDC | BHGASE01_BHDHCN03 | 6 | 0 | 1 | New
HOUETARHNHPELCN05_OLDD_FBHGASE01_D50 | Residential heating technology - Heat pump, Air-to-water - leasing - apartment complex - existing building - distributed MEAN level | HOUELC, HOUAMB | HOUETARHN_OLDD_DMD | MKr20 | 2020 | 2.5625 | 0.33694 | 0.34483 | [5 empty] | ETA | D | OLD | 2.9 |  | RHNHPELC | 3 | 0.5 | HOUETARHNHPELCN05_OLDD_FBHGASE01 | 0.895 | HOUETARHNHPELCN05_OLDD | HOUETARHNBHGASE01_OLDD | BHGASE01 | HPELCN05 | ETA_OLDD | BHGASE01_HPELCN05 | 4 | -0.25 | 1 | Supported
HOUETARHNHPELCN05_OLDD_FBHGASE01_D50 | Residential heating technology - Heat pump, Air-to-water - leasing - apartment complex - existing building - distributed MEAN level | HOUELC, HOUAMB | HOUETARHN_OLDD_DMD | MKr20 | 2025 | 2.2945 | 0.30975 | 0.32787 | [5 empty] | ETA | D | OLD | 3.05 |  | RHNHPELC | 3 | 0.5 | HOUETARHNHPELCN05_OLDD_FBHGASE01 | 0.895 | HOUETARHNHPELCN05_OLDD | HOUETARHNBHGASE01_OLDD | BHGASE01 | HPELCN05 | ETA_OLDD | BHGASE01_HPELCN05 | 4 | -0.25 | 1 | Supported
HOUETARHNHPELCN05_OLDD_FBHGASE01_D50 | Residential heating technology - Heat pump, Air-to-water - leasing - apartment complex - existing building - distributed MEAN level | HOUELC, HOUAMB | HOUETARHN_OLDD_DMD | MKr20 | 2030 | 2.0266 | 0.28252 | 0.3125 | [5 empty] | ETA | D | OLD | 3.2 |  | RHNHPELC | 3 | 0.5 | HOUETARHNHPELCN05_OLDD_FBHGASE01 | 0.895 | HOUETARHNHPELCN05_OLDD | HOUETARHNBHGASE01_OLDD | BHGASE01 | HPELCN05 | ETA_OLDD | BHGASE01_HPELCN05 | 4 | -0.25 | 1 | Supported
HOUETARHNHPELCN05_OLDD_FBHGASE01_D50 | Residential heating technology - Heat pump, Air-to-water - leasing - apartment complex - existing building - distributed MEAN level | HOUELC, HOUAMB | HOUETARHN_OLDD_DMD | MKr20 | 2040 | 1.8151 | 0.26038 | 0.29851 | [5 empty] | ETA | D | OLD | 3.35 |  | RHNHPELC | 3 | 0.5 | HOUETARHNHPELCN05_OLDD_FBHGASE01 | 0.895 | HOUETARHNHPELCN05_OLDD | HOUETARHNBHGASE01_OLDD | BHGASE01 | HPELCN05 | ETA_OLDD | BHGASE01_HPELCN05 | 4 | -0.25 | 1 | Supported
HOUETARHNHPELCN05_OLDD_FBHGASE01_D50 | Residential heating technology - Heat pump, Air-to-water - leasing - apartment complex - existing building - distributed MEAN level | HOUELC, HOUAMB | HOUETARHN_OLDD_DMD | MKr20 | 2050 | 1.6037 | 0.23822 | 0.28571 | [5 empty] | ETA | D | OLD | 3.5 |  | RHNHPELC | 3 | 0.5 | HOUETARHNHPELCN05_OLDD_FBHGASE01 | 0.895 | HOUETARHNHPELCN05_OLDD | HOUETARHNBHGASE01_OLDD | BHGASE01 | HPELCN05 | ETA_OLDD | BHGASE01_HPELCN05 | 4 | -0.25 | 1 | Supported
HOUETARHNHPELCN04_OLDD_FBHGASE01_D50 | Residential heating technology - Heat pump, Ground source - apartment complex - existing building - distributed MEAN level | HOUELC, HOUAMB | HOUETARHN_OLDD_DMD | MKr20 | 2020 | 4.775 | 0.049932 | 0.3125 | [5 empty] | ETA | D | OLD | 3.2 |  | RHNHPELC | 3 | 0.5 | HOUETARHNHPELCN04_OLDD_FBHGASE01 | 0.895 | HOUETARHNHPELCN04_OLDD | HOUETARHNBHGASE01_OLDD | BHGASE01 | HPELCN04 | ETA_OLDD | BHGASE01_HPELCN04 | 4 | -0.25 | 1 | Supported
HOUETARHNHPELCN04_OLDD_FBHGASE01_D50 | Residential heating technology - Heat pump, Ground source - apartment complex - existing building - distributed MEAN level | HOUELC, HOUAMB | HOUETARHN_OLDD_DMD | MKr20 | 2025 | 4.4169 | 0.049538 | 0.30303 | [5 empty] | ETA | D | OLD | 3.3 |  | RHNHPELC | 3 | 0.5 | HOUETARHNHPELCN04_OLDD_FBHGASE01 | 0.895 | HOUETARHNHPELCN04_OLDD | HOUETARHNBHGASE01_OLDD | BHGASE01 | HPELCN04 | ETA_OLDD | BHGASE01_HPELCN04 | 4 | -0.25 | 1 | Supported
HOUETARHNHPELCN04_OLDD_FBHGASE01_D50 | Residential heating technology - Heat pump, Ground source - apartment complex - existing building - distributed MEAN level | HOUELC, HOUAMB | HOUETARHN_OLDD_DMD | MKr20 | 2030 | 4.0587 | 0.049105 | 0.29412 | [5 empty] | ETA | D | OLD | 3.4 |  | RHNHPELC | 3 | 0.5 | HOUETARHNHPELCN04_OLDD_FBHGASE01 | 0.895 | HOUETARHNHPELCN04_OLDD | HOUETARHNBHGASE01_OLDD | BHGASE01 | HPELCN04 | ETA_OLDD | BHGASE01_HPELCN04 | 4 | -0.25 | 1 | Supported
HOUETARHNHPELCN04_OLDD_FBHGASE01_D50 | Residential heating technology - Heat pump, Ground source - apartment complex - existing building - distributed MEAN level | HOUELC, HOUAMB | HOUETARHN_OLDD_DMD | MKr20 | 2040 | 3.7543 | 0.048108 | 0.28169 | [5 empty] | ETA | D | OLD | 3.55 |  | RHNHPELC | 3 | 0.5 | HOUETARHNHPELCN04_OLDD_FBHGASE01 | 0.895 | HOUETARHNHPELCN04_OLDD | HOUETARHNBHGASE01_OLDD | BHGASE01 | HPELCN04 | ETA_OLDD | BHGASE01_HPELCN04 | 4 | -0.25 | 1 | Supported
HOUETARHNHPELCN04_OLDD_FBHGASE01_D50 | Residential heating technology - Heat pump, Ground source - apartment complex - existing building - distributed MEAN level | HOUELC, HOUAMB | HOUETARHN_OLDD_DMD | MKr20 | 2050 | 3.4499 | 0.047091 | 0.27778 | [5 empty] | ETA | D | OLD | 3.6 |  | RHNHPELC | 3 | 0.5 | HOUETARHNHPELCN04_OLDD_FBHGASE01 | 0.895 | HOUETARHNHPELCN04_OLDD | HOUETARHNBHGASE01_OLDD | BHGASE01 | HPELCN04 | ETA_OLDD | BHGASE01_HPELCN04 | 4 | -0.25 | 1 | Supported
HOUETARHNHPELCN03_OLDD_FBHGASE01_D50 | Residential heating technology - Heat pump, Air-to-water - apartment complex - existing building - distributed MEAN level | HOUELC, HOUAMB | HOUETARHN_OLDD_DMD | MKr20 | 2020 | 5.125 | 0.080689 | 0.34483 | [5 empty] | ETA | D | OLD | 2.9 |  | RHNHPELC | 3 | 0.5 | HOUETARHNHPELCN03_OLDD_FBHGASE01 | 0.895 | HOUETARHNHPELCN03_OLDD | HOUETARHNBHGASE01_OLDD | BHGASE01 | HPELCN03 | ETA_OLDD | BHGASE01_HPELCN03 | 4 | -0.25 | 1 | Supported
HOUETARHNHPELCN03_OLDD_FBHGASE01_D50 | Residential heating technology - Heat pump, Air-to-water - apartment complex - existing building - distributed MEAN level | HOUELC, HOUAMB | HOUETARHN_OLDD_DMD | MKr20 | 2025 | 4.5891 | 0.080295 | 0.32787 | [5 empty] | ETA | D | OLD | 3.05 |  | RHNHPELC | 3 | 0.5 | HOUETARHNHPELCN03_OLDD_FBHGASE01 | 0.895 | HOUETARHNHPELCN03_OLDD | HOUETARHNBHGASE01_OLDD | BHGASE01 | HPELCN03 | ETA_OLDD | BHGASE01_HPELCN03 | 4 | -0.25 | 1 | Supported
HOUETARHNHPELCN03_OLDD_FBHGASE01_D50 | Residential heating technology - Heat pump, Air-to-water - apartment complex - existing building - distributed MEAN level | HOUELC, HOUAMB | HOUETARHN_OLDD_DMD | MKr20 | 2030 | 4.0531 | 0.079862 | 0.3125 | [5 empty] | ETA | D | OLD | 3.2 |  | RHNHPELC | 3 | 0.5 | HOUETARHNHPELCN03_OLDD_FBHGASE01 | 0.895 | HOUETARHNHPELCN03_OLDD | HOUETARHNBHGASE01_OLDD | BHGASE01 | HPELCN03 | ETA_OLDD | BHGASE01_HPELCN03 | 4 | -0.25 | 1 | Supported
HOUETARHNHPELCN03_OLDD_FBHGASE01_D50 | Residential heating technology - Heat pump, Air-to-water - apartment complex - existing building - distributed MEAN level | HOUELC, HOUAMB | HOUETARHN_OLDD_DMD | MKr20 | 2040 | 3.6302 | 0.078865 | 0.29851 | [5 empty] | ETA | D | OLD | 3.35 |  | RHNHPELC | 3 | 0.5 | HOUETARHNHPELCN03_OLDD_FBHGASE01 | 0.895 | HOUETARHNHPELCN03_OLDD | HOUETARHNBHGASE01_OLDD | BHGASE01 | HPELCN03 | ETA_OLDD | BHGASE01_HPELCN03 | 4 | -0.25 | 1 | Supported
HOUETARHNHPELCN03_OLDD_FBHGASE01_D50 | Residential heating technology - Heat pump, Air-to-water - apartment complex - existing building - distributed MEAN level | HOUELC, HOUAMB | HOUETARHN_OLDD_DMD | MKr20 | 2050 | 3.2073 | 0.077848 | 0.28571 | [5 empty] | ETA | D | OLD | 3.5 |  | RHNHPELC | 3 | 0.5 | HOUETARHNHPELCN03_OLDD_FBHGASE01 | 0.895 | HOUETARHNHPELCN03_OLDD | HOUETARHNBHGASE01_OLDD | BHGASE01 | HPELCN03 | ETA_OLDD | BHGASE01_HPELCN03 | 4 | -0.25 | 1 | Supported
HOUETARHNHPELCN02_OLDD_FBHGASE01_D50 | Residential heating technology - Heat pump, Air-to-air - single-family house - existing building - distributed MEAN level | HOUELC, HOUAMB | HOUETARHN_OLDD_DMD | MKr20 | 2020 | 2.1408 | 0.17231 | 0.20619 | [5 empty] | ETA | D | OLD | 4.85 |  | RHNHPELC | 3 | 0.5 | HOUETARHNHPELCN02_OLDD_FBHGASE01 | 0.895 | HOUETARHNHPELCN02_OLDD | HOUETARHNBHGASE01_OLDD | BHGASE01 | HPELCN02 | ETA_OLDD | BHGASE01_HPELCN02 | 5 | 0 | 1.1 | Unlikely
HOUETARHNHPELCN02_OLDD_FBHGASE01_D50 | Residential heating technology - Heat pump, Air-to-air - single-family house - existing building - distributed MEAN level | HOUELC, HOUAMB | HOUETARHN_OLDD_DMD | MKr20 | 2025 | 2.0884 | 0.11707 | 0.19608 | [5 empty] | ETA | D | OLD | 5.1 |  | RHNHPELC | 3 | 0.5 | HOUETARHNHPELCN02_OLDD_FBHGASE01 | 0.895 | HOUETARHNHPELCN02_OLDD | HOUETARHNBHGASE01_OLDD | BHGASE01 | HPELCN02 | ETA_OLDD | BHGASE01_HPELCN02 | 5 | 0 | 1.1 | Unlikely
HOUETARHNHPELCN02_OLDD_FBHGASE01_D50 | Residential heating technology - Heat pump, Air-to-air - single-family house - existing building - distributed MEAN level | HOUELC, HOUAMB | HOUETARHN_OLDD_DMD | MKr20 | 2030 | 2.0361 | 0.11491 | 0.18868 | [5 empty] | ETA | D | OLD | 5.3 |  | RHNHPELC | 3 | 0.5 | HOUETARHNHPELCN02_OLDD_FBHGASE01 | 0.895 | HOUETARHNHPELCN02_OLDD | HOUETARHNBHGASE01_OLDD | BHGASE01 | HPELCN02 | ETA_OLDD | BHGASE01_HPELCN02 | 5 | 0 | 1.1 | Unlikely
HOUETARHNHPELCN02_OLDD_FBHGASE01_D50 | Residential heating technology - Heat pump, Air-to-air - single-family house - existing building - distributed MEAN level | HOUELC, HOUAMB | HOUETARHN_OLDD_DMD | MKr20 | 2040 | 1.939 | 0.11089 | 0.18182 | [5 empty] | ETA | D | OLD | 5.5 |  | RHNHPELC | 3 | 0.5 | HOUETARHNHPELCN02_OLDD_FBHGASE01 | 0.895 | HOUETARHNHPELCN02_OLDD | HOUETARHNBHGASE01_OLDD | BHGASE01 | HPELCN02 | ETA_OLDD | BHGASE01_HPELCN02 | 5 | 0 | 1.1 | Unlikely
HOUETARHNHPELCN02_OLDD_FBHGASE01_D50 | Residential heating technology - Heat pump, Air-to-air - single-family house - existing building - distributed MEAN level | HOUELC, HOUAMB | HOUETARHN_OLDD_DMD | MKr20 | 2050 | 1.8419 | 0.10688 | 0.17857 | [5 empty] | ETA | D | OLD | 5.6 |  | RHNHPELC | 3 | 0.5 | HOUETARHNHPELCN02_OLDD_FBHGASE01 | 0.895 | HOUETARHNHPELCN02_OLDD | HOUETARHNBHGASE01_OLDD | BHGASE01 | HPELCN02 | ETA_OLDD | BHGASE01_HPELCN02 | 5 | 0 | 1.1 | Unlikely
HOUETARHNDIELCN06_OLDD_FBHGASE01_D50 | Residential heating technology - Electric heating - electric panel from Bauhaus - apartment complex - new building - distributed MEAN level | HOUELC | HOUETARHN_OLDD_DMD | MKr20 | 2020 | 0.605 | 0 | [6 empty] | ETA | D | OLD |  |  | RHNDIELC | 3 | 0.5 | HOUETARHNDIELCN06_OLDD_FBHGASE01 | 0.895 | HOUETARHNDIELCN06_OLDD | HOUETARHNBHGASE01_OLDD | BHGASE01 | DIELCN06 | ETA_OLDD | BHGASE01_DIELCN06 | 5 | 0 | 1.1 | Unlikely
HOUETARHNDIELCN06_OLDD_FBHGASE01_D50 | Residential heating technology - Electric heating - electric panel from Bauhaus - apartment complex - new building - distributed MEAN level | HOUELC | HOUETARHN_OLDD_DMD | MKr20 | 2025 | 0.605 | 0 | [6 empty] | ETA | D | OLD |  |  | RHNDIELC | 3 | 0.5 | HOUETARHNDIELCN06_OLDD_FBHGASE01 | 0.895 | HOUETARHNDIELCN06_OLDD | HOUETARHNBHGASE01_OLDD | BHGASE01 | DIELCN06 | ETA_OLDD | BHGASE01_DIELCN06 | 5 | 0 | 1.1 | Unlikely
HOUETARHNDIELCN06_OLDD_FBHGASE01_D50 | Residential heating technology - Electric heating - electric panel from Bauhaus - apartment complex - new building - distributed MEAN level | HOUELC | HOUETARHN_OLDD_DMD | MKr20 | 2030 | 0.605 | 0 | [6 empty] | ETA | D | OLD |  |  | RHNDIELC | 3 | 0.5 | HOUETARHNDIELCN06_OLDD_FBHGASE01 | 0.895 | HOUETARHNDIELCN06_OLDD | HOUETARHNBHGASE01_OLDD | BHGASE01 | DIELCN06 | ETA_OLDD | BHGASE01_DIELCN06 | 5 | 0 | 1.1 | Unlikely
HOUETARHNDIELCN06_OLDD_FBHGASE01_D50 | Residential heating technology - Electric heating - electric panel from Bauhaus - apartment complex - new building - distributed MEAN level | HOUELC | HOUETARHN_OLDD_DMD | MKr20 | 2040 | 0.605 | 0 | [6 empty] | ETA | D | OLD |  |  | RHNDIELC | 3 | 0.5 | HOUETARHNDIELCN06_OLDD_FBHGASE01 | 0.895 | HOUETARHNDIELCN06_OLDD | HOUETARHNBHGASE01_OLDD | BHGASE01 | DIELCN06 | ETA_OLDD | BHGASE01_DIELCN06 | 5 | 0 | 1.1 | Unlikely
HOUETARHNDIELCN06_OLDD_FBHGASE01_D50 | Residential heating technology - Electric heating - electric panel from Bauhaus - apartment complex - new building - distributed MEAN level | HOUELC | HOUETARHN_OLDD_DMD | MKr20 | 2050 | 0.605 | 0 | [6 empty] | ETA | D | OLD |  |  | RHNDIELC | 3 | 0.5 | HOUETARHNDIELCN06_OLDD_FBHGASE01 | 0.895 | HOUETARHNDIELCN06_OLDD | HOUETARHNBHGASE01_OLDD | BHGASE01 | DIELCN06 | ETA_OLDD | BHGASE01_DIELCN06 | 5 | 0 | 1.1 | Unlikely
HOUETARHNDIELCN01_OLDD_FBHGASE01_D50 | Residential heating technology - Electric heating - apartment complex - new building - distributed MEAN level | HOUELC | HOUETARHN_OLDD_DMD | MKr20 | 2020 | 5.6192 | 0.0022816 | [6 empty] | ETA | D | OLD |  |  | RHNDIELC | 3 | 0.5 | HOUETARHNDIELCN01_OLDD_FBHGASE01 | 0.895 | HOUETARHNDIELCN01_OLDD | HOUETARHNBHGASE01_OLDD | BHGASE01 | DIELCN01 | ETA_OLDD | BHGASE01_DIELCN01 | 5 | 0 | 1.1 | Unlikely
HOUETARHNDIELCN01_OLDD_FBHGASE01_D50 | Residential heating technology - Electric heating - apartment complex - new building - distributed MEAN level | HOUELC | HOUETARHN_OLDD_DMD | MKr20 | 2025 | 5.4801 | 0.0021884 | [6 empty] | ETA | D | OLD |  |  | RHNDIELC | 3 | 0.5 | HOUETARHNDIELCN01_OLDD_FBHGASE01 | 0.895 | HOUETARHNDIELCN01_OLDD | HOUETARHNBHGASE01_OLDD | BHGASE01 | DIELCN01 | ETA_OLDD | BHGASE01_DIELCN01 | 5 | 0 | 1.1 | Unlikely
HOUETARHNDIELCN01_OLDD_FBHGASE01_D50 | Residential heating technology - Electric heating - apartment complex - new building - distributed MEAN level | HOUELC | HOUETARHN_OLDD_DMD | MKr20 | 2030 | 5.3445 | 0.0021419 | [6 empty] | ETA | D | OLD |  |  | RHNDIELC | 3 | 0.5 | HOUETARHNDIELCN01_OLDD_FBHGASE01 | 0.895 | HOUETARHNDIELCN01_OLDD | HOUETARHNBHGASE01_OLDD | BHGASE01 | DIELCN01 | ETA_OLDD | BHGASE01_DIELCN01 | 5 | 0 | 1.1 | Unlikely
HOUETARHNDIELCN01_OLDD_FBHGASE01_D50 | Residential heating technology - Electric heating - apartment complex - new building - distributed MEAN level | HOUELC | HOUETARHN_OLDD_DMD | MKr20 | 2040 | 5.0832 | 0.0020487 | [6 empty] | ETA | D | OLD |  |  | RHNDIELC | 3 | 0.5 | HOUETARHNDIELCN01_OLDD_FBHGASE01 | 0.895 | HOUETARHNDIELCN01_OLDD | HOUETARHNBHGASE01_OLDD | BHGASE01 | DIELCN01 | ETA_OLDD | BHGASE01_DIELCN01 | 5 | 0 | 1.1 | Unlikely
HOUETARHNDIELCN01_OLDD_FBHGASE01_D50 | Residential heating technology - Electric heating - apartment complex - new building - distributed MEAN level | HOUELC | HOUETARHN_OLDD_DMD | MKr20 | 2050 | 4.8347 | 0.0019556 | [6 empty] | ETA | D | OLD |  |  | RHNDIELC | 3 | 0.5 | HOUETARHNDIELCN01_OLDD_FBHGASE01 | 0.895 | HOUETARHNDIELCN01_OLDD | HOUETARHNBHGASE01_OLDD | BHGASE01 | DIELCN01 | ETA_OLDD | BHGASE01_DIELCN01 | 5 | 0 | 1.1 | Unlikely
HOUETARHNBHWPEN01_OLDD_FBHGASE01_D50 | Residential heating technology - Biomass boiler, automatic stoking , wood pellets or wood chips - apartment complex - existing building - distributed MEAN level | HOUWPE | HOUETARHN_OLDD_DMD | MKr20 | 2020 | 2.1307 | 0.041945 |  | 25 | 14 | 70 | 2 | 4 | ETA | D | OLD |  |  | RHNBHWPE | 3 | 0.5 | HOUETARHNBHWPEN01_OLDD_FBHGASE01 | 0.895 | HOUETARHNBHWPEN01_OLDD | HOUETARHNBHGASE01_OLDD | BHGASE01 | BHWPEN01 | ETA_OLDD | BHGASE01_BHWPEN01 | 6 | 0 | 1 | New
HOUETARHNBHWPEN01_OLDD_FBHGASE01_D50 | Residential heating technology - Biomass boiler, automatic stoking , wood pellets or wood chips - apartment complex - existing building - distributed MEAN level | HOUWPE | HOUETARHN_OLDD_DMD | MKr20 | 2025 | 2.078 | 0.041648 |  | 25 | 14 | 60 | 2 | 4 | ETA | D | OLD |  |  | RHNBHWPE | 3 | 0.5 | HOUETARHNBHWPEN01_OLDD_FBHGASE01 | 0.895 | HOUETARHNBHWPEN01_OLDD | HOUETARHNBHGASE01_OLDD | BHGASE01 | BHWPEN01 | ETA_OLDD | BHGASE01_BHWPEN01 | 6 | 0 | 1 | New
HOUETARHNBHWPEN01_OLDD_FBHGASE01_D50 | Residential heating technology - Biomass boiler, automatic stoking , wood pellets or wood chips - apartment complex - existing building - distributed MEAN level | HOUWPE | HOUETARHN_OLDD_DMD | MKr20 | 2030 | 2.0265 | 0.041834 |  | 25 | 11 | 50 | 1 | 4 | ETA | D | OLD |  |  | RHNBHWPE | 3 | 0.5 | HOUETARHNBHWPEN01_OLDD_FBHGASE01 | 0.895 | HOUETARHNBHWPEN01_OLDD | HOUETARHNBHGASE01_OLDD | BHGASE01 | BHWPEN01 | ETA_OLDD | BHGASE01_BHWPEN01 | 6 | 0 | 1 | New
HOUETARHNBHWPEN01_OLDD_FBHGASE01_D50 | Residential heating technology - Biomass boiler, automatic stoking , wood pellets or wood chips - apartment complex - existing building - distributed MEAN level | HOUWPE | HOUETARHN_OLDD_DMD | MKr20 | 2040 | 1.9275 | 0.040499 |  | 25 | 9 | 45 | 1 | 4 | ETA | D | OLD |  |  | RHNBHWPE | 3 | 0.5 | HOUETARHNBHWPEN01_OLDD_FBHGASE01 | 0.895 | HOUETARHNBHWPEN01_OLDD | HOUETARHNBHGASE01_OLDD | BHGASE01 | BHWPEN01 | ETA_OLDD | BHGASE01_BHWPEN01 | 6 | 0 | 1 | New
HOUETARHNBHWPEN01_OLDD_FBHGASE01_D50 | Residential heating technology - Biomass boiler, automatic stoking , wood pellets or wood chips - apartment complex - existing building - distributed MEAN level | HOUWPE | HOUETARHN_OLDD_DMD | MKr20 | 2050 | 1.8332 | 0.038755 |  | 25 | 9 | 40 | 0 | 4 | ETA | D | OLD |  |  | RHNBHWPE | 3 | 0.5 | HOUETARHNBHWPEN01_OLDD_FBHGASE01 | 0.895 | HOUETARHNBHWPEN01_OLDD | HOUETARHNBHGASE01_OLDD | BHGASE01 | BHWPEN01 | ETA_OLDD | BHGASE01_BHWPEN01 | 6 | 0 | 1 | New
HOUETARHNBHSOLN01_OLDD_FBHGASE01_D50 | Residential heating technology - Solar heating system - apartment complex - existing building - distributed MEAN level | HOUSOL | HOUETARHN_OLDD_DMD | MKr20 | 2020 | 4.7414 | 0.02219 | [6 empty] | ETA | D | OLD |  |  | RHNBHSOL | 3 | 0.5 | HOUETARHNBHSOLN01_OLDD_FBHGASE01 | 0.895 | HOUETARHNBHSOLN01_OLDD | HOUETARHNBHGASE01_OLDD | BHGASE01 | BHSOLN01 | ETA_OLDD | BHGASE01_BHSOLN01 | 5 | 0 | 1.1 | Unlikely
HOUETARHNBHSOLN01_OLDD_FBHGASE01_D50 | Residential heating technology - Solar heating system - apartment complex - existing building - distributed MEAN level | HOUSOL | HOUETARHN_OLDD_DMD | MKr20 | 2025 | 4.5365 | 0.023521 | [6 empty] | ETA | D | OLD |  |  | RHNBHSOL | 3 | 0.5 | HOUETARHNBHSOLN01_OLDD_FBHGASE01 | 0.895 | HOUETARHNBHSOLN01_OLDD | HOUETARHNBHGASE01_OLDD | BHGASE01 | BHSOLN01 | ETA_OLDD | BHGASE01_BHSOLN01 | 5 | 0 | 1.1 | Unlikely
HOUETARHNBHSOLN01_OLDD_FBHGASE01_D50 | Residential heating technology - Solar heating system - apartment complex - existing building - distributed MEAN level | HOUSOL | HOUETARHN_OLDD_DMD | MKr20 | 2030 | 4.3316 | 0.024026 | [6 empty] | ETA | D | OLD |  |  | RHNBHSOL | 3 | 0.5 | HOUETARHNBHSOLN01_OLDD_FBHGASE01 | 0.895 | HOUETARHNBHSOLN01_OLDD | HOUETARHNBHGASE01_OLDD | BHGASE01 | BHSOLN01 | ETA_OLDD | BHGASE01_BHSOLN01 | 5 | 0 | 1.1 | Unlikely
HOUETARHNBHSOLN01_OLDD_FBHGASE01_D50 | Residential heating technology - Solar heating system - apartment complex - existing building - distributed MEAN level | HOUSOL | HOUETARHN_OLDD_DMD | MKr20 | 2040 | 4.1268 | 0.023374 | [6 empty] | ETA | D | OLD |  |  | RHNBHSOL | 3 | 0.5 | HOUETARHNBHSOLN01_OLDD_FBHGASE01 | 0.895 | HOUETARHNBHSOLN01_OLDD | HOUETARHNBHGASE01_OLDD | BHGASE01 | BHSOLN01 | ETA_OLDD | BHGASE01_BHSOLN01 | 5 | 0 | 1.1 | Unlikely
HOUETARHNBHSOLN01_OLDD_FBHGASE01_D50 | Residential heating technology - Solar heating system - apartment complex - existing building - distributed MEAN level | HOUSOL | HOUETARHN_OLDD_DMD | MKr20 | 2050 | 3.9219 | 0.02219 | [6 empty] | ETA | D | OLD |  |  | RHNBHSOL | 3 | 0.5 | HOUETARHNBHSOLN01_OLDD_FBHGASE01 | 0.895 | HOUETARHNBHSOLN01_OLDD | HOUETARHNBHGASE01_OLDD | BHGASE01 | BHSOLN01 | ETA_OLDD | BHGASE01_BHSOLN01 | 5 | 0 | 1.1 | Unlikely
HOUETARHNBHGASN01_OLDD_FBHGASE01_D50 | Residential heating technology - Natural gas boiler - apartment complex - existing building - distributed MEAN level | HOUGAS | HOUETARHN_OLDD_DMD | MKr20 | 2020 | 0.5117 | 0.012402 |  | 0.43 | 0.1 | 20.4 | 1 | 1 | ETA | D | OLD |  |  | RHNBHGAS | 3 | 0.5 | HOUETARHNBHGASN01_OLDD_FBHGASE01 | 0.895 | HOUETARHNBHGASN01_OLDD | HOUETARHNBHGASE01_OLDD | BHGASE01 | BHGASN01 | ETA_OLDD | BHGASE01_BHGASN01 | 6 | 0 | 1 | New
HOUETARHNBHGASN01_OLDD_FBHGASE01_D50 | Residential heating technology - Natural gas boiler - apartment complex - existing building - distributed MEAN level | HOUGAS | HOUETARHN_OLDD_DMD | MKr20 | 2025 | 0.50088 | 0.012306 |  | 0.43 | 0.1 | 20.4 | 1 | 1 | ETA | D | OLD |  |  | RHNBHGAS | 3 | 0.5 | HOUETARHNBHGASN01_OLDD_FBHGASE01 | 0.895 | HOUETARHNBHGASN01_OLDD | HOUETARHNBHGASE01_OLDD | BHGASE01 | BHGASN01 | ETA_OLDD | BHGASE01_BHGASN01 | 6 | 0 | 1 | New
HOUETARHNBHGASN01_OLDD_FBHGASE01_D50 | Residential heating technology - Natural gas boiler - apartment complex - existing building - distributed MEAN level | HOUGAS | HOUETARHN_OLDD_DMD | MKr20 | 2030 | 0.49032 | 0.012193 |  | 0.43 | 0.1 | 20.4 | 1 | 1 | ETA | D | OLD |  |  | RHNBHGAS | 3 | 0.5 | HOUETARHNBHGASN01_OLDD_FBHGASE01 | 0.895 | HOUETARHNBHGASN01_OLDD | HOUETARHNBHGASE01_OLDD | BHGASE01 | BHGASN01 | ETA_OLDD | BHGASE01_BHGASN01 | 6 | 0 | 1 | New
HOUETARHNBHGASN01_OLDD_FBHGASE01_D50 | Residential heating technology - Natural gas boiler - apartment complex - existing building - distributed MEAN level | HOUGAS | HOUETARHN_OLDD_DMD | MKr20 | 2040 | 0.47 | 0.011692 |  | 0.43 | 0.1 | 20.4 | 1 | 1 | ETA | D | OLD |  |  | RHNBHGAS | 3 | 0.5 | HOUETARHNBHGASN01_OLDD_FBHGASE01 | 0.895 | HOUETARHNBHGASN01_OLDD | HOUETARHNBHGASE01_OLDD | BHGASE01 | BHGASN01 | ETA_OLDD | BHGASE01_BHGASN01 | 6 | 0 | 1 | New
HOUETARHNBHGASN01_OLDD_FBHGASE01_D50 | Residential heating technology - Natural gas boiler - apartment complex - existing building - distributed MEAN level | HOUGAS | HOUETARHN_OLDD_DMD | MKr20 | 2050 | 0.45066 | 0.0033348 |  | 0.43 | 0.1 | 20.4 | 1 | 1 | ETA | D | OLD |  |  | RHNBHGAS | 3 | 0.5 | HOUETARHNBHGASN01_OLDD_FBHGASE01 | 0.895 | HOUETARHNBHGASN01_OLDD | HOUETARHNBHGASE01_OLDD | BHGASE01 | BHGASN01 | ETA_OLDD | BHGASE01_BHGASN01 | 6 | 0 | 1 | New
HOUETARHNBHDHDN03_OLDD_FBHGASE01_D50 | Residential heating technology - Direct district heating substation - plus connection pipe - apartment complex - existing building - distributed MEAN level | HOUDHD | HOUETARHN_OLDD_DMD | MKr20 | 2020 | 0.30389 | 0.0016539 | [6 empty] | ETA | D | OLD |  |  | RHNBHDHD | 3 | 0.5 | HOUETARHNBHDHDN03_OLDD_FBHGASE01 | 0.895 | HOUETARHNBHDHDN03_OLDD | HOUETARHNBHGASE01_OLDD | BHGASE01 | BHDHDN03 | ETA_OLDD | BHGASE01_BHDHDN03 | 6 | 0 | 1 | New
HOUETARHNBHDHDN03_OLDD_FBHGASE01_D50 | Residential heating technology - Direct district heating substation - plus connection pipe - apartment complex - existing building - distributed MEAN level | HOUDHD | HOUETARHN_OLDD_DMD | MKr20 | 2025 | 0.29822 | 0.0016763 | [6 empty] | ETA | D | OLD |  |  | RHNBHDHD | 3 | 0.5 | HOUETARHNBHDHDN03_OLDD_FBHGASE01 | 0.895 | HOUETARHNBHDHDN03_OLDD | HOUETARHNBHGASE01_OLDD | BHGASE01 | BHDHDN03 | ETA_OLDD | BHGASE01_BHDHDN03 | 6 | 0 | 1 | New
HOUETARHNBHDHDN03_OLDD_FBHGASE01_D50 | Residential heating technology - Direct district heating substation - plus connection pipe - apartment complex - existing building - distributed MEAN level | HOUDHD | HOUETARHN_OLDD_DMD | MKr20 | 2030 | 0.29268 | 0.0016516 | [6 empty] | ETA | D | OLD |  |  | RHNBHDHD | 3 | 0.5 | HOUETARHNBHDHDN03_OLDD_FBHGASE01 | 0.895 | HOUETARHNBHDHDN03_OLDD | HOUETARHNBHGASE01_OLDD | BHGASE01 | BHDHDN03 | ETA_OLDD | BHGASE01_BHDHDN03 | 6 | 0 | 1 | New
HOUETARHNBHDHDN03_OLDD_FBHGASE01_D50 | Residential heating technology - Direct district heating substation - plus connection pipe - apartment complex - existing building - distributed MEAN level | HOUDHD | HOUETARHN_OLDD_DMD | MKr20 | 2040 | 0.28201 | 0.0016015 | [6 empty] | ETA | D | OLD |  |  | RHNBHDHD | 3 | 0.5 | HOUETARHNBHDHDN03_OLDD_FBHGASE01 | 0.895 | HOUETARHNBHDHDN03_OLDD | HOUETARHNBHGASE01_OLDD | BHGASE01 | BHDHDN03 | ETA_OLDD | BHGASE01_BHDHDN03 | 6 | 0 | 1 | New
HOUETARHNBHDHDN03_OLDD_FBHGASE01_D50 | Residential heating technology - Direct district heating substation - plus connection pipe - apartment complex - existing building - distributed MEAN level | HOUDHD | HOUETARHN_OLDD_DMD | MKr20 | 2050 | 0.27187 | 0.0015375 | [6 empty] | ETA | D | OLD |  |  | RHNBHDHD | 3 | 0.5 | HOUETARHNBHDHDN03_OLDD_FBHGASE01 | 0.895 | HOUETARHNBHDHDN03_OLDD | HOUETARHNBHGASE01_OLDD | BHGASE01 | BHDHDN03 | ETA_OLDD | BHGASE01_BHDHDN03 | 6 | 0 | 1 | New
HOUETARHNHPELCN05_OLDI_FBHGASE01_D50 | Residential heating technology - Heat pump, Air-to-water - leasing - apartment complex - existing building - distributed MEAN level | HOUELC, HOUAMB | HOUETARHN_OLDI_DMD | MKr20 | 2020 | 2.5625 | 0.33694 | 0.34483 | [5 empty] | ETA | I | OLD | 2.9 |  | RHNHPELC | 3 | 0.5 | HOUETARHNHPELCN05_OLDI_FBHGASE01 | 0.895 | HOUETARHNHPELCN05_OLDI | HOUETARHNBHGASE01_OLDI | BHGASE01 | HPELCN05 | ETA_OLDI | BHGASE01_HPELCN05 | 4 | -0.25 | 1 | Supported
HOUETARHNHPELCN05_OLDI_FBHGASE01_D50 | Residential heating technology - Heat pump, Air-to-water - leasing - apartment complex - existing building - distributed MEAN level | HOUELC, HOUAMB | HOUETARHN_OLDI_DMD | MKr20 | 2025 | 2.2945 | 0.30975 | 0.32787 | [5 empty] | ETA | I | OLD | 3.05 |  | RHNHPELC | 3 | 0.5 | HOUETARHNHPELCN05_OLDI_FBHGASE01 | 0.895 | HOUETARHNHPELCN05_OLDI | HOUETARHNBHGASE01_OLDI | BHGASE01 | HPELCN05 | ETA_OLDI | BHGASE01_HPELCN05 | 4 | -0.25 | 1 | Supported
HOUETARHNHPELCN05_OLDI_FBHGASE01_D50 | Residential heating technology - Heat pump, Air-to-water - leasing - apartment complex - existing building - distributed MEAN level | HOUELC, HOUAMB | HOUETARHN_OLDI_DMD | MKr20 | 2030 | 2.0266 | 0.28252 | 0.3125 | [5 empty] | ETA | I | OLD | 3.2 |  | RHNHPELC | 3 | 0.5 | HOUETARHNHPELCN05_OLDI_FBHGASE01 | 0.895 | HOUETARHNHPELCN05_OLDI | HOUETARHNBHGASE01_OLDI | BHGASE01 | HPELCN05 | ETA_OLDI | BHGASE01_HPELCN05 | 4 | -0.25 | 1 | Supported
HOUETARHNHPELCN05_OLDI_FBHGASE01_D50 | Residential heating technology - Heat pump, Air-to-water - leasing - apartment complex - existing building - distributed MEAN level | HOUELC, HOUAMB | HOUETARHN_OLDI_DMD | MKr20 | 2040 | 1.8151 | 0.26038 | 0.29851 | [5 empty] | ETA | I | OLD | 3.35 |  | RHNHPELC | 3 | 0.5 | HOUETARHNHPELCN05_OLDI_FBHGASE01 | 0.895 | HOUETARHNHPELCN05_OLDI | HOUETARHNBHGASE01_OLDI | BHGASE01 | HPELCN05 | ETA_OLDI | BHGASE01_HPELCN05 | 4 | -0.25 | 1 | Supported
HOUETARHNHPELCN05_OLDI_FBHGASE01_D50 | Residential heating technology - Heat pump, Air-to-water - leasing - apartment complex - existing building - distributed MEAN level | HOUELC, HOUAMB | HOUETARHN_OLDI_DMD | MKr20 | 2050 | 1.6037 | 0.23822 | 0.28571 | [5 empty] | ETA | I | OLD | 3.5 |  | RHNHPELC | 3 | 0.5 | HOUETARHNHPELCN05_OLDI_FBHGASE01 | 0.895 | HOUETARHNHPELCN05_OLDI | HOUETARHNBHGASE01_OLDI | BHGASE01 | HPELCN05 | ETA_OLDI | BHGASE01_HPELCN05 | 4 | -0.25 | 1 | Supported
HOUETARHNHPELCN04_OLDI_FBHGASE01_D50 | Residential heating technology - Heat pump, Ground source - apartment complex - existing building - distributed MEAN level | HOUELC, HOUAMB | HOUETARHN_OLDI_DMD | MKr20 | 2020 | 4.775 | 0.049932 | 0.3125 | [5 empty] | ETA | I | OLD | 3.2 |  | RHNHPELC | 3 | 0.5 | HOUETARHNHPELCN04_OLDI_FBHGASE01 | 0.895 | HOUETARHNHPELCN04_OLDI | HOUETARHNBHGASE01_OLDI | BHGASE01 | HPELCN04 | ETA_OLDI | BHGASE01_HPELCN04 | 4 | -0.25 | 1 | Supported
HOUETARHNHPELCN04_OLDI_FBHGASE01_D50 | Residential heating technology - Heat pump, Ground source - apartment complex - existing building - distributed MEAN level | HOUELC, HOUAMB | HOUETARHN_OLDI_DMD | MKr20 | 2025 | 4.4169 | 0.049538 | 0.30303 | [5 empty] | ETA | I | OLD | 3.3 |  | RHNHPELC | 3 | 0.5 | HOUETARHNHPELCN04_OLDI_FBHGASE01 | 0.895 | HOUETARHNHPELCN04_OLDI | HOUETARHNBHGASE01_OLDI | BHGASE01 | HPELCN04 | ETA_OLDI | BHGASE01_HPELCN04 | 4 | -0.25 | 1 | Supported
HOUETARHNHPELCN04_OLDI_FBHGASE01_D50 | Residential heating technology - Heat pump, Ground source - apartment complex - existing building - distributed MEAN level | HOUELC, HOUAMB | HOUETARHN_OLDI_DMD | MKr20 | 2030 | 4.0587 | 0.049105 | 0.29412 | [5 empty] | ETA | I | OLD | 3.4 |  | RHNHPELC | 3 | 0.5 | HOUETARHNHPELCN04_OLDI_FBHGASE01 | 0.895 | HOUETARHNHPELCN04_OLDI | HOUETARHNBHGASE01_OLDI | BHGASE01 | HPELCN04 | ETA_OLDI | BHGASE01_HPELCN04 | 4 | -0.25 | 1 | Supported
HOUETARHNHPELCN04_OLDI_FBHGASE01_D50 | Residential heating technology - Heat pump, Ground source - apartment complex - existing building - distributed MEAN level | HOUELC, HOUAMB | HOUETARHN_OLDI_DMD | MKr20 | 2040 | 3.7543 | 0.048108 | 0.28169 | [5 empty] | ETA | I | OLD | 3.55 |  | RHNHPELC | 3 | 0.5 | HOUETARHNHPELCN04_OLDI_FBHGASE01 | 0.895 | HOUETARHNHPELCN04_OLDI | HOUETARHNBHGASE01_OLDI | BHGASE01 | HPELCN04 | ETA_OLDI | BHGASE01_HPELCN04 | 4 | -0.25 | 1 | Supported
HOUETARHNHPELCN04_OLDI_FBHGASE01_D50 | Residential heating technology - Heat pump, Ground source - apartment complex - existing building - distributed MEAN level | HOUELC, HOUAMB | HOUETARHN_OLDI_DMD | MKr20 | 2050 | 3.4499 | 0.047091 | 0.27778 | [5 empty] | ETA | I | OLD | 3.6 |  | RHNHPELC | 3 | 0.5 | HOUETARHNHPELCN04_OLDI_FBHGASE01 | 0.895 | HOUETARHNHPELCN04_OLDI | HOUETARHNBHGASE01_OLDI | BHGASE01 | HPELCN04 | ETA_OLDI | BHGASE01_HPELCN04 | 4 | -0.25 | 1 | Supported
HOUETARHNHPELCN03_OLDI_FBHGASE01_D50 | Residential heating technology - Heat pump, Air-to-water - apartment complex - existing building - distributed MEAN level | HOUELC, HOUAMB | HOUETARHN_OLDI_DMD | MKr20 | 2020 | 5.125 | 0.080689 | 0.34483 | [5 empty] | ETA | I | OLD | 2.9 |  | RHNHPELC | 3 | 0.5 | HOUETARHNHPELCN03_OLDI_FBHGASE01 | 0.895 | HOUETARHNHPELCN03_OLDI | HOUETARHNBHGASE01_OLDI | BHGASE01 | HPELCN03 | ETA_OLDI | BHGASE01_HPELCN03 | 4 | -0.25 | 1 | Supported
HOUETARHNHPELCN03_OLDI_FBHGASE01_D50 | Residential heating technology - Heat pump, Air-to-water - apartment complex - existing building - distributed MEAN level | HOUELC, HOUAMB | HOUETARHN_OLDI_DMD | MKr20 | 2025 | 4.5891 | 0.080295 | 0.32787 | [5 empty] | ETA | I | OLD | 3.05 |  | RHNHPELC | 3 | 0.5 | HOUETARHNHPELCN03_OLDI_FBHGASE01 | 0.895 | HOUETARHNHPELCN03_OLDI | HOUETARHNBHGASE01_OLDI | BHGASE01 | HPELCN03 | ETA_OLDI | BHGASE01_HPELCN03 | 4 | -0.25 | 1 | Supported
HOUETARHNHPELCN03_OLDI_FBHGASE01_D50 | Residential heating technology - Heat pump, Air-to-water - apartment complex - existing building - distributed MEAN level | HOUELC, HOUAMB | HOUETARHN_OLDI_DMD | MKr20 | 2030 | 4.0531 | 0.079862 | 0.3125 | [5 empty] | ETA | I | OLD | 3.2 |  | RHNHPELC | 3 | 0.5 | HOUETARHNHPELCN03_OLDI_FBHGASE01 | 0.895 | HOUETARHNHPELCN03_OLDI | HOUETARHNBHGASE01_OLDI | BHGASE01 | HPELCN03 | ETA_OLDI | BHGASE01_HPELCN03 | 4 | -0.25 | 1 | Supported
HOUETARHNHPELCN03_OLDI_FBHGASE01_D50 | Residential heating technology - Heat pump, Air-to-water - apartment complex - existing building - distributed MEAN level | HOUELC, HOUAMB | HOUETARHN_OLDI_DMD | MKr20 | 2040 | 3.6302 | 0.078865 | 0.29851 | [5 empty] | ETA | I | OLD | 3.35 |  | RHNHPELC | 3 | 0.5 | HOUETARHNHPELCN03_OLDI_FBHGASE01 | 0.895 | HOUETARHNHPELCN03_OLDI | HOUETARHNBHGASE01_OLDI | BHGASE01 | HPELCN03 | ETA_OLDI | BHGASE01_HPELCN03 | 4 | -0.25 | 1 | Supported
HOUETARHNHPELCN03_OLDI_FBHGASE01_D50 | Residential heating technology - Heat pump, Air-to-water - apartment complex - existing building - distributed MEAN level | HOUELC, HOUAMB | HOUETARHN_OLDI_DMD | MKr20 | 2050 | 3.2073 | 0.077848 | 0.28571 | [5 empty] | ETA | I | OLD | 3.5 |  | RHNHPELC | 3 | 0.5 | HOUETARHNHPELCN03_OLDI_FBHGASE01 | 0.895 | HOUETARHNHPELCN03_OLDI | HOUETARHNBHGASE01_OLDI | BHGASE01 | HPELCN03 | ETA_OLDI | BHGASE01_HPELCN03 | 4 | -0.25 | 1 | Supported
HOUETARHNHPELCN02_OLDI_FBHGASE01_D50 | Residential heating technology - Heat pump, Air-to-air - single-family house - existing building - distributed MEAN level | HOUELC, HOUAMB | HOUETARHN_OLDI_DMD | MKr20 | 2020 | 2.1408 | 0.17231 | 0.20619 | [5 empty] | ETA | I | OLD | 4.85 |  | RHNHPELC | 3 | 0.5 | HOUETARHNHPELCN02_OLDI_FBHGASE01 | 0.895 | HOUETARHNHPELCN02_OLDI | HOUETARHNBHGASE01_OLDI | BHGASE01 | HPELCN02 | ETA_OLDI | BHGASE01_HPELCN02 | 5 | 0 | 1.1 | Unlikely
HOUETARHNHPELCN02_OLDI_FBHGASE01_D50 | Residential heating technology - Heat pump, Air-to-air - single-family house - existing building - distributed MEAN level | HOUELC, HOUAMB | HOUETARHN_OLDI_DMD | MKr20 | 2025 | 2.0884 | 0.11707 | 0.19608 | [5 empty] | ETA | I | OLD | 5.1 |  | RHNHPELC | 3 | 0.5 | HOUETARHNHPELCN02_OLDI_FBHGASE01 | 0.895 | HOUETARHNHPELCN02_OLDI | HOUETARHNBHGASE01_OLDI | BHGASE01 | HPELCN02 | ETA_OLDI | BHGASE01_HPELCN02 | 5 | 0 | 1.1 | Unlikely
HOUETARHNHPELCN02_OLDI_FBHGASE01_D50 | Residential heating technology - Heat pump, Air-to-air - single-family house - existing building - distributed MEAN level | HOUELC, HOUAMB | HOUETARHN_OLDI_DMD | MKr20 | 2030 | 2.0361 | 0.11491 | 0.18868 | [5 empty] | ETA | I | OLD | 5.3 |  | RHNHPELC | 3 | 0.5 | HOUETARHNHPELCN02_OLDI_FBHGASE01 | 0.895 | HOUETARHNHPELCN02_OLDI | HOUETARHNBHGASE01_OLDI | BHGASE01 | HPELCN02 | ETA_OLDI | BHGASE01_HPELCN02 | 5 | 0 | 1.1 | Unlikely
HOUETARHNHPELCN02_OLDI_FBHGASE01_D50 | Residential heating technology - Heat pump, Air-to-air - single-family house - existing building - distributed MEAN level | HOUELC, HOUAMB | HOUETARHN_OLDI_DMD | MKr20 | 2040 | 1.939 | 0.11089 | 0.18182 | [5 empty] | ETA | I | OLD | 5.5 |  | RHNHPELC | 3 | 0.5 | HOUETARHNHPELCN02_OLDI_FBHGASE01 | 0.895 | HOUETARHNHPELCN02_OLDI | HOUETARHNBHGASE01_OLDI | BHGASE01 | HPELCN02 | ETA_OLDI | BHGASE01_HPELCN02 | 5 | 0 | 1.1 | Unlikely
HOUETARHNHPELCN02_OLDI_FBHGASE01_D50 | Residential heating technology - Heat pump, Air-to-air - single-family house - existing building - distributed MEAN level | HOUELC, HOUAMB | HOUETARHN_OLDI_DMD | MKr20 | 2050 | 1.8419 | 0.10688 | 0.17857 | [5 empty] | ETA | I | OLD | 5.6 |  | RHNHPELC | 3 | 0.5 | HOUETARHNHPELCN02_OLDI_FBHGASE01 | 0.895 | HOUETARHNHPELCN02_OLDI | HOUETARHNBHGASE01_OLDI | BHGASE01 | HPELCN02 | ETA_OLDI | BHGASE01_HPELCN02 | 5 | 0 | 1.1 | Unlikely
HOUETARHNDIELCN06_OLDI_FBHGASE01_D50 | Residential heating technology - Electric heating - electric panel from Bauhaus - apartment complex - new building - distributed MEAN level | HOUELC | HOUETARHN_OLDI_DMD | MKr20 | 2020 | 0.605 | 0 | [6 empty] | ETA | I | OLD |  |  | RHNDIELC | 3 | 0.5 | HOUETARHNDIELCN06_OLDI_FBHGASE01 | 0.895 | HOUETARHNDIELCN06_OLDI | HOUETARHNBHGASE01_OLDI | BHGASE01 | DIELCN06 | ETA_OLDI | BHGASE01_DIELCN06 | 5 | 0 | 1.1 | Unlikely
HOUETARHNDIELCN06_OLDI_FBHGASE01_D50 | Residential heating technology - Electric heating - electric panel from Bauhaus - apartment complex - new building - distributed MEAN level | HOUELC | HOUETARHN_OLDI_DMD | MKr20 | 2025 | 0.605 | 0 | [6 empty] | ETA | I | OLD |  |  | RHNDIELC | 3 | 0.5 | HOUETARHNDIELCN06_OLDI_FBHGASE01 | 0.895 | HOUETARHNDIELCN06_OLDI | HOUETARHNBHGASE01_OLDI | BHGASE01 | DIELCN06 | ETA_OLDI | BHGASE01_DIELCN06 | 5 | 0 | 1.1 | Unlikely
HOUETARHNDIELCN06_OLDI_FBHGASE01_D50 | Residential heating technology - Electric heating - electric panel from Bauhaus - apartment complex - new building - distributed MEAN level | HOUELC | HOUETARHN_OLDI_DMD | MKr20 | 2030 | 0.605 | 0 | [6 empty] | ETA | I | OLD |  |  | RHNDIELC | 3 | 0.5 | HOUETARHNDIELCN06_OLDI_FBHGASE01 | 0.895 | HOUETARHNDIELCN06_OLDI | HOUETARHNBHGASE01_OLDI | BHGASE01 | DIELCN06 | ETA_OLDI | BHGASE01_DIELCN06 | 5 | 0 | 1.1 | Unlikely
HOUETARHNDIELCN06_OLDI_FBHGASE01_D50 | Residential heating technology - Electric heating - electric panel from Bauhaus - apartment complex - new building - distributed MEAN level | HOUELC | HOUETARHN_OLDI_DMD | MKr20 | 2040 | 0.605 | 0 | [6 empty] | ETA | I | OLD |  |  | RHNDIELC | 3 | 0.5 | HOUETARHNDIELCN06_OLDI_FBHGASE01 | 0.895 | HOUETARHNDIELCN06_OLDI | HOUETARHNBHGASE01_OLDI | BHGASE01 | DIELCN06 | ETA_OLDI | BHGASE01_DIELCN06 | 5 | 0 | 1.1 | Unlikely
HOUETARHNDIELCN06_OLDI_FBHGASE01_D50 | Residential heating technology - Electric heating - electric panel from Bauhaus - apartment complex - new building - distributed MEAN level | HOUELC | HOUETARHN_OLDI_DMD | MKr20 | 2050 | 0.605 | 0 | [6 empty] | ETA | I | OLD |  |  | RHNDIELC | 3 | 0.5 | HOUETARHNDIELCN06_OLDI_FBHGASE01 | 0.895 | HOUETARHNDIELCN06_OLDI | HOUETARHNBHGASE01_OLDI | BHGASE01 | DIELCN06 | ETA_OLDI | BHGASE01_DIELCN06 | 5 | 0 | 1.1 | Unlikely
HOUETARHNDIELCN01_OLDI_FBHGASE01_D50 | Residential heating technology - Electric heating - apartment complex - new building - distributed MEAN level | HOUELC | HOUETARHN_OLDI_DMD | MKr20 | 2020 | 5.6192 | 0.0022816 | [6 empty] | ETA | I | OLD |  |  | RHNDIELC | 3 | 0.5 | HOUETARHNDIELCN01_OLDI_FBHGASE01 | 0.895 | HOUETARHNDIELCN01_OLDI | HOUETARHNBHGASE01_OLDI | BHGASE01 | DIELCN01 | ETA_OLDI | BHGASE01_DIELCN01 | 5 | 0 | 1.1 | Unlikely
HOUETARHNDIELCN01_OLDI_FBHGASE01_D50 | Residential heating technology - Electric heating - apartment complex - new building - distributed MEAN level | HOUELC | HOUETARHN_OLDI_DMD | MKr20 | 2025 | 5.4801 | 0.0021884 | [6 empty] | ETA | I | OLD |  |  | RHNDIELC | 3 | 0.5 | HOUETARHNDIELCN01_OLDI_FBHGASE01 | 0.895 | HOUETARHNDIELCN01_OLDI | HOUETARHNBHGASE01_OLDI | BHGASE01 | DIELCN01 | ETA_OLDI | BHGASE01_DIELCN01 | 5 | 0 | 1.1 | Unlikely
HOUETARHNDIELCN01_OLDI_FBHGASE01_D50 | Residential heating technology - Electric heating - apartment complex - new building - distributed MEAN level | HOUELC | HOUETARHN_OLDI_DMD | MKr20 | 2030 | 5.3445 | 0.0021419 | [6 empty] | ETA | I | OLD |  |  | RHNDIELC | 3 | 0.5 | HOUETARHNDIELCN01_OLDI_FBHGASE01 | 0.895 | HOUETARHNDIELCN01_OLDI | HOUETARHNBHGASE01_OLDI | BHGASE01 | DIELCN01 | ETA_OLDI | BHGASE01_DIELCN01 | 5 | 0 | 1.1 | Unlikely
HOUETARHNDIELCN01_OLDI_FBHGASE01_D50 | Residential heating technology - Electric heating - apartment complex - new building - distributed MEAN level | HOUELC | HOUETARHN_OLDI_DMD | MKr20 | 2040 | 5.0832 | 0.0020487 | [6 empty] | ETA | I | OLD |  |  | RHNDIELC | 3 | 0.5 | HOUETARHNDIELCN01_OLDI_FBHGASE01 | 0.895 | HOUETARHNDIELCN01_OLDI | HOUETARHNBHGASE01_OLDI | BHGASE01 | DIELCN01 | ETA_OLDI | BHGASE01_DIELCN01 | 5 | 0 | 1.1 | Unlikely
HOUETARHNDIELCN01_OLDI_FBHGASE01_D50 | Residential heating technology - Electric heating - apartment complex - new building - distributed MEAN level | HOUELC | HOUETARHN_OLDI_DMD | MKr20 | 2050 | 4.8347 | 0.0019556 | [6 empty] | ETA | I | OLD |  |  | RHNDIELC | 3 | 0.5 | HOUETARHNDIELCN01_OLDI_FBHGASE01 | 0.895 | HOUETARHNDIELCN01_OLDI | HOUETARHNBHGASE01_OLDI | BHGASE01 | DIELCN01 | ETA_OLDI | BHGASE01_DIELCN01 | 5 | 0 | 1.1 | Unlikely
HOUETARHNBHWPEN01_OLDI_FBHGASE01_D50 | Residential heating technology - Biomass boiler, automatic stoking , wood pellets or wood chips - apartment complex - existing building - distributed MEAN level | HOUWPE | HOUETARHN_OLDI_DMD | MKr20 | 2020 | 1.639 | 0.027963 |  | 25 | 14 | 70 | 2 | 4 | ETA | I | OLD |  |  | RHNBHWPE | 3 | 0.5 | HOUETARHNBHWPEN01_OLDI_FBHGASE01 | 0.895 | HOUETARHNBHWPEN01_OLDI | HOUETARHNBHGASE01_OLDI | BHGASE01 | BHWPEN01 | ETA_OLDI | BHGASE01_BHWPEN01 | 6 | 0 | 1 | New
HOUETARHNBHWPEN01_OLDI_FBHGASE01_D50 | Residential heating technology - Biomass boiler, automatic stoking , wood pellets or wood chips - apartment complex - existing building - distributed MEAN level | HOUWPE | HOUETARHN_OLDI_DMD | MKr20 | 2025 | 1.5984 | 0.027765 |  | 25 | 14 | 60 | 2 | 4 | ETA | I | OLD |  |  | RHNBHWPE | 3 | 0.5 | HOUETARHNBHWPEN01_OLDI_FBHGASE01 | 0.895 | HOUETARHNBHWPEN01_OLDI | HOUETARHNBHGASE01_OLDI | BHGASE01 | BHWPEN01 | ETA_OLDI | BHGASE01_BHWPEN01 | 6 | 0 | 1 | New
HOUETARHNBHWPEN01_OLDI_FBHGASE01_D50 | Residential heating technology - Biomass boiler, automatic stoking , wood pellets or wood chips - apartment complex - existing building - distributed MEAN level | HOUWPE | HOUETARHN_OLDI_DMD | MKr20 | 2030 | 1.5589 | 0.027889 |  | 25 | 11 | 50 | 1 | 4 | ETA | I | OLD |  |  | RHNBHWPE | 3 | 0.5 | HOUETARHNBHWPEN01_OLDI_FBHGASE01 | 0.895 | HOUETARHNBHWPEN01_OLDI | HOUETARHNBHGASE01_OLDI | BHGASE01 | BHWPEN01 | ETA_OLDI | BHGASE01_BHWPEN01 | 6 | 0 | 1 | New
HOUETARHNBHWPEN01_OLDI_FBHGASE01_D50 | Residential heating technology - Biomass boiler, automatic stoking , wood pellets or wood chips - apartment complex - existing building - distributed MEAN level | HOUWPE | HOUETARHN_OLDI_DMD | MKr20 | 2040 | 1.4827 | 0.026999 |  | 25 | 9 | 45 | 1 | 4 | ETA | I | OLD |  |  | RHNBHWPE | 3 | 0.5 | HOUETARHNBHWPEN01_OLDI_FBHGASE01 | 0.895 | HOUETARHNBHWPEN01_OLDI | HOUETARHNBHGASE01_OLDI | BHGASE01 | BHWPEN01 | ETA_OLDI | BHGASE01_BHWPEN01 | 6 | 0 | 1 | New
HOUETARHNBHWPEN01_OLDI_FBHGASE01_D50 | Residential heating technology - Biomass boiler, automatic stoking , wood pellets or wood chips - apartment complex - existing building - distributed MEAN level | HOUWPE | HOUETARHN_OLDI_DMD | MKr20 | 2050 | 1.4102 | 0.025837 |  | 25 | 9 | 40 | 0 | 4 | ETA | I | OLD |  |  | RHNBHWPE | 3 | 0.5 | HOUETARHNBHWPEN01_OLDI_FBHGASE01 | 0.895 | HOUETARHNBHWPEN01_OLDI | HOUETARHNBHGASE01_OLDI | BHGASE01 | BHWPEN01 | ETA_OLDI | BHGASE01_BHWPEN01 | 6 | 0 | 1 | New
HOUETARHNBHSOLN01_OLDI_FBHGASE01_D50 | Residential heating technology - Solar heating system - apartment complex - existing building - distributed MEAN level | HOUSOL | HOUETARHN_OLDI_DMD | MKr20 | 2020 | 4.7414 | 0.02219 | [6 empty] | ETA | I | OLD |  |  | RHNBHSOL | 3 | 0.5 | HOUETARHNBHSOLN01_OLDI_FBHGASE01 | 0.895 | HOUETARHNBHSOLN01_OLDI | HOUETARHNBHGASE01_OLDI | BHGASE01 | BHSOLN01 | ETA_OLDI | BHGASE01_BHSOLN01 | 5 | 0 | 1.1 | Unlikely
HOUETARHNBHSOLN01_OLDI_FBHGASE01_D50 | Residential heating technology - Solar heating system - apartment complex - existing building - distributed MEAN level | HOUSOL | HOUETARHN_OLDI_DMD | MKr20 | 2025 | 4.5365 | 0.023521 | [6 empty] | ETA | I | OLD |  |  | RHNBHSOL | 3 | 0.5 | HOUETARHNBHSOLN01_OLDI_FBHGASE01 | 0.895 | HOUETARHNBHSOLN01_OLDI | HOUETARHNBHGASE01_OLDI | BHGASE01 | BHSOLN01 | ETA_OLDI | BHGASE01_BHSOLN01 | 5 | 0 | 1.1 | Unlikely
HOUETARHNBHSOLN01_OLDI_FBHGASE01_D50 | Residential heating technology - Solar heating system - apartment complex - existing building - distributed MEAN level | HOUSOL | HOUETARHN_OLDI_DMD | MKr20 | 2030 | 4.3316 | 0.024026 | [6 empty] | ETA | I | OLD |  |  | RHNBHSOL | 3 | 0.5 | HOUETARHNBHSOLN01_OLDI_FBHGASE01 | 0.895 | HOUETARHNBHSOLN01_OLDI | HOUETARHNBHGASE01_OLDI | BHGASE01 | BHSOLN01 | ETA_OLDI | BHGASE01_BHSOLN01 | 5 | 0 | 1.1 | Unlikely
HOUETARHNBHSOLN01_OLDI_FBHGASE01_D50 | Residential heating technology - Solar heating system - apartment complex - existing building - distributed MEAN level | HOUSOL | HOUETARHN_OLDI_DMD | MKr20 | 2040 | 4.1268 | 0.023374 | [6 empty] | ETA | I | OLD |  |  | RHNBHSOL | 3 | 0.5 | HOUETARHNBHSOLN01_OLDI_FBHGASE01 | 0.895 | HOUETARHNBHSOLN01_OLDI | HOUETARHNBHGASE01_OLDI | BHGASE01 | BHSOLN01 | ETA_OLDI | BHGASE01_BHSOLN01 | 5 | 0 | 1.1 | Unlikely
HOUETARHNBHSOLN01_OLDI_FBHGASE01_D50 | Residential heating technology - Solar heating system - apartment complex - existing building - distributed MEAN level | HOUSOL | HOUETARHN_OLDI_DMD | MKr20 | 2050 | 3.9219 | 0.02219 | [6 empty] | ETA | I | OLD |  |  | RHNBHSOL | 3 | 0.5 | HOUETARHNBHSOLN01_OLDI_FBHGASE01 | 0.895 | HOUETARHNBHSOLN01_OLDI | HOUETARHNBHGASE01_OLDI | BHGASE01 | BHSOLN01 | ETA_OLDI | BHGASE01_BHSOLN01 | 5 | 0 | 1.1 | Unlikely
HOUETARHNBHGASN01_OLDI_FBHGASE01_D50 | Residential heating technology - Natural gas boiler - apartment complex - existing building - distributed MEAN level | HOUGAS | HOUETARHN_OLDI_DMD | MKr20 | 2020 | 0.5117 | 0.012402 |  | 0.43 | 0.1 | 20.4 | 1 | 1 | ETA | I | OLD |  |  | RHNBHGAS | 3 | 0.5 | HOUETARHNBHGASN01_OLDI_FBHGASE01 | 0.895 | HOUETARHNBHGASN01_OLDI | HOUETARHNBHGASE01_OLDI | BHGASE01 | BHGASN01 | ETA_OLDI | BHGASE01_BHGASN01 | 6 | 0 | 1 | New
HOUETARHNBHGASN01_OLDI_FBHGASE01_D50 | Residential heating technology - Natural gas boiler - apartment complex - existing building - distributed MEAN level | HOUGAS | HOUETARHN_OLDI_DMD | MKr20 | 2025 | 0.50088 | 0.012306 |  | 0.43 | 0.1 | 20.4 | 1 | 1 | ETA | I | OLD |  |  | RHNBHGAS | 3 | 0.5 | HOUETARHNBHGASN01_OLDI_FBHGASE01 | 0.895 | HOUETARHNBHGASN01_OLDI | HOUETARHNBHGASE01_OLDI | BHGASE01 | BHGASN01 | ETA_OLDI | BHGASE01_BHGASN01 | 6 | 0 | 1 | New
HOUETARHNBHGASN01_OLDI_FBHGASE01_D50 | Residential heating technology - Natural gas boiler - apartment complex - existing building - distributed MEAN level | HOUGAS | HOUETARHN_OLDI_DMD | MKr20 | 2030 | 0.49032 | 0.012193 |  | 0.43 | 0.1 | 20.4 | 1 | 1 | ETA | I | OLD |  |  | RHNBHGAS | 3 | 0.5 | HOUETARHNBHGASN01_OLDI_FBHGASE01 | 0.895 | HOUETARHNBHGASN01_OLDI | HOUETARHNBHGASE01_OLDI | BHGASE01 | BHGASN01 | ETA_OLDI | BHGASE01_BHGASN01 | 6 | 0 | 1 | New
HOUETARHNBHGASN01_OLDI_FBHGASE01_D50 | Residential heating technology - Natural gas boiler - apartment complex - existing building - distributed MEAN level | HOUGAS | HOUETARHN_OLDI_DMD | MKr20 | 2040 | 0.47 | 0.011692 |  | 0.43 | 0.1 | 20.4 | 1 | 1 | ETA | I | OLD |  |  | RHNBHGAS | 3 | 0.5 | HOUETARHNBHGASN01_OLDI_FBHGASE01 | 0.895 | HOUETARHNBHGASN01_OLDI | HOUETARHNBHGASE01_OLDI | BHGASE01 | BHGASN01 | ETA_OLDI | BHGASE01_BHGASN01 | 6 | 0 | 1 | New
HOUETARHNBHGASN01_OLDI_FBHGASE01_D50 | Residential heating technology - Natural gas boiler - apartment complex - existing building - distributed MEAN level | HOUGAS | HOUETARHN_OLDI_DMD | MKr20 | 2050 | 0.45066 | 0.0033348 |  | 0.43 | 0.1 | 20.4 | 1 | 1 | ETA | I | OLD |  |  | RHNBHGAS | 3 | 0.5 | HOUETARHNBHGASN01_OLDI_FBHGASE01 | 0.895 | HOUETARHNBHGASN01_OLDI | HOUETARHNBHGASE01_OLDI | BHGASE01 | BHGASN01 | ETA_OLDI | BHGASE01_BHGASN01 | 6 | 0 | 1 | New
HOUETARHNBHDHDN09_OLDI_FBHGASE01_D50 | Residential heating technology - Direct district heating substation - plus connection pipe - plus distribution (heating density: low ) - apartment complex - existing building - distributed MEAN level | HOUDHD | HOUETARHN_OLDI_DMD | MKr20 | 2020 | 0.42889 | 0.0016539 | [6 empty] | ETA | I | OLD |  |  | RHNBHDHD | 3 | 0.5 | HOUETARHNBHDHDN09_OLDI_FBHGASE01 | 0.895 | HOUETARHNBHDHDN09_OLDI | HOUETARHNBHGASE01_OLDI | BHGASE01 | BHDHDN09 | ETA_OLDI | BHGASE01_BHDHDN09 | 4 | -0.25 | 1 | Supported
HOUETARHNBHDHDN09_OLDI_FBHGASE01_D50 | Residential heating technology - Direct district heating substation - plus connection pipe - plus distribution (heating density: low ) - apartment complex - existing building - distributed MEAN level | HOUDHD | HOUETARHN_OLDI_DMD | MKr20 | 2025 | 0.42322 | 0.0016763 | [6 empty] | ETA | I | OLD |  |  | RHNBHDHD | 3 | 0.5 | HOUETARHNBHDHDN09_OLDI_FBHGASE01 | 0.895 | HOUETARHNBHDHDN09_OLDI | HOUETARHNBHGASE01_OLDI | BHGASE01 | BHDHDN09 | ETA_OLDI | BHGASE01_BHDHDN09 | 4 | -0.25 | 1 | Supported
HOUETARHNBHDHDN09_OLDI_FBHGASE01_D50 | Residential heating technology - Direct district heating substation - plus connection pipe - plus distribution (heating density: low ) - apartment complex - existing building - distributed MEAN level | HOUDHD | HOUETARHN_OLDI_DMD | MKr20 | 2030 | 0.41768 | 0.0016516 | [6 empty] | ETA | I | OLD |  |  | RHNBHDHD | 3 | 0.5 | HOUETARHNBHDHDN09_OLDI_FBHGASE01 | 0.895 | HOUETARHNBHDHDN09_OLDI | HOUETARHNBHGASE01_OLDI | BHGASE01 | BHDHDN09 | ETA_OLDI | BHGASE01_BHDHDN09 | 4 | -0.25 | 1 | Supported
HOUETARHNBHDHDN09_OLDI_FBHGASE01_D50 | Residential heating technology - Direct district heating substation - plus connection pipe - plus distribution (heating density: low ) - apartment complex - existing building - distributed MEAN level | HOUDHD | HOUETARHN_OLDI_DMD | MKr20 | 2040 | 0.40701 | 0.0016015 | [6 empty] | ETA | I | OLD |  |  | RHNBHDHD | 3 | 0.5 | HOUETARHNBHDHDN09_OLDI_FBHGASE01 | 0.895 | HOUETARHNBHDHDN09_OLDI | HOUETARHNBHGASE01_OLDI | BHGASE01 | BHDHDN09 | ETA_OLDI | BHGASE01_BHDHDN09 | 4 | -0.25 | 1 | Supported
HOUETARHNBHDHDN09_OLDI_FBHGASE01_D50 | Residential heating technology - Direct district heating substation - plus connection pipe - plus distribution (heating density: low ) - apartment complex - existing building - distributed MEAN level | HOUDHD | HOUETARHN_OLDI_DMD | MKr20 | 2050 | 0.39687 | 0.0015375 | [6 empty] | ETA | I | OLD |  |  | RHNBHDHD | 3 | 0.5 | HOUETARHNBHDHDN09_OLDI_FBHGASE01 | 0.895 | HOUETARHNBHDHDN09_OLDI | HOUETARHNBHGASE01_OLDI | BHGASE01 | BHDHDN09 | ETA_OLDI | BHGASE01_BHDHDN09 | 4 | -0.25 | 1 | Supported
HOUETARHNBHDHDN07_OLDI_FBHGASE01_D50 | Residential heating technology - Direct district heating substation - plus connection pipe - plus distribution (heating density: medium ) - apartment complex - existing building - distributed MEAN level | HOUDHD | HOUETARHN_OLDI_DMD | MKr20 | 2020 | 0.36639 | 0.0016539 | [6 empty] | ETA | I | OLD |  |  | RHNBHDHD | 3 | 0.5 | HOUETARHNBHDHDN07_OLDI_FBHGASE01 | 0.895 | HOUETARHNBHDHDN07_OLDI | HOUETARHNBHGASE01_OLDI | BHGASE01 | BHDHDN07 | ETA_OLDI | BHGASE01_BHDHDN07 | 4 | -0.25 | 1 | Supported
HOUETARHNBHDHDN07_OLDI_FBHGASE01_D50 | Residential heating technology - Direct district heating substation - plus connection pipe - plus distribution (heating density: medium ) - apartment complex - existing building - distributed MEAN level | HOUDHD | HOUETARHN_OLDI_DMD | MKr20 | 2025 | 0.36072 | 0.0016763 | [6 empty] | ETA | I | OLD |  |  | RHNBHDHD | 3 | 0.5 | HOUETARHNBHDHDN07_OLDI_FBHGASE01 | 0.895 | HOUETARHNBHDHDN07_OLDI | HOUETARHNBHGASE01_OLDI | BHGASE01 | BHDHDN07 | ETA_OLDI | BHGASE01_BHDHDN07 | 4 | -0.25 | 1 | Supported
HOUETARHNBHDHDN07_OLDI_FBHGASE01_D50 | Residential heating technology - Direct district heating substation - plus connection pipe - plus distribution (heating density: medium ) - apartment complex - existing building - distributed MEAN level | HOUDHD | HOUETARHN_OLDI_DMD | MKr20 | 2030 | 0.35518 | 0.0016516 | [6 empty] | ETA | I | OLD |  |  | RHNBHDHD | 3 | 0.5 | HOUETARHNBHDHDN07_OLDI_FBHGASE01 | 0.895 | HOUETARHNBHDHDN07_OLDI | HOUETARHNBHGASE01_OLDI | BHGASE01 | BHDHDN07 | ETA_OLDI | BHGASE01_BHDHDN07 | 4 | -0.25 | 1 | Supported
HOUETARHNBHDHDN07_OLDI_FBHGASE01_D50 | Residential heating technology - Direct district heating substation - plus connection pipe - plus distribution (heating density: medium ) - apartment complex - existing building - distributed MEAN level | HOUDHD | HOUETARHN_OLDI_DMD | MKr20 | 2040 | 0.34451 | 0.0016015 | [6 empty] | ETA | I | OLD |  |  | RHNBHDHD | 3 | 0.5 | HOUETARHNBHDHDN07_OLDI_FBHGASE01 | 0.895 | HOUETARHNBHDHDN07_OLDI | HOUETARHNBHGASE01_OLDI | BHGASE01 | BHDHDN07 | ETA_OLDI | BHGASE01_BHDHDN07 | 4 | -0.25 | 1 | Supported
HOUETARHNBHDHDN07_OLDI_FBHGASE01_D50 | Residential heating technology - Direct district heating substation - plus connection pipe - plus distribution (heating density: medium ) - apartment complex - existing building - distributed MEAN level | HOUDHD | HOUETARHN_OLDI_DMD | MKr20 | 2050 | 0.33437 | 0.0015375 | [6 empty] | ETA | I | OLD |  |  | RHNBHDHD | 3 | 0.5 | HOUETARHNBHDHDN07_OLDI_FBHGASE01 | 0.895 | HOUETARHNBHDHDN07_OLDI | HOUETARHNBHGASE01_OLDI | BHGASE01 | BHDHDN07 | ETA_OLDI | BHGASE01_BHDHDN07 | 4 | -0.25 | 1 | Supported
HOUETARHNBHDHDN05_OLDI_FBHGASE01_D50 | Residential heating technology - Direct district heating substation - plus connection pipe - plus distribution (heating density: high ) - apartment complex - existing building - distributed MEAN level | HOUDHD | HOUETARHN_OLDI_DMD | MKr20 | 2020 | 0.30389 | 0.0016539 | [6 empty] | ETA | I | OLD |  |  | RHNBHDHD | 3 | 0.5 | HOUETARHNBHDHDN05_OLDI_FBHGASE01 | 0.895 | HOUETARHNBHDHDN05_OLDI | HOUETARHNBHGASE01_OLDI | BHGASE01 | BHDHDN05 | ETA_OLDI | BHGASE01_BHDHDN05 | 4 | -0.25 | 1 | Supported
HOUETARHNBHDHDN05_OLDI_FBHGASE01_D50 | Residential heating technology - Direct district heating substation - plus connection pipe - plus distribution (heating density: high ) - apartment complex - existing building - distributed MEAN level | HOUDHD | HOUETARHN_OLDI_DMD | MKr20 | 2025 | 0.29822 | 0.0016763 | [6 empty] | ETA | I | OLD |  |  | RHNBHDHD | 3 | 0.5 | HOUETARHNBHDHDN05_OLDI_FBHGASE01 | 0.895 | HOUETARHNBHDHDN05_OLDI | HOUETARHNBHGASE01_OLDI | BHGASE01 | BHDHDN05 | ETA_OLDI | BHGASE01_BHDHDN05 | 4 | -0.25 | 1 | Supported
HOUETARHNBHDHDN05_OLDI_FBHGASE01_D50 | Residential heating technology - Direct district heating substation - plus connection pipe - plus distribution (heating density: high ) - apartment complex - existing building - distributed MEAN level | HOUDHD | HOUETARHN_OLDI_DMD | MKr20 | 2030 | 0.29268 | 0.0016516 | [6 empty] | ETA | I | OLD |  |  | RHNBHDHD | 3 | 0.5 | HOUETARHNBHDHDN05_OLDI_FBHGASE01 | 0.895 | HOUETARHNBHDHDN05_OLDI | HOUETARHNBHGASE01_OLDI | BHGASE01 | BHDHDN05 | ETA_OLDI | BHGASE01_BHDHDN05 | 4 | -0.25 | 1 | Supported
HOUETARHNBHDHDN05_OLDI_FBHGASE01_D50 | Residential heating technology - Direct district heating substation - plus connection pipe - plus distribution (heating density: high ) - apartment complex - existing building - distributed MEAN level | HOUDHD | HOUETARHN_OLDI_DMD | MKr20 | 2040 | 0.28201 | 0.0016015 | [6 empty] | ETA | I | OLD |  |  | RHNBHDHD | 3 | 0.5 | HOUETARHNBHDHDN05_OLDI_FBHGASE01 | 0.895 | HOUETARHNBHDHDN05_OLDI | HOUETARHNBHGASE01_OLDI | BHGASE01 | BHDHDN05 | ETA_OLDI | BHGASE01_BHDHDN05 | 4 | -0.25 | 1 | Supported
HOUETARHNBHDHDN05_OLDI_FBHGASE01_D50 | Residential heating technology - Direct district heating substation - plus connection pipe - plus distribution (heating density: high ) - apartment complex - existing building - distributed MEAN level | HOUDHD | HOUETARHN_OLDI_DMD | MKr20 | 2050 | 0.27187 | 0.0015375 | [6 empty] | ETA | I | OLD |  |  | RHNBHDHD | 3 | 0.5 | HOUETARHNBHDHDN05_OLDI_FBHGASE01 | 0.895 | HOUETARHNBHDHDN05_OLDI | HOUETARHNBHGASE01_OLDI | BHGASE01 | BHDHDN05 | ETA_OLDI | BHGASE01_BHDHDN05 | 4 | -0.25 | 1 | Supported
HOUETARHNBHDHCN09_OLDI_FBHGASE01_D50 | Residential heating technology - Direct district heating substation - plus connection pipe - plus distribution (heating density: low ) - apartment complex - existing building - distributed MEAN level | HOUDHC | HOUETARHN_OLDI_DMD | MKr20 | 2020 | 0.42889 | 0.0016539 | [6 empty] | ETA | I | OLD |  |  | RHNBHDHC | 3 | 0.5 | HOUETARHNBHDHCN09_OLDI_FBHGASE01 | 0.895 | HOUETARHNBHDHCN09_OLDI | HOUETARHNBHGASE01_OLDI | BHGASE01 | BHDHCN09 | ETA_OLDI | BHGASE01_BHDHCN09 | 4 | -0.25 | 1 | Supported
HOUETARHNBHDHCN09_OLDI_FBHGASE01_D50 | Residential heating technology - Direct district heating substation - plus connection pipe - plus distribution (heating density: low ) - apartment complex - existing building - distributed MEAN level | HOUDHC | HOUETARHN_OLDI_DMD | MKr20 | 2025 | 0.42322 | 0.0016763 | [6 empty] | ETA | I | OLD |  |  | RHNBHDHC | 3 | 0.5 | HOUETARHNBHDHCN09_OLDI_FBHGASE01 | 0.895 | HOUETARHNBHDHCN09_OLDI | HOUETARHNBHGASE01_OLDI | BHGASE01 | BHDHCN09 | ETA_OLDI | BHGASE01_BHDHCN09 | 4 | -0.25 | 1 | Supported
HOUETARHNBHDHCN09_OLDI_FBHGASE01_D50 | Residential heating technology - Direct district heating substation - plus connection pipe - plus distribution (heating density: low ) - apartment complex - existing building - distributed MEAN level | HOUDHC | HOUETARHN_OLDI_DMD | MKr20 | 2030 | 0.41768 | 0.0016516 | [6 empty] | ETA | I | OLD |  |  | RHNBHDHC | 3 | 0.5 | HOUETARHNBHDHCN09_OLDI_FBHGASE01 | 0.895 | HOUETARHNBHDHCN09_OLDI | HOUETARHNBHGASE01_OLDI | BHGASE01 | BHDHCN09 | ETA_OLDI | BHGASE01_BHDHCN09 | 4 | -0.25 | 1 | Supported
HOUETARHNBHDHCN09_OLDI_FBHGASE01_D50 | Residential heating technology - Direct district heating substation - plus connection pipe - plus distribution (heating density: low ) - apartment complex - existing building - distributed MEAN level | HOUDHC | HOUETARHN_OLDI_DMD | MKr20 | 2040 | 0.40701 | 0.0016015 | [6 empty] | ETA | I | OLD |  |  | RHNBHDHC | 3 | 0.5 | HOUETARHNBHDHCN09_OLDI_FBHGASE01 | 0.895 | HOUETARHNBHDHCN09_OLDI | HOUETARHNBHGASE01_OLDI | BHGASE01 | BHDHCN09 | ETA_OLDI | BHGASE01_BHDHCN09 | 4 | -0.25 | 1 | Supported
HOUETARHNBHDHCN09_OLDI_FBHGASE01_D50 | Residential heating technology - Direct district heating substation - plus connection pipe - plus distribution (heating density: low ) - apartment complex - existing building - distributed MEAN level | HOUDHC | HOUETARHN_OLDI_DMD | MKr20 | 2050 | 0.39687 | 0.0015375 | [6 empty] | ETA | I | OLD |  |  | RHNBHDHC | 3 | 0.5 | HOUETARHNBHDHCN09_OLDI_FBHGASE01 | 0.895 | HOUETARHNBHDHCN09_OLDI | HOUETARHNBHGASE01_OLDI | BHGASE01 | BHDHCN09 | ETA_OLDI | BHGASE01_BHDHCN09 | 4 | -0.25 | 1 | Supported
HOUETARHNBHDHCN07_OLDI_FBHGASE01_D50 | Residential heating technology - Direct district heating substation - plus connection pipe - plus distribution (heating density: medium ) - apartment complex - existing building - distributed MEAN level | HOUDHC | HOUETARHN_OLDI_DMD | MKr20 | 2020 | 0.36639 | 0.0016539 | [6 empty] | ETA | I | OLD |  |  | RHNBHDHC | 3 | 0.5 | HOUETARHNBHDHCN07_OLDI_FBHGASE01 | 0.895 | HOUETARHNBHDHCN07_OLDI | HOUETARHNBHGASE01_OLDI | BHGASE01 | BHDHCN07 | ETA_OLDI | BHGASE01_BHDHCN07 | 4 | -0.25 | 1 | Supported
HOUETARHNBHDHCN07_OLDI_FBHGASE01_D50 | Residential heating technology - Direct district heating substation - plus connection pipe - plus distribution (heating density: medium ) - apartment complex - existing building - distributed MEAN level | HOUDHC | HOUETARHN_OLDI_DMD | MKr20 | 2025 | 0.36072 | 0.0016763 | [6 empty] | ETA | I | OLD |  |  | RHNBHDHC | 3 | 0.5 | HOUETARHNBHDHCN07_OLDI_FBHGASE01 | 0.895 | HOUETARHNBHDHCN07_OLDI | HOUETARHNBHGASE01_OLDI | BHGASE01 | BHDHCN07 | ETA_OLDI | BHGASE01_BHDHCN07 | 4 | -0.25 | 1 | Supported
HOUETARHNBHDHCN07_OLDI_FBHGASE01_D50 | Residential heating technology - Direct district heating substation - plus connection pipe - plus distribution (heating density: medium ) - apartment complex - existing building - distributed MEAN level | HOUDHC | HOUETARHN_OLDI_DMD | MKr20 | 2030 | 0.35518 | 0.0016516 | [6 empty] | ETA | I | OLD |  |  | RHNBHDHC | 3 | 0.5 | HOUETARHNBHDHCN07_OLDI_FBHGASE01 | 0.895 | HOUETARHNBHDHCN07_OLDI | HOUETARHNBHGASE01_OLDI | BHGASE01 | BHDHCN07 | ETA_OLDI | BHGASE01_BHDHCN07 | 4 | -0.25 | 1 | Supported
HOUETARHNBHDHCN07_OLDI_FBHGASE01_D50 | Residential heating technology - Direct district heating substation - plus connection pipe - plus distribution (heating density: medium ) - apartment complex - existing building - distributed MEAN level | HOUDHC | HOUETARHN_OLDI_DMD | MKr20 | 2040 | 0.34451 | 0.0016015 | [6 empty] | ETA | I | OLD |  |  | RHNBHDHC | 3 | 0.5 | HOUETARHNBHDHCN07_OLDI_FBHGASE01 | 0.895 | HOUETARHNBHDHCN07_OLDI | HOUETARHNBHGASE01_OLDI | BHGASE01 | BHDHCN07 | ETA_OLDI | BHGASE01_BHDHCN07 | 4 | -0.25 | 1 | Supported
HOUETARHNBHDHCN07_OLDI_FBHGASE01_D50 | Residential heating technology - Direct district heating substation - plus connection pipe - plus distribution (heating density: medium ) - apartment complex - existing building - distributed MEAN level | HOUDHC | HOUETARHN_OLDI_DMD | MKr20 | 2050 | 0.33437 | 0.0015375 | [6 empty] | ETA | I | OLD |  |  | RHNBHDHC | 3 | 0.5 | HOUETARHNBHDHCN07_OLDI_FBHGASE01 | 0.895 | HOUETARHNBHDHCN07_OLDI | HOUETARHNBHGASE01_OLDI | BHGASE01 | BHDHCN07 | ETA_OLDI | BHGASE01_BHDHCN07 | 4 | -0.25 | 1 | Supported
HOUETARHNBHDHCN05_OLDI_FBHGASE01_D50 | Residential heating technology - Direct district heating substation - plus connection pipe - plus distribution (heating density: high ) - apartment complex - existing building - distributed MEAN level | HOUDHC | HOUETARHN_OLDI_DMD | MKr20 | 2020 | 0.30389 | 0.0016539 | [6 empty] | ETA | I | OLD |  |  | RHNBHDHC | 3 | 0.5 | HOUETARHNBHDHCN05_OLDI_FBHGASE01 | 0.895 | HOUETARHNBHDHCN05_OLDI | HOUETARHNBHGASE01_OLDI | BHGASE01 | BHDHCN05 | ETA_OLDI | BHGASE01_BHDHCN05 | 4 | -0.25 | 1 | Supported
HOUETARHNBHDHCN05_OLDI_FBHGASE01_D50 | Residential heating technology - Direct district heating substation - plus connection pipe - plus distribution (heating density: high ) - apartment complex - existing building - distributed MEAN level | HOUDHC | HOUETARHN_OLDI_DMD | MKr20 | 2025 | 0.29822 | 0.0016763 | [6 empty] | ETA | I | OLD |  |  | RHNBHDHC | 3 | 0.5 | HOUETARHNBHDHCN05_OLDI_FBHGASE01 | 0.895 | HOUETARHNBHDHCN05_OLDI | HOUETARHNBHGASE01_OLDI | BHGASE01 | BHDHCN05 | ETA_OLDI | BHGASE01_BHDHCN05 | 4 | -0.25 | 1 | Supported
HOUETARHNBHDHCN05_OLDI_FBHGASE01_D50 | Residential heating technology - Direct district heating substation - plus connection pipe - plus distribution (heating density: high ) - apartment complex - existing building - distributed MEAN level | HOUDHC | HOUETARHN_OLDI_DMD | MKr20 | 2030 | 0.29268 | 0.0016516 | [6 empty] | ETA | I | OLD |  |  | RHNBHDHC | 3 | 0.5 | HOUETARHNBHDHCN05_OLDI_FBHGASE01 | 0.895 | HOUETARHNBHDHCN05_OLDI | HOUETARHNBHGASE01_OLDI | BHGASE01 | BHDHCN05 | ETA_OLDI | BHGASE01_BHDHCN05 | 4 | -0.25 | 1 | Supported
HOUETARHNBHDHCN05_OLDI_FBHGASE01_D50 | Residential heating technology - Direct district heating substation - plus connection pipe - plus distribution (heating density: high ) - apartment complex - existing building - distributed MEAN level | HOUDHC | HOUETARHN_OLDI_DMD | MKr20 | 2040 | 0.28201 | 0.0016015 | [6 empty] | ETA | I | OLD |  |  | RHNBHDHC | 3 | 0.5 | HOUETARHNBHDHCN05_OLDI_FBHGASE01 | 0.895 | HOUETARHNBHDHCN05_OLDI | HOUETARHNBHGASE01_OLDI | BHGASE01 | BHDHCN05 | ETA_OLDI | BHGASE01_BHDHCN05 | 4 | -0.25 | 1 | Supported
HOUETARHNBHDHCN05_OLDI_FBHGASE01_D50 | Residential heating technology - Direct district heating substation - plus connection pipe - plus distribution (heating density: high ) - apartment complex - existing building - distributed MEAN level | HOUDHC | HOUETARHN_OLDI_DMD | MKr20 | 2050 | 0.27187 | 0.0015375 | [6 empty] | ETA | I | OLD |  |  | RHNBHDHC | 3 | 0.5 | HOUETARHNBHDHCN05_OLDI_FBHGASE01 | 0.895 | HOUETARHNBHDHCN05_OLDI | HOUETARHNBHGASE01_OLDI | BHGASE01 | BHDHCN05 | ETA_OLDI | BHGASE01_BHDHCN05 | 4 | -0.25 | 1 | Supported
HOUETARHNHPELCN05_OLDC_FBHOILE01_D50 | Residential heating technology - Heat pump, Air-to-water - leasing - apartment complex - existing building - distributed MEAN level | HOUELC, HOUAMB | HOUETARHN_OLDC_DMD | MKr20 | 2020 | 2.5625 | 0.33694 | 0.34483 | [5 empty] | ETA | C | OLD | 2.9 |  | RHNHPELC | 3 | 0.5 | HOUETARHNHPELCN05_OLDC_FBHOILE01 | 0.799 | HOUETARHNHPELCN05_OLDC | HOUETARHNBHOILE01_OLDC | BHOILE01 | HPELCN05 | ETA_OLDC | BHOILE01_HPELCN05 | 4 | -0.25 | 1 | Supported
HOUETARHNHPELCN05_OLDC_FBHOILE01_D50 | Residential heating technology - Heat pump, Air-to-water - leasing - apartment complex - existing building - distributed MEAN level | HOUELC, HOUAMB | HOUETARHN_OLDC_DMD | MKr20 | 2025 | 2.2945 | 0.30975 | 0.32787 | [5 empty] | ETA | C | OLD | 3.05 |  | RHNHPELC | 3 | 0.5 | HOUETARHNHPELCN05_OLDC_FBHOILE01 | 0.799 | HOUETARHNHPELCN05_OLDC | HOUETARHNBHOILE01_OLDC | BHOILE01 | HPELCN05 | ETA_OLDC | BHOILE01_HPELCN05 | 4 | -0.25 | 1 | Supported
HOUETARHNHPELCN05_OLDC_FBHOILE01_D50 | Residential heating technology - Heat pump, Air-to-water - leasing - apartment complex - existing building - distributed MEAN level | HOUELC, HOUAMB | HOUETARHN_OLDC_DMD | MKr20 | 2030 | 2.0266 | 0.28252 | 0.3125 | [5 empty] | ETA | C | OLD | 3.2 |  | RHNHPELC | 3 | 0.5 | HOUETARHNHPELCN05_OLDC_FBHOILE01 | 0.799 | HOUETARHNHPELCN05_OLDC | HOUETARHNBHOILE01_OLDC | BHOILE01 | HPELCN05 | ETA_OLDC | BHOILE01_HPELCN05 | 4 | -0.25 | 1 | Supported
HOUETARHNHPELCN05_OLDC_FBHOILE01_D50 | Residential heating technology - Heat pump, Air-to-water - leasing - apartment complex - existing building - distributed MEAN level | HOUELC, HOUAMB | HOUETARHN_OLDC_DMD | MKr20 | 2040 | 1.8151 | 0.26038 | 0.29851 | [5 empty] | ETA | C | OLD | 3.35 |  | RHNHPELC | 3 | 0.5 | HOUETARHNHPELCN05_OLDC_FBHOILE01 | 0.799 | HOUETARHNHPELCN05_OLDC | HOUETARHNBHOILE01_OLDC | BHOILE01 | HPELCN05 | ETA_OLDC | BHOILE01_HPELCN05 | 4 | -0.25 | 1 | Supported
HOUETARHNHPELCN05_OLDC_FBHOILE01_D50 | Residential heating technology - Heat pump, Air-to-water - leasing - apartment complex - existing building - distributed MEAN level | HOUELC, HOUAMB | HOUETARHN_OLDC_DMD | MKr20 | 2050 | 1.6037 | 0.23822 | 0.28571 | [5 empty] | ETA | C | OLD | 3.5 |  | RHNHPELC | 3 | 0.5 | HOUETARHNHPELCN05_OLDC_FBHOILE01 | 0.799 | HOUETARHNHPELCN05_OLDC | HOUETARHNBHOILE01_OLDC | BHOILE01 | HPELCN05 | ETA_OLDC | BHOILE01_HPELCN05 | 4 | -0.25 | 1 | Supported
HOUETARHNHPELCN04_OLDC_FBHOILE01_D50 | Residential heating technology - Heat pump, Ground source - apartment complex - existing building - distributed MEAN level | HOUELC, HOUAMB | HOUETARHN_OLDC_DMD | MKr20 | 2020 | 4.775 | 0.049932 | 0.3125 | [5 empty] | ETA | C | OLD | 3.2 |  | RHNHPELC | 3 | 0.5 | HOUETARHNHPELCN04_OLDC_FBHOILE01 | 0.799 | HOUETARHNHPELCN04_OLDC | HOUETARHNBHOILE01_OLDC | BHOILE01 | HPELCN04 | ETA_OLDC | BHOILE01_HPELCN04 | 4 | -0.25 | 1 | Supported
HOUETARHNHPELCN04_OLDC_FBHOILE01_D50 | Residential heating technology - Heat pump, Ground source - apartment complex - existing building - distributed MEAN level | HOUELC, HOUAMB | HOUETARHN_OLDC_DMD | MKr20 | 2025 | 4.4169 | 0.049538 | 0.30303 | [5 empty] | ETA | C | OLD | 3.3 |  | RHNHPELC | 3 | 0.5 | HOUETARHNHPELCN04_OLDC_FBHOILE01 | 0.799 | HOUETARHNHPELCN04_OLDC | HOUETARHNBHOILE01_OLDC | BHOILE01 | HPELCN04 | ETA_OLDC | BHOILE01_HPELCN04 | 4 | -0.25 | 1 | Supported
HOUETARHNHPELCN04_OLDC_FBHOILE01_D50 | Residential heating technology - Heat pump, Ground source - apartment complex - existing building - distributed MEAN level | HOUELC, HOUAMB | HOUETARHN_OLDC_DMD | MKr20 | 2030 | 4.0587 | 0.049105 | 0.29412 | [5 empty] | ETA | C | OLD | 3.4 |  | RHNHPELC | 3 | 0.5 | HOUETARHNHPELCN04_OLDC_FBHOILE01 | 0.799 | HOUETARHNHPELCN04_OLDC | HOUETARHNBHOILE01_OLDC | BHOILE01 | HPELCN04 | ETA_OLDC | BHOILE01_HPELCN04 | 4 | -0.25 | 1 | Supported
HOUETARHNHPELCN04_OLDC_FBHOILE01_D50 | Residential heating technology - Heat pump, Ground source - apartment complex - existing building - distributed MEAN level | HOUELC, HOUAMB | HOUETARHN_OLDC_DMD | MKr20 | 2040 | 3.7543 | 0.048108 | 0.28169 | [5 empty] | ETA | C | OLD | 3.55 |  | RHNHPELC | 3 | 0.5 | HOUETARHNHPELCN04_OLDC_FBHOILE01 | 0.799 | HOUETARHNHPELCN04_OLDC | HOUETARHNBHOILE01_OLDC | BHOILE01 | HPELCN04 | ETA_OLDC | BHOILE01_HPELCN04 | 4 | -0.25 | 1 | Supported
HOUETARHNHPELCN04_OLDC_FBHOILE01_D50 | Residential heating technology - Heat pump, Ground source - apartment complex - existing building - distributed MEAN level | HOUELC, HOUAMB | HOUETARHN_OLDC_DMD | MKr20 | 2050 | 3.4499 | 0.047091 | 0.27778 | [5 empty] | ETA | C | OLD | 3.6 |  | RHNHPELC | 3 | 0.5 | HOUETARHNHPELCN04_OLDC_FBHOILE01 | 0.799 | HOUETARHNHPELCN04_OLDC | HOUETARHNBHOILE01_OLDC | BHOILE01 | HPELCN04 | ETA_OLDC | BHOILE01_HPELCN04 | 4 | -0.25 | 1 | Supported
HOUETARHNHPELCN03_OLDC_FBHOILE01_D50 | Residential heating technology - Heat pump, Air-to-water - apartment complex - existing building - distributed MEAN level | HOUELC, HOUAMB | HOUETARHN_OLDC_DMD | MKr20 | 2020 | 5.125 | 0.080689 | 0.34483 | [5 empty] | ETA | C | OLD | 2.9 |  | RHNHPELC | 3 | 0.5 | HOUETARHNHPELCN03_OLDC_FBHOILE01 | 0.799 | HOUETARHNHPELCN03_OLDC | HOUETARHNBHOILE01_OLDC | BHOILE01 | HPELCN03 | ETA_OLDC | BHOILE01_HPELCN03 | 4 | -0.25 | 1 | Supported
HOUETARHNHPELCN03_OLDC_FBHOILE01_D50 | Residential heating technology - Heat pump, Air-to-water - apartment complex - existing building - distributed MEAN level | HOUELC, HOUAMB | HOUETARHN_OLDC_DMD | MKr20 | 2025 | 4.5891 | 0.080295 | 0.32787 | [5 empty] | ETA | C | OLD | 3.05 |  | RHNHPELC | 3 | 0.5 | HOUETARHNHPELCN03_OLDC_FBHOILE01 | 0.799 | HOUETARHNHPELCN03_OLDC | HOUETARHNBHOILE01_OLDC | BHOILE01 | HPELCN03 | ETA_OLDC | BHOILE01_HPELCN03 | 4 | -0.25 | 1 | Supported
HOUETARHNHPELCN03_OLDC_FBHOILE01_D50 | Residential heating technology - Heat pump, Air-to-water - apartment complex - existing building - distributed MEAN level | HOUELC, HOUAMB | HOUETARHN_OLDC_DMD | MKr20 | 2030 | 4.0531 | 0.079862 | 0.3125 | [5 empty] | ETA | C | OLD | 3.2 |  | RHNHPELC | 3 | 0.5 | HOUETARHNHPELCN03_OLDC_FBHOILE01 | 0.799 | HOUETARHNHPELCN03_OLDC | HOUETARHNBHOILE01_OLDC | BHOILE01 | HPELCN03 | ETA_OLDC | BHOILE01_HPELCN03 | 4 | -0.25 | 1 | Supported
HOUETARHNHPELCN03_OLDC_FBHOILE01_D50 | Residential heating technology - Heat pump, Air-to-water - apartment complex - existing building - distributed MEAN level | HOUELC, HOUAMB | HOUETARHN_OLDC_DMD | MKr20 | 2040 | 3.6302 | 0.078865 | 0.29851 | [5 empty] | ETA | C | OLD | 3.35 |  | RHNHPELC | 3 | 0.5 | HOUETARHNHPELCN03_OLDC_FBHOILE01 | 0.799 | HOUETARHNHPELCN03_OLDC | HOUETARHNBHOILE01_OLDC | BHOILE01 | HPELCN03 | ETA_OLDC | BHOILE01_HPELCN03 | 4 | -0.25 | 1 | Supported
HOUETARHNHPELCN03_OLDC_FBHOILE01_D50 | Residential heating technology - Heat pump, Air-to-water - apartment complex - existing building - distributed MEAN level | HOUELC, HOUAMB | HOUETARHN_OLDC_DMD | MKr20 | 2050 | 3.2073 | 0.077848 | 0.28571 | [5 empty] | ETA | C | OLD | 3.5 |  | RHNHPELC | 3 | 0.5 | HOUETARHNHPELCN03_OLDC_FBHOILE01 | 0.799 | HOUETARHNHPELCN03_OLDC | HOUETARHNBHOILE01_OLDC | BHOILE01 | HPELCN03 | ETA_OLDC | BHOILE01_HPELCN03 | 4 | -0.25 | 1 | Supported
HOUETARHNHPELCN02_OLDC_FBHOILE01_D50 | Residential heating technology - Heat pump, Air-to-air - single-family house - existing building - distributed MEAN level | HOUELC, HOUAMB | HOUETARHN_OLDC_DMD | MKr20 | 2020 | 2.1408 | 0.17231 | 0.20619 | [5 empty] | ETA | C | OLD | 4.85 |  | RHNHPELC | 3 | 0.5 | HOUETARHNHPELCN02_OLDC_FBHOILE01 | 0.799 | HOUETARHNHPELCN02_OLDC | HOUETARHNBHOILE01_OLDC | BHOILE01 | HPELCN02 | ETA_OLDC | BHOILE01_HPELCN02 | 5 | 0 | 1.1 | Unlikely
HOUETARHNHPELCN02_OLDC_FBHOILE01_D50 | Residential heating technology - Heat pump, Air-to-air - single-family house - existing building - distributed MEAN level | HOUELC, HOUAMB | HOUETARHN_OLDC_DMD | MKr20 | 2025 | 2.0884 | 0.11707 | 0.19608 | [5 empty] | ETA | C | OLD | 5.1 |  | RHNHPELC | 3 | 0.5 | HOUETARHNHPELCN02_OLDC_FBHOILE01 | 0.799 | HOUETARHNHPELCN02_OLDC | HOUETARHNBHOILE01_OLDC | BHOILE01 | HPELCN02 | ETA_OLDC | BHOILE01_HPELCN02 | 5 | 0 | 1.1 | Unlikely
HOUETARHNHPELCN02_OLDC_FBHOILE01_D50 | Residential heating technology - Heat pump, Air-to-air - single-family house - existing building - distributed MEAN level | HOUELC, HOUAMB | HOUETARHN_OLDC_DMD | MKr20 | 2030 | 2.0361 | 0.11491 | 0.18868 | [5 empty] | ETA | C | OLD | 5.3 |  | RHNHPELC | 3 | 0.5 | HOUETARHNHPELCN02_OLDC_FBHOILE01 | 0.799 | HOUETARHNHPELCN02_OLDC | HOUETARHNBHOILE01_OLDC | BHOILE01 | HPELCN02 | ETA_OLDC | BHOILE01_HPELCN02 | 5 | 0 | 1.1 | Unlikely
HOUETARHNHPELCN02_OLDC_FBHOILE01_D50 | Residential heating technology - Heat pump, Air-to-air - single-family house - existing building - distributed MEAN level | HOUELC, HOUAMB | HOUETARHN_OLDC_DMD | MKr20 | 2040 | 1.939 | 0.11089 | 0.18182 | [5 empty] | ETA | C | OLD | 5.5 |  | RHNHPELC | 3 | 0.5 | HOUETARHNHPELCN02_OLDC_FBHOILE01 | 0.799 | HOUETARHNHPELCN02_OLDC | HOUETARHNBHOILE01_OLDC | BHOILE01 | HPELCN02 | ETA_OLDC | BHOILE01_HPELCN02 | 5 | 0 | 1.1 | Unlikely
HOUETARHNHPELCN02_OLDC_FBHOILE01_D50 | Residential heating technology - Heat pump, Air-to-air - single-family house - existing building - distributed MEAN level | HOUELC, HOUAMB | HOUETARHN_OLDC_DMD | MKr20 | 2050 | 1.8419 | 0.10688 | 0.17857 | [5 empty] | ETA | C | OLD | 5.6 |  | RHNHPELC | 3 | 0.5 | HOUETARHNHPELCN02_OLDC_FBHOILE01 | 0.799 | HOUETARHNHPELCN02_OLDC | HOUETARHNBHOILE01_OLDC | BHOILE01 | HPELCN02 | ETA_OLDC | BHOILE01_HPELCN02 | 5 | 0 | 1.1 | Unlikely
HOUETARHNDIELCN06_OLDC_FBHOILE01_D50 | Residential heating technology - Electric heating - electric panel from Bauhaus - apartment complex - new building - distributed MEAN level | HOUELC | HOUETARHN_OLDC_DMD | MKr20 | 2020 | 0.605 | 0 | [6 empty] | ETA | C | OLD |  |  | RHNDIELC | 3 | 0.5 | HOUETARHNDIELCN06_OLDC_FBHOILE01 | 0.799 | HOUETARHNDIELCN06_OLDC | HOUETARHNBHOILE01_OLDC | BHOILE01 | DIELCN06 | ETA_OLDC | BHOILE01_DIELCN06 | 5 | 0 | 1.1 | Unlikely
HOUETARHNDIELCN06_OLDC_FBHOILE01_D50 | Residential heating technology - Electric heating - electric panel from Bauhaus - apartment complex - new building - distributed MEAN level | HOUELC | HOUETARHN_OLDC_DMD | MKr20 | 2025 | 0.605 | 0 | [6 empty] | ETA | C | OLD |  |  | RHNDIELC | 3 | 0.5 | HOUETARHNDIELCN06_OLDC_FBHOILE01 | 0.799 | HOUETARHNDIELCN06_OLDC | HOUETARHNBHOILE01_OLDC | BHOILE01 | DIELCN06 | ETA_OLDC | BHOILE01_DIELCN06 | 5 | 0 | 1.1 | Unlikely
HOUETARHNDIELCN06_OLDC_FBHOILE01_D50 | Residential heating technology - Electric heating - electric panel from Bauhaus - apartment complex - new building - distributed MEAN level | HOUELC | HOUETARHN_OLDC_DMD | MKr20 | 2030 | 0.605 | 0 | [6 empty] | ETA | C | OLD |  |  | RHNDIELC | 3 | 0.5 | HOUETARHNDIELCN06_OLDC_FBHOILE01 | 0.799 | HOUETARHNDIELCN06_OLDC | HOUETARHNBHOILE01_OLDC | BHOILE01 | DIELCN06 | ETA_OLDC | BHOILE01_DIELCN06 | 5 | 0 | 1.1 | Unlikely
HOUETARHNDIELCN06_OLDC_FBHOILE01_D50 | Residential heating technology - Electric heating - electric panel from Bauhaus - apartment complex - new building - distributed MEAN level | HOUELC | HOUETARHN_OLDC_DMD | MKr20 | 2040 | 0.605 | 0 | [6 empty] | ETA | C | OLD |  |  | RHNDIELC | 3 | 0.5 | HOUETARHNDIELCN06_OLDC_FBHOILE01 | 0.799 | HOUETARHNDIELCN06_OLDC | HOUETARHNBHOILE01_OLDC | BHOILE01 | DIELCN06 | ETA_OLDC | BHOILE01_DIELCN06 | 5 | 0 | 1.1 | Unlikely
HOUETARHNDIELCN06_OLDC_FBHOILE01_D50 | Residential heating technology - Electric heating - electric panel from Bauhaus - apartment complex - new building - distributed MEAN level | HOUELC | HOUETARHN_OLDC_DMD | MKr20 | 2050 | 0.605 | 0 | [6 empty] | ETA | C | OLD |  |  | RHNDIELC | 3 | 0.5 | HOUETARHNDIELCN06_OLDC_FBHOILE01 | 0.799 | HOUETARHNDIELCN06_OLDC | HOUETARHNBHOILE01_OLDC | BHOILE01 | DIELCN06 | ETA_OLDC | BHOILE01_DIELCN06 | 5 | 0 | 1.1 | Unlikely
HOUETARHNDIELCN01_OLDC_FBHOILE01_D50 | Residential heating technology - Electric heating - apartment complex - new building - distributed MEAN level | HOUELC | HOUETARHN_OLDC_DMD | MKr20 | 2020 | 5.6192 | 0.0022816 | [6 empty] | ETA | C | OLD |  |  | RHNDIELC | 3 | 0.5 | HOUETARHNDIELCN01_OLDC_FBHOILE01 | 0.799 | HOUETARHNDIELCN01_OLDC | HOUETARHNBHOILE01_OLDC | BHOILE01 | DIELCN01 | ETA_OLDC | BHOILE01_DIELCN01 | 5 | 0 | 1.1 | Unlikely
HOUETARHNDIELCN01_OLDC_FBHOILE01_D50 | Residential heating technology - Electric heating - apartment complex - new building - distributed MEAN level | HOUELC | HOUETARHN_OLDC_DMD | MKr20 | 2025 | 5.4801 | 0.0021884 | [6 empty] | ETA | C | OLD |  |  | RHNDIELC | 3 | 0.5 | HOUETARHNDIELCN01_OLDC_FBHOILE01 | 0.799 | HOUETARHNDIELCN01_OLDC | HOUETARHNBHOILE01_OLDC | BHOILE01 | DIELCN01 | ETA_OLDC | BHOILE01_DIELCN01 | 5 | 0 | 1.1 | Unlikely
HOUETARHNDIELCN01_OLDC_FBHOILE01_D50 | Residential heating technology - Electric heating - apartment complex - new building - distributed MEAN level | HOUELC | HOUETARHN_OLDC_DMD | MKr20 | 2030 | 5.3445 | 0.0021419 | [6 empty] | ETA | C | OLD |  |  | RHNDIELC | 3 | 0.5 | HOUETARHNDIELCN01_OLDC_FBHOILE01 | 0.799 | HOUETARHNDIELCN01_OLDC | HOUETARHNBHOILE01_OLDC | BHOILE01 | DIELCN01 | ETA_OLDC | BHOILE01_DIELCN01 | 5 | 0 | 1.1 | Unlikely
HOUETARHNDIELCN01_OLDC_FBHOILE01_D50 | Residential heating technology - Electric heating - apartment complex - new building - distributed MEAN level | HOUELC | HOUETARHN_OLDC_DMD | MKr20 | 2040 | 5.0832 | 0.0020487 | [6 empty] | ETA | C | OLD |  |  | RHNDIELC | 3 | 0.5 | HOUETARHNDIELCN01_OLDC_FBHOILE01 | 0.799 | HOUETARHNDIELCN01_OLDC | HOUETARHNBHOILE01_OLDC | BHOILE01 | DIELCN01 | ETA_OLDC | BHOILE01_DIELCN01 | 5 | 0 | 1.1 | Unlikely
HOUETARHNDIELCN01_OLDC_FBHOILE01_D50 | Residential heating technology - Electric heating - apartment complex - new building - distributed MEAN level | HOUELC | HOUETARHN_OLDC_DMD | MKr20 | 2050 | 4.8347 | 0.0019556 | [6 empty] | ETA | C | OLD |  |  | RHNDIELC | 3 | 0.5 | HOUETARHNDIELCN01_OLDC_FBHOILE01 | 0.799 | HOUETARHNDIELCN01_OLDC | HOUETARHNBHOILE01_OLDC | BHOILE01 | DIELCN01 | ETA_OLDC | BHOILE01_DIELCN01 | 5 | 0 | 1.1 | Unlikely
HOUETARHNBHWPEN01_OLDC_FBHOILE01_D50 | Residential heating technology - Biomass boiler, automatic stoking , wood pellets or wood chips - apartment complex - existing building - distributed MEAN level | HOUWPE | HOUETARHN_OLDC_DMD | MKr20 | 2020 | 1.639 | 0.027963 |  | 25 | 14 | 70 | 2 | 4 | ETA | C | OLD |  |  | RHNBHWPE | 3 | 0.5 | HOUETARHNBHWPEN01_OLDC_FBHOILE01 | 0.799 | HOUETARHNBHWPEN01_OLDC | HOUETARHNBHOILE01_OLDC | BHOILE01 | BHWPEN01 | ETA_OLDC | BHOILE01_BHWPEN01 | 6 | 0 | 1 | New
HOUETARHNBHWPEN01_OLDC_FBHOILE01_D50 | Residential heating technology - Biomass boiler, automatic stoking , wood pellets or wood chips - apartment complex - existing building - distributed MEAN level | HOUWPE | HOUETARHN_OLDC_DMD | MKr20 | 2025 | 1.5984 | 0.027765 |  | 25 | 14 | 60 | 2 | 4 | ETA | C | OLD |  |  | RHNBHWPE | 3 | 0.5 | HOUETARHNBHWPEN01_OLDC_FBHOILE01 | 0.799 | HOUETARHNBHWPEN01_OLDC | HOUETARHNBHOILE01_OLDC | BHOILE01 | BHWPEN01 | ETA_OLDC | BHOILE01_BHWPEN01 | 6 | 0 | 1 | New
HOUETARHNBHWPEN01_OLDC_FBHOILE01_D50 | Residential heating technology - Biomass boiler, automatic stoking , wood pellets or wood chips - apartment complex - existing building - distributed MEAN level | HOUWPE | HOUETARHN_OLDC_DMD | MKr20 | 2030 | 1.5589 | 0.027889 |  | 25 | 11 | 50 | 1 | 4 | ETA | C | OLD |  |  | RHNBHWPE | 3 | 0.5 | HOUETARHNBHWPEN01_OLDC_FBHOILE01 | 0.799 | HOUETARHNBHWPEN01_OLDC | HOUETARHNBHOILE01_OLDC | BHOILE01 | BHWPEN01 | ETA_OLDC | BHOILE01_BHWPEN01 | 6 | 0 | 1 | New
HOUETARHNBHWPEN01_OLDC_FBHOILE01_D50 | Residential heating technology - Biomass boiler, automatic stoking , wood pellets or wood chips - apartment complex - existing building - distributed MEAN level | HOUWPE | HOUETARHN_OLDC_DMD | MKr20 | 2040 | 1.4827 | 0.026999 |  | 25 | 9 | 45 | 1 | 4 | ETA | C | OLD |  |  | RHNBHWPE | 3 | 0.5 | HOUETARHNBHWPEN01_OLDC_FBHOILE01 | 0.799 | HOUETARHNBHWPEN01_OLDC | HOUETARHNBHOILE01_OLDC | BHOILE01 | BHWPEN01 | ETA_OLDC | BHOILE01_BHWPEN01 | 6 | 0 | 1 | New
HOUETARHNBHWPEN01_OLDC_FBHOILE01_D50 | Residential heating technology - Biomass boiler, automatic stoking , wood pellets or wood chips - apartment complex - existing building - distributed MEAN level | HOUWPE | HOUETARHN_OLDC_DMD | MKr20 | 2050 | 1.4102 | 0.025837 |  | 25 | 9 | 40 | 0 | 4 | ETA | C | OLD |  |  | RHNBHWPE | 3 | 0.5 | HOUETARHNBHWPEN01_OLDC_FBHOILE01 | 0.799 | HOUETARHNBHWPEN01_OLDC | HOUETARHNBHOILE01_OLDC | BHOILE01 | BHWPEN01 | ETA_OLDC | BHOILE01_BHWPEN01 | 6 | 0 | 1 | New
HOUETARHNBHSOLN01_OLDC_FBHOILE01_D50 | Residential heating technology - Solar heating system - apartment complex - existing building - distributed MEAN level | HOUSOL | HOUETARHN_OLDC_DMD | MKr20 | 2020 | 4.7414 | 0.02219 | [6 empty] | ETA | C | OLD |  |  | RHNBHSOL | 3 | 0.5 | HOUETARHNBHSOLN01_OLDC_FBHOILE01 | 0.799 | HOUETARHNBHSOLN01_OLDC | HOUETARHNBHOILE01_OLDC | BHOILE01 | BHSOLN01 | ETA_OLDC | BHOILE01_BHSOLN01 | 5 | 0 | 1.1 | Unlikely
HOUETARHNBHSOLN01_OLDC_FBHOILE01_D50 | Residential heating technology - Solar heating system - apartment complex - existing building - distributed MEAN level | HOUSOL | HOUETARHN_OLDC_DMD | MKr20 | 2025 | 4.5365 | 0.023521 | [6 empty] | ETA | C | OLD |  |  | RHNBHSOL | 3 | 0.5 | HOUETARHNBHSOLN01_OLDC_FBHOILE01 | 0.799 | HOUETARHNBHSOLN01_OLDC | HOUETARHNBHOILE01_OLDC | BHOILE01 | BHSOLN01 | ETA_OLDC | BHOILE01_BHSOLN01 | 5 | 0 | 1.1 | Unlikely
HOUETARHNBHSOLN01_OLDC_FBHOILE01_D50 | Residential heating technology - Solar heating system - apartment complex - existing building - distributed MEAN level | HOUSOL | HOUETARHN_OLDC_DMD | MKr20 | 2030 | 4.3316 | 0.024026 | [6 empty] | ETA | C | OLD |  |  | RHNBHSOL | 3 | 0.5 | HOUETARHNBHSOLN01_OLDC_FBHOILE01 | 0.799 | HOUETARHNBHSOLN01_OLDC | HOUETARHNBHOILE01_OLDC | BHOILE01 | BHSOLN01 | ETA_OLDC | BHOILE01_BHSOLN01 | 5 | 0 | 1.1 | Unlikely
HOUETARHNBHSOLN01_OLDC_FBHOILE01_D50 | Residential heating technology - Solar heating system - apartment complex - existing building - distributed MEAN level | HOUSOL | HOUETARHN_OLDC_DMD | MKr20 | 2040 | 4.1268 | 0.023374 | [6 empty] | ETA | C | OLD |  |  | RHNBHSOL | 3 | 0.5 | HOUETARHNBHSOLN01_OLDC_FBHOILE01 | 0.799 | HOUETARHNBHSOLN01_OLDC | HOUETARHNBHOILE01_OLDC | BHOILE01 | BHSOLN01 | ETA_OLDC | BHOILE01_BHSOLN01 | 5 | 0 | 1.1 | Unlikely
HOUETARHNBHSOLN01_OLDC_FBHOILE01_D50 | Residential heating technology - Solar heating system - apartment complex - existing building - distributed MEAN level | HOUSOL | HOUETARHN_OLDC_DMD | MKr20 | 2050 | 3.9219 | 0.02219 | [6 empty] | ETA | C | OLD |  |  | RHNBHSOL | 3 | 0.5 | HOUETARHNBHSOLN01_OLDC_FBHOILE01 | 0.799 | HOUETARHNBHSOLN01_OLDC | HOUETARHNBHOILE01_OLDC | BHOILE01 | BHSOLN01 | ETA_OLDC | BHOILE01_BHSOLN01 | 5 | 0 | 1.1 | Unlikely
HOUETARHNBHOILN01_OLDC_FBHOILE01_D50 | Residential heating technology - Oil boiler (mineral oil fired, < 10 % FAME) - apartment complex - existing building - distributed MEAN level | HOUOIL, HOUDSB, HOUDSE | HOUETARHN_OLDC_DMD | MKr20 | 2020 | 0.5465 | 0.019348 |  | 6.7 | 5 | 52 | 0 | 0 | ETA | C | OLD |  |  | RHNBHOIL | 3 | 0.5 | HOUETARHNBHOILN01_OLDC_FBHOILE01 | 0.799 | HOUETARHNBHOILN01_OLDC | HOUETARHNBHOILE01_OLDC | BHOILE01 | BHOILN01 | ETA_OLDC | BHOILE01_BHOILN01 | 2 | 0 | 0.9 | Same
HOUETARHNBHOILN01_OLDC_FBHOILE01_D50 | Residential heating technology - Oil boiler (mineral oil fired, < 10 % FAME) - apartment complex - existing building - distributed MEAN level | HOUOIL, HOUDSB, HOUDSE | HOUETARHN_OLDC_DMD | MKr20 | 2025 | 0.53297 | 0.019423 |  | 6.7 | 5 | 52 | 0 | 0 | ETA | C | OLD |  |  | RHNBHOIL | 3 | 0.5 | HOUETARHNBHOILN01_OLDC_FBHOILE01 | 0.799 | HOUETARHNBHOILN01_OLDC | HOUETARHNBHOILE01_OLDC | BHOILE01 | BHOILN01 | ETA_OLDC | BHOILE01_BHOILN01 | 2 | 0 | 0.9 | Same
HOUETARHNBHOILN01_OLDC_FBHOILE01_D50 | Residential heating technology - Oil boiler (mineral oil fired, < 10 % FAME) - apartment complex - existing building - distributed MEAN level | HOUOIL, HOUDSB, HOUDSE | HOUETARHN_OLDC_DMD | MKr20 | 2030 | 0.51978 | 0.019704 |  | 6.7 | 5 | 52 | 0 | 0 | ETA | C | OLD |  |  | RHNBHOIL | 3 | 0.5 | HOUETARHNBHOILN01_OLDC_FBHOILE01 | 0.799 | HOUETARHNBHOILN01_OLDC | HOUETARHNBHOILE01_OLDC | BHOILE01 | BHOILN01 | ETA_OLDC | BHOILE01_BHOILN01 | 2 | 0 | 0.9 | Same
HOUETARHNBHOILN01_OLDC_FBHOILE01_D50 | Residential heating technology - Oil boiler (mineral oil fired, < 10 % FAME) - apartment complex - existing building - distributed MEAN level | HOUOIL, HOUDSB, HOUDSE | HOUETARHN_OLDC_DMD | MKr20 | 2040 | 0.49437 | 0.019885 |  | 6.7 | 5 | 52 | 0 | 0 | ETA | C | OLD |  |  | RHNBHOIL | 3 | 0.5 | HOUETARHNBHOILN01_OLDC_FBHOILE01 | 0.799 | HOUETARHNBHOILN01_OLDC | HOUETARHNBHOILE01_OLDC | BHOILE01 | BHOILN01 | ETA_OLDC | BHOILE01_BHOILN01 | 2 | 0 | 0.9 | Same
HOUETARHNBHOILN01_OLDC_FBHOILE01_D50 | Residential heating technology - Oil boiler (mineral oil fired, < 10 % FAME) - apartment complex - existing building - distributed MEAN level | HOUOIL, HOUDSB, HOUDSE | HOUETARHN_OLDC_DMD | MKr20 | 2050 | 0.4702 | 0.02005 |  | 6.7 | 5 | 52 | 0 | 0 | ETA | C | OLD |  |  | RHNBHOIL | 3 | 0.5 | HOUETARHNBHOILN01_OLDC_FBHOILE01 | 0.799 | HOUETARHNBHOILN01_OLDC | HOUETARHNBHOILE01_OLDC | BHOILE01 | BHOILN01 | ETA_OLDC | BHOILE01_BHOILN01 | 2 | 0 | 0.9 | Same
HOUETARHNBHDHCN03_OLDC_FBHOILE01_D50 | Residential heating technology - Direct district heating substation - plus connection pipe - apartment complex - existing building - distributed MEAN level | HOUDHC | HOUETARHN_OLDC_DMD | MKr20 | 2020 | 0.30389 | 0.0016539 | [6 empty] | ETA | C | OLD |  |  | RHNBHDHC | 3 | 0.5 | HOUETARHNBHDHCN03_OLDC_FBHOILE01 | 0.799 | HOUETARHNBHDHCN03_OLDC | HOUETARHNBHOILE01_OLDC | BHOILE01 | BHDHCN03 | ETA_OLDC | BHOILE01_BHDHCN03 | 6 | 0 | 1 | New
HOUETARHNBHDHCN03_OLDC_FBHOILE01_D50 | Residential heating technology - Direct district heating substation - plus connection pipe - apartment complex - existing building - distributed MEAN level | HOUDHC | HOUETARHN_OLDC_DMD | MKr20 | 2025 | 0.29822 | 0.0016763 | [6 empty] | ETA | C | OLD |  |  | RHNBHDHC | 3 | 0.5 | HOUETARHNBHDHCN03_OLDC_FBHOILE01 | 0.799 | HOUETARHNBHDHCN03_OLDC | HOUETARHNBHOILE01_OLDC | BHOILE01 | BHDHCN03 | ETA_OLDC | BHOILE01_BHDHCN03 | 6 | 0 | 1 | New
HOUETARHNBHDHCN03_OLDC_FBHOILE01_D50 | Residential heating technology - Direct district heating substation - plus connection pipe - apartment complex - existing building - distributed MEAN level | HOUDHC | HOUETARHN_OLDC_DMD | MKr20 | 2030 | 0.29268 | 0.0016516 | [6 empty] | ETA | C | OLD |  |  | RHNBHDHC | 3 | 0.5 | HOUETARHNBHDHCN03_OLDC_FBHOILE01 | 0.799 | HOUETARHNBHDHCN03_OLDC | HOUETARHNBHOILE01_OLDC | BHOILE01 | BHDHCN03 | ETA_OLDC | BHOILE01_BHDHCN03 | 6 | 0 | 1 | New
HOUETARHNBHDHCN03_OLDC_FBHOILE01_D50 | Residential heating technology - Direct district heating substation - plus connection pipe - apartment complex - existing building - distributed MEAN level | HOUDHC | HOUETARHN_OLDC_DMD | MKr20 | 2040 | 0.28201 | 0.0016015 | [6 empty] | ETA | C | OLD |  |  | RHNBHDHC | 3 | 0.5 | HOUETARHNBHDHCN03_OLDC_FBHOILE01 | 0.799 | HOUETARHNBHDHCN03_OLDC | HOUETARHNBHOILE01_OLDC | BHOILE01 | BHDHCN03 | ETA_OLDC | BHOILE01_BHDHCN03 | 6 | 0 | 1 | New
HOUETARHNBHDHCN03_OLDC_FBHOILE01_D50 | Residential heating technology - Direct district heating substation - plus connection pipe - apartment complex - existing building - distributed MEAN level | HOUDHC | HOUETARHN_OLDC_DMD | MKr20 | 2050 | 0.27187 | 0.0015375 | [6 empty] | ETA | C | OLD |  |  | RHNBHDHC | 3 | 0.5 | HOUETARHNBHDHCN03_OLDC_FBHOILE01 | 0.799 | HOUETARHNBHDHCN03_OLDC | HOUETARHNBHOILE01_OLDC | BHOILE01 | BHDHCN03 | ETA_OLDC | BHOILE01_BHDHCN03 | 6 | 0 | 1 | New
HOUETARHNHPELCN05_OLDD_FBHOILE01_D50 | Residential heating technology - Heat pump, Air-to-water - leasing - apartment complex - existing building - distributed MEAN level | HOUELC, HOUAMB | HOUETARHN_OLDD_DMD | MKr20 | 2020 | 2.5625 | 0.33694 | 0.34483 | [5 empty] | ETA | D | OLD | 2.9 |  | RHNHPELC | 3 | 0.5 | HOUETARHNHPELCN05_OLDD_FBHOILE01 | 0.799 | HOUETARHNHPELCN05_OLDD | HOUETARHNBHOILE01_OLDD | BHOILE01 | HPELCN05 | ETA_OLDD | BHOILE01_HPELCN05 | 4 | -0.25 | 1 | Supported
HOUETARHNHPELCN05_OLDD_FBHOILE01_D50 | Residential heating technology - Heat pump, Air-to-water - leasing - apartment complex - existing building - distributed MEAN level | HOUELC, HOUAMB | HOUETARHN_OLDD_DMD | MKr20 | 2025 | 2.2945 | 0.30975 | 0.32787 | [5 empty] | ETA | D | OLD | 3.05 |  | RHNHPELC | 3 | 0.5 | HOUETARHNHPELCN05_OLDD_FBHOILE01 | 0.799 | HOUETARHNHPELCN05_OLDD | HOUETARHNBHOILE01_OLDD | BHOILE01 | HPELCN05 | ETA_OLDD | BHOILE01_HPELCN05 | 4 | -0.25 | 1 | Supported
HOUETARHNHPELCN05_OLDD_FBHOILE01_D50 | Residential heating technology - Heat pump, Air-to-water - leasing - apartment complex - existing building - distributed MEAN level | HOUELC, HOUAMB | HOUETARHN_OLDD_DMD | MKr20 | 2030 | 2.0266 | 0.28252 | 0.3125 | [5 empty] | ETA | D | OLD | 3.2 |  | RHNHPELC | 3 | 0.5 | HOUETARHNHPELCN05_OLDD_FBHOILE01 | 0.799 | HOUETARHNHPELCN05_OLDD | HOUETARHNBHOILE01_OLDD | BHOILE01 | HPELCN05 | ETA_OLDD | BHOILE01_HPELCN05 | 4 | -0.25 | 1 | Supported
HOUETARHNHPELCN05_OLDD_FBHOILE01_D50 | Residential heating technology - Heat pump, Air-to-water - leasing - apartment complex - existing building - distributed MEAN level | HOUELC, HOUAMB | HOUETARHN_OLDD_DMD | MKr20 | 2040 | 1.8151 | 0.26038 | 0.29851 | [5 empty] | ETA | D | OLD | 3.35 |  | RHNHPELC | 3 | 0.5 | HOUETARHNHPELCN05_OLDD_FBHOILE01 | 0.799 | HOUETARHNHPELCN05_OLDD | HOUETARHNBHOILE01_OLDD | BHOILE01 | HPELCN05 | ETA_OLDD | BHOILE01_HPELCN05 | 4 | -0.25 | 1 | Supported
HOUETARHNHPELCN05_OLDD_FBHOILE01_D50 | Residential heating technology - Heat pump, Air-to-water - leasing - apartment complex - existing building - distributed MEAN level | HOUELC, HOUAMB | HOUETARHN_OLDD_DMD | MKr20 | 2050 | 1.6037 | 0.23822 | 0.28571 | [5 empty] | ETA | D | OLD | 3.5 |  | RHNHPELC | 3 | 0.5 | HOUETARHNHPELCN05_OLDD_FBHOILE01 | 0.799 | HOUETARHNHPELCN05_OLDD | HOUETARHNBHOILE01_OLDD | BHOILE01 | HPELCN05 | ETA_OLDD | BHOILE01_HPELCN05 | 4 | -0.25 | 1 | Supported
HOUETARHNHPELCN04_OLDD_FBHOILE01_D50 | Residential heating technology - Heat pump, Ground source - apartment complex - existing building - distributed MEAN level | HOUELC, HOUAMB | HOUETARHN_OLDD_DMD | MKr20 | 2020 | 4.775 | 0.049932 | 0.3125 | [5 empty] | ETA | D | OLD | 3.2 |  | RHNHPELC | 3 | 0.5 | HOUETARHNHPELCN04_OLDD_FBHOILE01 | 0.799 | HOUETARHNHPELCN04_OLDD | HOUETARHNBHOILE01_OLDD | BHOILE01 | HPELCN04 | ETA_OLDD | BHOILE01_HPELCN04 | 4 | -0.25 | 1 | Supported
HOUETARHNHPELCN04_OLDD_FBHOILE01_D50 | Residential heating technology - Heat pump, Ground source - apartment complex - existing building - distributed MEAN level | HOUELC, HOUAMB | HOUETARHN_OLDD_DMD | MKr20 | 2025 | 4.4169 | 0.049538 | 0.30303 | [5 empty] | ETA | D | OLD | 3.3 |  | RHNHPELC | 3 | 0.5 | HOUETARHNHPELCN04_OLDD_FBHOILE01 | 0.799 | HOUETARHNHPELCN04_OLDD | HOUETARHNBHOILE01_OLDD | BHOILE01 | HPELCN04 | ETA_OLDD | BHOILE01_HPELCN04 | 4 | -0.25 | 1 | Supported
HOUETARHNHPELCN04_OLDD_FBHOILE01_D50 | Residential heating technology - Heat pump, Ground source - apartment complex - existing building - distributed MEAN level | HOUELC, HOUAMB | HOUETARHN_OLDD_DMD | MKr20 | 2030 | 4.0587 | 0.049105 | 0.29412 | [5 empty] | ETA | D | OLD | 3.4 |  | RHNHPELC | 3 | 0.5 | HOUETARHNHPELCN04_OLDD_FBHOILE01 | 0.799 | HOUETARHNHPELCN04_OLDD | HOUETARHNBHOILE01_OLDD | BHOILE01 | HPELCN04 | ETA_OLDD | BHOILE01_HPELCN04 | 4 | -0.25 | 1 | Supported
HOUETARHNHPELCN04_OLDD_FBHOILE01_D50 | Residential heating technology - Heat pump, Ground source - apartment complex - existing building - distributed MEAN level | HOUELC, HOUAMB | HOUETARHN_OLDD_DMD | MKr20 | 2040 | 3.7543 | 0.048108 | 0.28169 | [5 empty] | ETA | D | OLD | 3.55 |  | RHNHPELC | 3 | 0.5 | HOUETARHNHPELCN04_OLDD_FBHOILE01 | 0.799 | HOUETARHNHPELCN04_OLDD | HOUETARHNBHOILE01_OLDD | BHOILE01 | HPELCN04 | ETA_OLDD | BHOILE01_HPELCN04 | 4 | -0.25 | 1 | Supported
HOUETARHNHPELCN04_OLDD_FBHOILE01_D50 | Residential heating technology - Heat pump, Ground source - apartment complex - existing building - distributed MEAN level | HOUELC, HOUAMB | HOUETARHN_OLDD_DMD | MKr20 | 2050 | 3.4499 | 0.047091 | 0.27778 | [5 empty] | ETA | D | OLD | 3.6 |  | RHNHPELC | 3 | 0.5 | HOUETARHNHPELCN04_OLDD_FBHOILE01 | 0.799 | HOUETARHNHPELCN04_OLDD | HOUETARHNBHOILE01_OLDD | BHOILE01 | HPELCN04 | ETA_OLDD | BHOILE01_HPELCN04 | 4 | -0.25 | 1 | Supported
HOUETARHNHPELCN03_OLDD_FBHOILE01_D50 | Residential heating technology - Heat pump, Air-to-water - apartment complex - existing building - distributed MEAN level | HOUELC, HOUAMB | HOUETARHN_OLDD_DMD | MKr20 | 2020 | 5.125 | 0.080689 | 0.34483 | [5 empty] | ETA | D | OLD | 2.9 |  | RHNHPELC | 3 | 0.5 | HOUETARHNHPELCN03_OLDD_FBHOILE01 | 0.799 | HOUETARHNHPELCN03_OLDD | HOUETARHNBHOILE01_OLDD | BHOILE01 | HPELCN03 | ETA_OLDD | BHOILE01_HPELCN03 | 4 | -0.25 | 1 | Supported
HOUETARHNHPELCN03_OLDD_FBHOILE01_D50 | Residential heating technology - Heat pump, Air-to-water - apartment complex - existing building - distributed MEAN level | HOUELC, HOUAMB | HOUETARHN_OLDD_DMD | MKr20 | 2025 | 4.5891 | 0.080295 | 0.32787 | [5 empty] | ETA | D | OLD | 3.05 |  | RHNHPELC | 3 | 0.5 | HOUETARHNHPELCN03_OLDD_FBHOILE01 | 0.799 | HOUETARHNHPELCN03_OLDD | HOUETARHNBHOILE01_OLDD | BHOILE01 | HPELCN03 | ETA_OLDD | BHOILE01_HPELCN03 | 4 | -0.25 | 1 | Supported
HOUETARHNHPELCN03_OLDD_FBHOILE01_D50 | Residential heating technology - Heat pump, Air-to-water - apartment complex - existing building - distributed MEAN level | HOUELC, HOUAMB | HOUETARHN_OLDD_DMD | MKr20 | 2030 | 4.0531 | 0.079862 | 0.3125 | [5 empty] | ETA | D | OLD | 3.2 |  | RHNHPELC | 3 | 0.5 | HOUETARHNHPELCN03_OLDD_FBHOILE01 | 0.799 | HOUETARHNHPELCN03_OLDD | HOUETARHNBHOILE01_OLDD | BHOILE01 | HPELCN03 | ETA_OLDD | BHOILE01_HPELCN03 | 4 | -0.25 | 1 | Supported
HOUETARHNHPELCN03_OLDD_FBHOILE01_D50 | Residential heating technology - Heat pump, Air-to-water - apartment complex - existing building - distributed MEAN level | HOUELC, HOUAMB | HOUETARHN_OLDD_DMD | MKr20 | 2040 | 3.6302 | 0.078865 | 0.29851 | [5 empty] | ETA | D | OLD | 3.35 |  | RHNHPELC | 3 | 0.5 | HOUETARHNHPELCN03_OLDD_FBHOILE01 | 0.799 | HOUETARHNHPELCN03_OLDD | HOUETARHNBHOILE01_OLDD | BHOILE01 | HPELCN03 | ETA_OLDD | BHOILE01_HPELCN03 | 4 | -0.25 | 1 | Supported
HOUETARHNHPELCN03_OLDD_FBHOILE01_D50 | Residential heating technology - Heat pump, Air-to-water - apartment complex - existing building - distributed MEAN level | HOUELC, HOUAMB | HOUETARHN_OLDD_DMD | MKr20 | 2050 | 3.2073 | 0.077848 | 0.28571 | [5 empty] | ETA | D | OLD | 3.5 |  | RHNHPELC | 3 | 0.5 | HOUETARHNHPELCN03_OLDD_FBHOILE01 | 0.799 | HOUETARHNHPELCN03_OLDD | HOUETARHNBHOILE01_OLDD | BHOILE01 | HPELCN03 | ETA_OLDD | BHOILE01_HPELCN03 | 4 | -0.25 | 1 | Supported
HOUETARHNHPELCN02_OLDD_FBHOILE01_D50 | Residential heating technology - Heat pump, Air-to-air - single-family house - existing building - distributed MEAN level | HOUELC, HOUAMB | HOUETARHN_OLDD_DMD | MKr20 | 2020 | 2.1408 | 0.17231 | 0.20619 | [5 empty] | ETA | D | OLD | 4.85 |  | RHNHPELC | 3 | 0.5 | HOUETARHNHPELCN02_OLDD_FBHOILE01 | 0.799 | HOUETARHNHPELCN02_OLDD | HOUETARHNBHOILE01_OLDD | BHOILE01 | HPELCN02 | ETA_OLDD | BHOILE01_HPELCN02 | 5 | 0 | 1.1 | Unlikely
HOUETARHNHPELCN02_OLDD_FBHOILE01_D50 | Residential heating technology - Heat pump, Air-to-air - single-family house - existing building - distributed MEAN level | HOUELC, HOUAMB | HOUETARHN_OLDD_DMD | MKr20 | 2025 | 2.0884 | 0.11707 | 0.19608 | [5 empty] | ETA | D | OLD | 5.1 |  | RHNHPELC | 3 | 0.5 | HOUETARHNHPELCN02_OLDD_FBHOILE01 | 0.799 | HOUETARHNHPELCN02_OLDD | HOUETARHNBHOILE01_OLDD | BHOILE01 | HPELCN02 | ETA_OLDD | BHOILE01_HPELCN02 | 5 | 0 | 1.1 | Unlikely
HOUETARHNHPELCN02_OLDD_FBHOILE01_D50 | Residential heating technology - Heat pump, Air-to-air - single-family house - existing building - distributed MEAN level | HOUELC, HOUAMB | HOUETARHN_OLDD_DMD | MKr20 | 2030 | 2.0361 | 0.11491 | 0.18868 | [5 empty] | ETA | D | OLD | 5.3 |  | RHNHPELC | 3 | 0.5 | HOUETARHNHPELCN02_OLDD_FBHOILE01 | 0.799 | HOUETARHNHPELCN02_OLDD | HOUETARHNBHOILE01_OLDD | BHOILE01 | HPELCN02 | ETA_OLDD | BHOILE01_HPELCN02 | 5 | 0 | 1.1 | Unlikely
HOUETARHNHPELCN02_OLDD_FBHOILE01_D50 | Residential heating technology - Heat pump, Air-to-air - single-family house - existing building - distributed MEAN level | HOUELC, HOUAMB | HOUETARHN_OLDD_DMD | MKr20 | 2040 | 1.939 | 0.11089 | 0.18182 | [5 empty] | ETA | D | OLD | 5.5 |  | RHNHPELC | 3 | 0.5 | HOUETARHNHPELCN02_OLDD_FBHOILE01 | 0.799 | HOUETARHNHPELCN02_OLDD | HOUETARHNBHOILE01_OLDD | BHOILE01 | HPELCN02 | ETA_OLDD | BHOILE01_HPELCN02 | 5 | 0 | 1.1 | Unlikely
HOUETARHNHPELCN02_OLDD_FBHOILE01_D50 | Residential heating technology - Heat pump, Air-to-air - single-family house - existing building - distributed MEAN level | HOUELC, HOUAMB | HOUETARHN_OLDD_DMD | MKr20 | 2050 | 1.8419 | 0.10688 | 0.17857 | [5 empty] | ETA | D | OLD | 5.6 |  | RHNHPELC | 3 | 0.5 | HOUETARHNHPELCN02_OLDD_FBHOILE01 | 0.799 | HOUETARHNHPELCN02_OLDD | HOUETARHNBHOILE01_OLDD | BHOILE01 | HPELCN02 | ETA_OLDD | BHOILE01_HPELCN02 | 5 | 0 | 1.1 | Unlikely
HOUETARHNDIELCN06_OLDD_FBHOILE01_D50 | Residential heating technology - Electric heating - electric panel from Bauhaus - apartment complex - new building - distributed MEAN level | HOUELC | HOUETARHN_OLDD_DMD | MKr20 | 2020 | 0.605 | 0 | [6 empty] | ETA | D | OLD |  |  | RHNDIELC | 3 | 0.5 | HOUETARHNDIELCN06_OLDD_FBHOILE01 | 0.799 | HOUETARHNDIELCN06_OLDD | HOUETARHNBHOILE01_OLDD | BHOILE01 | DIELCN06 | ETA_OLDD | BHOILE01_DIELCN06 | 5 | 0 | 1.1 | Unlikely
HOUETARHNDIELCN06_OLDD_FBHOILE01_D50 | Residential heating technology - Electric heating - electric panel from Bauhaus - apartment complex - new building - distributed MEAN level | HOUELC | HOUETARHN_OLDD_DMD | MKr20 | 2025 | 0.605 | 0 | [6 empty] | ETA | D | OLD |  |  | RHNDIELC | 3 | 0.5 | HOUETARHNDIELCN06_OLDD_FBHOILE01 | 0.799 | HOUETARHNDIELCN06_OLDD | HOUETARHNBHOILE01_OLDD | BHOILE01 | DIELCN06 | ETA_OLDD | BHOILE01_DIELCN06 | 5 | 0 | 1.1 | Unlikely
HOUETARHNDIELCN06_OLDD_FBHOILE01_D50 | Residential heating technology - Electric heating - electric panel from Bauhaus - apartment complex - new building - distributed MEAN level | HOUELC | HOUETARHN_OLDD_DMD | MKr20 | 2030 | 0.605 | 0 | [6 empty] | ETA | D | OLD |  |  | RHNDIELC | 3 | 0.5 | HOUETARHNDIELCN06_OLDD_FBHOILE01 | 0.799 | HOUETARHNDIELCN06_OLDD | HOUETARHNBHOILE01_OLDD | BHOILE01 | DIELCN06 | ETA_OLDD | BHOILE01_DIELCN06 | 5 | 0 | 1.1 | Unlikely
HOUETARHNDIELCN06_OLDD_FBHOILE01_D50 | Residential heating technology - Electric heating - electric panel from Bauhaus - apartment complex - new building - distributed MEAN level | HOUELC | HOUETARHN_OLDD_DMD | MKr20 | 2040 | 0.605 | 0 | [6 empty] | ETA | D | OLD |  |  | RHNDIELC | 3 | 0.5 | HOUETARHNDIELCN06_OLDD_FBHOILE01 | 0.799 | HOUETARHNDIELCN06_OLDD | HOUETARHNBHOILE01_OLDD | BHOILE01 | DIELCN06 | ETA_OLDD | BHOILE01_DIELCN06 | 5 | 0 | 1.1 | Unlikely
HOUETARHNDIELCN06_OLDD_FBHOILE01_D50 | Residential heating technology - Electric heating - electric panel from Bauhaus - apartment complex - new building - distributed MEAN level | HOUELC | HOUETARHN_OLDD_DMD | MKr20 | 2050 | 0.605 | 0 | [6 empty] | ETA | D | OLD |  |  | RHNDIELC | 3 | 0.5 | HOUETARHNDIELCN06_OLDD_FBHOILE01 | 0.799 | HOUETARHNDIELCN06_OLDD | HOUETARHNBHOILE01_OLDD | BHOILE01 | DIELCN06 | ETA_OLDD | BHOILE01_DIELCN06 | 5 | 0 | 1.1 | Unlikely
HOUETARHNDIELCN01_OLDD_FBHOILE01_D50 | Residential heating technology - Electric heating - apartment complex - new building - distributed MEAN level | HOUELC | HOUETARHN_OLDD_DMD | MKr20 | 2020 | 5.6192 | 0.0022816 | [6 empty] | ETA | D | OLD |  |  | RHNDIELC | 3 | 0.5 | HOUETARHNDIELCN01_OLDD_FBHOILE01 | 0.799 | HOUETARHNDIELCN01_OLDD | HOUETARHNBHOILE01_OLDD | BHOILE01 | DIELCN01 | ETA_OLDD | BHOILE01_DIELCN01 | 5 | 0 | 1.1 | Unlikely
HOUETARHNDIELCN01_OLDD_FBHOILE01_D50 | Residential heating technology - Electric heating - apartment complex - new building - distributed MEAN level | HOUELC | HOUETARHN_OLDD_DMD | MKr20 | 2025 | 5.4801 | 0.0021884 | [6 empty] | ETA | D | OLD |  |  | RHNDIELC | 3 | 0.5 | HOUETARHNDIELCN01_OLDD_FBHOILE01 | 0.799 | HOUETARHNDIELCN01_OLDD | HOUETARHNBHOILE01_OLDD | BHOILE01 | DIELCN01 | ETA_OLDD | BHOILE01_DIELCN01 | 5 | 0 | 1.1 | Unlikely
HOUETARHNDIELCN01_OLDD_FBHOILE01_D50 | Residential heating technology - Electric heating - apartment complex - new building - distributed MEAN level | HOUELC | HOUETARHN_OLDD_DMD | MKr20 | 2030 | 5.3445 | 0.0021419 | [6 empty] | ETA | D | OLD |  |  | RHNDIELC | 3 | 0.5 | HOUETARHNDIELCN01_OLDD_FBHOILE01 | 0.799 | HOUETARHNDIELCN01_OLDD | HOUETARHNBHOILE01_OLDD | BHOILE01 | DIELCN01 | ETA_OLDD | BHOILE01_DIELCN01 | 5 | 0 | 1.1 | Unlikely
HOUETARHNDIELCN01_OLDD_FBHOILE01_D50 | Residential heating technology - Electric heating - apartment complex - new building - distributed MEAN level | HOUELC | HOUETARHN_OLDD_DMD | MKr20 | 2040 | 5.0832 | 0.0020487 | [6 empty] | ETA | D | OLD |  |  | RHNDIELC | 3 | 0.5 | HOUETARHNDIELCN01_OLDD_FBHOILE01 | 0.799 | HOUETARHNDIELCN01_OLDD | HOUETARHNBHOILE01_OLDD | BHOILE01 | DIELCN01 | ETA_OLDD | BHOILE01_DIELCN01 | 5 | 0 | 1.1 | Unlikely
HOUETARHNDIELCN01_OLDD_FBHOILE01_D50 | Residential heating technology - Electric heating - apartment complex - new building - distributed MEAN level | HOUELC | HOUETARHN_OLDD_DMD | MKr20 | 2050 | 4.8347 | 0.0019556 | [6 empty] | ETA | D | OLD |  |  | RHNDIELC | 3 | 0.5 | HOUETARHNDIELCN01_OLDD_FBHOILE01 | 0.799 | HOUETARHNDIELCN01_OLDD | HOUETARHNBHOILE01_OLDD | BHOILE01 | DIELCN01 | ETA_OLDD | BHOILE01_DIELCN01 | 5 | 0 | 1.1 | Unlikely
HOUETARHNBHWPEN01_OLDD_FBHOILE01_D50 | Residential heating technology - Biomass boiler, automatic stoking , wood pellets or wood chips - apartment complex - existing building - distributed MEAN level | HOUWPE | HOUETARHN_OLDD_DMD | MKr20 | 2020 | 1.639 | 0.027963 |  | 25 | 14 | 70 | 2 | 4 | ETA | D | OLD |  |  | RHNBHWPE | 3 | 0.5 | HOUETARHNBHWPEN01_OLDD_FBHOILE01 | 0.799 | HOUETARHNBHWPEN01_OLDD | HOUETARHNBHOILE01_OLDD | BHOILE01 | BHWPEN01 | ETA_OLDD | BHOILE01_BHWPEN01 | 6 | 0 | 1 | New
HOUETARHNBHWPEN01_OLDD_FBHOILE01_D50 | Residential heating technology - Biomass boiler, automatic stoking , wood pellets or wood chips - apartment complex - existing building - distributed MEAN level | HOUWPE | HOUETARHN_OLDD_DMD | MKr20 | 2025 | 1.5984 | 0.027765 |  | 25 | 14 | 60 | 2 | 4 | ETA | D | OLD |  |  | RHNBHWPE | 3 | 0.5 | HOUETARHNBHWPEN01_OLDD_FBHOILE01 | 0.799 | HOUETARHNBHWPEN01_OLDD | HOUETARHNBHOILE01_OLDD | BHOILE01 | BHWPEN01 | ETA_OLDD | BHOILE01_BHWPEN01 | 6 | 0 | 1 | New
HOUETARHNBHWPEN01_OLDD_FBHOILE01_D50 | Residential heating technology - Biomass boiler, automatic stoking , wood pellets or wood chips - apartment complex - existing building - distributed MEAN level | HOUWPE | HOUETARHN_OLDD_DMD | MKr20 | 2030 | 1.5589 | 0.027889 |  | 25 | 11 | 50 | 1 | 4 | ETA | D | OLD |  |  | RHNBHWPE | 3 | 0.5 | HOUETARHNBHWPEN01_OLDD_FBHOILE01 | 0.799 | HOUETARHNBHWPEN01_OLDD | HOUETARHNBHOILE01_OLDD | BHOILE01 | BHWPEN01 | ETA_OLDD | BHOILE01_BHWPEN01 | 6 | 0 | 1 | New
HOUETARHNBHWPEN01_OLDD_FBHOILE01_D50 | Residential heating technology - Biomass boiler, automatic stoking , wood pellets or wood chips - apartment complex - existing building - distributed MEAN level | HOUWPE | HOUETARHN_OLDD_DMD | MKr20 | 2040 | 1.4827 | 0.026999 |  | 25 | 9 | 45 | 1 | 4 | ETA | D | OLD |  |  | RHNBHWPE | 3 | 0.5 | HOUETARHNBHWPEN01_OLDD_FBHOILE01 | 0.799 | HOUETARHNBHWPEN01_OLDD | HOUETARHNBHOILE01_OLDD | BHOILE01 | BHWPEN01 | ETA_OLDD | BHOILE01_BHWPEN01 | 6 | 0 | 1 | New
HOUETARHNBHWPEN01_OLDD_FBHOILE01_D50 | Residential heating technology - Biomass boiler, automatic stoking , wood pellets or wood chips - apartment complex - existing building - distributed MEAN level | HOUWPE | HOUETARHN_OLDD_DMD | MKr20 | 2050 | 1.4102 | 0.025837 |  | 25 | 9 | 40 | 0 | 4 | ETA | D | OLD |  |  | RHNBHWPE | 3 | 0.5 | HOUETARHNBHWPEN01_OLDD_FBHOILE01 | 0.799 | HOUETARHNBHWPEN01_OLDD | HOUETARHNBHOILE01_OLDD | BHOILE01 | BHWPEN01 | ETA_OLDD | BHOILE01_BHWPEN01 | 6 | 0 | 1 | New
HOUETARHNBHSOLN01_OLDD_FBHOILE01_D50 | Residential heating technology - Solar heating system - apartment complex - existing building - distributed MEAN level | HOUSOL | HOUETARHN_OLDD_DMD | MKr20 | 2020 | 4.7414 | 0.02219 | [6 empty] | ETA | D | OLD |  |  | RHNBHSOL | 3 | 0.5 | HOUETARHNBHSOLN01_OLDD_FBHOILE01 | 0.799 | HOUETARHNBHSOLN01_OLDD | HOUETARHNBHOILE01_OLDD | BHOILE01 | BHSOLN01 | ETA_OLDD | BHOILE01_BHSOLN01 | 5 | 0 | 1.1 | Unlikely
HOUETARHNBHSOLN01_OLDD_FBHOILE01_D50 | Residential heating technology - Solar heating system - apartment complex - existing building - distributed MEAN level | HOUSOL | HOUETARHN_OLDD_DMD | MKr20 | 2025 | 4.5365 | 0.023521 | [6 empty] | ETA | D | OLD |  |  | RHNBHSOL | 3 | 0.5 | HOUETARHNBHSOLN01_OLDD_FBHOILE01 | 0.799 | HOUETARHNBHSOLN01_OLDD | HOUETARHNBHOILE01_OLDD | BHOILE01 | BHSOLN01 | ETA_OLDD | BHOILE01_BHSOLN01 | 5 | 0 | 1.1 | Unlikely
HOUETARHNBHSOLN01_OLDD_FBHOILE01_D50 | Residential heating technology - Solar heating system - apartment complex - existing building - distributed MEAN level | HOUSOL | HOUETARHN_OLDD_DMD | MKr20 | 2030 | 4.3316 | 0.024026 | [6 empty] | ETA | D | OLD |  |  | RHNBHSOL | 3 | 0.5 | HOUETARHNBHSOLN01_OLDD_FBHOILE01 | 0.799 | HOUETARHNBHSOLN01_OLDD | HOUETARHNBHOILE01_OLDD | BHOILE01 | BHSOLN01 | ETA_OLDD | BHOILE01_BHSOLN01 | 5 | 0 | 1.1 | Unlikely
HOUETARHNBHSOLN01_OLDD_FBHOILE01_D50 | Residential heating technology - Solar heating system - apartment complex - existing building - distributed MEAN level | HOUSOL | HOUETARHN_OLDD_DMD | MKr20 | 2040 | 4.1268 | 0.023374 | [6 empty] | ETA | D | OLD |  |  | RHNBHSOL | 3 | 0.5 | HOUETARHNBHSOLN01_OLDD_FBHOILE01 | 0.799 | HOUETARHNBHSOLN01_OLDD | HOUETARHNBHOILE01_OLDD | BHOILE01 | BHSOLN01 | ETA_OLDD | BHOILE01_BHSOLN01 | 5 | 0 | 1.1 | Unlikely
HOUETARHNBHSOLN01_OLDD_FBHOILE01_D50 | Residential heating technology - Solar heating system - apartment complex - existing building - distributed MEAN level | HOUSOL | HOUETARHN_OLDD_DMD | MKr20 | 2050 | 3.9219 | 0.02219 | [6 empty] | ETA | D | OLD |  |  | RHNBHSOL | 3 | 0.5 | HOUETARHNBHSOLN01_OLDD_FBHOILE01 | 0.799 | HOUETARHNBHSOLN01_OLDD | HOUETARHNBHOILE01_OLDD | BHOILE01 | BHSOLN01 | ETA_OLDD | BHOILE01_BHSOLN01 | 5 | 0 | 1.1 | Unlikely
HOUETARHNBHOILN01_OLDD_FBHOILE01_D50 | Residential heating technology - Oil boiler (mineral oil fired, < 10 % FAME) - apartment complex - existing building - distributed MEAN level | HOUOIL, HOUDSB, HOUDSE | HOUETARHN_OLDD_DMD | MKr20 | 2020 | 0.5465 | 0.019348 |  | 6.7 | 5 | 52 | 0 | 0 | ETA | D | OLD |  |  | RHNBHOIL | 3 | 0.5 | HOUETARHNBHOILN01_OLDD_FBHOILE01 | 0.799 | HOUETARHNBHOILN01_OLDD | HOUETARHNBHOILE01_OLDD | BHOILE01 | BHOILN01 | ETA_OLDD | BHOILE01_BHOILN01 | 2 | 0 | 0.9 | Same
HOUETARHNBHOILN01_OLDD_FBHOILE01_D50 | Residential heating technology - Oil boiler (mineral oil fired, < 10 % FAME) - apartment complex - existing building - distributed MEAN level | HOUOIL, HOUDSB, HOUDSE | HOUETARHN_OLDD_DMD | MKr20 | 2025 | 0.53297 | 0.019423 |  | 6.7 | 5 | 52 | 0 | 0 | ETA | D | OLD |  |  | RHNBHOIL | 3 | 0.5 | HOUETARHNBHOILN01_OLDD_FBHOILE01 | 0.799 | HOUETARHNBHOILN01_OLDD | HOUETARHNBHOILE01_OLDD | BHOILE01 | BHOILN01 | ETA_OLDD | BHOILE01_BHOILN01 | 2 | 0 | 0.9 | Same
HOUETARHNBHOILN01_OLDD_FBHOILE01_D50 | Residential heating technology - Oil boiler (mineral oil fired, < 10 % FAME) - apartment complex - existing building - distributed MEAN level | HOUOIL, HOUDSB, HOUDSE | HOUETARHN_OLDD_DMD | MKr20 | 2030 | 0.51978 | 0.019704 |  | 6.7 | 5 | 52 | 0 | 0 | ETA | D | OLD |  |  | RHNBHOIL | 3 | 0.5 | HOUETARHNBHOILN01_OLDD_FBHOILE01 | 0.799 | HOUETARHNBHOILN01_OLDD | HOUETARHNBHOILE01_OLDD | BHOILE01 | BHOILN01 | ETA_OLDD | BHOILE01_BHOILN01 | 2 | 0 | 0.9 | Same
HOUETARHNBHOILN01_OLDD_FBHOILE01_D50 | Residential heating technology - Oil boiler (mineral oil fired, < 10 % FAME) - apartment complex - existing building - distributed MEAN level | HOUOIL, HOUDSB, HOUDSE | HOUETARHN_OLDD_DMD | MKr20 | 2040 | 0.49437 | 0.019885 |  | 6.7 | 5 | 52 | 0 | 0 | ETA | D | OLD |  |  | RHNBHOIL | 3 | 0.5 | HOUETARHNBHOILN01_OLDD_FBHOILE01 | 0.799 | HOUETARHNBHOILN01_OLDD | HOUETARHNBHOILE01_OLDD | BHOILE01 | BHOILN01 | ETA_OLDD | BHOILE01_BHOILN01 | 2 | 0 | 0.9 | Same
HOUETARHNBHOILN01_OLDD_FBHOILE01_D50 | Residential heating technology - Oil boiler (mineral oil fired, < 10 % FAME) - apartment complex - existing building - distributed MEAN level | HOUOIL, HOUDSB, HOUDSE | HOUETARHN_OLDD_DMD | MKr20 | 2050 | 0.4702 | 0.02005 |  | 6.7 | 5 | 52 | 0 | 0 | ETA | D | OLD |  |  | RHNBHOIL | 3 | 0.5 | HOUETARHNBHOILN01_OLDD_FBHOILE01 | 0.799 | HOUETARHNBHOILN01_OLDD | HOUETARHNBHOILE01_OLDD | BHOILE01 | BHOILN01 | ETA_OLDD | BHOILE01_BHOILN01 | 2 | 0 | 0.9 | Same
HOUETARHNBHDHDN03_OLDD_FBHOILE01_D50 | Residential heating technology - Direct district heating substation - plus connection pipe - apartment complex - existing building - distributed MEAN level | HOUDHD | HOUETARHN_OLDD_DMD | MKr20 | 2020 | 0.30389 | 0.0016539 | [6 empty] | ETA | D | OLD |  |  | RHNBHDHD | 3 | 0.5 | HOUETARHNBHDHDN03_OLDD_FBHOILE01 | 0.799 | HOUETARHNBHDHDN03_OLDD | HOUETARHNBHOILE01_OLDD | BHOILE01 | BHDHDN03 | ETA_OLDD | BHOILE01_BHDHDN03 | 6 | 0 | 1 | New
HOUETARHNBHDHDN03_OLDD_FBHOILE01_D50 | Residential heating technology - Direct district heating substation - plus connection pipe - apartment complex - existing building - distributed MEAN level | HOUDHD | HOUETARHN_OLDD_DMD | MKr20 | 2025 | 0.29822 | 0.0016763 | [6 empty] | ETA | D | OLD |  |  | RHNBHDHD | 3 | 0.5 | HOUETARHNBHDHDN03_OLDD_FBHOILE01 | 0.799 | HOUETARHNBHDHDN03_OLDD | HOUETARHNBHOILE01_OLDD | BHOILE01 | BHDHDN03 | ETA_OLDD | BHOILE01_BHDHDN03 | 6 | 0 | 1 | New
HOUETARHNBHDHDN03_OLDD_FBHOILE01_D50 | Residential heating technology - Direct district heating substation - plus connection pipe - apartment complex - existing building - distributed MEAN level | HOUDHD | HOUETARHN_OLDD_DMD | MKr20 | 2030 | 0.29268 | 0.0016516 | [6 empty] | ETA | D | OLD |  |  | RHNBHDHD | 3 | 0.5 | HOUETARHNBHDHDN03_OLDD_FBHOILE01 | 0.799 | HOUETARHNBHDHDN03_OLDD | HOUETARHNBHOILE01_OLDD | BHOILE01 | BHDHDN03 | ETA_OLDD | BHOILE01_BHDHDN03 | 6 | 0 | 1 | New
HOUETARHNBHDHDN03_OLDD_FBHOILE01_D50 | Residential heating technology - Direct district heating substation - plus connection pipe - apartment complex - existing building - distributed MEAN level | HOUDHD | HOUETARHN_OLDD_DMD | MKr20 | 2040 | 0.28201 | 0.0016015 | [6 empty] | ETA | D | OLD |  |  | RHNBHDHD | 3 | 0.5 | HOUETARHNBHDHDN03_OLDD_FBHOILE01 | 0.799 | HOUETARHNBHDHDN03_OLDD | HOUETARHNBHOILE01_OLDD | BHOILE01 | BHDHDN03 | ETA_OLDD | BHOILE01_BHDHDN03 | 6 | 0 | 1 | New
HOUETARHNBHDHDN03_OLDD_FBHOILE01_D50 | Residential heating technology - Direct district heating substation - plus connection pipe - apartment complex - existing building - distributed MEAN level | HOUDHD | HOUETARHN_OLDD_DMD | MKr20 | 2050 | 0.27187 | 0.0015375 | [6 empty] | ETA | D | OLD |  |  | RHNBHDHD | 3 | 0.5 | HOUETARHNBHDHDN03_OLDD_FBHOILE01 | 0.799 | HOUETARHNBHDHDN03_OLDD | HOUETARHNBHOILE01_OLDD | BHOILE01 | BHDHDN03 | ETA_OLDD | BHOILE01_BHDHDN03 | 6 | 0 | 1 | New
HOUETARHNHPELCN05_OLDI_FBHOILE01_D50 | Residential heating technology - Heat pump, Air-to-water - leasing - apartment complex - existing building - distributed MEAN level | HOUELC, HOUAMB | HOUETARHN_OLDI_DMD | MKr20 | 2020 | 2.5625 | 0.33694 | 0.34483 | [5 empty] | ETA | I | OLD | 2.9 |  | RHNHPELC | 3 | 0.5 | HOUETARHNHPELCN05_OLDI_FBHOILE01 | 0.799 | HOUETARHNHPELCN05_OLDI | HOUETARHNBHOILE01_OLDI | BHOILE01 | HPELCN05 | ETA_OLDI | BHOILE01_HPELCN05 | 4 | -0.25 | 1 | Supported
HOUETARHNHPELCN05_OLDI_FBHOILE01_D50 | Residential heating technology - Heat pump, Air-to-water - leasing - apartment complex - existing building - distributed MEAN level | HOUELC, HOUAMB | HOUETARHN_OLDI_DMD | MKr20 | 2025 | 2.2945 | 0.30975 | 0.32787 | [5 empty] | ETA | I | OLD | 3.05 |  | RHNHPELC | 3 | 0.5 | HOUETARHNHPELCN05_OLDI_FBHOILE01 | 0.799 | HOUETARHNHPELCN05_OLDI | HOUETARHNBHOILE01_OLDI | BHOILE01 | HPELCN05 | ETA_OLDI | BHOILE01_HPELCN05 | 4 | -0.25 | 1 | Supported
HOUETARHNHPELCN05_OLDI_FBHOILE01_D50 | Residential heating technology - Heat pump, Air-to-water - leasing - apartment complex - existing building - distributed MEAN level | HOUELC, HOUAMB | HOUETARHN_OLDI_DMD | MKr20 | 2030 | 2.0266 | 0.28252 | 0.3125 | [5 empty] | ETA | I | OLD | 3.2 |  | RHNHPELC | 3 | 0.5 | HOUETARHNHPELCN05_OLDI_FBHOILE01 | 0.799 | HOUETARHNHPELCN05_OLDI | HOUETARHNBHOILE01_OLDI | BHOILE01 | HPELCN05 | ETA_OLDI | BHOILE01_HPELCN05 | 4 | -0.25 | 1 | Supported
HOUETARHNHPELCN05_OLDI_FBHOILE01_D50 | Residential heating technology - Heat pump, Air-to-water - leasing - apartment complex - existing building - distributed MEAN level | HOUELC, HOUAMB | HOUETARHN_OLDI_DMD | MKr20 | 2040 | 1.8151 | 0.26038 | 0.29851 | [5 empty] | ETA | I | OLD | 3.35 |  | RHNHPELC | 3 | 0.5 | HOUETARHNHPELCN05_OLDI_FBHOILE01 | 0.799 | HOUETARHNHPELCN05_OLDI | HOUETARHNBHOILE01_OLDI | BHOILE01 | HPELCN05 | ETA_OLDI | BHOILE01_HPELCN05 | 4 | -0.25 | 1 | Supported
HOUETARHNHPELCN05_OLDI_FBHOILE01_D50 | Residential heating technology - Heat pump, Air-to-water - leasing - apartment complex - existing building - distributed MEAN level | HOUELC, HOUAMB | HOUETARHN_OLDI_DMD | MKr20 | 2050 | 1.6037 | 0.23822 | 0.28571 | [5 empty] | ETA | I | OLD | 3.5 |  | RHNHPELC | 3 | 0.5 | HOUETARHNHPELCN05_OLDI_FBHOILE01 | 0.799 | HOUETARHNHPELCN05_OLDI | HOUETARHNBHOILE01_OLDI | BHOILE01 | HPELCN05 | ETA_OLDI | BHOILE01_HPELCN05 | 4 | -0.25 | 1 | Supported
HOUETARHNHPELCN04_OLDI_FBHOILE01_D50 | Residential heating technology - Heat pump, Ground source - apartment complex - existing building - distributed MEAN level | HOUELC, HOUAMB | HOUETARHN_OLDI_DMD | MKr20 | 2020 | 4.775 | 0.049932 | 0.3125 | [5 empty] | ETA | I | OLD | 3.2 |  | RHNHPELC | 3 | 0.5 | HOUETARHNHPELCN04_OLDI_FBHOILE01 | 0.799 | HOUETARHNHPELCN04_OLDI | HOUETARHNBHOILE01_OLDI | BHOILE01 | HPELCN04 | ETA_OLDI | BHOILE01_HPELCN04 | 4 | -0.25 | 1 | Supported
HOUETARHNHPELCN04_OLDI_FBHOILE01_D50 | Residential heating technology - Heat pump, Ground source - apartment complex - existing building - distributed MEAN level | HOUELC, HOUAMB | HOUETARHN_OLDI_DMD | MKr20 | 2025 | 4.4169 | 0.049538 | 0.30303 | [5 empty] | ETA | I | OLD | 3.3 |  | RHNHPELC | 3 | 0.5 | HOUETARHNHPELCN04_OLDI_FBHOILE01 | 0.799 | HOUETARHNHPELCN04_OLDI | HOUETARHNBHOILE01_OLDI | BHOILE01 | HPELCN04 | ETA_OLDI | BHOILE01_HPELCN04 | 4 | -0.25 | 1 | Supported
HOUETARHNHPELCN04_OLDI_FBHOILE01_D50 | Residential heating technology - Heat pump, Ground source - apartment complex - existing building - distributed MEAN level | HOUELC, HOUAMB | HOUETARHN_OLDI_DMD | MKr20 | 2030 | 4.0587 | 0.049105 | 0.29412 | [5 empty] | ETA | I | OLD | 3.4 |  | RHNHPELC | 3 | 0.5 | HOUETARHNHPELCN04_OLDI_FBHOILE01 | 0.799 | HOUETARHNHPELCN04_OLDI | HOUETARHNBHOILE01_OLDI | BHOILE01 | HPELCN04 | ETA_OLDI | BHOILE01_HPELCN04 | 4 | -0.25 | 1 | Supported
HOUETARHNHPELCN04_OLDI_FBHOILE01_D50 | Residential heating technology - Heat pump, Ground source - apartment complex - existing building - distributed MEAN level | HOUELC, HOUAMB | HOUETARHN_OLDI_DMD | MKr20 | 2040 | 3.7543 | 0.048108 | 0.28169 | [5 empty] | ETA | I | OLD | 3.55 |  | RHNHPELC | 3 | 0.5 | HOUETARHNHPELCN04_OLDI_FBHOILE01 | 0.799 | HOUETARHNHPELCN04_OLDI | HOUETARHNBHOILE01_OLDI | BHOILE01 | HPELCN04 | ETA_OLDI | BHOILE01_HPELCN04 | 4 | -0.25 | 1 | Supported
HOUETARHNHPELCN04_OLDI_FBHOILE01_D50 | Residential heating technology - Heat pump, Ground source - apartment complex - existing building - distributed MEAN level | HOUELC, HOUAMB | HOUETARHN_OLDI_DMD | MKr20 | 2050 | 3.4499 | 0.047091 | 0.27778 | [5 empty] | ETA | I | OLD | 3.6 |  | RHNHPELC | 3 | 0.5 | HOUETARHNHPELCN04_OLDI_FBHOILE01 | 0.799 | HOUETARHNHPELCN04_OLDI | HOUETARHNBHOILE01_OLDI | BHOILE01 | HPELCN04 | ETA_OLDI | BHOILE01_HPELCN04 | 4 | -0.25 | 1 | Supported
HOUETARHNHPELCN03_OLDI_FBHOILE01_D50 | Residential heating technology - Heat pump, Air-to-water - apartment complex - existing building - distributed MEAN level | HOUELC, HOUAMB | HOUETARHN_OLDI_DMD | MKr20 | 2020 | 5.125 | 0.080689 | 0.34483 | [5 empty] | ETA | I | OLD | 2.9 |  | RHNHPELC | 3 | 0.5 | HOUETARHNHPELCN03_OLDI_FBHOILE01 | 0.799 | HOUETARHNHPELCN03_OLDI | HOUETARHNBHOILE01_OLDI | BHOILE01 | HPELCN03 | ETA_OLDI | BHOILE01_HPELCN03 | 4 | -0.25 | 1 | Supported
HOUETARHNHPELCN03_OLDI_FBHOILE01_D50 | Residential heating technology - Heat pump, Air-to-water - apartment complex - existing building - distributed MEAN level | HOUELC, HOUAMB | HOUETARHN_OLDI_DMD | MKr20 | 2025 | 4.5891 | 0.080295 | 0.32787 | [5 empty] | ETA | I | OLD | 3.05 |  | RHNHPELC | 3 | 0.5 | HOUETARHNHPELCN03_OLDI_FBHOILE01 | 0.799 | HOUETARHNHPELCN03_OLDI | HOUETARHNBHOILE01_OLDI | BHOILE01 | HPELCN03 | ETA_OLDI | BHOILE01_HPELCN03 | 4 | -0.25 | 1 | Supported
HOUETARHNHPELCN03_OLDI_FBHOILE01_D50 | Residential heating technology - Heat pump, Air-to-water - apartment complex - existing building - distributed MEAN level | HOUELC, HOUAMB | HOUETARHN_OLDI_DMD | MKr20 | 2030 | 4.0531 | 0.079862 | 0.3125 | [5 empty] | ETA | I | OLD | 3.2 |  | RHNHPELC | 3 | 0.5 | HOUETARHNHPELCN03_OLDI_FBHOILE01 | 0.799 | HOUETARHNHPELCN03_OLDI | HOUETARHNBHOILE01_OLDI | BHOILE01 | HPELCN03 | ETA_OLDI | BHOILE01_HPELCN03 | 4 | -0.25 | 1 | Supported
HOUETARHNHPELCN03_OLDI_FBHOILE01_D50 | Residential heating technology - Heat pump, Air-to-water - apartment complex - existing building - distributed MEAN level | HOUELC, HOUAMB | HOUETARHN_OLDI_DMD | MKr20 | 2040 | 3.6302 | 0.078865 | 0.29851 | [5 empty] | ETA | I | OLD | 3.35 |  | RHNHPELC | 3 | 0.5 | HOUETARHNHPELCN03_OLDI_FBHOILE01 | 0.799 | HOUETARHNHPELCN03_OLDI | HOUETARHNBHOILE01_OLDI | BHOILE01 | HPELCN03 | ETA_OLDI | BHOILE01_HPELCN03 | 4 | -0.25 | 1 | Supported
HOUETARHNHPELCN03_OLDI_FBHOILE01_D50 | Residential heating technology - Heat pump, Air-to-water - apartment complex - existing building - distributed MEAN level | HOUELC, HOUAMB | HOUETARHN_OLDI_DMD | MKr20 | 2050 | 3.2073 | 0.077848 | 0.28571 | [5 empty] | ETA | I | OLD | 3.5 |  | RHNHPELC | 3 | 0.5 | HOUETARHNHPELCN03_OLDI_FBHOILE01 | 0.799 | HOUETARHNHPELCN03_OLDI | HOUETARHNBHOILE01_OLDI | BHOILE01 | HPELCN03 | ETA_OLDI | BHOILE01_HPELCN03 | 4 | -0.25 | 1 | Supported
HOUETARHNHPELCN02_OLDI_FBHOILE01_D50 | Residential heating technology - Heat pump, Air-to-air - single-family house - existing building - distributed MEAN level | HOUELC, HOUAMB | HOUETARHN_OLDI_DMD | MKr20 | 2020 | 2.1408 | 0.17231 | 0.20619 | [5 empty] | ETA | I | OLD | 4.85 |  | RHNHPELC | 3 | 0.5 | HOUETARHNHPELCN02_OLDI_FBHOILE01 | 0.799 | HOUETARHNHPELCN02_OLDI | HOUETARHNBHOILE01_OLDI | BHOILE01 | HPELCN02 | ETA_OLDI | BHOILE01_HPELCN02 | 5 | 0 | 1.1 | Unlikely
HOUETARHNHPELCN02_OLDI_FBHOILE01_D50 | Residential heating technology - Heat pump, Air-to-air - single-family house - existing building - distributed MEAN level | HOUELC, HOUAMB | HOUETARHN_OLDI_DMD | MKr20 | 2025 | 2.0884 | 0.11707 | 0.19608 | [5 empty] | ETA | I | OLD | 5.1 |  | RHNHPELC | 3 | 0.5 | HOUETARHNHPELCN02_OLDI_FBHOILE01 | 0.799 | HOUETARHNHPELCN02_OLDI | HOUETARHNBHOILE01_OLDI | BHOILE01 | HPELCN02 | ETA_OLDI | BHOILE01_HPELCN02 | 5 | 0 | 1.1 | Unlikely
HOUETARHNHPELCN02_OLDI_FBHOILE01_D50 | Residential heating technology - Heat pump, Air-to-air - single-family house - existing building - distributed MEAN level | HOUELC, HOUAMB | HOUETARHN_OLDI_DMD | MKr20 | 2030 | 2.0361 | 0.11491 | 0.18868 | [5 empty] | ETA | I | OLD | 5.3 |  | RHNHPELC | 3 | 0.5 | HOUETARHNHPELCN02_OLDI_FBHOILE01 | 0.799 | HOUETARHNHPELCN02_OLDI | HOUETARHNBHOILE01_OLDI | BHOILE01 | HPELCN02 | ETA_OLDI | BHOILE01_HPELCN02 | 5 | 0 | 1.1 | Unlikely
HOUETARHNHPELCN02_OLDI_FBHOILE01_D50 | Residential heating technology - Heat pump, Air-to-air - single-family house - existing building - distributed MEAN level | HOUELC, HOUAMB | HOUETARHN_OLDI_DMD | MKr20 | 2040 | 1.939 | 0.11089 | 0.18182 | [5 empty] | ETA | I | OLD | 5.5 |  | RHNHPELC | 3 | 0.5 | HOUETARHNHPELCN02_OLDI_FBHOILE01 | 0.799 | HOUETARHNHPELCN02_OLDI | HOUETARHNBHOILE01_OLDI | BHOILE01 | HPELCN02 | ETA_OLDI | BHOILE01_HPELCN02 | 5 | 0 | 1.1 | Unlikely
HOUETARHNHPELCN02_OLDI_FBHOILE01_D50 | Residential heating technology - Heat pump, Air-to-air - single-family house - existing building - distributed MEAN level | HOUELC, HOUAMB | HOUETARHN_OLDI_DMD | MKr20 | 2050 | 1.8419 | 0.10688 | 0.17857 | [5 empty] | ETA | I | OLD | 5.6 |  | RHNHPELC | 3 | 0.5 | HOUETARHNHPELCN02_OLDI_FBHOILE01 | 0.799 | HOUETARHNHPELCN02_OLDI | HOUETARHNBHOILE01_OLDI | BHOILE01 | HPELCN02 | ETA_OLDI | BHOILE01_HPELCN02 | 5 | 0 | 1.1 | Unlikely
HOUETARHNDIELCN06_OLDI_FBHOILE01_D50 | Residential heating technology - Electric heating - electric panel from Bauhaus - apartment complex - new building - distributed MEAN level | HOUELC | HOUETARHN_OLDI_DMD | MKr20 | 2020 | 0.605 | 0 | [6 empty] | ETA | I | OLD |  |  | RHNDIELC | 3 | 0.5 | HOUETARHNDIELCN06_OLDI_FBHOILE01 | 0.799 | HOUETARHNDIELCN06_OLDI | HOUETARHNBHOILE01_OLDI | BHOILE01 | DIELCN06 | ETA_OLDI | BHOILE01_DIELCN06 | 5 | 0 | 1.1 | Unlikely
HOUETARHNDIELCN06_OLDI_FBHOILE01_D50 | Residential heating technology - Electric heating - electric panel from Bauhaus - apartment complex - new building - distributed MEAN level | HOUELC | HOUETARHN_OLDI_DMD | MKr20 | 2025 | 0.605 | 0 | [6 empty] | ETA | I | OLD |  |  | RHNDIELC | 3 | 0.5 | HOUETARHNDIELCN06_OLDI_FBHOILE01 | 0.799 | HOUETARHNDIELCN06_OLDI | HOUETARHNBHOILE01_OLDI | BHOILE01 | DIELCN06 | ETA_OLDI | BHOILE01_DIELCN06 | 5 | 0 | 1.1 | Unlikely
HOUETARHNDIELCN06_OLDI_FBHOILE01_D50 | Residential heating technology - Electric heating - electric panel from Bauhaus - apartment complex - new building - distributed MEAN level | HOUELC | HOUETARHN_OLDI_DMD | MKr20 | 2030 | 0.605 | 0 | [6 empty] | ETA | I | OLD |  |  | RHNDIELC | 3 | 0.5 | HOUETARHNDIELCN06_OLDI_FBHOILE01 | 0.799 | HOUETARHNDIELCN06_OLDI | HOUETARHNBHOILE01_OLDI | BHOILE01 | DIELCN06 | ETA_OLDI | BHOILE01_DIELCN06 | 5 | 0 | 1.1 | Unlikely
HOUETARHNDIELCN06_OLDI_FBHOILE01_D50 | Residential heating technology - Electric heating - electric panel from Bauhaus - apartment complex - new building - distributed MEAN level | HOUELC | HOUETARHN_OLDI_DMD | MKr20 | 2040 | 0.605 | 0 | [6 empty] | ETA | I | OLD |  |  | RHNDIELC | 3 | 0.5 | HOUETARHNDIELCN06_OLDI_FBHOILE01 | 0.799 | HOUETARHNDIELCN06_OLDI | HOUETARHNBHOILE01_OLDI | BHOILE01 | DIELCN06 | ETA_OLDI | BHOILE01_DIELCN06 | 5 | 0 | 1.1 | Unlikely
HOUETARHNDIELCN06_OLDI_FBHOILE01_D50 | Residential heating technology - Electric heating - electric panel from Bauhaus - apartment complex - new building - distributed MEAN level | HOUELC | HOUETARHN_OLDI_DMD | MKr20 | 2050 | 0.605 | 0 | [6 empty] | ETA | I | OLD |  |  | RHNDIELC | 3 | 0.5 | HOUETARHNDIELCN06_OLDI_FBHOILE01 | 0.799 | HOUETARHNDIELCN06_OLDI | HOUETARHNBHOILE01_OLDI | BHOILE01 | DIELCN06 | ETA_OLDI | BHOILE01_DIELCN06 | 5 | 0 | 1.1 | Unlikely
HOUETARHNDIELCN01_OLDI_FBHOILE01_D50 | Residential heating technology - Electric heating - apartment complex - new building - distributed MEAN level | HOUELC | HOUETARHN_OLDI_DMD | MKr20 | 2020 | 5.6192 | 0.0022816 | [6 empty] | ETA | I | OLD |  |  | RHNDIELC | 3 | 0.5 | HOUETARHNDIELCN01_OLDI_FBHOILE01 | 0.799 | HOUETARHNDIELCN01_OLDI | HOUETARHNBHOILE01_OLDI | BHOILE01 | DIELCN01 | ETA_OLDI | BHOILE01_DIELCN01 | 5 | 0 | 1.1 | Unlikely
HOUETARHNDIELCN01_OLDI_FBHOILE01_D50 | Residential heating technology - Electric heating - apartment complex - new building - distributed MEAN level | HOUELC | HOUETARHN_OLDI_DMD | MKr20 | 2025 | 5.4801 | 0.0021884 | [6 empty] | ETA | I | OLD |  |  | RHNDIELC | 3 | 0.5 | HOUETARHNDIELCN01_OLDI_FBHOILE01 | 0.799 | HOUETARHNDIELCN01_OLDI | HOUETARHNBHOILE01_OLDI | BHOILE01 | DIELCN01 | ETA_OLDI | BHOILE01_DIELCN01 | 5 | 0 | 1.1 | Unlikely
HOUETARHNDIELCN01_OLDI_FBHOILE01_D50 | Residential heating technology - Electric heating - apartment complex - new building - distributed MEAN level | HOUELC | HOUETARHN_OLDI_DMD | MKr20 | 2030 | 5.3445 | 0.0021419 | [6 empty] | ETA | I | OLD |  |  | RHNDIELC | 3 | 0.5 | HOUETARHNDIELCN01_OLDI_FBHOILE01 | 0.799 | HOUETARHNDIELCN01_OLDI | HOUETARHNBHOILE01_OLDI | BHOILE01 | DIELCN01 | ETA_OLDI | BHOILE01_DIELCN01 | 5 | 0 | 1.1 | Unlikely
HOUETARHNDIELCN01_OLDI_FBHOILE01_D50 | Residential heating technology - Electric heating - apartment complex - new building - distributed MEAN level | HOUELC | HOUETARHN_OLDI_DMD | MKr20 | 2040 | 5.0832 | 0.0020487 | [6 empty] | ETA | I | OLD |  |  | RHNDIELC | 3 | 0.5 | HOUETARHNDIELCN01_OLDI_FBHOILE01 | 0.799 | HOUETARHNDIELCN01_OLDI | HOUETARHNBHOILE01_OLDI | BHOILE01 | DIELCN01 | ETA_OLDI | BHOILE01_DIELCN01 | 5 | 0 | 1.1 | Unlikely
HOUETARHNDIELCN01_OLDI_FBHOILE01_D50 | Residential heating technology - Electric heating - apartment complex - new building - distributed MEAN level | HOUELC | HOUETARHN_OLDI_DMD | MKr20 | 2050 | 4.8347 | 0.0019556 | [6 empty] | ETA | I | OLD |  |  | RHNDIELC | 3 | 0.5 | HOUETARHNDIELCN01_OLDI_FBHOILE01 | 0.799 | HOUETARHNDIELCN01_OLDI | HOUETARHNBHOILE01_OLDI | BHOILE01 | DIELCN01 | ETA_OLDI | BHOILE01_DIELCN01 | 5 | 0 | 1.1 | Unlikely
HOUETARHNBHWPEN01_OLDI_FBHOILE01_D50 | Residential heating technology - Biomass boiler, automatic stoking , wood pellets or wood chips - apartment complex - existing building - distributed MEAN level | HOUWPE | HOUETARHN_OLDI_DMD | MKr20 | 2020 | 1.639 | 0.027963 |  | 25 | 14 | 70 | 2 | 4 | ETA | I | OLD |  |  | RHNBHWPE | 3 | 0.5 | HOUETARHNBHWPEN01_OLDI_FBHOILE01 | 0.799 | HOUETARHNBHWPEN01_OLDI | HOUETARHNBHOILE01_OLDI | BHOILE01 | BHWPEN01 | ETA_OLDI | BHOILE01_BHWPEN01 | 6 | 0 | 1 | New
HOUETARHNBHWPEN01_OLDI_FBHOILE01_D50 | Residential heating technology - Biomass boiler, automatic stoking , wood pellets or wood chips - apartment complex - existing building - distributed MEAN level | HOUWPE | HOUETARHN_OLDI_DMD | MKr20 | 2025 | 1.5984 | 0.027765 |  | 25 | 14 | 60 | 2 | 4 | ETA | I | OLD |  |  | RHNBHWPE | 3 | 0.5 | HOUETARHNBHWPEN01_OLDI_FBHOILE01 | 0.799 | HOUETARHNBHWPEN01_OLDI | HOUETARHNBHOILE01_OLDI | BHOILE01 | BHWPEN01 | ETA_OLDI | BHOILE01_BHWPEN01 | 6 | 0 | 1 | New
HOUETARHNBHWPEN01_OLDI_FBHOILE01_D50 | Residential heating technology - Biomass boiler, automatic stoking , wood pellets or wood chips - apartment complex - existing building - distributed MEAN level | HOUWPE | HOUETARHN_OLDI_DMD | MKr20 | 2030 | 1.5589 | 0.027889 |  | 25 | 11 | 50 | 1 | 4 | ETA | I | OLD |  |  | RHNBHWPE | 3 | 0.5 | HOUETARHNBHWPEN01_OLDI_FBHOILE01 | 0.799 | HOUETARHNBHWPEN01_OLDI | HOUETARHNBHOILE01_OLDI | BHOILE01 | BHWPEN01 | ETA_OLDI | BHOILE01_BHWPEN01 | 6 | 0 | 1 | New
HOUETARHNBHWPEN01_OLDI_FBHOILE01_D50 | Residential heating technology - Biomass boiler, automatic stoking , wood pellets or wood chips - apartment complex - existing building - distributed MEAN level | HOUWPE | HOUETARHN_OLDI_DMD | MKr20 | 2040 | 1.4827 | 0.026999 |  | 25 | 9 | 45 | 1 | 4 | ETA | I | OLD |  |  | RHNBHWPE | 3 | 0.5 | HOUETARHNBHWPEN01_OLDI_FBHOILE01 | 0.799 | HOUETARHNBHWPEN01_OLDI | HOUETARHNBHOILE01_OLDI | BHOILE01 | BHWPEN01 | ETA_OLDI | BHOILE01_BHWPEN01 | 6 | 0 | 1 | New
HOUETARHNBHWPEN01_OLDI_FBHOILE01_D50 | Residential heating technology - Biomass boiler, automatic stoking , wood pellets or wood chips - apartment complex - existing building - distributed MEAN level | HOUWPE | HOUETARHN_OLDI_DMD | MKr20 | 2050 | 1.4102 | 0.025837 |  | 25 | 9 | 40 | 0 | 4 | ETA | I | OLD |  |  | RHNBHWPE | 3 | 0.5 | HOUETARHNBHWPEN01_OLDI_FBHOILE01 | 0.799 | HOUETARHNBHWPEN01_OLDI | HOUETARHNBHOILE01_OLDI | BHOILE01 | BHWPEN01 | ETA_OLDI | BHOILE01_BHWPEN01 | 6 | 0 | 1 | New
HOUETARHNBHSOLN01_OLDI_FBHOILE01_D50 | Residential heating technology - Solar heating system - apartment complex - existing building - distributed MEAN level | HOUSOL | HOUETARHN_OLDI_DMD | MKr20 | 2020 | 4.7414 | 0.02219 | [6 empty] | ETA | I | OLD |  |  | RHNBHSOL | 3 | 0.5 | HOUETARHNBHSOLN01_OLDI_FBHOILE01 | 0.799 | HOUETARHNBHSOLN01_OLDI | HOUETARHNBHOILE01_OLDI | BHOILE01 | BHSOLN01 | ETA_OLDI | BHOILE01_BHSOLN01 | 5 | 0 | 1.1 | Unlikely
HOUETARHNBHSOLN01_OLDI_FBHOILE01_D50 | Residential heating technology - Solar heating system - apartment complex - existing building - distributed MEAN level | HOUSOL | HOUETARHN_OLDI_DMD | MKr20 | 2025 | 4.5365 | 0.023521 | [6 empty] | ETA | I | OLD |  |  | RHNBHSOL | 3 | 0.5 | HOUETARHNBHSOLN01_OLDI_FBHOILE01 | 0.799 | HOUETARHNBHSOLN01_OLDI | HOUETARHNBHOILE01_OLDI | BHOILE01 | BHSOLN01 | ETA_OLDI | BHOILE01_BHSOLN01 | 5 | 0 | 1.1 | Unlikely
HOUETARHNBHSOLN01_OLDI_FBHOILE01_D50 | Residential heating technology - Solar heating system - apartment complex - existing building - distributed MEAN level | HOUSOL | HOUETARHN_OLDI_DMD | MKr20 | 2030 | 4.3316 | 0.024026 | [6 empty] | ETA | I | OLD |  |  | RHNBHSOL | 3 | 0.5 | HOUETARHNBHSOLN01_OLDI_FBHOILE01 | 0.799 | HOUETARHNBHSOLN01_OLDI | HOUETARHNBHOILE01_OLDI | BHOILE01 | BHSOLN01 | ETA_OLDI | BHOILE01_BHSOLN01 | 5 | 0 | 1.1 | Unlikely
HOUETARHNBHSOLN01_OLDI_FBHOILE01_D50 | Residential heating technology - Solar heating system - apartment complex - existing building - distributed MEAN level | HOUSOL | HOUETARHN_OLDI_DMD | MKr20 | 2040 | 4.1268 | 0.023374 | [6 empty] | ETA | I | OLD |  |  | RHNBHSOL | 3 | 0.5 | HOUETARHNBHSOLN01_OLDI_FBHOILE01 | 0.799 | HOUETARHNBHSOLN01_OLDI | HOUETARHNBHOILE01_OLDI | BHOILE01 | BHSOLN01 | ETA_OLDI | BHOILE01_BHSOLN01 | 5 | 0 | 1.1 | Unlikely
HOUETARHNBHSOLN01_OLDI_FBHOILE01_D50 | Residential heating technology - Solar heating system - apartment complex - existing building - distributed MEAN level | HOUSOL | HOUETARHN_OLDI_DMD | MKr20 | 2050 | 3.9219 | 0.02219 | [6 empty] | ETA | I | OLD |  |  | RHNBHSOL | 3 | 0.5 | HOUETARHNBHSOLN01_OLDI_FBHOILE01 | 0.799 | HOUETARHNBHSOLN01_OLDI | HOUETARHNBHOILE01_OLDI | BHOILE01 | BHSOLN01 | ETA_OLDI | BHOILE01_BHSOLN01 | 5 | 0 | 1.1 | Unlikely
HOUETARHNBHOILN01_OLDI_FBHOILE01_D50 | Residential heating technology - Oil boiler (mineral oil fired, < 10 % FAME) - apartment complex - existing building - distributed MEAN level | HOUOIL, HOUDSB, HOUDSE | HOUETARHN_OLDI_DMD | MKr20 | 2020 | 0.5465 | 0.019348 |  | 6.7 | 5 | 52 | 0 | 0 | ETA | I | OLD |  |  | RHNBHOIL | 3 | 0.5 | HOUETARHNBHOILN01_OLDI_FBHOILE01 | 0.799 | HOUETARHNBHOILN01_OLDI | HOUETARHNBHOILE01_OLDI | BHOILE01 | BHOILN01 | ETA_OLDI | BHOILE01_BHOILN01 | 2 | 0 | 0.9 | Same
HOUETARHNBHOILN01_OLDI_FBHOILE01_D50 | Residential heating technology - Oil boiler (mineral oil fired, < 10 % FAME) - apartment complex - existing building - distributed MEAN level | HOUOIL, HOUDSB, HOUDSE | HOUETARHN_OLDI_DMD | MKr20 | 2025 | 0.53297 | 0.019423 |  | 6.7 | 5 | 52 | 0 | 0 | ETA | I | OLD |  |  | RHNBHOIL | 3 | 0.5 | HOUETARHNBHOILN01_OLDI_FBHOILE01 | 0.799 | HOUETARHNBHOILN01_OLDI | HOUETARHNBHOILE01_OLDI | BHOILE01 | BHOILN01 | ETA_OLDI | BHOILE01_BHOILN01 | 2 | 0 | 0.9 | Same
HOUETARHNBHOILN01_OLDI_FBHOILE01_D50 | Residential heating technology - Oil boiler (mineral oil fired, < 10 % FAME) - apartment complex - existing building - distributed MEAN level | HOUOIL, HOUDSB, HOUDSE | HOUETARHN_OLDI_DMD | MKr20 | 2030 | 0.51978 | 0.019704 |  | 6.7 | 5 | 52 | 0 | 0 | ETA | I | OLD |  |  | RHNBHOIL | 3 | 0.5 | HOUETARHNBHOILN01_OLDI_FBHOILE01 | 0.799 | HOUETARHNBHOILN01_OLDI | HOUETARHNBHOILE01_OLDI | BHOILE01 | BHOILN01 | ETA_OLDI | BHOILE01_BHOILN01 | 2 | 0 | 0.9 | Same
HOUETARHNBHOILN01_OLDI_FBHOILE01_D50 | Residential heating technology - Oil boiler (mineral oil fired, < 10 % FAME) - apartment complex - existing building - distributed MEAN level | HOUOIL, HOUDSB, HOUDSE | HOUETARHN_OLDI_DMD | MKr20 | 2040 | 0.49437 | 0.019885 |  | 6.7 | 5 | 52 | 0 | 0 | ETA | I | OLD |  |  | RHNBHOIL | 3 | 0.5 | HOUETARHNBHOILN01_OLDI_FBHOILE01 | 0.799 | HOUETARHNBHOILN01_OLDI | HOUETARHNBHOILE01_OLDI | BHOILE01 | BHOILN01 | ETA_OLDI | BHOILE01_BHOILN01 | 2 | 0 | 0.9 | Same
HOUETARHNBHOILN01_OLDI_FBHOILE01_D50 | Residential heating technology - Oil boiler (mineral oil fired, < 10 % FAME) - apartment complex - existing building - distributed MEAN level | HOUOIL, HOUDSB, HOUDSE | HOUETARHN_OLDI_DMD | MKr20 | 2050 | 0.4702 | 0.02005 |  | 6.7 | 5 | 52 | 0 | 0 | ETA | I | OLD |  |  | RHNBHOIL | 3 | 0.5 | HOUETARHNBHOILN01_OLDI_FBHOILE01 | 0.799 | HOUETARHNBHOILN01_OLDI | HOUETARHNBHOILE01_OLDI | BHOILE01 | BHOILN01 | ETA_OLDI | BHOILE01_BHOILN01 | 2 | 0 | 0.9 | Same
HOUETARHNBHDHDN09_OLDI_FBHOILE01_D50 | Residential heating technology - Direct district heating substation - plus connection pipe - plus distribution (heating density: low ) - apartment complex - existing building - distributed MEAN level | HOUDHD | HOUETARHN_OLDI_DMD | MKr20 | 2020 | 0.42889 | 0.0016539 | [6 empty] | ETA | I | OLD |  |  | RHNBHDHD | 3 | 0.5 | HOUETARHNBHDHDN09_OLDI_FBHOILE01 | 0.799 | HOUETARHNBHDHDN09_OLDI | HOUETARHNBHOILE01_OLDI | BHOILE01 | BHDHDN09 | ETA_OLDI | BHOILE01_BHDHDN09 | 4 | -0.25 | 1 | Supported
HOUETARHNBHDHDN09_OLDI_FBHOILE01_D50 | Residential heating technology - Direct district heating substation - plus connection pipe - plus distribution (heating density: low ) - apartment complex - existing building - distributed MEAN level | HOUDHD | HOUETARHN_OLDI_DMD | MKr20 | 2025 | 0.42322 | 0.0016763 | [6 empty] | ETA | I | OLD |  |  | RHNBHDHD | 3 | 0.5 | HOUETARHNBHDHDN09_OLDI_FBHOILE01 | 0.799 | HOUETARHNBHDHDN09_OLDI | HOUETARHNBHOILE01_OLDI | BHOILE01 | BHDHDN09 | ETA_OLDI | BHOILE01_BHDHDN09 | 4 | -0.25 | 1 | Supported
HOUETARHNBHDHDN09_OLDI_FBHOILE01_D50 | Residential heating technology - Direct district heating substation - plus connection pipe - plus distribution (heating density: low ) - apartment complex - existing building - distributed MEAN level | HOUDHD | HOUETARHN_OLDI_DMD | MKr20 | 2030 | 0.41768 | 0.0016516 | [6 empty] | ETA | I | OLD |  |  | RHNBHDHD | 3 | 0.5 | HOUETARHNBHDHDN09_OLDI_FBHOILE01 | 0.799 | HOUETARHNBHDHDN09_OLDI | HOUETARHNBHOILE01_OLDI | BHOILE01 | BHDHDN09 | ETA_OLDI | BHOILE01_BHDHDN09 | 4 | -0.25 | 1 | Supported
HOUETARHNBHDHDN09_OLDI_FBHOILE01_D50 | Residential heating technology - Direct district heating substation - plus connection pipe - plus distribution (heating density: low ) - apartment complex - existing building - distributed MEAN level | HOUDHD | HOUETARHN_OLDI_DMD | MKr20 | 2040 | 0.40701 | 0.0016015 | [6 empty] | ETA | I | OLD |  |  | RHNBHDHD | 3 | 0.5 | HOUETARHNBHDHDN09_OLDI_FBHOILE01 | 0.799 | HOUETARHNBHDHDN09_OLDI | HOUETARHNBHOILE01_OLDI | BHOILE01 | BHDHDN09 | ETA_OLDI | BHOILE01_BHDHDN09 | 4 | -0.25 | 1 | Supported
HOUETARHNBHDHDN09_OLDI_FBHOILE01_D50 | Residential heating technology - Direct district heating substation - plus connection pipe - plus distribution (heating density: low ) - apartment complex - existing building - distributed MEAN level | HOUDHD | HOUETARHN_OLDI_DMD | MKr20 | 2050 | 0.39687 | 0.0015375 | [6 empty] | ETA | I | OLD |  |  | RHNBHDHD | 3 | 0.5 | HOUETARHNBHDHDN09_OLDI_FBHOILE01 | 0.799 | HOUETARHNBHDHDN09_OLDI | HOUETARHNBHOILE01_OLDI | BHOILE01 | BHDHDN09 | ETA_OLDI | BHOILE01_BHDHDN09 | 4 | -0.25 | 1 | Supported
HOUETARHNBHDHDN07_OLDI_FBHOILE01_D50 | Residential heating technology - Direct district heating substation - plus connection pipe - plus distribution (heating density: medium ) - apartment complex - existing building - distributed MEAN level | HOUDHD | HOUETARHN_OLDI_DMD | MKr20 | 2020 | 0.36639 | 0.0016539 | [6 empty] | ETA | I | OLD |  |  | RHNBHDHD | 3 | 0.5 | HOUETARHNBHDHDN07_OLDI_FBHOILE01 | 0.799 | HOUETARHNBHDHDN07_OLDI | HOUETARHNBHOILE01_OLDI | BHOILE01 | BHDHDN07 | ETA_OLDI | BHOILE01_BHDHDN07 | 4 | -0.25 | 1 | Supported
HOUETARHNBHDHDN07_OLDI_FBHOILE01_D50 | Residential heating technology - Direct district heating substation - plus connection pipe - plus distribution (heating density: medium ) - apartment complex - existing building - distributed MEAN level | HOUDHD | HOUETARHN_OLDI_DMD | MKr20 | 2025 | 0.36072 | 0.0016763 | [6 empty] | ETA | I | OLD |  |  | RHNBHDHD | 3 | 0.5 | HOUETARHNBHDHDN07_OLDI_FBHOILE01 | 0.799 | HOUETARHNBHDHDN07_OLDI | HOUETARHNBHOILE01_OLDI | BHOILE01 | BHDHDN07 | ETA_OLDI | BHOILE01_BHDHDN07 | 4 | -0.25 | 1 | Supported
HOUETARHNBHDHDN07_OLDI_FBHOILE01_D50 | Residential heating technology - Direct district heating substation - plus connection pipe - plus distribution (heating density: medium ) - apartment complex - existing building - distributed MEAN level | HOUDHD | HOUETARHN_OLDI_DMD | MKr20 | 2030 | 0.35518 | 0.0016516 | [6 empty] | ETA | I | OLD |  |  | RHNBHDHD | 3 | 0.5 | HOUETARHNBHDHDN07_OLDI_FBHOILE01 | 0.799 | HOUETARHNBHDHDN07_OLDI | HOUETARHNBHOILE01_OLDI | BHOILE01 | BHDHDN07 | ETA_OLDI | BHOILE01_BHDHDN07 | 4 | -0.25 | 1 | Supported
HOUETARHNBHDHDN07_OLDI_FBHOILE01_D50 | Residential heating technology - Direct district heating substation - plus connection pipe - plus distribution (heating density: medium ) - apartment complex - existing building - distributed MEAN level | HOUDHD | HOUETARHN_OLDI_DMD | MKr20 | 2040 | 0.34451 | 0.0016015 | [6 empty] | ETA | I | OLD |  |  | RHNBHDHD | 3 | 0.5 | HOUETARHNBHDHDN07_OLDI_FBHOILE01 | 0.799 | HOUETARHNBHDHDN07_OLDI | HOUETARHNBHOILE01_OLDI | BHOILE01 | BHDHDN07 | ETA_OLDI | BHOILE01_BHDHDN07 | 4 | -0.25 | 1 | Supported
HOUETARHNBHDHDN07_OLDI_FBHOILE01_D50 | Residential heating technology - Direct district heating substation - plus connection pipe - plus distribution (heating density: medium ) - apartment complex - existing building - distributed MEAN level | HOUDHD | HOUETARHN_OLDI_DMD | MKr20 | 2050 | 0.33437 | 0.0015375 | [6 empty] | ETA | I | OLD |  |  | RHNBHDHD | 3 | 0.5 | HOUETARHNBHDHDN07_OLDI_FBHOILE01 | 0.799 | HOUETARHNBHDHDN07_OLDI | HOUETARHNBHOILE01_OLDI | BHOILE01 | BHDHDN07 | ETA_OLDI | BHOILE01_BHDHDN07 | 4 | -0.25 | 1 | Supported
HOUETARHNBHDHDN05_OLDI_FBHOILE01_D50 | Residential heating technology - Direct district heating substation - plus connection pipe - plus distribution (heating density: high ) - apartment complex - existing building - distributed MEAN level | HOUDHD | HOUETARHN_OLDI_DMD | MKr20 | 2020 | 0.30389 | 0.0016539 | [6 empty] | ETA | I | OLD |  |  | RHNBHDHD | 3 | 0.5 | HOUETARHNBHDHDN05_OLDI_FBHOILE01 | 0.799 | HOUETARHNBHDHDN05_OLDI | HOUETARHNBHOILE01_OLDI | BHOILE01 | BHDHDN05 | ETA_OLDI | BHOILE01_BHDHDN05 | 4 | -0.25 | 1 | Supported
HOUETARHNBHDHDN05_OLDI_FBHOILE01_D50 | Residential heating technology - Direct district heating substation - plus connection pipe - plus distribution (heating density: high ) - apartment complex - existing building - distributed MEAN level | HOUDHD | HOUETARHN_OLDI_DMD | MKr20 | 2025 | 0.29822 | 0.0016763 | [6 empty] | ETA | I | OLD |  |  | RHNBHDHD | 3 | 0.5 | HOUETARHNBHDHDN05_OLDI_FBHOILE01 | 0.799 | HOUETARHNBHDHDN05_OLDI | HOUETARHNBHOILE01_OLDI | BHOILE01 | BHDHDN05 | ETA_OLDI | BHOILE01_BHDHDN05 | 4 | -0.25 | 1 | Supported
HOUETARHNBHDHDN05_OLDI_FBHOILE01_D50 | Residential heating technology - Direct district heating substation - plus connection pipe - plus distribution (heating density: high ) - apartment complex - existing building - distributed MEAN level | HOUDHD | HOUETARHN_OLDI_DMD | MKr20 | 2030 | 0.29268 | 0.0016516 | [6 empty] | ETA | I | OLD |  |  | RHNBHDHD | 3 | 0.5 | HOUETARHNBHDHDN05_OLDI_FBHOILE01 | 0.799 | HOUETARHNBHDHDN05_OLDI | HOUETARHNBHOILE01_OLDI | BHOILE01 | BHDHDN05 | ETA_OLDI | BHOILE01_BHDHDN05 | 4 | -0.25 | 1 | Supported
HOUETARHNBHDHDN05_OLDI_FBHOILE01_D50 | Residential heating technology - Direct district heating substation - plus connection pipe - plus distribution (heating density: high ) - apartment complex - existing building - distributed MEAN level | HOUDHD | HOUETARHN_OLDI_DMD | MKr20 | 2040 | 0.28201 | 0.0016015 | [6 empty] | ETA | I | OLD |  |  | RHNBHDHD | 3 | 0.5 | HOUETARHNBHDHDN05_OLDI_FBHOILE01 | 0.799 | HOUETARHNBHDHDN05_OLDI | HOUETARHNBHOILE01_OLDI | BHOILE01 | BHDHDN05 | ETA_OLDI | BHOILE01_BHDHDN05 | 4 | -0.25 | 1 | Supported
HOUETARHNBHDHDN05_OLDI_FBHOILE01_D50 | Residential heating technology - Direct district heating substation - plus connection pipe - plus distribution (heating density: high ) - apartment complex - existing building - distributed MEAN level | HOUDHD | HOUETARHN_OLDI_DMD | MKr20 | 2050 | 0.27187 | 0.0015375 | [6 empty] | ETA | I | OLD |  |  | RHNBHDHD | 3 | 0.5 | HOUETARHNBHDHDN05_OLDI_FBHOILE01 | 0.799 | HOUETARHNBHDHDN05_OLDI | HOUETARHNBHOILE01_OLDI | BHOILE01 | BHDHDN05 | ETA_OLDI | BHOILE01_BHDHDN05 | 4 | -0.25 | 1 | Supported
HOUETARHNBHDHCN09_OLDI_FBHOILE01_D50 | Residential heating technology - Direct district heating substation - plus connection pipe - plus distribution (heating density: low ) - apartment complex - existing building - distributed MEAN level | HOUDHC | HOUETARHN_OLDI_DMD | MKr20 | 2020 | 0.42889 | 0.0016539 | [6 empty] | ETA | I | OLD |  |  | RHNBHDHC | 3 | 0.5 | HOUETARHNBHDHCN09_OLDI_FBHOILE01 | 0.799 | HOUETARHNBHDHCN09_OLDI | HOUETARHNBHOILE01_OLDI | BHOILE01 | BHDHCN09 | ETA_OLDI | BHOILE01_BHDHCN09 | 4 | -0.25 | 1 | Supported
HOUETARHNBHDHCN09_OLDI_FBHOILE01_D50 | Residential heating technology - Direct district heating substation - plus connection pipe - plus distribution (heating density: low ) - apartment complex - existing building - distributed MEAN level | HOUDHC | HOUETARHN_OLDI_DMD | MKr20 | 2025 | 0.42322 | 0.0016763 | [6 empty] | ETA | I | OLD |  |  | RHNBHDHC | 3 | 0.5 | HOUETARHNBHDHCN09_OLDI_FBHOILE01 | 0.799 | HOUETARHNBHDHCN09_OLDI | HOUETARHNBHOILE01_OLDI | BHOILE01 | BHDHCN09 | ETA_OLDI | BHOILE01_BHDHCN09 | 4 | -0.25 | 1 | Supported
HOUETARHNBHDHCN09_OLDI_FBHOILE01_D50 | Residential heating technology - Direct district heating substation - plus connection pipe - plus distribution (heating density: low ) - apartment complex - existing building - distributed MEAN level | HOUDHC | HOUETARHN_OLDI_DMD | MKr20 | 2030 | 0.41768 | 0.0016516 | [6 empty] | ETA | I | OLD |  |  | RHNBHDHC | 3 | 0.5 | HOUETARHNBHDHCN09_OLDI_FBHOILE01 | 0.799 | HOUETARHNBHDHCN09_OLDI | HOUETARHNBHOILE01_OLDI | BHOILE01 | BHDHCN09 | ETA_OLDI | BHOILE01_BHDHCN09 | 4 | -0.25 | 1 | Supported
HOUETARHNBHDHCN09_OLDI_FBHOILE01_D50 | Residential heating technology - Direct district heating substation - plus connection pipe - plus distribution (heating density: low ) - apartment complex - existing building - distributed MEAN level | HOUDHC | HOUETARHN_OLDI_DMD | MKr20 | 2040 | 0.40701 | 0.0016015 | [6 empty] | ETA | I | OLD |  |  | RHNBHDHC | 3 | 0.5 | HOUETARHNBHDHCN09_OLDI_FBHOILE01 | 0.799 | HOUETARHNBHDHCN09_OLDI | HOUETARHNBHOILE01_OLDI | BHOILE01 | BHDHCN09 | ETA_OLDI | BHOILE01_BHDHCN09 | 4 | -0.25 | 1 | Supported
HOUETARHNBHDHCN09_OLDI_FBHOILE01_D50 | Residential heating technology - Direct district heating substation - plus connection pipe - plus distribution (heating density: low ) - apartment complex - existing building - distributed MEAN level | HOUDHC | HOUETARHN_OLDI_DMD | MKr20 | 2050 | 0.39687 | 0.0015375 | [6 empty] | ETA | I | OLD |  |  | RHNBHDHC | 3 | 0.5 | HOUETARHNBHDHCN09_OLDI_FBHOILE01 | 0.799 | HOUETARHNBHDHCN09_OLDI | HOUETARHNBHOILE01_OLDI | BHOILE01 | BHDHCN09 | ETA_OLDI | BHOILE01_BHDHCN09 | 4 | -0.25 | 1 | Supported
HOUETARHNBHDHCN07_OLDI_FBHOILE01_D50 | Residential heating technology - Direct district heating substation - plus connection pipe - plus distribution (heating density: medium ) - apartment complex - existing building - distributed MEAN level | HOUDHC | HOUETARHN_OLDI_DMD | MKr20 | 2020 | 0.36639 | 0.0016539 | [6 empty] | ETA | I | OLD |  |  | RHNBHDHC | 3 | 0.5 | HOUETARHNBHDHCN07_OLDI_FBHOILE01 | 0.799 | HOUETARHNBHDHCN07_OLDI | HOUETARHNBHOILE01_OLDI | BHOILE01 | BHDHCN07 | ETA_OLDI | BHOILE01_BHDHCN07 | 4 | -0.25 | 1 | Supported
HOUETARHNBHDHCN07_OLDI_FBHOILE01_D50 | Residential heating technology - Direct district heating substation - plus connection pipe - plus distribution (heating density: medium ) - apartment complex - existing building - distributed MEAN level | HOUDHC | HOUETARHN_OLDI_DMD | MKr20 | 2025 | 0.36072 | 0.0016763 | [6 empty] | ETA | I | OLD |  |  | RHNBHDHC | 3 | 0.5 | HOUETARHNBHDHCN07_OLDI_FBHOILE01 | 0.799 | HOUETARHNBHDHCN07_OLDI | HOUETARHNBHOILE01_OLDI | BHOILE01 | BHDHCN07 | ETA_OLDI | BHOILE01_BHDHCN07 | 4 | -0.25 | 1 | Supported
HOUETARHNBHDHCN07_OLDI_FBHOILE01_D50 | Residential heating technology - Direct district heating substation - plus connection pipe - plus distribution (heating density: medium ) - apartment complex - existing building - distributed MEAN level | HOUDHC | HOUETARHN_OLDI_DMD | MKr20 | 2030 | 0.35518 | 0.0016516 | [6 empty] | ETA | I | OLD |  |  | RHNBHDHC | 3 | 0.5 | HOUETARHNBHDHCN07_OLDI_FBHOILE01 | 0.799 | HOUETARHNBHDHCN07_OLDI | HOUETARHNBHOILE01_OLDI | BHOILE01 | BHDHCN07 | ETA_OLDI | BHOILE01_BHDHCN07 | 4 | -0.25 | 1 | Supported
HOUETARHNBHDHCN07_OLDI_FBHOILE01_D50 | Residential heating technology - Direct district heating substation - plus connection pipe - plus distribution (heating density: medium ) - apartment complex - existing building - distributed MEAN level | HOUDHC | HOUETARHN_OLDI_DMD | MKr20 | 2040 | 0.34451 | 0.0016015 | [6 empty] | ETA | I | OLD |  |  | RHNBHDHC | 3 | 0.5 | HOUETARHNBHDHCN07_OLDI_FBHOILE01 | 0.799 | HOUETARHNBHDHCN07_OLDI | HOUETARHNBHOILE01_OLDI | BHOILE01 | BHDHCN07 | ETA_OLDI | BHOILE01_BHDHCN07 | 4 | -0.25 | 1 | Supported
HOUETARHNBHDHCN07_OLDI_FBHOILE01_D50 | Residential heating technology - Direct district heating substation - plus connection pipe - plus distribution (heating density: medium ) - apartment complex - existing building - distributed MEAN level | HOUDHC | HOUETARHN_OLDI_DMD | MKr20 | 2050 | 0.33437 | 0.0015375 | [6 empty] | ETA | I | OLD |  |  | RHNBHDHC | 3 | 0.5 | HOUETARHNBHDHCN07_OLDI_FBHOILE01 | 0.799 | HOUETARHNBHDHCN07_OLDI | HOUETARHNBHOILE01_OLDI | BHOILE01 | BHDHCN07 | ETA_OLDI | BHOILE01_BHDHCN07 | 4 | -0.25 | 1 | Supported
HOUETARHNBHDHCN05_OLDI_FBHOILE01_D50 | Residential heating technology - Direct district heating substation - plus connection pipe - plus distribution (heating density: high ) - apartment complex - existing building - distributed MEAN level | HOUDHC | HOUETARHN_OLDI_DMD | MKr20 | 2020 | 0.30389 | 0.0016539 | [6 empty] | ETA | I | OLD |  |  | RHNBHDHC | 3 | 0.5 | HOUETARHNBHDHCN05_OLDI_FBHOILE01 | 0.799 | HOUETARHNBHDHCN05_OLDI | HOUETARHNBHOILE01_OLDI | BHOILE01 | BHDHCN05 | ETA_OLDI | BHOILE01_BHDHCN05 | 4 | -0.25 | 1 | Supported
HOUETARHNBHDHCN05_OLDI_FBHOILE01_D50 | Residential heating technology - Direct district heating substation - plus connection pipe - plus distribution (heating density: high ) - apartment complex - existing building - distributed MEAN level | HOUDHC | HOUETARHN_OLDI_DMD | MKr20 | 2025 | 0.29822 | 0.0016763 | [6 empty] | ETA | I | OLD |  |  | RHNBHDHC | 3 | 0.5 | HOUETARHNBHDHCN05_OLDI_FBHOILE01 | 0.799 | HOUETARHNBHDHCN05_OLDI | HOUETARHNBHOILE01_OLDI | BHOILE01 | BHDHCN05 | ETA_OLDI | BHOILE01_BHDHCN05 | 4 | -0.25 | 1 | Supported
HOUETARHNBHDHCN05_OLDI_FBHOILE01_D50 | Residential heating technology - Direct district heating substation - plus connection pipe - plus distribution (heating density: high ) - apartment complex - existing building - distributed MEAN level | HOUDHC | HOUETARHN_OLDI_DMD | MKr20 | 2030 | 0.29268 | 0.0016516 | [6 empty] | ETA | I | OLD |  |  | RHNBHDHC | 3 | 0.5 | HOUETARHNBHDHCN05_OLDI_FBHOILE01 | 0.799 | HOUETARHNBHDHCN05_OLDI | HOUETARHNBHOILE01_OLDI | BHOILE01 | BHDHCN05 | ETA_OLDI | BHOILE01_BHDHCN05 | 4 | -0.25 | 1 | Supported
HOUETARHNBHDHCN05_OLDI_FBHOILE01_D50 | Residential heating technology - Direct district heating substation - plus connection pipe - plus distribution (heating density: high ) - apartment complex - existing building - distributed MEAN level | HOUDHC | HOUETARHN_OLDI_DMD | MKr20 | 2040 | 0.28201 | 0.0016015 | [6 empty] | ETA | I | OLD |  |  | RHNBHDHC | 3 | 0.5 | HOUETARHNBHDHCN05_OLDI_FBHOILE01 | 0.799 | HOUETARHNBHDHCN05_OLDI | HOUETARHNBHOILE01_OLDI | BHOILE01 | BHDHCN05 | ETA_OLDI | BHOILE01_BHDHCN05 | 4 | -0.25 | 1 | Supported
HOUETARHNBHDHCN05_OLDI_FBHOILE01_D50 | Residential heating technology - Direct district heating substation - plus connection pipe - plus distribution (heating density: high ) - apartment complex - existing building - distributed MEAN level | HOUDHC | HOUETARHN_OLDI_DMD | MKr20 | 2050 | 0.27187 | 0.0015375 | [6 empty] | ETA | I | OLD |  |  | RHNBHDHC | 3 | 0.5 | HOUETARHNBHDHCN05_OLDI_FBHOILE01 | 0.799 | HOUETARHNBHDHCN05_OLDI | HOUETARHNBHOILE01_OLDI | BHOILE01 | BHDHCN05 | ETA_OLDI | BHOILE01_BHDHCN05 | 4 | -0.25 | 1 | Supported
HOUPARRHNHPELCN07_OLDC_FBHOILE01_D50 | Residential heating technology - Heat pump, Air-to-water, low-price product - single-family house - existing building - distributed MEAN level | HOUELC, HOUAMB | HOUPARRHN_OLDC_DMD | MKr20 | 2020 | 9.1486 | 0.38286 | 0.33333 | [5 empty] | PAR | C | OLD | 3 |  | RHNHPELC | 3 | 0.5 | HOUPARRHNHPELCN07_OLDC_FBHOILE01 | 0.8 | HOUPARRHNHPELCN07_OLDC | HOUPARRHNBHOILE01_OLDC | BHOILE01 | HPELCN07 | PAR_OLDC | BHOILE01_HPELCN07 | 4 | -0.25 | 1 | Supported
HOUPARRHNHPELCN07_OLDC_FBHOILE01_D50 | Residential heating technology - Heat pump, Air-to-water, low-price product - single-family house - existing building - distributed MEAN level | HOUELC, HOUAMB | HOUPARRHN_OLDC_DMD | MKr20 | 2025 | 8.3693 | 0.29365 | 0.31746 | [5 empty] | PAR | C | OLD | 3.15 |  | RHNHPELC | 3 | 0.5 | HOUPARRHNHPELCN07_OLDC_FBHOILE01 | 0.8 | HOUPARRHNHPELCN07_OLDC | HOUPARRHNBHOILE01_OLDC | BHOILE01 | HPELCN07 | PAR_OLDC | BHOILE01_HPELCN07 | 4 | -0.25 | 1 | Supported
HOUPARRHNHPELCN07_OLDC_FBHOILE01_D50 | Residential heating technology - Heat pump, Air-to-water, low-price product - single-family house - existing building - distributed MEAN level | HOUELC, HOUAMB | HOUPARRHN_OLDC_DMD | MKr20 | 2030 | 7.59 | 0.29016 | 0.30303 | [5 empty] | PAR | C | OLD | 3.3 |  | RHNHPELC | 3 | 0.5 | HOUPARRHNHPELCN07_OLDC_FBHOILE01 | 0.8 | HOUPARRHNHPELCN07_OLDC | HOUPARRHNBHOILE01_OLDC | BHOILE01 | HPELCN07 | PAR_OLDC | BHOILE01_HPELCN07 | 4 | -0.25 | 1 | Supported
HOUPARRHNHPELCN07_OLDC_FBHOILE01_D50 | Residential heating technology - Heat pump, Air-to-water, low-price product - single-family house - existing building - distributed MEAN level | HOUELC, HOUAMB | HOUPARRHN_OLDC_DMD | MKr20 | 2040 | 6.9691 | 0.28368 | 0.28986 | [5 empty] | PAR | C | OLD | 3.45 |  | RHNHPELC | 3 | 0.5 | HOUPARRHNHPELCN07_OLDC_FBHOILE01 | 0.8 | HOUPARRHNHPELCN07_OLDC | HOUPARRHNBHOILE01_OLDC | BHOILE01 | HPELCN07 | PAR_OLDC | BHOILE01_HPELCN07 | 4 | -0.25 | 1 | Supported
HOUPARRHNHPELCN07_OLDC_FBHOILE01_D50 | Residential heating technology - Heat pump, Air-to-water, low-price product - single-family house - existing building - distributed MEAN level | HOUELC, HOUAMB | HOUPARRHN_OLDC_DMD | MKr20 | 2050 | 6.3482 | 0.2772 | 0.28169 | [5 empty] | PAR | C | OLD | 3.55 |  | RHNHPELC | 3 | 0.5 | HOUPARRHNHPELCN07_OLDC_FBHOILE01 | 0.8 | HOUPARRHNHPELCN07_OLDC | HOUPARRHNBHOILE01_OLDC | BHOILE01 | HPELCN07 | PAR_OLDC | BHOILE01_HPELCN07 | 4 | -0.25 | 1 | Supported
HOUPARRHNHPELCN05_OLDC_FBHOILE01_D50 | Residential heating technology - Heat pump, Air-to-water - leasing - single-family house - existing building - distributed MEAN level | HOUELC, HOUAMB | HOUPARRHN_OLDC_DMD | MKr20 | 2020 | 5.8286 | 1.06 | 0.31746 | [5 empty] | PAR | C | OLD | 3.15 |  | RHNHPELC | 3 | 0.5 | HOUPARRHNHPELCN05_OLDC_FBHOILE01 | 0.8 | HOUPARRHNHPELCN05_OLDC | HOUPARRHNBHOILE01_OLDC | BHOILE01 | HPELCN05 | PAR_OLDC | BHOILE01_HPELCN05 | 4 | -0.25 | 1 | Supported
HOUPARRHNHPELCN05_OLDC_FBHOILE01_D50 | Residential heating technology - Heat pump, Air-to-water - leasing - single-family house - existing building - distributed MEAN level | HOUELC, HOUAMB | HOUPARRHN_OLDC_DMD | MKr20 | 2025 | 5.3762 | 0.91425 | 0.30303 | [5 empty] | PAR | C | OLD | 3.3 |  | RHNHPELC | 3 | 0.5 | HOUPARRHNHPELCN05_OLDC_FBHOILE01 | 0.8 | HOUPARRHNHPELCN05_OLDC | HOUPARRHNBHOILE01_OLDC | BHOILE01 | HPELCN05 | PAR_OLDC | BHOILE01_HPELCN05 | 4 | -0.25 | 1 | Supported
HOUPARRHNHPELCN05_OLDC_FBHOILE01_D50 | Residential heating technology - Heat pump, Air-to-water - leasing - single-family house - existing building - distributed MEAN level | HOUELC, HOUAMB | HOUPARRHN_OLDC_DMD | MKr20 | 2030 | 4.9239 | 0.85421 | 0.28986 | [5 empty] | PAR | C | OLD | 3.45 |  | RHNHPELC | 3 | 0.5 | HOUPARRHNHPELCN05_OLDC_FBHOILE01 | 0.8 | HOUPARRHNHPELCN05_OLDC | HOUPARRHNBHOILE01_OLDC | BHOILE01 | HPELCN05 | PAR_OLDC | BHOILE01_HPELCN05 | 4 | -0.25 | 1 | Supported
HOUPARRHNHPELCN05_OLDC_FBHOILE01_D50 | Residential heating technology - Heat pump, Air-to-water - leasing - single-family house - existing building - distributed MEAN level | HOUELC, HOUAMB | HOUPARRHN_OLDC_DMD | MKr20 | 2040 | 4.557 | 0.80187 | 0.27778 | [5 empty] | PAR | C | OLD | 3.6 |  | RHNHPELC | 3 | 0.5 | HOUPARRHNHPELCN05_OLDC_FBHOILE01 | 0.8 | HOUPARRHNHPELCN05_OLDC | HOUPARRHNBHOILE01_OLDC | BHOILE01 | HPELCN05 | PAR_OLDC | BHOILE01_HPELCN05 | 4 | -0.25 | 1 | Supported
HOUPARRHNHPELCN05_OLDC_FBHOILE01_D50 | Residential heating technology - Heat pump, Air-to-water - leasing - single-family house - existing building - distributed MEAN level | HOUELC, HOUAMB | HOUPARRHN_OLDC_DMD | MKr20 | 2050 | 4.1901 | 0.74953 | 0.27027 | [5 empty] | PAR | C | OLD | 3.7 |  | RHNHPELC | 3 | 0.5 | HOUPARRHNHPELCN05_OLDC_FBHOILE01 | 0.8 | HOUPARRHNHPELCN05_OLDC | HOUPARRHNBHOILE01_OLDC | BHOILE01 | HPELCN05 | PAR_OLDC | BHOILE01_HPELCN05 | 4 | -0.25 | 1 | Supported
HOUPARRHNHPELCN04_OLDC_FBHOILE01_D50 | Residential heating technology - Heat pump, Ground source - single-family house - existing building - distributed MEAN level | HOUELC, HOUAMB | HOUPARRHN_OLDC_DMD | MKr20 | 2020 | 15.4381 | 0.30571 | 0.28986 | [5 empty] | PAR | C | OLD | 3.45 |  | RHNHPELC | 3 | 0.5 | HOUPARRHNHPELCN04_OLDC_FBHOILE01 | 0.8 | HOUPARRHNHPELCN04_OLDC | HOUPARRHNBHOILE01_OLDC | BHOILE01 | HPELCN04 | PAR_OLDC | BHOILE01_HPELCN04 | 4 | -0.25 | 1 | Supported
HOUPARRHNHPELCN04_OLDC_FBHOILE01_D50 | Residential heating technology - Heat pump, Ground source - single-family house - existing building - distributed MEAN level | HOUELC, HOUAMB | HOUPARRHN_OLDC_DMD | MKr20 | 2025 | 14.6662 | 0.21651 | 0.28169 | [5 empty] | PAR | C | OLD | 3.55 |  | RHNHPELC | 3 | 0.5 | HOUPARRHNHPELCN04_OLDC_FBHOILE01 | 0.8 | HOUPARRHNHPELCN04_OLDC | HOUPARRHNBHOILE01_OLDC | BHOILE01 | HPELCN04 | PAR_OLDC | BHOILE01_HPELCN04 | 4 | -0.25 | 1 | Supported
HOUPARRHNHPELCN04_OLDC_FBHOILE01_D50 | Residential heating technology - Heat pump, Ground source - single-family house - existing building - distributed MEAN level | HOUELC, HOUAMB | HOUPARRHN_OLDC_DMD | MKr20 | 2030 | 13.8943 | 0.21302 | 0.27397 | [5 empty] | PAR | C | OLD | 3.65 |  | RHNHPELC | 3 | 0.5 | HOUPARRHNHPELCN04_OLDC_FBHOILE01 | 0.8 | HOUPARRHNHPELCN04_OLDC | HOUPARRHNBHOILE01_OLDC | BHOILE01 | HPELCN04 | PAR_OLDC | BHOILE01_HPELCN04 | 4 | -0.25 | 1 | Supported
HOUPARRHNHPELCN04_OLDC_FBHOILE01_D50 | Residential heating technology - Heat pump, Ground source - single-family house - existing building - distributed MEAN level | HOUELC, HOUAMB | HOUPARRHN_OLDC_DMD | MKr20 | 2040 | 13.1996 | 0.20654 | 0.26316 | [5 empty] | PAR | C | OLD | 3.8 |  | RHNHPELC | 3 | 0.5 | HOUPARRHNHPELCN04_OLDC_FBHOILE01 | 0.8 | HOUPARRHNHPELCN04_OLDC | HOUPARRHNBHOILE01_OLDC | BHOILE01 | HPELCN04 | PAR_OLDC | BHOILE01_HPELCN04 | 4 | -0.25 | 1 | Supported
HOUPARRHNHPELCN04_OLDC_FBHOILE01_D50 | Residential heating technology - Heat pump, Ground source - single-family house - existing building - distributed MEAN level | HOUELC, HOUAMB | HOUPARRHN_OLDC_DMD | MKr20 | 2050 | 12.5049 | 0.20005 | 0.25974 | [5 empty] | PAR | C | OLD | 3.85 |  | RHNHPELC | 3 | 0.5 | HOUPARRHNHPELCN04_OLDC_FBHOILE01 | 0.8 | HOUPARRHNHPELCN04_OLDC | HOUPARRHNBHOILE01_OLDC | BHOILE01 | HPELCN04 | PAR_OLDC | BHOILE01_HPELCN04 | 4 | -0.25 | 1 | Supported
HOUPARRHNHPELCN03_OLDC_FBHOILE01_D50 | Residential heating technology - Heat pump, Air-to-water - single-family house - existing building - distributed MEAN level | HOUELC, HOUAMB | HOUPARRHN_OLDC_DMD | MKr20 | 2020 | 11.6571 | 0.33143 | 0.31746 | [5 empty] | PAR | C | OLD | 3.15 |  | RHNHPELC | 3 | 0.5 | HOUPARRHNHPELCN03_OLDC_FBHOILE01 | 0.8 | HOUPARRHNHPELCN03_OLDC | HOUPARRHNBHOILE01_OLDC | BHOILE01 | HPELCN03 | PAR_OLDC | BHOILE01_HPELCN03 | 4 | -0.25 | 1 | Supported
HOUPARRHNHPELCN03_OLDC_FBHOILE01_D50 | Residential heating technology - Heat pump, Air-to-water - single-family house - existing building - distributed MEAN level | HOUELC, HOUAMB | HOUPARRHN_OLDC_DMD | MKr20 | 2025 | 10.7524 | 0.24222 | 0.30303 | [5 empty] | PAR | C | OLD | 3.3 |  | RHNHPELC | 3 | 0.5 | HOUPARRHNHPELCN03_OLDC_FBHOILE01 | 0.8 | HOUPARRHNHPELCN03_OLDC | HOUPARRHNBHOILE01_OLDC | BHOILE01 | HPELCN03 | PAR_OLDC | BHOILE01_HPELCN03 | 4 | -0.25 | 1 | Supported
HOUPARRHNHPELCN03_OLDC_FBHOILE01_D50 | Residential heating technology - Heat pump, Air-to-water - single-family house - existing building - distributed MEAN level | HOUELC, HOUAMB | HOUPARRHN_OLDC_DMD | MKr20 | 2030 | 9.8477 | 0.23873 | 0.28986 | [5 empty] | PAR | C | OLD | 3.45 |  | RHNHPELC | 3 | 0.5 | HOUPARRHNHPELCN03_OLDC_FBHOILE01 | 0.8 | HOUPARRHNHPELCN03_OLDC | HOUPARRHNBHOILE01_OLDC | BHOILE01 | HPELCN03 | PAR_OLDC | BHOILE01_HPELCN03 | 4 | -0.25 | 1 | Supported
HOUPARRHNHPELCN03_OLDC_FBHOILE01_D50 | Residential heating technology - Heat pump, Air-to-water - single-family house - existing building - distributed MEAN level | HOUELC, HOUAMB | HOUPARRHN_OLDC_DMD | MKr20 | 2040 | 9.1139 | 0.23225 | 0.27778 | [5 empty] | PAR | C | OLD | 3.6 |  | RHNHPELC | 3 | 0.5 | HOUPARRHNHPELCN03_OLDC_FBHOILE01 | 0.8 | HOUPARRHNHPELCN03_OLDC | HOUPARRHNBHOILE01_OLDC | BHOILE01 | HPELCN03 | PAR_OLDC | BHOILE01_HPELCN03 | 4 | -0.25 | 1 | Supported
HOUPARRHNHPELCN03_OLDC_FBHOILE01_D50 | Residential heating technology - Heat pump, Air-to-water - single-family house - existing building - distributed MEAN level | HOUELC, HOUAMB | HOUPARRHN_OLDC_DMD | MKr20 | 2050 | 8.3802 | 0.22577 | 0.27027 | [5 empty] | PAR | C | OLD | 3.7 |  | RHNHPELC | 3 | 0.5 | HOUPARRHNHPELCN03_OLDC_FBHOILE01 | 0.8 | HOUPARRHNHPELCN03_OLDC | HOUPARRHNBHOILE01_OLDC | BHOILE01 | HPELCN03 | PAR_OLDC | BHOILE01_HPELCN03 | 4 | -0.25 | 1 | Supported
HOUPARRHNHPELCN02_OLDC_FBHOILE01_D50 | Residential heating technology - Heat pump, Air-to-air - single-family house - existing building - distributed MEAN level | HOUELC, HOUAMB | HOUPARRHN_OLDC_DMD | MKr20 | 2020 | 2.1408 | 0.17231 | 0.20619 | [5 empty] | PAR | C | OLD | 4.85 |  | RHNHPELC | 3 | 0.5 | HOUPARRHNHPELCN02_OLDC_FBHOILE01 | 0.8 | HOUPARRHNHPELCN02_OLDC | HOUPARRHNBHOILE01_OLDC | BHOILE01 | HPELCN02 | PAR_OLDC | BHOILE01_HPELCN02 | 5 | 0 | 1.1 | Unlikely
HOUPARRHNHPELCN02_OLDC_FBHOILE01_D50 | Residential heating technology - Heat pump, Air-to-air - single-family house - existing building - distributed MEAN level | HOUELC, HOUAMB | HOUPARRHN_OLDC_DMD | MKr20 | 2025 | 2.0884 | 0.11707 | 0.19608 | [5 empty] | PAR | C | OLD | 5.1 |  | RHNHPELC | 3 | 0.5 | HOUPARRHNHPELCN02_OLDC_FBHOILE01 | 0.8 | HOUPARRHNHPELCN02_OLDC | HOUPARRHNBHOILE01_OLDC | BHOILE01 | HPELCN02 | PAR_OLDC | BHOILE01_HPELCN02 | 5 | 0 | 1.1 | Unlikely
HOUPARRHNHPELCN02_OLDC_FBHOILE01_D50 | Residential heating technology - Heat pump, Air-to-air - single-family house - existing building - distributed MEAN level | HOUELC, HOUAMB | HOUPARRHN_OLDC_DMD | MKr20 | 2030 | 2.0361 | 0.11491 | 0.18868 | [5 empty] | PAR | C | OLD | 5.3 |  | RHNHPELC | 3 | 0.5 | HOUPARRHNHPELCN02_OLDC_FBHOILE01 | 0.8 | HOUPARRHNHPELCN02_OLDC | HOUPARRHNBHOILE01_OLDC | BHOILE01 | HPELCN02 | PAR_OLDC | BHOILE01_HPELCN02 | 5 | 0 | 1.1 | Unlikely
HOUPARRHNHPELCN02_OLDC_FBHOILE01_D50 | Residential heating technology - Heat pump, Air-to-air - single-family house - existing building - distributed MEAN level | HOUELC, HOUAMB | HOUPARRHN_OLDC_DMD | MKr20 | 2040 | 1.939 | 0.11089 | 0.18182 | [5 empty] | PAR | C | OLD | 5.5 |  | RHNHPELC | 3 | 0.5 | HOUPARRHNHPELCN02_OLDC_FBHOILE01 | 0.8 | HOUPARRHNHPELCN02_OLDC | HOUPARRHNBHOILE01_OLDC | BHOILE01 | HPELCN02 | PAR_OLDC | BHOILE01_HPELCN02 | 5 | 0 | 1.1 | Unlikely
HOUPARRHNHPELCN02_OLDC_FBHOILE01_D50 | Residential heating technology - Heat pump, Air-to-air - single-family house - existing building - distributed MEAN level | HOUELC, HOUAMB | HOUPARRHN_OLDC_DMD | MKr20 | 2050 | 1.8419 | 0.10688 | 0.17857 | [5 empty] | PAR | C | OLD | 5.6 |  | RHNHPELC | 3 | 0.5 | HOUPARRHNHPELCN02_OLDC_FBHOILE01 | 0.8 | HOUPARRHNHPELCN02_OLDC | HOUPARRHNBHOILE01_OLDC | BHOILE01 | HPELCN02 | PAR_OLDC | BHOILE01_HPELCN02 | 5 | 0 | 1.1 | Unlikely
HOUPARRHNDIELCN06_OLDC_FBHOILE01_D50 | Residential heating technology - Electric heating - electric panel from Bauhaus - single-family house - new building - distributed MEAN level | HOUELC | HOUPARRHN_OLDC_DMD | MKr20 | 2020 | 0.605 | 0 | [6 empty] | PAR | C | OLD |  |  | RHNDIELC | 3 | 0.5 | HOUPARRHNDIELCN06_OLDC_FBHOILE01 | 0.8 | HOUPARRHNDIELCN06_OLDC | HOUPARRHNBHOILE01_OLDC | BHOILE01 | DIELCN06 | PAR_OLDC | BHOILE01_DIELCN06 | 5 | 0 | 1.1 | Unlikely
HOUPARRHNDIELCN06_OLDC_FBHOILE01_D50 | Residential heating technology - Electric heating - electric panel from Bauhaus - single-family house - new building - distributed MEAN level | HOUELC | HOUPARRHN_OLDC_DMD | MKr20 | 2025 | 0.605 | 0 | [6 empty] | PAR | C | OLD |  |  | RHNDIELC | 3 | 0.5 | HOUPARRHNDIELCN06_OLDC_FBHOILE01 | 0.8 | HOUPARRHNDIELCN06_OLDC | HOUPARRHNBHOILE01_OLDC | BHOILE01 | DIELCN06 | PAR_OLDC | BHOILE01_DIELCN06 | 5 | 0 | 1.1 | Unlikely
HOUPARRHNDIELCN06_OLDC_FBHOILE01_D50 | Residential heating technology - Electric heating - electric panel from Bauhaus - single-family house - new building - distributed MEAN level | HOUELC | HOUPARRHN_OLDC_DMD | MKr20 | 2030 | 0.605 | 0 | [6 empty] | PAR | C | OLD |  |  | RHNDIELC | 3 | 0.5 | HOUPARRHNDIELCN06_OLDC_FBHOILE01 | 0.8 | HOUPARRHNDIELCN06_OLDC | HOUPARRHNBHOILE01_OLDC | BHOILE01 | DIELCN06 | PAR_OLDC | BHOILE01_DIELCN06 | 5 | 0 | 1.1 | Unlikely
HOUPARRHNDIELCN06_OLDC_FBHOILE01_D50 | Residential heating technology - Electric heating - electric panel from Bauhaus - single-family house - new building - distributed MEAN level | HOUELC | HOUPARRHN_OLDC_DMD | MKr20 | 2040 | 0.605 | 0 | [6 empty] | PAR | C | OLD |  |  | RHNDIELC | 3 | 0.5 | HOUPARRHNDIELCN06_OLDC_FBHOILE01 | 0.8 | HOUPARRHNDIELCN06_OLDC | HOUPARRHNBHOILE01_OLDC | BHOILE01 | DIELCN06 | PAR_OLDC | BHOILE01_DIELCN06 | 5 | 0 | 1.1 | Unlikely
HOUPARRHNDIELCN06_OLDC_FBHOILE01_D50 | Residential heating technology - Electric heating - electric panel from Bauhaus - single-family house - new building - distributed MEAN level | HOUELC | HOUPARRHN_OLDC_DMD | MKr20 | 2050 | 0.605 | 0 | [6 empty] | PAR | C | OLD |  |  | RHNDIELC | 3 | 0.5 | HOUPARRHNDIELCN06_OLDC_FBHOILE01 | 0.8 | HOUPARRHNDIELCN06_OLDC | HOUPARRHNBHOILE01_OLDC | BHOILE01 | DIELCN06 | PAR_OLDC | BHOILE01_DIELCN06 | 5 | 0 | 1.1 | Unlikely
HOUPARRHNDIELCN01_OLDC_FBHOILE01_D50 | Residential heating technology - Electric heating - single-family house - new building - distributed MEAN level | HOUELC | HOUPARRHN_OLDC_DMD | MKr20 | 2020 | 7.3509 | 0.0596 | [6 empty] | PAR | C | OLD |  |  | RHNDIELC | 3 | 0.5 | HOUPARRHNDIELCN01_OLDC_FBHOILE01 | 0.8 | HOUPARRHNDIELCN01_OLDC | HOUPARRHNBHOILE01_OLDC | BHOILE01 | DIELCN01 | PAR_OLDC | BHOILE01_DIELCN01 | 5 | 0 | 1.1 | Unlikely
HOUPARRHNDIELCN01_OLDC_FBHOILE01_D50 | Residential heating technology - Electric heating - single-family house - new building - distributed MEAN level | HOUELC | HOUPARRHN_OLDC_DMD | MKr20 | 2025 | 7.169 | 0.0596 | [6 empty] | PAR | C | OLD |  |  | RHNDIELC | 3 | 0.5 | HOUPARRHNDIELCN01_OLDC_FBHOILE01 | 0.8 | HOUPARRHNDIELCN01_OLDC | HOUPARRHNBHOILE01_OLDC | BHOILE01 | DIELCN01 | PAR_OLDC | BHOILE01_DIELCN01 | 5 | 0 | 1.1 | Unlikely
HOUPARRHNDIELCN01_OLDC_FBHOILE01_D50 | Residential heating technology - Electric heating - single-family house - new building - distributed MEAN level | HOUELC | HOUPARRHN_OLDC_DMD | MKr20 | 2030 | 6.9915 | 0.057117 | [6 empty] | PAR | C | OLD |  |  | RHNDIELC | 3 | 0.5 | HOUPARRHNDIELCN01_OLDC_FBHOILE01 | 0.8 | HOUPARRHNDIELCN01_OLDC | HOUPARRHNBHOILE01_OLDC | BHOILE01 | DIELCN01 | PAR_OLDC | BHOILE01_DIELCN01 | 5 | 0 | 1.1 | Unlikely
HOUPARRHNDIELCN01_OLDC_FBHOILE01_D50 | Residential heating technology - Electric heating - single-family house - new building - distributed MEAN level | HOUELC | HOUPARRHN_OLDC_DMD | MKr20 | 2040 | 6.6497 | 0.054633 | [6 empty] | PAR | C | OLD |  |  | RHNDIELC | 3 | 0.5 | HOUPARRHNDIELCN01_OLDC_FBHOILE01 | 0.8 | HOUPARRHNDIELCN01_OLDC | HOUPARRHNBHOILE01_OLDC | BHOILE01 | DIELCN01 | PAR_OLDC | BHOILE01_DIELCN01 | 5 | 0 | 1.1 | Unlikely
HOUPARRHNDIELCN01_OLDC_FBHOILE01_D50 | Residential heating technology - Electric heating - single-family house - new building - distributed MEAN level | HOUELC | HOUPARRHN_OLDC_DMD | MKr20 | 2050 | 6.3246 | 0.05215 | [6 empty] | PAR | C | OLD |  |  | RHNDIELC | 3 | 0.5 | HOUPARRHNDIELCN01_OLDC_FBHOILE01 | 0.8 | HOUPARRHNDIELCN01_OLDC | HOUPARRHNBHOILE01_OLDC | BHOILE01 | DIELCN01 | PAR_OLDC | BHOILE01_DIELCN01 | 5 | 0 | 1.1 | Unlikely
HOUPARRHNBHWPEN01_OLDC_FBHOILE01_D50 | Residential heating technology - Biomass boiler, automatic stoking , wood pellets or wood chips - single-family house - existing building - distributed MEAN level | HOUWPE | HOUPARRHN_OLDC_DMD | MKr20 | 2020 | 3.6241 | 0.27873 |  | 25 | 14 | 70 | 2 | 4 | PAR | C | OLD |  |  | RHNBHWPE | 3 | 0.5 | HOUPARRHNBHWPEN01_OLDC_FBHOILE01 | 0.8 | HOUPARRHNBHWPEN01_OLDC | HOUPARRHNBHOILE01_OLDC | BHOILE01 | BHWPEN01 | PAR_OLDC | BHOILE01_BHWPEN01 | 6 | 0 | 1 | New
HOUPARRHNBHWPEN01_OLDC_FBHOILE01_D50 | Residential heating technology - Biomass boiler, automatic stoking , wood pellets or wood chips - single-family house - existing building - distributed MEAN level | HOUWPE | HOUPARRHN_OLDC_DMD | MKr20 | 2025 | 3.5344 | 0.27391 |  | 25 | 14 | 60 | 2 | 4 | PAR | C | OLD |  |  | RHNBHWPE | 3 | 0.5 | HOUPARRHNBHWPEN01_OLDC_FBHOILE01 | 0.8 | HOUPARRHNBHWPEN01_OLDC | HOUPARRHNBHOILE01_OLDC | BHOILE01 | BHWPEN01 | PAR_OLDC | BHOILE01_BHWPEN01 | 6 | 0 | 1 | New
HOUPARRHNBHWPEN01_OLDC_FBHOILE01_D50 | Residential heating technology - Biomass boiler, automatic stoking , wood pellets or wood chips - single-family house - existing building - distributed MEAN level | HOUWPE | HOUPARRHN_OLDC_DMD | MKr20 | 2030 | 3.4469 | 0.27026 |  | 25 | 11 | 50 | 1 | 4 | PAR | C | OLD |  |  | RHNBHWPE | 3 | 0.5 | HOUPARRHNBHWPEN01_OLDC_FBHOILE01 | 0.8 | HOUPARRHNBHWPEN01_OLDC | HOUPARRHNBHOILE01_OLDC | BHOILE01 | BHWPEN01 | PAR_OLDC | BHOILE01_BHWPEN01 | 6 | 0 | 1 | New
HOUPARRHNBHWPEN01_OLDC_FBHOILE01_D50 | Residential heating technology - Biomass boiler, automatic stoking , wood pellets or wood chips - single-family house - existing building - distributed MEAN level | HOUWPE | HOUPARRHN_OLDC_DMD | MKr20 | 2040 | 3.2784 | 0.2583 |  | 25 | 9 | 45 | 1 | 4 | PAR | C | OLD |  |  | RHNBHWPE | 3 | 0.5 | HOUPARRHNBHWPEN01_OLDC_FBHOILE01 | 0.8 | HOUPARRHNBHWPEN01_OLDC | HOUPARRHNBHOILE01_OLDC | BHOILE01 | BHWPEN01 | PAR_OLDC | BHOILE01_BHWPEN01 | 6 | 0 | 1 | New
HOUPARRHNBHWPEN01_OLDC_FBHOILE01_D50 | Residential heating technology - Biomass boiler, automatic stoking , wood pellets or wood chips - single-family house - existing building - distributed MEAN level | HOUWPE | HOUPARRHN_OLDC_DMD | MKr20 | 2050 | 3.8976 | 0.30858 |  | 25 | 9 | 40 | 0 | 4 | PAR | C | OLD |  |  | RHNBHWPE | 3 | 0.5 | HOUPARRHNBHWPEN01_OLDC_FBHOILE01 | 0.8 | HOUPARRHNBHWPEN01_OLDC | HOUPARRHNBHOILE01_OLDC | BHOILE01 | BHWPEN01 | PAR_OLDC | BHOILE01_BHWPEN01 | 6 | 0 | 1 | New
HOUPARRHNBHSOLN01_OLDC_FBHOILE01_D50 | Residential heating technology - Solar heating system - single-family house - existing building - distributed MEAN level | HOUSOL | HOUPARRHN_OLDC_DMD | MKr20 | 2020 | 8.0779 | 0.093036 | [6 empty] | PAR | C | OLD |  |  | RHNBHSOL | 3 | 0.5 | HOUPARRHNBHSOLN01_OLDC_FBHOILE01 | 0.8 | HOUPARRHNBHSOLN01_OLDC | HOUPARRHNBHOILE01_OLDC | BHOILE01 | BHSOLN01 | PAR_OLDC | BHOILE01_BHSOLN01 | 5 | 0 | 1.1 | Unlikely
HOUPARRHNBHSOLN01_OLDC_FBHOILE01_D50 | Residential heating technology - Solar heating system - single-family house - existing building - distributed MEAN level | HOUSOL | HOUPARRHN_OLDC_DMD | MKr20 | 2025 | 7.878 | 0.08736 | [6 empty] | PAR | C | OLD |  |  | RHNBHSOL | 3 | 0.5 | HOUPARRHNBHSOLN01_OLDC_FBHOILE01 | 0.8 | HOUPARRHNBHSOLN01_OLDC | HOUPARRHNBHOILE01_OLDC | BHOILE01 | BHSOLN01 | PAR_OLDC | BHOILE01_BHSOLN01 | 5 | 0 | 1.1 | Unlikely
HOUPARRHNBHSOLN01_OLDC_FBHOILE01_D50 | Residential heating technology - Solar heating system - single-family house - existing building - distributed MEAN level | HOUSOL | HOUPARRHN_OLDC_DMD | MKr20 | 2030 | 7.683 | 0.085232 | [6 empty] | PAR | C | OLD |  |  | RHNBHSOL | 3 | 0.5 | HOUPARRHNBHSOLN01_OLDC_FBHOILE01 | 0.8 | HOUPARRHNBHSOLN01_OLDC | HOUPARRHNBHOILE01_OLDC | BHOILE01 | BHSOLN01 | PAR_OLDC | BHOILE01_BHSOLN01 | 5 | 0 | 1.1 | Unlikely
HOUPARRHNBHSOLN01_OLDC_FBHOILE01_D50 | Residential heating technology - Solar heating system - single-family house - existing building - distributed MEAN level | HOUSOL | HOUPARRHN_OLDC_DMD | MKr20 | 2040 | 7.3074 | 0.08062 | [6 empty] | PAR | C | OLD |  |  | RHNBHSOL | 3 | 0.5 | HOUPARRHNBHSOLN01_OLDC_FBHOILE01 | 0.8 | HOUPARRHNBHSOLN01_OLDC | HOUPARRHNBHOILE01_OLDC | BHOILE01 | BHSOLN01 | PAR_OLDC | BHOILE01_BHSOLN01 | 5 | 0 | 1.1 | Unlikely
HOUPARRHNBHSOLN01_OLDC_FBHOILE01_D50 | Residential heating technology - Solar heating system - single-family house - existing building - distributed MEAN level | HOUSOL | HOUPARRHN_OLDC_DMD | MKr20 | 2050 | 6.9501 | 0.076008 | [6 empty] | PAR | C | OLD |  |  | RHNBHSOL | 3 | 0.5 | HOUPARRHNBHSOLN01_OLDC_FBHOILE01 | 0.8 | HOUPARRHNBHSOLN01_OLDC | HOUPARRHNBHOILE01_OLDC | BHOILE01 | BHSOLN01 | PAR_OLDC | BHOILE01_BHSOLN01 | 5 | 0 | 1.1 | Unlikely
HOUPARRHNBHOILN01_OLDC_FBHOILE01_D50 | Residential heating technology - Oil boiler (mineral oil fired, < 10 % FAME) - single-family house - existing building - distributed MEAN level | HOUOIL, HOUDSB, HOUDSE | HOUPARRHN_OLDC_DMD | MKr20 | 2020 | 1.8774 | 0.068756 |  | 6.7 | 5 | 52 | 0 | 0 | PAR | C | OLD |  |  | RHNBHOIL | 3 | 0.5 | HOUPARRHNBHOILN01_OLDC_FBHOILE01 | 0.8 | HOUPARRHNBHOILN01_OLDC | HOUPARRHNBHOILE01_OLDC | BHOILE01 | BHOILN01 | PAR_OLDC | BHOILE01_BHOILN01 | 2 | 0 | 0.9 | Same
HOUPARRHNBHOILN01_OLDC_FBHOILE01_D50 | Residential heating technology - Oil boiler (mineral oil fired, < 10 % FAME) - single-family house - existing building - distributed MEAN level | HOUOIL, HOUDSB, HOUDSE | HOUPARRHN_OLDC_DMD | MKr20 | 2025 | 1.8417 | 0.067552 |  | 6.7 | 5 | 52 | 0 | 0 | PAR | C | OLD |  |  | RHNBHOIL | 3 | 0.5 | HOUPARRHNBHOILN01_OLDC_FBHOILE01 | 0.8 | HOUPARRHNBHOILN01_OLDC | HOUPARRHNBHOILE01_OLDC | BHOILE01 | BHOILN01 | PAR_OLDC | BHOILE01_BHOILN01 | 2 | 0 | 0.9 | Same
HOUPARRHNBHOILN01_OLDC_FBHOILE01_D50 | Residential heating technology - Oil boiler (mineral oil fired, < 10 % FAME) - single-family house - existing building - distributed MEAN level | HOUOIL, HOUDSB, HOUDSE | HOUPARRHN_OLDC_DMD | MKr20 | 2030 | 1.8069 | 0.066578 |  | 6.7 | 5 | 52 | 0 | 0 | PAR | C | OLD |  |  | RHNBHOIL | 3 | 0.5 | HOUPARRHNBHOILN01_OLDC_FBHOILE01 | 0.8 | HOUPARRHNBHOILN01_OLDC | HOUPARRHNBHOILE01_OLDC | BHOILE01 | BHOILN01 | PAR_OLDC | BHOILE01_BHOILN01 | 2 | 0 | 0.9 | Same
HOUPARRHNBHOILN01_OLDC_FBHOILE01_D50 | Residential heating technology - Oil boiler (mineral oil fired, < 10 % FAME) - single-family house - existing building - distributed MEAN level | HOUOIL, HOUDSB, HOUDSE | HOUPARRHN_OLDC_DMD | MKr20 | 2040 | 1.7399 | 0.063184 |  | 6.7 | 5 | 52 | 0 | 0 | PAR | C | OLD |  |  | RHNBHOIL | 3 | 0.5 | HOUPARRHNBHOILN01_OLDC_FBHOILE01 | 0.8 | HOUPARRHNBHOILN01_OLDC | HOUPARRHNBHOILE01_OLDC | BHOILE01 | BHOILN01 | PAR_OLDC | BHOILE01_BHOILN01 | 2 | 0 | 0.9 | Same
HOUPARRHNBHOILN01_OLDC_FBHOILE01_D50 | Residential heating technology - Oil boiler (mineral oil fired, < 10 % FAME) - single-family house - existing building - distributed MEAN level | HOUOIL, HOUDSB, HOUDSE | HOUPARRHN_OLDC_DMD | MKr20 | 2050 | 1.6761 | 0.059761 |  | 6.7 | 5 | 52 | 0 | 0 | PAR | C | OLD |  |  | RHNBHOIL | 3 | 0.5 | HOUPARRHNBHOILN01_OLDC_FBHOILE01 | 0.8 | HOUPARRHNBHOILN01_OLDC | HOUPARRHNBHOILE01_OLDC | BHOILE01 | BHOILN01 | PAR_OLDC | BHOILE01_BHOILN01 | 2 | 0 | 0.9 | Same
HOUPARRHNBHDHCN03_OLDC_FBHOILE01_D50 | Residential heating technology - Direct district heating substation - plus connection pipe - single-family house - existing building - distributed MEAN level | HOUDHC | HOUPARRHN_OLDC_DMD | MKr20 | 2020 | 3.2097 | 0.030272 | [6 empty] | PAR | C | OLD |  |  | RHNBHDHC | 3 | 0.5 | HOUPARRHNBHDHCN03_OLDC_FBHOILE01 | 0.8 | HOUPARRHNBHDHCN03_OLDC | HOUPARRHNBHOILE01_OLDC | BHOILE01 | BHDHCN03 | PAR_OLDC | BHOILE01_BHDHCN03 | 6 | 0 | 1 | New
HOUPARRHNBHDHCN03_OLDC_FBHOILE01_D50 | Residential heating technology - Direct district heating substation - plus connection pipe - single-family house - existing building - distributed MEAN level | HOUDHC | HOUPARRHN_OLDC_DMD | MKr20 | 2025 | 3.1725 | 0.030048 | [6 empty] | PAR | C | OLD |  |  | RHNBHDHC | 3 | 0.5 | HOUPARRHNBHDHCN03_OLDC_FBHOILE01 | 0.8 | HOUPARRHNBHDHCN03_OLDC | HOUPARRHNBHOILE01_OLDC | BHOILE01 | BHDHCN03 | PAR_OLDC | BHOILE01_BHDHCN03 | 6 | 0 | 1 | New
HOUPARRHNBHDHCN03_OLDC_FBHOILE01_D50 | Residential heating technology - Direct district heating substation - plus connection pipe - single-family house - existing building - distributed MEAN level | HOUDHC | HOUPARRHN_OLDC_DMD | MKr20 | 2030 | 3.1414 | 0.029511 | [6 empty] | PAR | C | OLD |  |  | RHNBHDHC | 3 | 0.5 | HOUPARRHNBHDHCN03_OLDC_FBHOILE01 | 0.8 | HOUPARRHNBHDHCN03_OLDC | HOUPARRHNBHOILE01_OLDC | BHOILE01 | BHDHCN03 | PAR_OLDC | BHOILE01_BHDHCN03 | 6 | 0 | 1 | New
HOUPARRHNBHDHCN03_OLDC_FBHOILE01_D50 | Residential heating technology - Direct district heating substation - plus connection pipe - single-family house - existing building - distributed MEAN level | HOUDHC | HOUPARRHN_OLDC_DMD | MKr20 | 2040 | 3.0855 | 0.02824 | [6 empty] | PAR | C | OLD |  |  | RHNBHDHC | 3 | 0.5 | HOUPARRHNBHDHCN03_OLDC_FBHOILE01 | 0.8 | HOUPARRHNBHDHCN03_OLDC | HOUPARRHNBHOILE01_OLDC | BHOILE01 | BHDHCN03 | PAR_OLDC | BHOILE01_BHDHCN03 | 6 | 0 | 1 | New
HOUPARRHNBHDHCN03_OLDC_FBHOILE01_D50 | Residential heating technology - Direct district heating substation - plus connection pipe - single-family house - existing building - distributed MEAN level | HOUDHC | HOUPARRHN_OLDC_DMD | MKr20 | 2050 | 3.0235 | 0.026392 | [6 empty] | PAR | C | OLD |  |  | RHNBHDHC | 3 | 0.5 | HOUPARRHNBHDHCN03_OLDC_FBHOILE01 | 0.8 | HOUPARRHNBHDHCN03_OLDC | HOUPARRHNBHOILE01_OLDC | BHOILE01 | BHDHCN03 | PAR_OLDC | BHOILE01_BHDHCN03 | 6 | 0 | 1 | New
HOUPARRHNHPELCN07_OLDD_FBHOILE01_D50 | Residential heating technology - Heat pump, Air-to-water, low-price product - single-family house - existing building - distributed MEAN level | HOUELC, HOUAMB | HOUPARRHN_OLDD_DMD | MKr20 | 2020 | 9.1486 | 0.38286 | 0.33333 | [5 empty] | PAR | D | OLD | 3 |  | RHNHPELC | 3 | 0.5 | HOUPARRHNHPELCN07_OLDD_FBHOILE01 | 0.8 | HOUPARRHNHPELCN07_OLDD | HOUPARRHNBHOILE01_OLDD | BHOILE01 | HPELCN07 | PAR_OLDD | BHOILE01_HPELCN07 | 4 | -0.25 | 1 | Supported
HOUPARRHNHPELCN07_OLDD_FBHOILE01_D50 | Residential heating technology - Heat pump, Air-to-water, low-price product - single-family house - existing building - distributed MEAN level | HOUELC, HOUAMB | HOUPARRHN_OLDD_DMD | MKr20 | 2025 | 8.3693 | 0.29365 | 0.31746 | [5 empty] | PAR | D | OLD | 3.15 |  | RHNHPELC | 3 | 0.5 | HOUPARRHNHPELCN07_OLDD_FBHOILE01 | 0.8 | HOUPARRHNHPELCN07_OLDD | HOUPARRHNBHOILE01_OLDD | BHOILE01 | HPELCN07 | PAR_OLDD | BHOILE01_HPELCN07 | 4 | -0.25 | 1 | Supported
HOUPARRHNHPELCN07_OLDD_FBHOILE01_D50 | Residential heating technology - Heat pump, Air-to-water, low-price product - single-family house - existing building - distributed MEAN level | HOUELC, HOUAMB | HOUPARRHN_OLDD_DMD | MKr20 | 2030 | 7.59 | 0.29016 | 0.30303 | [5 empty] | PAR | D | OLD | 3.3 |  | RHNHPELC | 3 | 0.5 | HOUPARRHNHPELCN07_OLDD_FBHOILE01 | 0.8 | HOUPARRHNHPELCN07_OLDD | HOUPARRHNBHOILE01_OLDD | BHOILE01 | HPELCN07 | PAR_OLDD | BHOILE01_HPELCN07 | 4 | -0.25 | 1 | Supported
HOUPARRHNHPELCN07_OLDD_FBHOILE01_D50 | Residential heating technology - Heat pump, Air-to-water, low-price product - single-family house - existing building - distributed MEAN level | HOUELC, HOUAMB | HOUPARRHN_OLDD_DMD | MKr20 | 2040 | 6.9691 | 0.28368 | 0.28986 | [5 empty] | PAR | D | OLD | 3.45 |  | RHNHPELC | 3 | 0.5 | HOUPARRHNHPELCN07_OLDD_FBHOILE01 | 0.8 | HOUPARRHNHPELCN07_OLDD | HOUPARRHNBHOILE01_OLDD | BHOILE01 | HPELCN07 | PAR_OLDD | BHOILE01_HPELCN07 | 4 | -0.25 | 1 | Supported
HOUPARRHNHPELCN07_OLDD_FBHOILE01_D50 | Residential heating technology - Heat pump, Air-to-water, low-price product - single-family house - existing building - distributed MEAN level | HOUELC, HOUAMB | HOUPARRHN_OLDD_DMD | MKr20 | 2050 | 6.3482 | 0.2772 | 0.28169 | [5 empty] | PAR | D | OLD | 3.55 |  | RHNHPELC | 3 | 0.5 | HOUPARRHNHPELCN07_OLDD_FBHOILE01 | 0.8 | HOUPARRHNHPELCN07_OLDD | HOUPARRHNBHOILE01_OLDD | BHOILE01 | HPELCN07 | PAR_OLDD | BHOILE01_HPELCN07 | 4 | -0.25 | 1 | Supported
HOUPARRHNHPELCN05_OLDD_FBHOILE01_D50 | Residential heating technology - Heat pump, Air-to-water - leasing - single-family house - existing building - distributed MEAN level | HOUELC, HOUAMB | HOUPARRHN_OLDD_DMD | MKr20 | 2020 | 5.8286 | 1.06 | 0.31746 | [5 empty] | PAR | D | OLD | 3.15 |  | RHNHPELC | 3 | 0.5 | HOUPARRHNHPELCN05_OLDD_FBHOILE01 | 0.8 | HOUPARRHNHPELCN05_OLDD | HOUPARRHNBHOILE01_OLDD | BHOILE01 | HPELCN05 | PAR_OLDD | BHOILE01_HPELCN05 | 4 | -0.25 | 1 | Supported
HOUPARRHNHPELCN05_OLDD_FBHOILE01_D50 | Residential heating technology - Heat pump, Air-to-water - leasing - single-family house - existing building - distributed MEAN level | HOUELC, HOUAMB | HOUPARRHN_OLDD_DMD | MKr20 | 2025 | 5.3762 | 0.91425 | 0.30303 | [5 empty] | PAR | D | OLD | 3.3 |  | RHNHPELC | 3 | 0.5 | HOUPARRHNHPELCN05_OLDD_FBHOILE01 | 0.8 | HOUPARRHNHPELCN05_OLDD | HOUPARRHNBHOILE01_OLDD | BHOILE01 | HPELCN05 | PAR_OLDD | BHOILE01_HPELCN05 | 4 | -0.25 | 1 | Supported
HOUPARRHNHPELCN05_OLDD_FBHOILE01_D50 | Residential heating technology - Heat pump, Air-to-water - leasing - single-family house - existing building - distributed MEAN level | HOUELC, HOUAMB | HOUPARRHN_OLDD_DMD | MKr20 | 2030 | 4.9239 | 0.85421 | 0.28986 | [5 empty] | PAR | D | OLD | 3.45 |  | RHNHPELC | 3 | 0.5 | HOUPARRHNHPELCN05_OLDD_FBHOILE01 | 0.8 | HOUPARRHNHPELCN05_OLDD | HOUPARRHNBHOILE01_OLDD | BHOILE01 | HPELCN05 | PAR_OLDD | BHOILE01_HPELCN05 | 4 | -0.25 | 1 | Supported
HOUPARRHNHPELCN05_OLDD_FBHOILE01_D50 | Residential heating technology - Heat pump, Air-to-water - leasing - single-family house - existing building - distributed MEAN level | HOUELC, HOUAMB | HOUPARRHN_OLDD_DMD | MKr20 | 2040 | 4.557 | 0.80187 | 0.27778 | [5 empty] | PAR | D | OLD | 3.6 |  | RHNHPELC | 3 | 0.5 | HOUPARRHNHPELCN05_OLDD_FBHOILE01 | 0.8 | HOUPARRHNHPELCN05_OLDD | HOUPARRHNBHOILE01_OLDD | BHOILE01 | HPELCN05 | PAR_OLDD | BHOILE01_HPELCN05 | 4 | -0.25 | 1 | Supported
HOUPARRHNHPELCN05_OLDD_FBHOILE01_D50 | Residential heating technology - Heat pump, Air-to-water - leasing - single-family house - existing building - distributed MEAN level | HOUELC, HOUAMB | HOUPARRHN_OLDD_DMD | MKr20 | 2050 | 4.1901 | 0.74953 | 0.27027 | [5 empty] | PAR | D | OLD | 3.7 |  | RHNHPELC | 3 | 0.5 | HOUPARRHNHPELCN05_OLDD_FBHOILE01 | 0.8 | HOUPARRHNHPELCN05_OLDD | HOUPARRHNBHOILE01_OLDD | BHOILE01 | HPELCN05 | PAR_OLDD | BHOILE01_HPELCN05 | 4 | -0.25 | 1 | Supported
HOUPARRHNHPELCN04_OLDD_FBHOILE01_D50 | Residential heating technology - Heat pump, Ground source - single-family house - existing building - distributed MEAN level | HOUELC, HOUAMB | HOUPARRHN_OLDD_DMD | MKr20 | 2020 | 15.4381 | 0.30571 | 0.28986 | [5 empty] | PAR | D | OLD | 3.45 |  | RHNHPELC | 3 | 0.5 | HOUPARRHNHPELCN04_OLDD_FBHOILE01 | 0.8 | HOUPARRHNHPELCN04_OLDD | HOUPARRHNBHOILE01_OLDD | BHOILE01 | HPELCN04 | PAR_OLDD | BHOILE01_HPELCN04 | 4 | -0.25 | 1 | Supported
HOUPARRHNHPELCN04_OLDD_FBHOILE01_D50 | Residential heating technology - Heat pump, Ground source - single-family house - existing building - distributed MEAN level | HOUELC, HOUAMB | HOUPARRHN_OLDD_DMD | MKr20 | 2025 | 14.6662 | 0.21651 | 0.28169 | [5 empty] | PAR | D | OLD | 3.55 |  | RHNHPELC | 3 | 0.5 | HOUPARRHNHPELCN04_OLDD_FBHOILE01 | 0.8 | HOUPARRHNHPELCN04_OLDD | HOUPARRHNBHOILE01_OLDD | BHOILE01 | HPELCN04 | PAR_OLDD | BHOILE01_HPELCN04 | 4 | -0.25 | 1 | Supported
HOUPARRHNHPELCN04_OLDD_FBHOILE01_D50 | Residential heating technology - Heat pump, Ground source - single-family house - existing building - distributed MEAN level | HOUELC, HOUAMB | HOUPARRHN_OLDD_DMD | MKr20 | 2030 | 13.8943 | 0.21302 | 0.27397 | [5 empty] | PAR | D | OLD | 3.65 |  | RHNHPELC | 3 | 0.5 | HOUPARRHNHPELCN04_OLDD_FBHOILE01 | 0.8 | HOUPARRHNHPELCN04_OLDD | HOUPARRHNBHOILE01_OLDD | BHOILE01 | HPELCN04 | PAR_OLDD | BHOILE01_HPELCN04 | 4 | -0.25 | 1 | Supported
HOUPARRHNHPELCN04_OLDD_FBHOILE01_D50 | Residential heating technology - Heat pump, Ground source - single-family house - existing building - distributed MEAN level | HOUELC, HOUAMB | HOUPARRHN_OLDD_DMD | MKr20 | 2040 | 13.1996 | 0.20654 | 0.26316 | [5 empty] | PAR | D | OLD | 3.8 |  | RHNHPELC | 3 | 0.5 | HOUPARRHNHPELCN04_OLDD_FBHOILE01 | 0.8 | HOUPARRHNHPELCN04_OLDD | HOUPARRHNBHOILE01_OLDD | BHOILE01 | HPELCN04 | PAR_OLDD | BHOILE01_HPELCN04 | 4 | -0.25 | 1 | Supported
HOUPARRHNHPELCN04_OLDD_FBHOILE01_D50 | Residential heating technology - Heat pump, Ground source - single-family house - existing building - distributed MEAN level | HOUELC, HOUAMB | HOUPARRHN_OLDD_DMD | MKr20 | 2050 | 12.5049 | 0.20005 | 0.25974 | [5 empty] | PAR | D | OLD | 3.85 |  | RHNHPELC | 3 | 0.5 | HOUPARRHNHPELCN04_OLDD_FBHOILE01 | 0.8 | HOUPARRHNHPELCN04_OLDD | HOUPARRHNBHOILE01_OLDD | BHOILE01 | HPELCN04 | PAR_OLDD | BHOILE01_HPELCN04 | 4 | -0.25 | 1 | Supported
HOUPARRHNHPELCN03_OLDD_FBHOILE01_D50 | Residential heating technology - Heat pump, Air-to-water - single-family house - existing building - distributed MEAN level | HOUELC, HOUAMB | HOUPARRHN_OLDD_DMD | MKr20 | 2020 | 11.6571 | 0.33143 | 0.31746 | [5 empty] | PAR | D | OLD | 3.15 |  | RHNHPELC | 3 | 0.5 | HOUPARRHNHPELCN03_OLDD_FBHOILE01 | 0.8 | HOUPARRHNHPELCN03_OLDD | HOUPARRHNBHOILE01_OLDD | BHOILE01 | HPELCN03 | PAR_OLDD | BHOILE01_HPELCN03 | 4 | -0.25 | 1 | Supported
HOUPARRHNHPELCN03_OLDD_FBHOILE01_D50 | Residential heating technology - Heat pump, Air-to-water - single-family house - existing building - distributed MEAN level | HOUELC, HOUAMB | HOUPARRHN_OLDD_DMD | MKr20 | 2025 | 10.7524 | 0.24222 | 0.30303 | [5 empty] | PAR | D | OLD | 3.3 |  | RHNHPELC | 3 | 0.5 | HOUPARRHNHPELCN03_OLDD_FBHOILE01 | 0.8 | HOUPARRHNHPELCN03_OLDD | HOUPARRHNBHOILE01_OLDD | BHOILE01 | HPELCN03 | PAR_OLDD | BHOILE01_HPELCN03 | 4 | -0.25 | 1 | Supported
HOUPARRHNHPELCN03_OLDD_FBHOILE01_D50 | Residential heating technology - Heat pump, Air-to-water - single-family house - existing building - distributed MEAN level | HOUELC, HOUAMB | HOUPARRHN_OLDD_DMD | MKr20 | 2030 | 9.8477 | 0.23873 | 0.28986 | [5 empty] | PAR | D | OLD | 3.45 |  | RHNHPELC | 3 | 0.5 | HOUPARRHNHPELCN03_OLDD_FBHOILE01 | 0.8 | HOUPARRHNHPELCN03_OLDD | HOUPARRHNBHOILE01_OLDD | BHOILE01 | HPELCN03 | PAR_OLDD | BHOILE01_HPELCN03 | 4 | -0.25 | 1 | Supported
HOUPARRHNHPELCN03_OLDD_FBHOILE01_D50 | Residential heating technology - Heat pump, Air-to-water - single-family house - existing building - distributed MEAN level | HOUELC, HOUAMB | HOUPARRHN_OLDD_DMD | MKr20 | 2040 | 9.1139 | 0.23225 | 0.27778 | [5 empty] | PAR | D | OLD | 3.6 |  | RHNHPELC | 3 | 0.5 | HOUPARRHNHPELCN03_OLDD_FBHOILE01 | 0.8 | HOUPARRHNHPELCN03_OLDD | HOUPARRHNBHOILE01_OLDD | BHOILE01 | HPELCN03 | PAR_OLDD | BHOILE01_HPELCN03 | 4 | -0.25 | 1 | Supported
HOUPARRHNHPELCN03_OLDD_FBHOILE01_D50 | Residential heating technology - Heat pump, Air-to-water - single-family house - existing building - distributed MEAN level | HOUELC, HOUAMB | HOUPARRHN_OLDD_DMD | MKr20 | 2050 | 8.3802 | 0.22577 | 0.27027 | [5 empty] | PAR | D | OLD | 3.7 |  | RHNHPELC | 3 | 0.5 | HOUPARRHNHPELCN03_OLDD_FBHOILE01 | 0.8 | HOUPARRHNHPELCN03_OLDD | HOUPARRHNBHOILE01_OLDD | BHOILE01 | HPELCN03 | PAR_OLDD | BHOILE01_HPELCN03 | 4 | -0.25 | 1 | Supported
HOUPARRHNHPELCN02_OLDD_FBHOILE01_D50 | Residential heating technology - Heat pump, Air-to-air - single-family house - existing building - distributed MEAN level | HOUELC, HOUAMB | HOUPARRHN_OLDD_DMD | MKr20 | 2020 | 2.1408 | 0.17231 | 0.20619 | [5 empty] | PAR | D | OLD | 4.85 |  | RHNHPELC | 3 | 0.5 | HOUPARRHNHPELCN02_OLDD_FBHOILE01 | 0.8 | HOUPARRHNHPELCN02_OLDD | HOUPARRHNBHOILE01_OLDD | BHOILE01 | HPELCN02 | PAR_OLDD | BHOILE01_HPELCN02 | 5 | 0 | 1.1 | Unlikely
HOUPARRHNHPELCN02_OLDD_FBHOILE01_D50 | Residential heating technology - Heat pump, Air-to-air - single-family house - existing building - distributed MEAN level | HOUELC, HOUAMB | HOUPARRHN_OLDD_DMD | MKr20 | 2025 | 2.0884 | 0.11707 | 0.19608 | [5 empty] | PAR | D | OLD | 5.1 |  | RHNHPELC | 3 | 0.5 | HOUPARRHNHPELCN02_OLDD_FBHOILE01 | 0.8 | HOUPARRHNHPELCN02_OLDD | HOUPARRHNBHOILE01_OLDD | BHOILE01 | HPELCN02 | PAR_OLDD | BHOILE01_HPELCN02 | 5 | 0 | 1.1 | Unlikely
HOUPARRHNHPELCN02_OLDD_FBHOILE01_D50 | Residential heating technology - Heat pump, Air-to-air - single-family house - existing building - distributed MEAN level | HOUELC, HOUAMB | HOUPARRHN_OLDD_DMD | MKr20 | 2030 | 2.0361 | 0.11491 | 0.18868 | [5 empty] | PAR | D | OLD | 5.3 |  | RHNHPELC | 3 | 0.5 | HOUPARRHNHPELCN02_OLDD_FBHOILE01 | 0.8 | HOUPARRHNHPELCN02_OLDD | HOUPARRHNBHOILE01_OLDD | BHOILE01 | HPELCN02 | PAR_OLDD | BHOILE01_HPELCN02 | 5 | 0 | 1.1 | Unlikely
HOUPARRHNHPELCN02_OLDD_FBHOILE01_D50 | Residential heating technology - Heat pump, Air-to-air - single-family house - existing building - distributed MEAN level | HOUELC, HOUAMB | HOUPARRHN_OLDD_DMD | MKr20 | 2040 | 1.939 | 0.11089 | 0.18182 | [5 empty] | PAR | D | OLD | 5.5 |  | RHNHPELC | 3 | 0.5 | HOUPARRHNHPELCN02_OLDD_FBHOILE01 | 0.8 | HOUPARRHNHPELCN02_OLDD | HOUPARRHNBHOILE01_OLDD | BHOILE01 | HPELCN02 | PAR_OLDD | BHOILE01_HPELCN02 | 5 | 0 | 1.1 | Unlikely
HOUPARRHNHPELCN02_OLDD_FBHOILE01_D50 | Residential heating technology - Heat pump, Air-to-air - single-family house - existing building - distributed MEAN level | HOUELC, HOUAMB | HOUPARRHN_OLDD_DMD | MKr20 | 2050 | 1.8419 | 0.10688 | 0.17857 | [5 empty] | PAR | D | OLD | 5.6 |  | RHNHPELC | 3 | 0.5 | HOUPARRHNHPELCN02_OLDD_FBHOILE01 | 0.8 | HOUPARRHNHPELCN02_OLDD | HOUPARRHNBHOILE01_OLDD | BHOILE01 | HPELCN02 | PAR_OLDD | BHOILE01_HPELCN02 | 5 | 0 | 1.1 | Unlikely
HOUPARRHNDIELCN06_OLDD_FBHOILE01_D50 | Residential heating technology - Electric heating - electric panel from Bauhaus - single-family house - new building - distributed MEAN level | HOUELC | HOUPARRHN_OLDD_DMD | MKr20 | 2020 | 0.605 | 0 | [6 empty] | PAR | D | OLD |  |  | RHNDIELC | 3 | 0.5 | HOUPARRHNDIELCN06_OLDD_FBHOILE01 | 0.8 | HOUPARRHNDIELCN06_OLDD | HOUPARRHNBHOILE01_OLDD | BHOILE01 | DIELCN06 | PAR_OLDD | BHOILE01_DIELCN06 | 5 | 0 | 1.1 | Unlikely
HOUPARRHNDIELCN06_OLDD_FBHOILE01_D50 | Residential heating technology - Electric heating - electric panel from Bauhaus - single-family house - new building - distributed MEAN level | HOUELC | HOUPARRHN_OLDD_DMD | MKr20 | 2025 | 0.605 | 0 | [6 empty] | PAR | D | OLD |  |  | RHNDIELC | 3 | 0.5 | HOUPARRHNDIELCN06_OLDD_FBHOILE01 | 0.8 | HOUPARRHNDIELCN06_OLDD | HOUPARRHNBHOILE01_OLDD | BHOILE01 | DIELCN06 | PAR_OLDD | BHOILE01_DIELCN06 | 5 | 0 | 1.1 | Unlikely
HOUPARRHNDIELCN06_OLDD_FBHOILE01_D50 | Residential heating technology - Electric heating - electric panel from Bauhaus - single-family house - new building - distributed MEAN level | HOUELC | HOUPARRHN_OLDD_DMD | MKr20 | 2030 | 0.605 | 0 | [6 empty] | PAR | D | OLD |  |  | RHNDIELC | 3 | 0.5 | HOUPARRHNDIELCN06_OLDD_FBHOILE01 | 0.8 | HOUPARRHNDIELCN06_OLDD | HOUPARRHNBHOILE01_OLDD | BHOILE01 | DIELCN06 | PAR_OLDD | BHOILE01_DIELCN06 | 5 | 0 | 1.1 | Unlikely
HOUPARRHNDIELCN06_OLDD_FBHOILE01_D50 | Residential heating technology - Electric heating - electric panel from Bauhaus - single-family house - new building - distributed MEAN level | HOUELC | HOUPARRHN_OLDD_DMD | MKr20 | 2040 | 0.605 | 0 | [6 empty] | PAR | D | OLD |  |  | RHNDIELC | 3 | 0.5 | HOUPARRHNDIELCN06_OLDD_FBHOILE01 | 0.8 | HOUPARRHNDIELCN06_OLDD | HOUPARRHNBHOILE01_OLDD | BHOILE01 | DIELCN06 | PAR_OLDD | BHOILE01_DIELCN06 | 5 | 0 | 1.1 | Unlikely
HOUPARRHNDIELCN06_OLDD_FBHOILE01_D50 | Residential heating technology - Electric heating - electric panel from Bauhaus - single-family house - new building - distributed MEAN level | HOUELC | HOUPARRHN_OLDD_DMD | MKr20 | 2050 | 0.605 | 0 | [6 empty] | PAR | D | OLD |  |  | RHNDIELC | 3 | 0.5 | HOUPARRHNDIELCN06_OLDD_FBHOILE01 | 0.8 | HOUPARRHNDIELCN06_OLDD | HOUPARRHNBHOILE01_OLDD | BHOILE01 | DIELCN06 | PAR_OLDD | BHOILE01_DIELCN06 | 5 | 0 | 1.1 | Unlikely
HOUPARRHNDIELCN01_OLDD_FBHOILE01_D50 | Residential heating technology - Electric heating - single-family house - new building - distributed MEAN level | HOUELC | HOUPARRHN_OLDD_DMD | MKr20 | 2020 | 7.3509 | 0.0596 | [6 empty] | PAR | D | OLD |  |  | RHNDIELC | 3 | 0.5 | HOUPARRHNDIELCN01_OLDD_FBHOILE01 | 0.8 | HOUPARRHNDIELCN01_OLDD | HOUPARRHNBHOILE01_OLDD | BHOILE01 | DIELCN01 | PAR_OLDD | BHOILE01_DIELCN01 | 5 | 0 | 1.1 | Unlikely
HOUPARRHNDIELCN01_OLDD_FBHOILE01_D50 | Residential heating technology - Electric heating - single-family house - new building - distributed MEAN level | HOUELC | HOUPARRHN_OLDD_DMD | MKr20 | 2025 | 7.169 | 0.0596 | [6 empty] | PAR | D | OLD |  |  | RHNDIELC | 3 | 0.5 | HOUPARRHNDIELCN01_OLDD_FBHOILE01 | 0.8 | HOUPARRHNDIELCN01_OLDD | HOUPARRHNBHOILE01_OLDD | BHOILE01 | DIELCN01 | PAR_OLDD | BHOILE01_DIELCN01 | 5 | 0 | 1.1 | Unlikely
HOUPARRHNDIELCN01_OLDD_FBHOILE01_D50 | Residential heating technology - Electric heating - single-family house - new building - distributed MEAN level | HOUELC | HOUPARRHN_OLDD_DMD | MKr20 | 2030 | 6.9915 | 0.057117 | [6 empty] | PAR | D | OLD |  |  | RHNDIELC | 3 | 0.5 | HOUPARRHNDIELCN01_OLDD_FBHOILE01 | 0.8 | HOUPARRHNDIELCN01_OLDD | HOUPARRHNBHOILE01_OLDD | BHOILE01 | DIELCN01 | PAR_OLDD | BHOILE01_DIELCN01 | 5 | 0 | 1.1 | Unlikely
HOUPARRHNDIELCN01_OLDD_FBHOILE01_D50 | Residential heating technology - Electric heating - single-family house - new building - distributed MEAN level | HOUELC | HOUPARRHN_OLDD_DMD | MKr20 | 2040 | 6.6497 | 0.054633 | [6 empty] | PAR | D | OLD |  |  | RHNDIELC | 3 | 0.5 | HOUPARRHNDIELCN01_OLDD_FBHOILE01 | 0.8 | HOUPARRHNDIELCN01_OLDD | HOUPARRHNBHOILE01_OLDD | BHOILE01 | DIELCN01 | PAR_OLDD | BHOILE01_DIELCN01 | 5 | 0 | 1.1 | Unlikely
HOUPARRHNDIELCN01_OLDD_FBHOILE01_D50 | Residential heating technology - Electric heating - single-family house - new building - distributed MEAN level | HOUELC | HOUPARRHN_OLDD_DMD | MKr20 | 2050 | 6.3246 | 0.05215 | [6 empty] | PAR | D | OLD |  |  | RHNDIELC | 3 | 0.5 | HOUPARRHNDIELCN01_OLDD_FBHOILE01 | 0.8 | HOUPARRHNDIELCN01_OLDD | HOUPARRHNBHOILE01_OLDD | BHOILE01 | DIELCN01 | PAR_OLDD | BHOILE01_DIELCN01 | 5 | 0 | 1.1 | Unlikely
HOUPARRHNBHWPEN01_OLDD_FBHOILE01_D50 | Residential heating technology - Biomass boiler, automatic stoking , wood pellets or wood chips - single-family house - existing building - distributed MEAN level | HOUWPE | HOUPARRHN_OLDD_DMD | MKr20 | 2020 | 3.6241 | 0.27873 |  | 25 | 14 | 70 | 2 | 4 | PAR | D | OLD |  |  | RHNBHWPE | 3 | 0.5 | HOUPARRHNBHWPEN01_OLDD_FBHOILE01 | 0.8 | HOUPARRHNBHWPEN01_OLDD | HOUPARRHNBHOILE01_OLDD | BHOILE01 | BHWPEN01 | PAR_OLDD | BHOILE01_BHWPEN01 | 6 | 0 | 1 | New
HOUPARRHNBHWPEN01_OLDD_FBHOILE01_D50 | Residential heating technology - Biomass boiler, automatic stoking , wood pellets or wood chips - single-family house - existing building - distributed MEAN level | HOUWPE | HOUPARRHN_OLDD_DMD | MKr20 | 2025 | 3.5344 | 0.27391 |  | 25 | 14 | 60 | 2 | 4 | PAR | D | OLD |  |  | RHNBHWPE | 3 | 0.5 | HOUPARRHNBHWPEN01_OLDD_FBHOILE01 | 0.8 | HOUPARRHNBHWPEN01_OLDD | HOUPARRHNBHOILE01_OLDD | BHOILE01 | BHWPEN01 | PAR_OLDD | BHOILE01_BHWPEN01 | 6 | 0 | 1 | New
HOUPARRHNBHWPEN01_OLDD_FBHOILE01_D50 | Residential heating technology - Biomass boiler, automatic stoking , wood pellets or wood chips - single-family house - existing building - distributed MEAN level | HOUWPE | HOUPARRHN_OLDD_DMD | MKr20 | 2030 | 3.4469 | 0.27026 |  | 25 | 11 | 50 | 1 | 4 | PAR | D | OLD |  |  | RHNBHWPE | 3 | 0.5 | HOUPARRHNBHWPEN01_OLDD_FBHOILE01 | 0.8 | HOUPARRHNBHWPEN01_OLDD | HOUPARRHNBHOILE01_OLDD | BHOILE01 | BHWPEN01 | PAR_OLDD | BHOILE01_BHWPEN01 | 6 | 0 | 1 | New
HOUPARRHNBHWPEN01_OLDD_FBHOILE01_D50 | Residential heating technology - Biomass boiler, automatic stoking , wood pellets or wood chips - single-family house - existing building - distributed MEAN level | HOUWPE | HOUPARRHN_OLDD_DMD | MKr20 | 2040 | 3.2784 | 0.2583 |  | 25 | 9 | 45 | 1 | 4 | PAR | D | OLD |  |  | RHNBHWPE | 3 | 0.5 | HOUPARRHNBHWPEN01_OLDD_FBHOILE01 | 0.8 | HOUPARRHNBHWPEN01_OLDD | HOUPARRHNBHOILE01_OLDD | BHOILE01 | BHWPEN01 | PAR_OLDD | BHOILE01_BHWPEN01 | 6 | 0 | 1 | New
HOUPARRHNBHWPEN01_OLDD_FBHOILE01_D50 | Residential heating technology - Biomass boiler, automatic stoking , wood pellets or wood chips - single-family house - existing building - distributed MEAN level | HOUWPE | HOUPARRHN_OLDD_DMD | MKr20 | 2050 | 3.8976 | 0.30858 |  | 25 | 9 | 40 | 0 | 4 | PAR | D | OLD |  |  | RHNBHWPE | 3 | 0.5 | HOUPARRHNBHWPEN01_OLDD_FBHOILE01 | 0.8 | HOUPARRHNBHWPEN01_OLDD | HOUPARRHNBHOILE01_OLDD | BHOILE01 | BHWPEN01 | PAR_OLDD | BHOILE01_BHWPEN01 | 6 | 0 | 1 | New
HOUPARRHNBHSOLN01_OLDD_FBHOILE01_D50 | Residential heating technology - Solar heating system - single-family house - existing building - distributed MEAN level | HOUSOL | HOUPARRHN_OLDD_DMD | MKr20 | 2020 | 8.0779 | 0.093036 | [6 empty] | PAR | D | OLD |  |  | RHNBHSOL | 3 | 0.5 | HOUPARRHNBHSOLN01_OLDD_FBHOILE01 | 0.8 | HOUPARRHNBHSOLN01_OLDD | HOUPARRHNBHOILE01_OLDD | BHOILE01 | BHSOLN01 | PAR_OLDD | BHOILE01_BHSOLN01 | 5 | 0 | 1.1 | Unlikely
HOUPARRHNBHSOLN01_OLDD_FBHOILE01_D50 | Residential heating technology - Solar heating system - single-family house - existing building - distributed MEAN level | HOUSOL | HOUPARRHN_OLDD_DMD | MKr20 | 2025 | 7.878 | 0.08736 | [6 empty] | PAR | D | OLD |  |  | RHNBHSOL | 3 | 0.5 | HOUPARRHNBHSOLN01_OLDD_FBHOILE01 | 0.8 | HOUPARRHNBHSOLN01_OLDD | HOUPARRHNBHOILE01_OLDD | BHOILE01 | BHSOLN01 | PAR_OLDD | BHOILE01_BHSOLN01 | 5 | 0 | 1.1 | Unlikely
HOUPARRHNBHSOLN01_OLDD_FBHOILE01_D50 | Residential heating technology - Solar heating system - single-family house - existing building - distributed MEAN level | HOUSOL | HOUPARRHN_OLDD_DMD | MKr20 | 2030 | 7.683 | 0.085232 | [6 empty] | PAR | D | OLD |  |  | RHNBHSOL | 3 | 0.5 | HOUPARRHNBHSOLN01_OLDD_FBHOILE01 | 0.8 | HOUPARRHNBHSOLN01_OLDD | HOUPARRHNBHOILE01_OLDD | BHOILE01 | BHSOLN01 | PAR_OLDD | BHOILE01_BHSOLN01 | 5 | 0 | 1.1 | Unlikely
HOUPARRHNBHSOLN01_OLDD_FBHOILE01_D50 | Residential heating technology - Solar heating system - single-family house - existing building - distributed MEAN level | HOUSOL | HOUPARRHN_OLDD_DMD | MKr20 | 2040 | 7.3074 | 0.08062 | [6 empty] | PAR | D | OLD |  |  | RHNBHSOL | 3 | 0.5 | HOUPARRHNBHSOLN01_OLDD_FBHOILE01 | 0.8 | HOUPARRHNBHSOLN01_OLDD | HOUPARRHNBHOILE01_OLDD | BHOILE01 | BHSOLN01 | PAR_OLDD | BHOILE01_BHSOLN01 | 5 | 0 | 1.1 | Unlikely
HOUPARRHNBHSOLN01_OLDD_FBHOILE01_D50 | Residential heating technology - Solar heating system - single-family house - existing building - distributed MEAN level | HOUSOL | HOUPARRHN_OLDD_DMD | MKr20 | 2050 | 6.9501 | 0.076008 | [6 empty] | PAR | D | OLD |  |  | RHNBHSOL | 3 | 0.5 | HOUPARRHNBHSOLN01_OLDD_FBHOILE01 | 0.8 | HOUPARRHNBHSOLN01_OLDD | HOUPARRHNBHOILE01_OLDD | BHOILE01 | BHSOLN01 | PAR_OLDD | BHOILE01_BHSOLN01 | 5 | 0 | 1.1 | Unlikely
HOUPARRHNBHOILN01_OLDD_FBHOILE01_D50 | Residential heating technology - Oil boiler (mineral oil fired, < 10 % FAME) - single-family house - existing building - distributed MEAN level | HOUOIL, HOUDSB, HOUDSE | HOUPARRHN_OLDD_DMD | MKr20 | 2020 | 1.8774 | 0.068756 |  | 6.7 | 5 | 52 | 0 | 0 | PAR | D | OLD |  |  | RHNBHOIL | 3 | 0.5 | HOUPARRHNBHOILN01_OLDD_FBHOILE01 | 0.8 | HOUPARRHNBHOILN01_OLDD | HOUPARRHNBHOILE01_OLDD | BHOILE01 | BHOILN01 | PAR_OLDD | BHOILE01_BHOILN01 | 2 | 0 | 0.9 | Same
HOUPARRHNBHOILN01_OLDD_FBHOILE01_D50 | Residential heating technology - Oil boiler (mineral oil fired, < 10 % FAME) - single-family house - existing building - distributed MEAN level | HOUOIL, HOUDSB, HOUDSE | HOUPARRHN_OLDD_DMD | MKr20 | 2025 | 1.8417 | 0.067552 |  | 6.7 | 5 | 52 | 0 | 0 | PAR | D | OLD |  |  | RHNBHOIL | 3 | 0.5 | HOUPARRHNBHOILN01_OLDD_FBHOILE01 | 0.8 | HOUPARRHNBHOILN01_OLDD | HOUPARRHNBHOILE01_OLDD | BHOILE01 | BHOILN01 | PAR_OLDD | BHOILE01_BHOILN01 | 2 | 0 | 0.9 | Same
HOUPARRHNBHOILN01_OLDD_FBHOILE01_D50 | Residential heating technology - Oil boiler (mineral oil fired, < 10 % FAME) - single-family house - existing building - distributed MEAN level | HOUOIL, HOUDSB, HOUDSE | HOUPARRHN_OLDD_DMD | MKr20 | 2030 | 1.8069 | 0.066578 |  | 6.7 | 5 | 52 | 0 | 0 | PAR | D | OLD |  |  | RHNBHOIL | 3 | 0.5 | HOUPARRHNBHOILN01_OLDD_FBHOILE01 | 0.8 | HOUPARRHNBHOILN01_OLDD | HOUPARRHNBHOILE01_OLDD | BHOILE01 | BHOILN01 | PAR_OLDD | BHOILE01_BHOILN01 | 2 | 0 | 0.9 | Same
HOUPARRHNBHOILN01_OLDD_FBHOILE01_D50 | Residential heating technology - Oil boiler (mineral oil fired, < 10 % FAME) - single-family house - existing building - distributed MEAN level | HOUOIL, HOUDSB, HOUDSE | HOUPARRHN_OLDD_DMD | MKr20 | 2040 | 1.7399 | 0.063184 |  | 6.7 | 5 | 52 | 0 | 0 | PAR | D | OLD |  |  | RHNBHOIL | 3 | 0.5 | HOUPARRHNBHOILN01_OLDD_FBHOILE01 | 0.8 | HOUPARRHNBHOILN01_OLDD | HOUPARRHNBHOILE01_OLDD | BHOILE01 | BHOILN01 | PAR_OLDD | BHOILE01_BHOILN01 | 2 | 0 | 0.9 | Same
HOUPARRHNBHOILN01_OLDD_FBHOILE01_D50 | Residential heating technology - Oil boiler (mineral oil fired, < 10 % FAME) - single-family house - existing building - distributed MEAN level | HOUOIL, HOUDSB, HOUDSE | HOUPARRHN_OLDD_DMD | MKr20 | 2050 | 1.6761 | 0.059761 |  | 6.7 | 5 | 52 | 0 | 0 | PAR | D | OLD |  |  | RHNBHOIL | 3 | 0.5 | HOUPARRHNBHOILN01_OLDD_FBHOILE01 | 0.8 | HOUPARRHNBHOILN01_OLDD | HOUPARRHNBHOILE01_OLDD | BHOILE01 | BHOILN01 | PAR_OLDD | BHOILE01_BHOILN01 | 2 | 0 | 0.9 | Same
HOUPARRHNBHDHDN03_OLDD_FBHOILE01_D50 | Residential heating technology - Direct district heating substation - plus connection pipe - single-family house - existing building - distributed MEAN level | HOUDHD | HOUPARRHN_OLDD_DMD | MKr20 | 2020 | 3.2097 | 0.030272 | [6 empty] | PAR | D | OLD |  |  | RHNBHDHD | 3 | 0.5 | HOUPARRHNBHDHDN03_OLDD_FBHOILE01 | 0.8 | HOUPARRHNBHDHDN03_OLDD | HOUPARRHNBHOILE01_OLDD | BHOILE01 | BHDHDN03 | PAR_OLDD | BHOILE01_BHDHDN03 | 6 | 0 | 1 | New
HOUPARRHNBHDHDN03_OLDD_FBHOILE01_D50 | Residential heating technology - Direct district heating substation - plus connection pipe - single-family house - existing building - distributed MEAN level | HOUDHD | HOUPARRHN_OLDD_DMD | MKr20 | 2025 | 3.1725 | 0.030048 | [6 empty] | PAR | D | OLD |  |  | RHNBHDHD | 3 | 0.5 | HOUPARRHNBHDHDN03_OLDD_FBHOILE01 | 0.8 | HOUPARRHNBHDHDN03_OLDD | HOUPARRHNBHOILE01_OLDD | BHOILE01 | BHDHDN03 | PAR_OLDD | BHOILE01_BHDHDN03 | 6 | 0 | 1 | New
HOUPARRHNBHDHDN03_OLDD_FBHOILE01_D50 | Residential heating technology - Direct district heating substation - plus connection pipe - single-family house - existing building - distributed MEAN level | HOUDHD | HOUPARRHN_OLDD_DMD | MKr20 | 2030 | 3.1414 | 0.029511 | [6 empty] | PAR | D | OLD |  |  | RHNBHDHD | 3 | 0.5 | HOUPARRHNBHDHDN03_OLDD_FBHOILE01 | 0.8 | HOUPARRHNBHDHDN03_OLDD | HOUPARRHNBHOILE01_OLDD | BHOILE01 | BHDHDN03 | PAR_OLDD | BHOILE01_BHDHDN03 | 6 | 0 | 1 | New
HOUPARRHNBHDHDN03_OLDD_FBHOILE01_D50 | Residential heating technology - Direct district heating substation - plus connection pipe - single-family house - existing building - distributed MEAN level | HOUDHD | HOUPARRHN_OLDD_DMD | MKr20 | 2040 | 3.0855 | 0.02824 | [6 empty] | PAR | D | OLD |  |  | RHNBHDHD | 3 | 0.5 | HOUPARRHNBHDHDN03_OLDD_FBHOILE01 | 0.8 | HOUPARRHNBHDHDN03_OLDD | HOUPARRHNBHOILE01_OLDD | BHOILE01 | BHDHDN03 | PAR_OLDD | BHOILE01_BHDHDN03 | 6 | 0 | 1 | New
HOUPARRHNBHDHDN03_OLDD_FBHOILE01_D50 | Residential heating technology - Direct district heating substation - plus connection pipe - single-family house - existing building - distributed MEAN level | HOUDHD | HOUPARRHN_OLDD_DMD | MKr20 | 2050 | 3.0235 | 0.026392 | [6 empty] | PAR | D | OLD |  |  | RHNBHDHD | 3 | 0.5 | HOUPARRHNBHDHDN03_OLDD_FBHOILE01 | 0.8 | HOUPARRHNBHDHDN03_OLDD | HOUPARRHNBHOILE01_OLDD | BHOILE01 | BHDHDN03 | PAR_OLDD | BHOILE01_BHDHDN03 | 6 | 0 | 1 | New
HOUPARRHNHPELCN07_OLDI_FBHOILE01_D50 | Residential heating technology - Heat pump, Air-to-water, low-price product - single-family house - existing building - distributed MEAN level | HOUELC, HOUAMB | HOUPARRHN_OLDI_DMD | MKr20 | 2020 | 9.1486 | 0.38286 | 0.33333 | [5 empty] | PAR | I | OLD | 3 |  | RHNHPELC | 3 | 0.5 | HOUPARRHNHPELCN07_OLDI_FBHOILE01 | 0.8 | HOUPARRHNHPELCN07_OLDI | HOUPARRHNBHOILE01_OLDI | BHOILE01 | HPELCN07 | PAR_OLDI | BHOILE01_HPELCN07 | 4 | -0.25 | 1 | Supported
HOUPARRHNHPELCN07_OLDI_FBHOILE01_D50 | Residential heating technology - Heat pump, Air-to-water, low-price product - single-family house - existing building - distributed MEAN level | HOUELC, HOUAMB | HOUPARRHN_OLDI_DMD | MKr20 | 2025 | 8.3693 | 0.29365 | 0.31746 | [5 empty] | PAR | I | OLD | 3.15 |  | RHNHPELC | 3 | 0.5 | HOUPARRHNHPELCN07_OLDI_FBHOILE01 | 0.8 | HOUPARRHNHPELCN07_OLDI | HOUPARRHNBHOILE01_OLDI | BHOILE01 | HPELCN07 | PAR_OLDI | BHOILE01_HPELCN07 | 4 | -0.25 | 1 | Supported
HOUPARRHNHPELCN07_OLDI_FBHOILE01_D50 | Residential heating technology - Heat pump, Air-to-water, low-price product - single-family house - existing building - distributed MEAN level | HOUELC, HOUAMB | HOUPARRHN_OLDI_DMD | MKr20 | 2030 | 7.59 | 0.29016 | 0.30303 | [5 empty] | PAR | I | OLD | 3.3 |  | RHNHPELC | 3 | 0.5 | HOUPARRHNHPELCN07_OLDI_FBHOILE01 | 0.8 | HOUPARRHNHPELCN07_OLDI | HOUPARRHNBHOILE01_OLDI | BHOILE01 | HPELCN07 | PAR_OLDI | BHOILE01_HPELCN07 | 4 | -0.25 | 1 | Supported
HOUPARRHNHPELCN07_OLDI_FBHOILE01_D50 | Residential heating technology - Heat pump, Air-to-water, low-price product - single-family house - existing building - distributed MEAN level | HOUELC, HOUAMB | HOUPARRHN_OLDI_DMD | MKr20 | 2040 | 6.9691 | 0.28368 | 0.28986 | [5 empty] | PAR | I | OLD | 3.45 |  | RHNHPELC | 3 | 0.5 | HOUPARRHNHPELCN07_OLDI_FBHOILE01 | 0.8 | HOUPARRHNHPELCN07_OLDI | HOUPARRHNBHOILE01_OLDI | BHOILE01 | HPELCN07 | PAR_OLDI | BHOILE01_HPELCN07 | 4 | -0.25 | 1 | Supported
HOUPARRHNHPELCN07_OLDI_FBHOILE01_D50 | Residential heating technology - Heat pump, Air-to-water, low-price product - single-family house - existing building - distributed MEAN level | HOUELC, HOUAMB | HOUPARRHN_OLDI_DMD | MKr20 | 2050 | 6.3482 | 0.2772 | 0.28169 | [5 empty] | PAR | I | OLD | 3.55 |  | RHNHPELC | 3 | 0.5 | HOUPARRHNHPELCN07_OLDI_FBHOILE01 | 0.8 | HOUPARRHNHPELCN07_OLDI | HOUPARRHNBHOILE01_OLDI | BHOILE01 | HPELCN07 | PAR_OLDI | BHOILE01_HPELCN07 | 4 | -0.25 | 1 | Supported
HOUPARRHNHPELCN05_OLDI_FBHOILE01_D50 | Residential heating technology - Heat pump, Air-to-water - leasing - single-family house - existing building - distributed MEAN level | HOUELC, HOUAMB | HOUPARRHN_OLDI_DMD | MKr20 | 2020 | 5.8286 | 1.06 | 0.31746 | [5 empty] | PAR | I | OLD | 3.15 |  | RHNHPELC | 3 | 0.5 | HOUPARRHNHPELCN05_OLDI_FBHOILE01 | 0.8 | HOUPARRHNHPELCN05_OLDI | HOUPARRHNBHOILE01_OLDI | BHOILE01 | HPELCN05 | PAR_OLDI | BHOILE01_HPELCN05 | 4 | -0.25 | 1 | Supported
HOUPARRHNHPELCN05_OLDI_FBHOILE01_D50 | Residential heating technology - Heat pump, Air-to-water - leasing - single-family house - existing building - distributed MEAN level | HOUELC, HOUAMB | HOUPARRHN_OLDI_DMD | MKr20 | 2025 | 5.3762 | 0.91425 | 0.30303 | [5 empty] | PAR | I | OLD | 3.3 |  | RHNHPELC | 3 | 0.5 | HOUPARRHNHPELCN05_OLDI_FBHOILE01 | 0.8 | HOUPARRHNHPELCN05_OLDI | HOUPARRHNBHOILE01_OLDI | BHOILE01 | HPELCN05 | PAR_OLDI | BHOILE01_HPELCN05 | 4 | -0.25 | 1 | Supported
HOUPARRHNHPELCN05_OLDI_FBHOILE01_D50 | Residential heating technology - Heat pump, Air-to-water - leasing - single-family house - existing building - distributed MEAN level | HOUELC, HOUAMB | HOUPARRHN_OLDI_DMD | MKr20 | 2030 | 4.9239 | 0.85421 | 0.28986 | [5 empty] | PAR | I | OLD | 3.45 |  | RHNHPELC | 3 | 0.5 | HOUPARRHNHPELCN05_OLDI_FBHOILE01 | 0.8 | HOUPARRHNHPELCN05_OLDI | HOUPARRHNBHOILE01_OLDI | BHOILE01 | HPELCN05 | PAR_OLDI | BHOILE01_HPELCN05 | 4 | -0.25 | 1 | Supported
HOUPARRHNHPELCN05_OLDI_FBHOILE01_D50 | Residential heating technology - Heat pump, Air-to-water - leasing - single-family house - existing building - distributed MEAN level | HOUELC, HOUAMB | HOUPARRHN_OLDI_DMD | MKr20 | 2040 | 4.557 | 0.80187 | 0.27778 | [5 empty] | PAR | I | OLD | 3.6 |  | RHNHPELC | 3 | 0.5 | HOUPARRHNHPELCN05_OLDI_FBHOILE01 | 0.8 | HOUPARRHNHPELCN05_OLDI | HOUPARRHNBHOILE01_OLDI | BHOILE01 | HPELCN05 | PAR_OLDI | BHOILE01_HPELCN05 | 4 | -0.25 | 1 | Supported
HOUPARRHNHPELCN05_OLDI_FBHOILE01_D50 | Residential heating technology - Heat pump, Air-to-water - leasing - single-family house - existing building - distributed MEAN level | HOUELC, HOUAMB | HOUPARRHN_OLDI_DMD | MKr20 | 2050 | 4.1901 | 0.74953 | 0.27027 | [5 empty] | PAR | I | OLD | 3.7 |  | RHNHPELC | 3 | 0.5 | HOUPARRHNHPELCN05_OLDI_FBHOILE01 | 0.8 | HOUPARRHNHPELCN05_OLDI | HOUPARRHNBHOILE01_OLDI | BHOILE01 | HPELCN05 | PAR_OLDI | BHOILE01_HPELCN05 | 4 | -0.25 | 1 | Supported
HOUPARRHNHPELCN04_OLDI_FBHOILE01_D50 | Residential heating technology - Heat pump, Ground source - single-family house - existing building - distributed MEAN level | HOUELC, HOUAMB | HOUPARRHN_OLDI_DMD | MKr20 | 2020 | 15.4381 | 0.30571 | 0.28986 | [5 empty] | PAR | I | OLD | 3.45 |  | RHNHPELC | 3 | 0.5 | HOUPARRHNHPELCN04_OLDI_FBHOILE01 | 0.8 | HOUPARRHNHPELCN04_OLDI | HOUPARRHNBHOILE01_OLDI | BHOILE01 | HPELCN04 | PAR_OLDI | BHOILE01_HPELCN04 | 4 | -0.25 | 1 | Supported
HOUPARRHNHPELCN04_OLDI_FBHOILE01_D50 | Residential heating technology - Heat pump, Ground source - single-family house - existing building - distributed MEAN level | HOUELC, HOUAMB | HOUPARRHN_OLDI_DMD | MKr20 | 2025 | 14.6662 | 0.21651 | 0.28169 | [5 empty] | PAR | I | OLD | 3.55 |  | RHNHPELC | 3 | 0.5 | HOUPARRHNHPELCN04_OLDI_FBHOILE01 | 0.8 | HOUPARRHNHPELCN04_OLDI | HOUPARRHNBHOILE01_OLDI | BHOILE01 | HPELCN04 | PAR_OLDI | BHOILE01_HPELCN04 | 4 | -0.25 | 1 | Supported
HOUPARRHNHPELCN04_OLDI_FBHOILE01_D50 | Residential heating technology - Heat pump, Ground source - single-family house - existing building - distributed MEAN level | HOUELC, HOUAMB | HOUPARRHN_OLDI_DMD | MKr20 | 2030 | 13.8943 | 0.21302 | 0.27397 | [5 empty] | PAR | I | OLD | 3.65 |  | RHNHPELC | 3 | 0.5 | HOUPARRHNHPELCN04_OLDI_FBHOILE01 | 0.8 | HOUPARRHNHPELCN04_OLDI | HOUPARRHNBHOILE01_OLDI | BHOILE01 | HPELCN04 | PAR_OLDI | BHOILE01_HPELCN04 | 4 | -0.25 | 1 | Supported
HOUPARRHNHPELCN04_OLDI_FBHOILE01_D50 | Residential heating technology - Heat pump, Ground source - single-family house - existing building - distributed MEAN level | HOUELC, HOUAMB | HOUPARRHN_OLDI_DMD | MKr20 | 2040 | 13.1996 | 0.20654 | 0.26316 | [5 empty] | PAR | I | OLD | 3.8 |  | RHNHPELC | 3 | 0.5 | HOUPARRHNHPELCN04_OLDI_FBHOILE01 | 0.8 | HOUPARRHNHPELCN04_OLDI | HOUPARRHNBHOILE01_OLDI | BHOILE01 | HPELCN04 | PAR_OLDI | BHOILE01_HPELCN04 | 4 | -0.25 | 1 | Supported
HOUPARRHNHPELCN04_OLDI_FBHOILE01_D50 | Residential heating technology - Heat pump, Ground source - single-family house - existing building - distributed MEAN level | HOUELC, HOUAMB | HOUPARRHN_OLDI_DMD | MKr20 | 2050 | 12.5049 | 0.20005 | 0.25974 | [5 empty] | PAR | I | OLD | 3.85 |  | RHNHPELC | 3 | 0.5 | HOUPARRHNHPELCN04_OLDI_FBHOILE01 | 0.8 | HOUPARRHNHPELCN04_OLDI | HOUPARRHNBHOILE01_OLDI | BHOILE01 | HPELCN04 | PAR_OLDI | BHOILE01_HPELCN04 | 4 | -0.25 | 1 | Supported
HOUPARRHNHPELCN03_OLDI_FBHOILE01_D50 | Residential heating technology - Heat pump, Air-to-water - single-family house - existing building - distributed MEAN level | HOUELC, HOUAMB | HOUPARRHN_OLDI_DMD | MKr20 | 2020 | 11.6571 | 0.33143 | 0.31746 | [5 empty] | PAR | I | OLD | 3.15 |  | RHNHPELC | 3 | 0.5 | HOUPARRHNHPELCN03_OLDI_FBHOILE01 | 0.8 | HOUPARRHNHPELCN03_OLDI | HOUPARRHNBHOILE01_OLDI | BHOILE01 | HPELCN03 | PAR_OLDI | BHOILE01_HPELCN03 | 4 | -0.25 | 1 | Supported
HOUPARRHNHPELCN03_OLDI_FBHOILE01_D50 | Residential heating technology - Heat pump, Air-to-water - single-family house - existing building - distributed MEAN level | HOUELC, HOUAMB | HOUPARRHN_OLDI_DMD | MKr20 | 2025 | 10.7524 | 0.24222 | 0.30303 | [5 empty] | PAR | I | OLD | 3.3 |  | RHNHPELC | 3 | 0.5 | HOUPARRHNHPELCN03_OLDI_FBHOILE01 | 0.8 | HOUPARRHNHPELCN03_OLDI | HOUPARRHNBHOILE01_OLDI | BHOILE01 | HPELCN03 | PAR_OLDI | BHOILE01_HPELCN03 | 4 | -0.25 | 1 | Supported
HOUPARRHNHPELCN03_OLDI_FBHOILE01_D50 | Residential heating technology - Heat pump, Air-to-water - single-family house - existing building - distributed MEAN level | HOUELC, HOUAMB | HOUPARRHN_OLDI_DMD | MKr20 | 2030 | 9.8477 | 0.23873 | 0.28986 | [5 empty] | PAR | I | OLD | 3.45 |  | RHNHPELC | 3 | 0.5 | HOUPARRHNHPELCN03_OLDI_FBHOILE01 | 0.8 | HOUPARRHNHPELCN03_OLDI | HOUPARRHNBHOILE01_OLDI | BHOILE01 | HPELCN03 | PAR_OLDI | BHOILE01_HPELCN03 | 4 | -0.25 | 1 | Supported
HOUPARRHNHPELCN03_OLDI_FBHOILE01_D50 | Residential heating technology - Heat pump, Air-to-water - single-family house - existing building - distributed MEAN level | HOUELC, HOUAMB | HOUPARRHN_OLDI_DMD | MKr20 | 2040 | 9.1139 | 0.23225 | 0.27778 | [5 empty] | PAR | I | OLD | 3.6 |  | RHNHPELC | 3 | 0.5 | HOUPARRHNHPELCN03_OLDI_FBHOILE01 | 0.8 | HOUPARRHNHPELCN03_OLDI | HOUPARRHNBHOILE01_OLDI | BHOILE01 | HPELCN03 | PAR_OLDI | BHOILE01_HPELCN03 | 4 | -0.25 | 1 | Supported
HOUPARRHNHPELCN03_OLDI_FBHOILE01_D50 | Residential heating technology - Heat pump, Air-to-water - single-family house - existing building - distributed MEAN level | HOUELC, HOUAMB | HOUPARRHN_OLDI_DMD | MKr20 | 2050 | 8.3802 | 0.22577 | 0.27027 | [5 empty] | PAR | I | OLD | 3.7 |  | RHNHPELC | 3 | 0.5 | HOUPARRHNHPELCN03_OLDI_FBHOILE01 | 0.8 | HOUPARRHNHPELCN03_OLDI | HOUPARRHNBHOILE01_OLDI | BHOILE01 | HPELCN03 | PAR_OLDI | BHOILE01_HPELCN03 | 4 | -0.25 | 1 | Supported
HOUPARRHNHPELCN02_OLDI_FBHOILE01_D50 | Residential heating technology - Heat pump, Air-to-air - single-family house - existing building - distributed MEAN level | HOUELC, HOUAMB | HOUPARRHN_OLDI_DMD | MKr20 | 2020 | 2.1408 | 0.17231 | 0.20619 | [5 empty] | PAR | I | OLD | 4.85 |  | RHNHPELC | 3 | 0.5 | HOUPARRHNHPELCN02_OLDI_FBHOILE01 | 0.8 | HOUPARRHNHPELCN02_OLDI | HOUPARRHNBHOILE01_OLDI | BHOILE01 | HPELCN02 | PAR_OLDI | BHOILE01_HPELCN02 | 5 | 0 | 1.1 | Unlikely
HOUPARRHNHPELCN02_OLDI_FBHOILE01_D50 | Residential heating technology - Heat pump, Air-to-air - single-family house - existing building - distributed MEAN level | HOUELC, HOUAMB | HOUPARRHN_OLDI_DMD | MKr20 | 2025 | 2.0884 | 0.11707 | 0.19608 | [5 empty] | PAR | I | OLD | 5.1 |  | RHNHPELC | 3 | 0.5 | HOUPARRHNHPELCN02_OLDI_FBHOILE01 | 0.8 | HOUPARRHNHPELCN02_OLDI | HOUPARRHNBHOILE01_OLDI | BHOILE01 | HPELCN02 | PAR_OLDI | BHOILE01_HPELCN02 | 5 | 0 | 1.1 | Unlikely
HOUPARRHNHPELCN02_OLDI_FBHOILE01_D50 | Residential heating technology - Heat pump, Air-to-air - single-family house - existing building - distributed MEAN level | HOUELC, HOUAMB | HOUPARRHN_OLDI_DMD | MKr20 | 2030 | 2.0361 | 0.11491 | 0.18868 | [5 empty] | PAR | I | OLD | 5.3 |  | RHNHPELC | 3 | 0.5 | HOUPARRHNHPELCN02_OLDI_FBHOILE01 | 0.8 | HOUPARRHNHPELCN02_OLDI | HOUPARRHNBHOILE01_OLDI | BHOILE01 | HPELCN02 | PAR_OLDI | BHOILE01_HPELCN02 | 5 | 0 | 1.1 | Unlikely
HOUPARRHNHPELCN02_OLDI_FBHOILE01_D50 | Residential heating technology - Heat pump, Air-to-air - single-family house - existing building - distributed MEAN level | HOUELC, HOUAMB | HOUPARRHN_OLDI_DMD | MKr20 | 2040 | 1.939 | 0.11089 | 0.18182 | [5 empty] | PAR | I | OLD | 5.5 |  | RHNHPELC | 3 | 0.5 | HOUPARRHNHPELCN02_OLDI_FBHOILE01 | 0.8 | HOUPARRHNHPELCN02_OLDI | HOUPARRHNBHOILE01_OLDI | BHOILE01 | HPELCN02 | PAR_OLDI | BHOILE01_HPELCN02 | 5 | 0 | 1.1 | Unlikely
HOUPARRHNHPELCN02_OLDI_FBHOILE01_D50 | Residential heating technology - Heat pump, Air-to-air - single-family house - existing building - distributed MEAN level | HOUELC, HOUAMB | HOUPARRHN_OLDI_DMD | MKr20 | 2050 | 1.8419 | 0.10688 | 0.17857 | [5 empty] | PAR | I | OLD | 5.6 |  | RHNHPELC | 3 | 0.5 | HOUPARRHNHPELCN02_OLDI_FBHOILE01 | 0.8 | HOUPARRHNHPELCN02_OLDI | HOUPARRHNBHOILE01_OLDI | BHOILE01 | HPELCN02 | PAR_OLDI | BHOILE01_HPELCN02 | 5 | 0 | 1.1 | Unlikely
HOUPARRHNDIELCN06_OLDI_FBHOILE01_D50 | Residential heating technology - Electric heating - electric panel from Bauhaus - single-family house - new building - distributed MEAN level | HOUELC | HOUPARRHN_OLDI_DMD | MKr20 | 2020 | 0.605 | 0 | [6 empty] | PAR | I | OLD |  |  | RHNDIELC | 3 | 0.5 | HOUPARRHNDIELCN06_OLDI_FBHOILE01 | 0.8 | HOUPARRHNDIELCN06_OLDI | HOUPARRHNBHOILE01_OLDI | BHOILE01 | DIELCN06 | PAR_OLDI | BHOILE01_DIELCN06 | 5 | 0 | 1.1 | Unlikely
HOUPARRHNDIELCN06_OLDI_FBHOILE01_D50 | Residential heating technology - Electric heating - electric panel from Bauhaus - single-family house - new building - distributed MEAN level | HOUELC | HOUPARRHN_OLDI_DMD | MKr20 | 2025 | 0.605 | 0 | [6 empty] | PAR | I | OLD |  |  | RHNDIELC | 3 | 0.5 | HOUPARRHNDIELCN06_OLDI_FBHOILE01 | 0.8 | HOUPARRHNDIELCN06_OLDI | HOUPARRHNBHOILE01_OLDI | BHOILE01 | DIELCN06 | PAR_OLDI | BHOILE01_DIELCN06 | 5 | 0 | 1.1 | Unlikely
HOUPARRHNDIELCN06_OLDI_FBHOILE01_D50 | Residential heating technology - Electric heating - electric panel from Bauhaus - single-family house - new building - distributed MEAN level | HOUELC | HOUPARRHN_OLDI_DMD | MKr20 | 2030 | 0.605 | 0 | [6 empty] | PAR | I | OLD |  |  | RHNDIELC | 3 | 0.5 | HOUPARRHNDIELCN06_OLDI_FBHOILE01 | 0.8 | HOUPARRHNDIELCN06_OLDI | HOUPARRHNBHOILE01_OLDI | BHOILE01 | DIELCN06 | PAR_OLDI | BHOILE01_DIELCN06 | 5 | 0 | 1.1 | Unlikely
HOUPARRHNDIELCN06_OLDI_FBHOILE01_D50 | Residential heating technology - Electric heating - electric panel from Bauhaus - single-family house - new building - distributed MEAN level | HOUELC | HOUPARRHN_OLDI_DMD | MKr20 | 2040 | 0.605 | 0 | [6 empty] | PAR | I | OLD |  |  | RHNDIELC | 3 | 0.5 | HOUPARRHNDIELCN06_OLDI_FBHOILE01 | 0.8 | HOUPARRHNDIELCN06_OLDI | HOUPARRHNBHOILE01_OLDI | BHOILE01 | DIELCN06 | PAR_OLDI | BHOILE01_DIELCN06 | 5 | 0 | 1.1 | Unlikely
HOUPARRHNDIELCN06_OLDI_FBHOILE01_D50 | Residential heating technology - Electric heating - electric panel from Bauhaus - single-family house - new building - distributed MEAN level | HOUELC | HOUPARRHN_OLDI_DMD | MKr20 | 2050 | 0.605 | 0 | [6 empty] | PAR | I | OLD |  |  | RHNDIELC | 3 | 0.5 | HOUPARRHNDIELCN06_OLDI_FBHOILE01 | 0.8 | HOUPARRHNDIELCN06_OLDI | HOUPARRHNBHOILE01_OLDI | BHOILE01 | DIELCN06 | PAR_OLDI | BHOILE01_DIELCN06 | 5 | 0 | 1.1 | Unlikely
HOUPARRHNDIELCN01_OLDI_FBHOILE01_D50 | Residential heating technology - Electric heating - single-family house - new building - distributed MEAN level | HOUELC | HOUPARRHN_OLDI_DMD | MKr20 | 2020 | 7.3509 | 0.0596 | [6 empty] | PAR | I | OLD |  |  | RHNDIELC | 3 | 0.5 | HOUPARRHNDIELCN01_OLDI_FBHOILE01 | 0.8 | HOUPARRHNDIELCN01_OLDI | HOUPARRHNBHOILE01_OLDI | BHOILE01 | DIELCN01 | PAR_OLDI | BHOILE01_DIELCN01 | 5 | 0 | 1.1 | Unlikely
HOUPARRHNDIELCN01_OLDI_FBHOILE01_D50 | Residential heating technology - Electric heating - single-family house - new building - distributed MEAN level | HOUELC | HOUPARRHN_OLDI_DMD | MKr20 | 2025 | 7.169 | 0.0596 | [6 empty] | PAR | I | OLD |  |  | RHNDIELC | 3 | 0.5 | HOUPARRHNDIELCN01_OLDI_FBHOILE01 | 0.8 | HOUPARRHNDIELCN01_OLDI | HOUPARRHNBHOILE01_OLDI | BHOILE01 | DIELCN01 | PAR_OLDI | BHOILE01_DIELCN01 | 5 | 0 | 1.1 | Unlikely
HOUPARRHNDIELCN01_OLDI_FBHOILE01_D50 | Residential heating technology - Electric heating - single-family house - new building - distributed MEAN level | HOUELC | HOUPARRHN_OLDI_DMD | MKr20 | 2030 | 6.9915 | 0.057117 | [6 empty] | PAR | I | OLD |  |  | RHNDIELC | 3 | 0.5 | HOUPARRHNDIELCN01_OLDI_FBHOILE01 | 0.8 | HOUPARRHNDIELCN01_OLDI | HOUPARRHNBHOILE01_OLDI | BHOILE01 | DIELCN01 | PAR_OLDI | BHOILE01_DIELCN01 | 5 | 0 | 1.1 | Unlikely
HOUPARRHNDIELCN01_OLDI_FBHOILE01_D50 | Residential heating technology - Electric heating - single-family house - new building - distributed MEAN level | HOUELC | HOUPARRHN_OLDI_DMD | MKr20 | 2040 | 6.6497 | 0.054633 | [6 empty] | PAR | I | OLD |  |  | RHNDIELC | 3 | 0.5 | HOUPARRHNDIELCN01_OLDI_FBHOILE01 | 0.8 | HOUPARRHNDIELCN01_OLDI | HOUPARRHNBHOILE01_OLDI | BHOILE01 | DIELCN01 | PAR_OLDI | BHOILE01_DIELCN01 | 5 | 0 | 1.1 | Unlikely
HOUPARRHNDIELCN01_OLDI_FBHOILE01_D50 | Residential heating technology - Electric heating - single-family house - new building - distributed MEAN level | HOUELC | HOUPARRHN_OLDI_DMD | MKr20 | 2050 | 6.3246 | 0.05215 | [6 empty] | PAR | I | OLD |  |  | RHNDIELC | 3 | 0.5 | HOUPARRHNDIELCN01_OLDI_FBHOILE01 | 0.8 | HOUPARRHNDIELCN01_OLDI | HOUPARRHNBHOILE01_OLDI | BHOILE01 | DIELCN01 | PAR_OLDI | BHOILE01_DIELCN01 | 5 | 0 | 1.1 | Unlikely
HOUPARRHNBHWPEN01_OLDI_FBHOILE01_D50 | Residential heating technology - Biomass boiler, automatic stoking , wood pellets or wood chips - single-family house - existing building - distributed MEAN level | HOUWPE | HOUPARRHN_OLDI_DMD | MKr20 | 2020 | 3.6241 | 0.27873 |  | 25 | 14 | 70 | 2 | 4 | PAR | I | OLD |  |  | RHNBHWPE | 3 | 0.5 | HOUPARRHNBHWPEN01_OLDI_FBHOILE01 | 0.8 | HOUPARRHNBHWPEN01_OLDI | HOUPARRHNBHOILE01_OLDI | BHOILE01 | BHWPEN01 | PAR_OLDI | BHOILE01_BHWPEN01 | 6 | 0 | 1 | New
HOUPARRHNBHWPEN01_OLDI_FBHOILE01_D50 | Residential heating technology - Biomass boiler, automatic stoking , wood pellets or wood chips - single-family house - existing building - distributed MEAN level | HOUWPE | HOUPARRHN_OLDI_DMD | MKr20 | 2025 | 3.5344 | 0.27391 |  | 25 | 14 | 60 | 2 | 4 | PAR | I | OLD |  |  | RHNBHWPE | 3 | 0.5 | HOUPARRHNBHWPEN01_OLDI_FBHOILE01 | 0.8 | HOUPARRHNBHWPEN01_OLDI | HOUPARRHNBHOILE01_OLDI | BHOILE01 | BHWPEN01 | PAR_OLDI | BHOILE01_BHWPEN01 | 6 | 0 | 1 | New
HOUPARRHNBHWPEN01_OLDI_FBHOILE01_D50 | Residential heating technology - Biomass boiler, automatic stoking , wood pellets or wood chips - single-family house - existing building - distributed MEAN level | HOUWPE | HOUPARRHN_OLDI_DMD | MKr20 | 2030 | 3.4469 | 0.27026 |  | 25 | 11 | 50 | 1 | 4 | PAR | I | OLD |  |  | RHNBHWPE | 3 | 0.5 | HOUPARRHNBHWPEN01_OLDI_FBHOILE01 | 0.8 | HOUPARRHNBHWPEN01_OLDI | HOUPARRHNBHOILE01_OLDI | BHOILE01 | BHWPEN01 | PAR_OLDI | BHOILE01_BHWPEN01 | 6 | 0 | 1 | New
HOUPARRHNBHWPEN01_OLDI_FBHOILE01_D50 | Residential heating technology - Biomass boiler, automatic stoking , wood pellets or wood chips - single-family house - existing building - distributed MEAN level | HOUWPE | HOUPARRHN_OLDI_DMD | MKr20 | 2040 | 3.2784 | 0.2583 |  | 25 | 9 | 45 | 1 | 4 | PAR | I | OLD |  |  | RHNBHWPE | 3 | 0.5 | HOUPARRHNBHWPEN01_OLDI_FBHOILE01 | 0.8 | HOUPARRHNBHWPEN01_OLDI | HOUPARRHNBHOILE01_OLDI | BHOILE01 | BHWPEN01 | PAR_OLDI | BHOILE01_BHWPEN01 | 6 | 0 | 1 | New
HOUPARRHNBHWPEN01_OLDI_FBHOILE01_D50 | Residential heating technology - Biomass boiler, automatic stoking , wood pellets or wood chips - single-family house - existing building - distributed MEAN level | HOUWPE | HOUPARRHN_OLDI_DMD | MKr20 | 2050 | 3.8976 | 0.30858 |  | 25 | 9 | 40 | 0 | 4 | PAR | I | OLD |  |  | RHNBHWPE | 3 | 0.5 | HOUPARRHNBHWPEN01_OLDI_FBHOILE01 | 0.8 | HOUPARRHNBHWPEN01_OLDI | HOUPARRHNBHOILE01_OLDI | BHOILE01 | BHWPEN01 | PAR_OLDI | BHOILE01_BHWPEN01 | 6 | 0 | 1 | New
HOUPARRHNBHSOLN01_OLDI_FBHOILE01_D50 | Residential heating technology - Solar heating system - single-family house - existing building - distributed MEAN level | HOUSOL | HOUPARRHN_OLDI_DMD | MKr20 | 2020 | 8.0779 | 0.093036 | [6 empty] | PAR | I | OLD |  |  | RHNBHSOL | 3 | 0.5 | HOUPARRHNBHSOLN01_OLDI_FBHOILE01 | 0.8 | HOUPARRHNBHSOLN01_OLDI | HOUPARRHNBHOILE01_OLDI | BHOILE01 | BHSOLN01 | PAR_OLDI | BHOILE01_BHSOLN01 | 5 | 0 | 1.1 | Unlikely
HOUPARRHNBHSOLN01_OLDI_FBHOILE01_D50 | Residential heating technology - Solar heating system - single-family house - existing building - distributed MEAN level | HOUSOL | HOUPARRHN_OLDI_DMD | MKr20 | 2025 | 7.878 | 0.08736 | [6 empty] | PAR | I | OLD |  |  | RHNBHSOL | 3 | 0.5 | HOUPARRHNBHSOLN01_OLDI_FBHOILE01 | 0.8 | HOUPARRHNBHSOLN01_OLDI | HOUPARRHNBHOILE01_OLDI | BHOILE01 | BHSOLN01 | PAR_OLDI | BHOILE01_BHSOLN01 | 5 | 0 | 1.1 | Unlikely
HOUPARRHNBHSOLN01_OLDI_FBHOILE01_D50 | Residential heating technology - Solar heating system - single-family house - existing building - distributed MEAN level | HOUSOL | HOUPARRHN_OLDI_DMD | MKr20 | 2030 | 7.683 | 0.085232 | [6 empty] | PAR | I | OLD |  |  | RHNBHSOL | 3 | 0.5 | HOUPARRHNBHSOLN01_OLDI_FBHOILE01 | 0.8 | HOUPARRHNBHSOLN01_OLDI | HOUPARRHNBHOILE01_OLDI | BHOILE01 | BHSOLN01 | PAR_OLDI | BHOILE01_BHSOLN01 | 5 | 0 | 1.1 | Unlikely
HOUPARRHNBHSOLN01_OLDI_FBHOILE01_D50 | Residential heating technology - Solar heating system - single-family house - existing building - distributed MEAN level | HOUSOL | HOUPARRHN_OLDI_DMD | MKr20 | 2040 | 7.3074 | 0.08062 | [6 empty] | PAR | I | OLD |  |  | RHNBHSOL | 3 | 0.5 | HOUPARRHNBHSOLN01_OLDI_FBHOILE01 | 0.8 | HOUPARRHNBHSOLN01_OLDI | HOUPARRHNBHOILE01_OLDI | BHOILE01 | BHSOLN01 | PAR_OLDI | BHOILE01_BHSOLN01 | 5 | 0 | 1.1 | Unlikely
HOUPARRHNBHSOLN01_OLDI_FBHOILE01_D50 | Residential heating technology - Solar heating system - single-family house - existing building - distributed MEAN level | HOUSOL | HOUPARRHN_OLDI_DMD | MKr20 | 2050 | 6.9501 | 0.076008 | [6 empty] | PAR | I | OLD |  |  | RHNBHSOL | 3 | 0.5 | HOUPARRHNBHSOLN01_OLDI_FBHOILE01 | 0.8 | HOUPARRHNBHSOLN01_OLDI | HOUPARRHNBHOILE01_OLDI | BHOILE01 | BHSOLN01 | PAR_OLDI | BHOILE01_BHSOLN01 | 5 | 0 | 1.1 | Unlikely
HOUPARRHNBHOILN01_OLDI_FBHOILE01_D50 | Residential heating technology - Oil boiler (mineral oil fired, < 10 % FAME) - single-family house - existing building - distributed MEAN level | HOUOIL, HOUDSB, HOUDSE | HOUPARRHN_OLDI_DMD | MKr20 | 2020 | 1.8774 | 0.068756 |  | 6.7 | 5 | 52 | 0 | 0 | PAR | I | OLD |  |  | RHNBHOIL | 3 | 0.5 | HOUPARRHNBHOILN01_OLDI_FBHOILE01 | 0.8 | HOUPARRHNBHOILN01_OLDI | HOUPARRHNBHOILE01_OLDI | BHOILE01 | BHOILN01 | PAR_OLDI | BHOILE01_BHOILN01 | 2 | 0 | 0.9 | Same
HOUPARRHNBHOILN01_OLDI_FBHOILE01_D50 | Residential heating technology - Oil boiler (mineral oil fired, < 10 % FAME) - single-family house - existing building - distributed MEAN level | HOUOIL, HOUDSB, HOUDSE | HOUPARRHN_OLDI_DMD | MKr20 | 2025 | 1.8417 | 0.067552 |  | 6.7 | 5 | 52 | 0 | 0 | PAR | I | OLD |  |  | RHNBHOIL | 3 | 0.5 | HOUPARRHNBHOILN01_OLDI_FBHOILE01 | 0.8 | HOUPARRHNBHOILN01_OLDI | HOUPARRHNBHOILE01_OLDI | BHOILE01 | BHOILN01 | PAR_OLDI | BHOILE01_BHOILN01 | 2 | 0 | 0.9 | Same
HOUPARRHNBHOILN01_OLDI_FBHOILE01_D50 | Residential heating technology - Oil boiler (mineral oil fired, < 10 % FAME) - single-family house - existing building - distributed MEAN level | HOUOIL, HOUDSB, HOUDSE | HOUPARRHN_OLDI_DMD | MKr20 | 2030 | 1.8069 | 0.066578 |  | 6.7 | 5 | 52 | 0 | 0 | PAR | I | OLD |  |  | RHNBHOIL | 3 | 0.5 | HOUPARRHNBHOILN01_OLDI_FBHOILE01 | 0.8 | HOUPARRHNBHOILN01_OLDI | HOUPARRHNBHOILE01_OLDI | BHOILE01 | BHOILN01 | PAR_OLDI | BHOILE01_BHOILN01 | 2 | 0 | 0.9 | Same
HOUPARRHNBHOILN01_OLDI_FBHOILE01_D50 | Residential heating technology - Oil boiler (mineral oil fired, < 10 % FAME) - single-family house - existing building - distributed MEAN level | HOUOIL, HOUDSB, HOUDSE | HOUPARRHN_OLDI_DMD | MKr20 | 2040 | 1.7399 | 0.063184 |  | 6.7 | 5 | 52 | 0 | 0 | PAR | I | OLD |  |  | RHNBHOIL | 3 | 0.5 | HOUPARRHNBHOILN01_OLDI_FBHOILE01 | 0.8 | HOUPARRHNBHOILN01_OLDI | HOUPARRHNBHOILE01_OLDI | BHOILE01 | BHOILN01 | PAR_OLDI | BHOILE01_BHOILN01 | 2 | 0 | 0.9 | Same
HOUPARRHNBHOILN01_OLDI_FBHOILE01_D50 | Residential heating technology - Oil boiler (mineral oil fired, < 10 % FAME) - single-family house - existing building - distributed MEAN level | HOUOIL, HOUDSB, HOUDSE | HOUPARRHN_OLDI_DMD | MKr20 | 2050 | 1.6761 | 0.059761 |  | 6.7 | 5 | 52 | 0 | 0 | PAR | I | OLD |  |  | RHNBHOIL | 3 | 0.5 | HOUPARRHNBHOILN01_OLDI_FBHOILE01 | 0.8 | HOUPARRHNBHOILN01_OLDI | HOUPARRHNBHOILE01_OLDI | BHOILE01 | BHOILN01 | PAR_OLDI | BHOILE01_BHOILN01 | 2 | 0 | 0.9 | Same
HOUPARRHNBHDHDN09_OLDI_FBHOILE01_D50 | Residential heating technology - Direct district heating substation - plus connection pipe - plus distribution (heating density: low ) - single-family house - existing building - distributed MEAN level | HOUDHD | HOUPARRHN_OLDI_DMD | MKr20 | 2020 | 10.4597 | 0.030272 | [6 empty] | PAR | I | OLD |  |  | RHNBHDHD | 3 | 0.5 | HOUPARRHNBHDHDN09_OLDI_FBHOILE01 | 0.8 | HOUPARRHNBHDHDN09_OLDI | HOUPARRHNBHOILE01_OLDI | BHOILE01 | BHDHDN09 | PAR_OLDI | BHOILE01_BHDHDN09 | 4 | -0.25 | 1 | Supported
HOUPARRHNBHDHDN09_OLDI_FBHOILE01_D50 | Residential heating technology - Direct district heating substation - plus connection pipe - plus distribution (heating density: low ) - single-family house - existing building - distributed MEAN level | HOUDHD | HOUPARRHN_OLDI_DMD | MKr20 | 2025 | 10.4225 | 0.030048 | [6 empty] | PAR | I | OLD |  |  | RHNBHDHD | 3 | 0.5 | HOUPARRHNBHDHDN09_OLDI_FBHOILE01 | 0.8 | HOUPARRHNBHDHDN09_OLDI | HOUPARRHNBHOILE01_OLDI | BHOILE01 | BHDHDN09 | PAR_OLDI | BHOILE01_BHDHDN09 | 4 | -0.25 | 1 | Supported
HOUPARRHNBHDHDN09_OLDI_FBHOILE01_D50 | Residential heating technology - Direct district heating substation - plus connection pipe - plus distribution (heating density: low ) - single-family house - existing building - distributed MEAN level | HOUDHD | HOUPARRHN_OLDI_DMD | MKr20 | 2030 | 10.3914 | 0.029511 | [6 empty] | PAR | I | OLD |  |  | RHNBHDHD | 3 | 0.5 | HOUPARRHNBHDHDN09_OLDI_FBHOILE01 | 0.8 | HOUPARRHNBHDHDN09_OLDI | HOUPARRHNBHOILE01_OLDI | BHOILE01 | BHDHDN09 | PAR_OLDI | BHOILE01_BHDHDN09 | 4 | -0.25 | 1 | Supported
HOUPARRHNBHDHDN09_OLDI_FBHOILE01_D50 | Residential heating technology - Direct district heating substation - plus connection pipe - plus distribution (heating density: low ) - single-family house - existing building - distributed MEAN level | HOUDHD | HOUPARRHN_OLDI_DMD | MKr20 | 2040 | 10.3355 | 0.02824 | [6 empty] | PAR | I | OLD |  |  | RHNBHDHD | 3 | 0.5 | HOUPARRHNBHDHDN09_OLDI_FBHOILE01 | 0.8 | HOUPARRHNBHDHDN09_OLDI | HOUPARRHNBHOILE01_OLDI | BHOILE01 | BHDHDN09 | PAR_OLDI | BHOILE01_BHDHDN09 | 4 | -0.25 | 1 | Supported
HOUPARRHNBHDHDN09_OLDI_FBHOILE01_D50 | Residential heating technology - Direct district heating substation - plus connection pipe - plus distribution (heating density: low ) - single-family house - existing building - distributed MEAN level | HOUDHD | HOUPARRHN_OLDI_DMD | MKr20 | 2050 | 10.2735 | 0.026392 | [6 empty] | PAR | I | OLD |  |  | RHNBHDHD | 3 | 0.5 | HOUPARRHNBHDHDN09_OLDI_FBHOILE01 | 0.8 | HOUPARRHNBHDHDN09_OLDI | HOUPARRHNBHOILE01_OLDI | BHOILE01 | BHDHDN09 | PAR_OLDI | BHOILE01_BHDHDN09 | 4 | -0.25 | 1 | Supported
HOUPARRHNBHDHDN07_OLDI_FBHOILE01_D50 | Residential heating technology - Direct district heating substation - plus connection pipe - plus distribution (heating density: medium ) - single-family house - existing building - distributed MEAN level | HOUDHD | HOUPARRHN_OLDI_DMD | MKr20 | 2020 | 4.2097 | 0.030272 | [6 empty] | PAR | I | OLD |  |  | RHNBHDHD | 3 | 0.5 | HOUPARRHNBHDHDN07_OLDI_FBHOILE01 | 0.8 | HOUPARRHNBHDHDN07_OLDI | HOUPARRHNBHOILE01_OLDI | BHOILE01 | BHDHDN07 | PAR_OLDI | BHOILE01_BHDHDN07 | 4 | -0.25 | 1 | Supported
HOUPARRHNBHDHDN07_OLDI_FBHOILE01_D50 | Residential heating technology - Direct district heating substation - plus connection pipe - plus distribution (heating density: medium ) - single-family house - existing building - distributed MEAN level | HOUDHD | HOUPARRHN_OLDI_DMD | MKr20 | 2025 | 4.1725 | 0.030048 | [6 empty] | PAR | I | OLD |  |  | RHNBHDHD | 3 | 0.5 | HOUPARRHNBHDHDN07_OLDI_FBHOILE01 | 0.8 | HOUPARRHNBHDHDN07_OLDI | HOUPARRHNBHOILE01_OLDI | BHOILE01 | BHDHDN07 | PAR_OLDI | BHOILE01_BHDHDN07 | 4 | -0.25 | 1 | Supported
HOUPARRHNBHDHDN07_OLDI_FBHOILE01_D50 | Residential heating technology - Direct district heating substation - plus connection pipe - plus distribution (heating density: medium ) - single-family house - existing building - distributed MEAN level | HOUDHD | HOUPARRHN_OLDI_DMD | MKr20 | 2030 | 4.1414 | 0.029511 | [6 empty] | PAR | I | OLD |  |  | RHNBHDHD | 3 | 0.5 | HOUPARRHNBHDHDN07_OLDI_FBHOILE01 | 0.8 | HOUPARRHNBHDHDN07_OLDI | HOUPARRHNBHOILE01_OLDI | BHOILE01 | BHDHDN07 | PAR_OLDI | BHOILE01_BHDHDN07 | 4 | -0.25 | 1 | Supported
HOUPARRHNBHDHDN07_OLDI_FBHOILE01_D50 | Residential heating technology - Direct district heating substation - plus connection pipe - plus distribution (heating density: medium ) - single-family house - existing building - distributed MEAN level | HOUDHD | HOUPARRHN_OLDI_DMD | MKr20 | 2040 | 4.0855 | 0.02824 | [6 empty] | PAR | I | OLD |  |  | RHNBHDHD | 3 | 0.5 | HOUPARRHNBHDHDN07_OLDI_FBHOILE01 | 0.8 | HOUPARRHNBHDHDN07_OLDI | HOUPARRHNBHOILE01_OLDI | BHOILE01 | BHDHDN07 | PAR_OLDI | BHOILE01_BHDHDN07 | 4 | -0.25 | 1 | Supported
HOUPARRHNBHDHDN07_OLDI_FBHOILE01_D50 | Residential heating technology - Direct district heating substation - plus connection pipe - plus distribution (heating density: medium ) - single-family house - existing building - distributed MEAN level | HOUDHD | HOUPARRHN_OLDI_DMD | MKr20 | 2050 | 4.0235 | 0.026392 | [6 empty] | PAR | I | OLD |  |  | RHNBHDHD | 3 | 0.5 | HOUPARRHNBHDHDN07_OLDI_FBHOILE01 | 0.8 | HOUPARRHNBHDHDN07_OLDI | HOUPARRHNBHOILE01_OLDI | BHOILE01 | BHDHDN07 | PAR_OLDI | BHOILE01_BHDHDN07 | 4 | -0.25 | 1 | Supported
HOUPARRHNBHDHDN05_OLDI_FBHOILE01_D50 | Residential heating technology - Direct district heating substation - plus connection pipe - plus distribution (heating density: high ) - single-family house - existing building - distributed MEAN level | HOUDHD | HOUPARRHN_OLDI_DMD | MKr20 | 2020 | 3.2097 | 0.030272 | [6 empty] | PAR | I | OLD |  |  | RHNBHDHD | 3 | 0.5 | HOUPARRHNBHDHDN05_OLDI_FBHOILE01 | 0.8 | HOUPARRHNBHDHDN05_OLDI | HOUPARRHNBHOILE01_OLDI | BHOILE01 | BHDHDN05 | PAR_OLDI | BHOILE01_BHDHDN05 | 4 | -0.25 | 1 | Supported
HOUPARRHNBHDHDN05_OLDI_FBHOILE01_D50 | Residential heating technology - Direct district heating substation - plus connection pipe - plus distribution (heating density: high ) - single-family house - existing building - distributed MEAN level | HOUDHD | HOUPARRHN_OLDI_DMD | MKr20 | 2025 | 3.1725 | 0.030048 | [6 empty] | PAR | I | OLD |  |  | RHNBHDHD | 3 | 0.5 | HOUPARRHNBHDHDN05_OLDI_FBHOILE01 | 0.8 | HOUPARRHNBHDHDN05_OLDI | HOUPARRHNBHOILE01_OLDI | BHOILE01 | BHDHDN05 | PAR_OLDI | BHOILE01_BHDHDN05 | 4 | -0.25 | 1 | Supported
HOUPARRHNBHDHDN05_OLDI_FBHOILE01_D50 | Residential heating technology - Direct district heating substation - plus connection pipe - plus distribution (heating density: high ) - single-family house - existing building - distributed MEAN level | HOUDHD | HOUPARRHN_OLDI_DMD | MKr20 | 2030 | 3.1414 | 0.029511 | [6 empty] | PAR | I | OLD |  |  | RHNBHDHD | 3 | 0.5 | HOUPARRHNBHDHDN05_OLDI_FBHOILE01 | 0.8 | HOUPARRHNBHDHDN05_OLDI | HOUPARRHNBHOILE01_OLDI | BHOILE01 | BHDHDN05 | PAR_OLDI | BHOILE01_BHDHDN05 | 4 | -0.25 | 1 | Supported
HOUPARRHNBHDHDN05_OLDI_FBHOILE01_D50 | Residential heating technology - Direct district heating substation - plus connection pipe - plus distribution (heating density: high ) - single-family house - existing building - distributed MEAN level | HOUDHD | HOUPARRHN_OLDI_DMD | MKr20 | 2040 | 3.0855 | 0.02824 | [6 empty] | PAR | I | OLD |  |  | RHNBHDHD | 3 | 0.5 | HOUPARRHNBHDHDN05_OLDI_FBHOILE01 | 0.8 | HOUPARRHNBHDHDN05_OLDI | HOUPARRHNBHOILE01_OLDI | BHOILE01 | BHDHDN05 | PAR_OLDI | BHOILE01_BHDHDN05 | 4 | -0.25 | 1 | Supported
HOUPARRHNBHDHDN05_OLDI_FBHOILE01_D50 | Residential heating technology - Direct district heating substation - plus connection pipe - plus distribution (heating density: high ) - single-family house - existing building - distributed MEAN level | HOUDHD | HOUPARRHN_OLDI_DMD | MKr20 | 2050 | 3.0235 | 0.026392 | [6 empty] | PAR | I | OLD |  |  | RHNBHDHD | 3 | 0.5 | HOUPARRHNBHDHDN05_OLDI_FBHOILE01 | 0.8 | HOUPARRHNBHDHDN05_OLDI | HOUPARRHNBHOILE01_OLDI | BHOILE01 | BHDHDN05 | PAR_OLDI | BHOILE01_BHDHDN05 | 4 | -0.25 | 1 | Supported
HOUPARRHNBHDHCN09_OLDI_FBHOILE01_D50 | Residential heating technology - Direct district heating substation - plus connection pipe - plus distribution (heating density: low ) - single-family house - existing building - distributed MEAN level | HOUDHC | HOUPARRHN_OLDI_DMD | MKr20 | 2020 | 10.4597 | 0.030272 | [6 empty] | PAR | I | OLD |  |  | RHNBHDHC | 3 | 0.5 | HOUPARRHNBHDHCN09_OLDI_FBHOILE01 | 0.8 | HOUPARRHNBHDHCN09_OLDI | HOUPARRHNBHOILE01_OLDI | BHOILE01 | BHDHCN09 | PAR_OLDI | BHOILE01_BHDHCN09 | 4 | -0.25 | 1 | Supported
HOUPARRHNBHDHCN09_OLDI_FBHOILE01_D50 | Residential heating technology - Direct district heating substation - plus connection pipe - plus distribution (heating density: low ) - single-family house - existing building - distributed MEAN level | HOUDHC | HOUPARRHN_OLDI_DMD | MKr20 | 2025 | 10.4225 | 0.030048 | [6 empty] | PAR | I | OLD |  |  | RHNBHDHC | 3 | 0.5 | HOUPARRHNBHDHCN09_OLDI_FBHOILE01 | 0.8 | HOUPARRHNBHDHCN09_OLDI | HOUPARRHNBHOILE01_OLDI | BHOILE01 | BHDHCN09 | PAR_OLDI | BHOILE01_BHDHCN09 | 4 | -0.25 | 1 | Supported
HOUPARRHNBHDHCN09_OLDI_FBHOILE01_D50 | Residential heating technology - Direct district heating substation - plus connection pipe - plus distribution (heating density: low ) - single-family house - existing building - distributed MEAN level | HOUDHC | HOUPARRHN_OLDI_DMD | MKr20 | 2030 | 10.3914 | 0.029511 | [6 empty] | PAR | I | OLD |  |  | RHNBHDHC | 3 | 0.5 | HOUPARRHNBHDHCN09_OLDI_FBHOILE01 | 0.8 | HOUPARRHNBHDHCN09_OLDI | HOUPARRHNBHOILE01_OLDI | BHOILE01 | BHDHCN09 | PAR_OLDI | BHOILE01_BHDHCN09 | 4 | -0.25 | 1 | Supported
HOUPARRHNBHDHCN09_OLDI_FBHOILE01_D50 | Residential heating technology - Direct district heating substation - plus connection pipe - plus distribution (heating density: low ) - single-family house - existing building - distributed MEAN level | HOUDHC | HOUPARRHN_OLDI_DMD | MKr20 | 2040 | 10.3355 | 0.02824 | [6 empty] | PAR | I | OLD |  |  | RHNBHDHC | 3 | 0.5 | HOUPARRHNBHDHCN09_OLDI_FBHOILE01 | 0.8 | HOUPARRHNBHDHCN09_OLDI | HOUPARRHNBHOILE01_OLDI | BHOILE01 | BHDHCN09 | PAR_OLDI | BHOILE01_BHDHCN09 | 4 | -0.25 | 1 | Supported
HOUPARRHNBHDHCN09_OLDI_FBHOILE01_D50 | Residential heating technology - Direct district heating substation - plus connection pipe - plus distribution (heating density: low ) - single-family house - existing building - distributed MEAN level | HOUDHC | HOUPARRHN_OLDI_DMD | MKr20 | 2050 | 10.2735 | 0.026392 | [6 empty] | PAR | I | OLD |  |  | RHNBHDHC | 3 | 0.5 | HOUPARRHNBHDHCN09_OLDI_FBHOILE01 | 0.8 | HOUPARRHNBHDHCN09_OLDI | HOUPARRHNBHOILE01_OLDI | BHOILE01 | BHDHCN09 | PAR_OLDI | BHOILE01_BHDHCN09 | 4 | -0.25 | 1 | Supported
HOUPARRHNBHDHCN07_OLDI_FBHOILE01_D50 | Residential heating technology - Direct district heating substation - plus connection pipe - plus distribution (heating density: medium ) - single-family house - existing building - distributed MEAN level | HOUDHC | HOUPARRHN_OLDI_DMD | MKr20 | 2020 | 4.2097 | 0.030272 | [6 empty] | PAR | I | OLD |  |  | RHNBHDHC | 3 | 0.5 | HOUPARRHNBHDHCN07_OLDI_FBHOILE01 | 0.8 | HOUPARRHNBHDHCN07_OLDI | HOUPARRHNBHOILE01_OLDI | BHOILE01 | BHDHCN07 | PAR_OLDI | BHOILE01_BHDHCN07 | 4 | -0.25 | 1 | Supported
HOUPARRHNBHDHCN07_OLDI_FBHOILE01_D50 | Residential heating technology - Direct district heating substation - plus connection pipe - plus distribution (heating density: medium ) - single-family house - existing building - distributed MEAN level | HOUDHC | HOUPARRHN_OLDI_DMD | MKr20 | 2025 | 4.1725 | 0.030048 | [6 empty] | PAR | I | OLD |  |  | RHNBHDHC | 3 | 0.5 | HOUPARRHNBHDHCN07_OLDI_FBHOILE01 | 0.8 | HOUPARRHNBHDHCN07_OLDI | HOUPARRHNBHOILE01_OLDI | BHOILE01 | BHDHCN07 | PAR_OLDI | BHOILE01_BHDHCN07 | 4 | -0.25 | 1 | Supported
HOUPARRHNBHDHCN07_OLDI_FBHOILE01_D50 | Residential heating technology - Direct district heating substation - plus connection pipe - plus distribution (heating density: medium ) - single-family house - existing building - distributed MEAN level | HOUDHC | HOUPARRHN_OLDI_DMD | MKr20 | 2030 | 4.1414 | 0.029511 | [6 empty] | PAR | I | OLD |  |  | RHNBHDHC | 3 | 0.5 | HOUPARRHNBHDHCN07_OLDI_FBHOILE01 | 0.8 | HOUPARRHNBHDHCN07_OLDI | HOUPARRHNBHOILE01_OLDI | BHOILE01 | BHDHCN07 | PAR_OLDI | BHOILE01_BHDHCN07 | 4 | -0.25 | 1 | Supported
HOUPARRHNBHDHCN07_OLDI_FBHOILE01_D50 | Residential heating technology - Direct district heating substation - plus connection pipe - plus distribution (heating density: medium ) - single-family house - existing building - distributed MEAN level | HOUDHC | HOUPARRHN_OLDI_DMD | MKr20 | 2040 | 4.0855 | 0.02824 | [6 empty] | PAR | I | OLD |  |  | RHNBHDHC | 3 | 0.5 | HOUPARRHNBHDHCN07_OLDI_FBHOILE01 | 0.8 | HOUPARRHNBHDHCN07_OLDI | HOUPARRHNBHOILE01_OLDI | BHOILE01 | BHDHCN07 | PAR_OLDI | BHOILE01_BHDHCN07 | 4 | -0.25 | 1 | Supported
HOUPARRHNBHDHCN07_OLDI_FBHOILE01_D50 | Residential heating technology - Direct district heating substation - plus connection pipe - plus distribution (heating density: medium ) - single-family house - existing building - distributed MEAN level | HOUDHC | HOUPARRHN_OLDI_DMD | MKr20 | 2050 | 4.0235 | 0.026392 | [6 empty] | PAR | I | OLD |  |  | RHNBHDHC | 3 | 0.5 | HOUPARRHNBHDHCN07_OLDI_FBHOILE01 | 0.8 | HOUPARRHNBHDHCN07_OLDI | HOUPARRHNBHOILE01_OLDI | BHOILE01 | BHDHCN07 | PAR_OLDI | BHOILE01_BHDHCN07 | 4 | -0.25 | 1 | Supported
HOUPARRHNBHDHCN05_OLDI_FBHOILE01_D50 | Residential heating technology - Direct district heating substation - plus connection pipe - plus distribution (heating density: high ) - single-family house - existing building - distributed MEAN level | HOUDHC | HOUPARRHN_OLDI_DMD | MKr20 | 2020 | 3.2097 | 0.030272 | [6 empty] | PAR | I | OLD |  |  | RHNBHDHC | 3 | 0.5 | HOUPARRHNBHDHCN05_OLDI_FBHOILE01 | 0.8 | HOUPARRHNBHDHCN05_OLDI | HOUPARRHNBHOILE01_OLDI | BHOILE01 | BHDHCN05 | PAR_OLDI | BHOILE01_BHDHCN05 | 4 | -0.25 | 1 | Supported
HOUPARRHNBHDHCN05_OLDI_FBHOILE01_D50 | Residential heating technology - Direct district heating substation - plus connection pipe - plus distribution (heating density: high ) - single-family house - existing building - distributed MEAN level | HOUDHC | HOUPARRHN_OLDI_DMD | MKr20 | 2025 | 3.1725 | 0.030048 | [6 empty] | PAR | I | OLD |  |  | RHNBHDHC | 3 | 0.5 | HOUPARRHNBHDHCN05_OLDI_FBHOILE01 | 0.8 | HOUPARRHNBHDHCN05_OLDI | HOUPARRHNBHOILE01_OLDI | BHOILE01 | BHDHCN05 | PAR_OLDI | BHOILE01_BHDHCN05 | 4 | -0.25 | 1 | Supported
HOUPARRHNBHDHCN05_OLDI_FBHOILE01_D50 | Residential heating technology - Direct district heating substation - plus connection pipe - plus distribution (heating density: high ) - single-family house - existing building - distributed MEAN level | HOUDHC | HOUPARRHN_OLDI_DMD | MKr20 | 2030 | 3.1414 | 0.029511 | [6 empty] | PAR | I | OLD |  |  | RHNBHDHC | 3 | 0.5 | HOUPARRHNBHDHCN05_OLDI_FBHOILE01 | 0.8 | HOUPARRHNBHDHCN05_OLDI | HOUPARRHNBHOILE01_OLDI | BHOILE01 | BHDHCN05 | PAR_OLDI | BHOILE01_BHDHCN05 | 4 | -0.25 | 1 | Supported
HOUPARRHNBHDHCN05_OLDI_FBHOILE01_D50 | Residential heating technology - Direct district heating substation - plus connection pipe - plus distribution (heating density: high ) - single-family house - existing building - distributed MEAN level | HOUDHC | HOUPARRHN_OLDI_DMD | MKr20 | 2040 | 3.0855 | 0.02824 | [6 empty] | PAR | I | OLD |  |  | RHNBHDHC | 3 | 0.5 | HOUPARRHNBHDHCN05_OLDI_FBHOILE01 | 0.8 | HOUPARRHNBHDHCN05_OLDI | HOUPARRHNBHOILE01_OLDI | BHOILE01 | BHDHCN05 | PAR_OLDI | BHOILE01_BHDHCN05 | 4 | -0.25 | 1 | Supported
HOUPARRHNBHDHCN05_OLDI_FBHOILE01_D50 | Residential heating technology - Direct district heating substation - plus connection pipe - plus distribution (heating density: high ) - single-family house - existing building - distributed MEAN level | HOUDHC | HOUPARRHN_OLDI_DMD | MKr20 | 2050 | 3.0235 | 0.026392 | [6 empty] | PAR | I | OLD |  |  | RHNBHDHC | 3 | 0.5 | HOUPARRHNBHDHCN05_OLDI_FBHOILE01 | 0.8 | HOUPARRHNBHDHCN05_OLDI | HOUPARRHNBHOILE01_OLDI | BHOILE01 | BHDHCN05 | PAR_OLDI | BHOILE01_BHDHCN05 | 4 | -0.25 | 1 | Supported
HOUETARHNHPELCN05_OLDC_FBHOILE01_D50 | Residential heating technology - Heat pump, Air-to-water - leasing - apartment complex - existing building - distributed MEAN level | HOUELC, HOUAMB | HOUETARHN_OLDC_DMD | MKr20 | 2020 | 2.5625 | 0.33694 | 0.34483 | [5 empty] | ETA | C | OLD | 2.9 |  | RHNHPELC | 3 | 0.5 | HOUETARHNHPELCN05_OLDC_FBHOILE01 | 0.8 | HOUETARHNHPELCN05_OLDC | HOUETARHNBHOILE01_OLDC | BHOILE01 | HPELCN05 | ETA_OLDC | BHOILE01_HPELCN05 | 4 | -0.25 | 1 | Supported
HOUETARHNHPELCN05_OLDC_FBHOILE01_D50 | Residential heating technology - Heat pump, Air-to-water - leasing - apartment complex - existing building - distributed MEAN level | HOUELC, HOUAMB | HOUETARHN_OLDC_DMD | MKr20 | 2025 | 2.2945 | 0.30975 | 0.32787 | [5 empty] | ETA | C | OLD | 3.05 |  | RHNHPELC | 3 | 0.5 | HOUETARHNHPELCN05_OLDC_FBHOILE01 | 0.8 | HOUETARHNHPELCN05_OLDC | HOUETARHNBHOILE01_OLDC | BHOILE01 | HPELCN05 | ETA_OLDC | BHOILE01_HPELCN05 | 4 | -0.25 | 1 | Supported
HOUETARHNHPELCN05_OLDC_FBHOILE01_D50 | Residential heating technology - Heat pump, Air-to-water - leasing - apartment complex - existing building - distributed MEAN level | HOUELC, HOUAMB | HOUETARHN_OLDC_DMD | MKr20 | 2030 | 2.0266 | 0.28252 | 0.3125 | [5 empty] | ETA | C | OLD | 3.2 |  | RHNHPELC | 3 | 0.5 | HOUETARHNHPELCN05_OLDC_FBHOILE01 | 0.8 | HOUETARHNHPELCN05_OLDC | HOUETARHNBHOILE01_OLDC | BHOILE01 | HPELCN05 | ETA_OLDC | BHOILE01_HPELCN05 | 4 | -0.25 | 1 | Supported
HOUETARHNHPELCN05_OLDC_FBHOILE01_D50 | Residential heating technology - Heat pump, Air-to-water - leasing - apartment complex - existing building - distributed MEAN level | HOUELC, HOUAMB | HOUETARHN_OLDC_DMD | MKr20 | 2040 | 1.8151 | 0.26038 | 0.29851 | [5 empty] | ETA | C | OLD | 3.35 |  | RHNHPELC | 3 | 0.5 | HOUETARHNHPELCN05_OLDC_FBHOILE01 | 0.8 | HOUETARHNHPELCN05_OLDC | HOUETARHNBHOILE01_OLDC | BHOILE01 | HPELCN05 | ETA_OLDC | BHOILE01_HPELCN05 | 4 | -0.25 | 1 | Supported
HOUETARHNHPELCN05_OLDC_FBHOILE01_D50 | Residential heating technology - Heat pump, Air-to-water - leasing - apartment complex - existing building - distributed MEAN level | HOUELC, HOUAMB | HOUETARHN_OLDC_DMD | MKr20 | 2050 | 1.6037 | 0.23822 | 0.28571 | [5 empty] | ETA | C | OLD | 3.5 |  | RHNHPELC | 3 | 0.5 | HOUETARHNHPELCN05_OLDC_FBHOILE01 | 0.8 | HOUETARHNHPELCN05_OLDC | HOUETARHNBHOILE01_OLDC | BHOILE01 | HPELCN05 | ETA_OLDC | BHOILE01_HPELCN05 | 4 | -0.25 | 1 | Supported
HOUETARHNHPELCN04_OLDC_FBHOILE01_D50 | Residential heating technology - Heat pump, Ground source - apartment complex - existing building - distributed MEAN level | HOUELC, HOUAMB | HOUETARHN_OLDC_DMD | MKr20 | 2020 | 4.775 | 0.049932 | 0.3125 | [5 empty] | ETA | C | OLD | 3.2 |  | RHNHPELC | 3 | 0.5 | HOUETARHNHPELCN04_OLDC_FBHOILE01 | 0.8 | HOUETARHNHPELCN04_OLDC | HOUETARHNBHOILE01_OLDC | BHOILE01 | HPELCN04 | ETA_OLDC | BHOILE01_HPELCN04 | 4 | -0.25 | 1 | Supported
HOUETARHNHPELCN04_OLDC_FBHOILE01_D50 | Residential heating technology - Heat pump, Ground source - apartment complex - existing building - distributed MEAN level | HOUELC, HOUAMB | HOUETARHN_OLDC_DMD | MKr20 | 2025 | 4.4169 | 0.049538 | 0.30303 | [5 empty] | ETA | C | OLD | 3.3 |  | RHNHPELC | 3 | 0.5 | HOUETARHNHPELCN04_OLDC_FBHOILE01 | 0.8 | HOUETARHNHPELCN04_OLDC | HOUETARHNBHOILE01_OLDC | BHOILE01 | HPELCN04 | ETA_OLDC | BHOILE01_HPELCN04 | 4 | -0.25 | 1 | Supported
HOUETARHNHPELCN04_OLDC_FBHOILE01_D50 | Residential heating technology - Heat pump, Ground source - apartment complex - existing building - distributed MEAN level | HOUELC, HOUAMB | HOUETARHN_OLDC_DMD | MKr20 | 2030 | 4.0587 | 0.049105 | 0.29412 | [5 empty] | ETA | C | OLD | 3.4 |  | RHNHPELC | 3 | 0.5 | HOUETARHNHPELCN04_OLDC_FBHOILE01 | 0.8 | HOUETARHNHPELCN04_OLDC | HOUETARHNBHOILE01_OLDC | BHOILE01 | HPELCN04 | ETA_OLDC | BHOILE01_HPELCN04 | 4 | -0.25 | 1 | Supported
HOUETARHNHPELCN04_OLDC_FBHOILE01_D50 | Residential heating technology - Heat pump, Ground source - apartment complex - existing building - distributed MEAN level | HOUELC, HOUAMB | HOUETARHN_OLDC_DMD | MKr20 | 2040 | 3.7543 | 0.048108 | 0.28169 | [5 empty] | ETA | C | OLD | 3.55 |  | RHNHPELC | 3 | 0.5 | HOUETARHNHPELCN04_OLDC_FBHOILE01 | 0.8 | HOUETARHNHPELCN04_OLDC | HOUETARHNBHOILE01_OLDC | BHOILE01 | HPELCN04 | ETA_OLDC | BHOILE01_HPELCN04 | 4 | -0.25 | 1 | Supported
HOUETARHNHPELCN04_OLDC_FBHOILE01_D50 | Residential heating technology - Heat pump, Ground source - apartment complex - existing building - distributed MEAN level | HOUELC, HOUAMB | HOUETARHN_OLDC_DMD | MKr20 | 2050 | 3.4499 | 0.047091 | 0.27778 | [5 empty] | ETA | C | OLD | 3.6 |  | RHNHPELC | 3 | 0.5 | HOUETARHNHPELCN04_OLDC_FBHOILE01 | 0.8 | HOUETARHNHPELCN04_OLDC | HOUETARHNBHOILE01_OLDC | BHOILE01 | HPELCN04 | ETA_OLDC | BHOILE01_HPELCN04 | 4 | -0.25 | 1 | Supported
HOUETARHNHPELCN03_OLDC_FBHOILE01_D50 | Residential heating technology - Heat pump, Air-to-water - apartment complex - existing building - distributed MEAN level | HOUELC, HOUAMB | HOUETARHN_OLDC_DMD | MKr20 | 2020 | 5.125 | 0.080689 | 0.34483 | [5 empty] | ETA | C | OLD | 2.9 |  | RHNHPELC | 3 | 0.5 | HOUETARHNHPELCN03_OLDC_FBHOILE01 | 0.8 | HOUETARHNHPELCN03_OLDC | HOUETARHNBHOILE01_OLDC | BHOILE01 | HPELCN03 | ETA_OLDC | BHOILE01_HPELCN03 | 4 | -0.25 | 1 | Supported
HOUETARHNHPELCN03_OLDC_FBHOILE01_D50 | Residential heating technology - Heat pump, Air-to-water - apartment complex - existing building - distributed MEAN level | HOUELC, HOUAMB | HOUETARHN_OLDC_DMD | MKr20 | 2025 | 4.5891 | 0.080295 | 0.32787 | [5 empty] | ETA | C | OLD | 3.05 |  | RHNHPELC | 3 | 0.5 | HOUETARHNHPELCN03_OLDC_FBHOILE01 | 0.8 | HOUETARHNHPELCN03_OLDC | HOUETARHNBHOILE01_OLDC | BHOILE01 | HPELCN03 | ETA_OLDC | BHOILE01_HPELCN03 | 4 | -0.25 | 1 | Supported
HOUETARHNHPELCN03_OLDC_FBHOILE01_D50 | Residential heating technology - Heat pump, Air-to-water - apartment complex - existing building - distributed MEAN level | HOUELC, HOUAMB | HOUETARHN_OLDC_DMD | MKr20 | 2030 | 4.0531 | 0.079862 | 0.3125 | [5 empty] | ETA | C | OLD | 3.2 |  | RHNHPELC | 3 | 0.5 | HOUETARHNHPELCN03_OLDC_FBHOILE01 | 0.8 | HOUETARHNHPELCN03_OLDC | HOUETARHNBHOILE01_OLDC | BHOILE01 | HPELCN03 | ETA_OLDC | BHOILE01_HPELCN03 | 4 | -0.25 | 1 | Supported
HOUETARHNHPELCN03_OLDC_FBHOILE01_D50 | Residential heating technology - Heat pump, Air-to-water - apartment complex - existing building - distributed MEAN level | HOUELC, HOUAMB | HOUETARHN_OLDC_DMD | MKr20 | 2040 | 3.6302 | 0.078865 | 0.29851 | [5 empty] | ETA | C | OLD | 3.35 |  | RHNHPELC | 3 | 0.5 | HOUETARHNHPELCN03_OLDC_FBHOILE01 | 0.8 | HOUETARHNHPELCN03_OLDC | HOUETARHNBHOILE01_OLDC | BHOILE01 | HPELCN03 | ETA_OLDC | BHOILE01_HPELCN03 | 4 | -0.25 | 1 | Supported
HOUETARHNHPELCN03_OLDC_FBHOILE01_D50 | Residential heating technology - Heat pump, Air-to-water - apartment complex - existing building - distributed MEAN level | HOUELC, HOUAMB | HOUETARHN_OLDC_DMD | MKr20 | 2050 | 3.2073 | 0.077848 | 0.28571 | [5 empty] | ETA | C | OLD | 3.5 |  | RHNHPELC | 3 | 0.5 | HOUETARHNHPELCN03_OLDC_FBHOILE01 | 0.8 | HOUETARHNHPELCN03_OLDC | HOUETARHNBHOILE01_OLDC | BHOILE01 | HPELCN03 | ETA_OLDC | BHOILE01_HPELCN03 | 4 | -0.25 | 1 | Supported
HOUETARHNHPELCN02_OLDC_FBHOILE01_D50 | Residential heating technology - Heat pump, Air-to-air - single-family house - existing building - distributed MEAN level | HOUELC, HOUAMB | HOUETARHN_OLDC_DMD | MKr20 | 2020 | 2.1408 | 0.17231 | 0.20619 | [5 empty] | ETA | C | OLD | 4.85 |  | RHNHPELC | 3 | 0.5 | HOUETARHNHPELCN02_OLDC_FBHOILE01 | 0.8 | HOUETARHNHPELCN02_OLDC | HOUETARHNBHOILE01_OLDC | BHOILE01 | HPELCN02 | ETA_OLDC | BHOILE01_HPELCN02 | 5 | 0 | 1.1 | Unlikely
HOUETARHNHPELCN02_OLDC_FBHOILE01_D50 | Residential heating technology - Heat pump, Air-to-air - single-family house - existing building - distributed MEAN level | HOUELC, HOUAMB | HOUETARHN_OLDC_DMD | MKr20 | 2025 | 2.0884 | 0.11707 | 0.19608 | [5 empty] | ETA | C | OLD | 5.1 |  | RHNHPELC | 3 | 0.5 | HOUETARHNHPELCN02_OLDC_FBHOILE01 | 0.8 | HOUETARHNHPELCN02_OLDC | HOUETARHNBHOILE01_OLDC | BHOILE01 | HPELCN02 | ETA_OLDC | BHOILE01_HPELCN02 | 5 | 0 | 1.1 | Unlikely
HOUETARHNHPELCN02_OLDC_FBHOILE01_D50 | Residential heating technology - Heat pump, Air-to-air - single-family house - existing building - distributed MEAN level | HOUELC, HOUAMB | HOUETARHN_OLDC_DMD | MKr20 | 2030 | 2.0361 | 0.11491 | 0.18868 | [5 empty] | ETA | C | OLD | 5.3 |  | RHNHPELC | 3 | 0.5 | HOUETARHNHPELCN02_OLDC_FBHOILE01 | 0.8 | HOUETARHNHPELCN02_OLDC | HOUETARHNBHOILE01_OLDC | BHOILE01 | HPELCN02 | ETA_OLDC | BHOILE01_HPELCN02 | 5 | 0 | 1.1 | Unlikely
HOUETARHNHPELCN02_OLDC_FBHOILE01_D50 | Residential heating technology - Heat pump, Air-to-air - single-family house - existing building - distributed MEAN level | HOUELC, HOUAMB | HOUETARHN_OLDC_DMD | MKr20 | 2040 | 1.939 | 0.11089 | 0.18182 | [5 empty] | ETA | C | OLD | 5.5 |  | RHNHPELC | 3 | 0.5 | HOUETARHNHPELCN02_OLDC_FBHOILE01 | 0.8 | HOUETARHNHPELCN02_OLDC | HOUETARHNBHOILE01_OLDC | BHOILE01 | HPELCN02 | ETA_OLDC | BHOILE01_HPELCN02 | 5 | 0 | 1.1 | Unlikely
HOUETARHNHPELCN02_OLDC_FBHOILE01_D50 | Residential heating technology - Heat pump, Air-to-air - single-family house - existing building - distributed MEAN level | HOUELC, HOUAMB | HOUETARHN_OLDC_DMD | MKr20 | 2050 | 1.8419 | 0.10688 | 0.17857 | [5 empty] | ETA | C | OLD | 5.6 |  | RHNHPELC | 3 | 0.5 | HOUETARHNHPELCN02_OLDC_FBHOILE01 | 0.8 | HOUETARHNHPELCN02_OLDC | HOUETARHNBHOILE01_OLDC | BHOILE01 | HPELCN02 | ETA_OLDC | BHOILE01_HPELCN02 | 5 | 0 | 1.1 | Unlikely
HOUETARHNDIELCN06_OLDC_FBHOILE01_D50 | Residential heating technology - Electric heating - electric panel from Bauhaus - apartment complex - new building - distributed MEAN level | HOUELC | HOUETARHN_OLDC_DMD | MKr20 | 2020 | 0.605 | 0 | [6 empty] | ETA | C | OLD |  |  | RHNDIELC | 3 | 0.5 | HOUETARHNDIELCN06_OLDC_FBHOILE01 | 0.8 | HOUETARHNDIELCN06_OLDC | HOUETARHNBHOILE01_OLDC | BHOILE01 | DIELCN06 | ETA_OLDC | BHOILE01_DIELCN06 | 5 | 0 | 1.1 | Unlikely
HOUETARHNDIELCN06_OLDC_FBHOILE01_D50 | Residential heating technology - Electric heating - electric panel from Bauhaus - apartment complex - new building - distributed MEAN level | HOUELC | HOUETARHN_OLDC_DMD | MKr20 | 2025 | 0.605 | 0 | [6 empty] | ETA | C | OLD |  |  | RHNDIELC | 3 | 0.5 | HOUETARHNDIELCN06_OLDC_FBHOILE01 | 0.8 | HOUETARHNDIELCN06_OLDC | HOUETARHNBHOILE01_OLDC | BHOILE01 | DIELCN06 | ETA_OLDC | BHOILE01_DIELCN06 | 5 | 0 | 1.1 | Unlikely
HOUETARHNDIELCN06_OLDC_FBHOILE01_D50 | Residential heating technology - Electric heating - electric panel from Bauhaus - apartment complex - new building - distributed MEAN level | HOUELC | HOUETARHN_OLDC_DMD | MKr20 | 2030 | 0.605 | 0 | [6 empty] | ETA | C | OLD |  |  | RHNDIELC | 3 | 0.5 | HOUETARHNDIELCN06_OLDC_FBHOILE01 | 0.8 | HOUETARHNDIELCN06_OLDC | HOUETARHNBHOILE01_OLDC | BHOILE01 | DIELCN06 | ETA_OLDC | BHOILE01_DIELCN06 | 5 | 0 | 1.1 | Unlikely
HOUETARHNDIELCN06_OLDC_FBHOILE01_D50 | Residential heating technology - Electric heating - electric panel from Bauhaus - apartment complex - new building - distributed MEAN level | HOUELC | HOUETARHN_OLDC_DMD | MKr20 | 2040 | 0.605 | 0 | [6 empty] | ETA | C | OLD |  |  | RHNDIELC | 3 | 0.5 | HOUETARHNDIELCN06_OLDC_FBHOILE01 | 0.8 | HOUETARHNDIELCN06_OLDC | HOUETARHNBHOILE01_OLDC | BHOILE01 | DIELCN06 | ETA_OLDC | BHOILE01_DIELCN06 | 5 | 0 | 1.1 | Unlikely
HOUETARHNDIELCN06_OLDC_FBHOILE01_D50 | Residential heating technology - Electric heating - electric panel from Bauhaus - apartment complex - new building - distributed MEAN level | HOUELC | HOUETARHN_OLDC_DMD | MKr20 | 2050 | 0.605 | 0 | [6 empty] | ETA | C | OLD |  |  | RHNDIELC | 3 | 0.5 | HOUETARHNDIELCN06_OLDC_FBHOILE01 | 0.8 | HOUETARHNDIELCN06_OLDC | HOUETARHNBHOILE01_OLDC | BHOILE01 | DIELCN06 | ETA_OLDC | BHOILE01_DIELCN06 | 5 | 0 | 1.1 | Unlikely
HOUETARHNDIELCN01_OLDC_FBHOILE01_D50 | Residential heating technology - Electric heating - apartment complex - new building - distributed MEAN level | HOUELC | HOUETARHN_OLDC_DMD | MKr20 | 2020 | 5.6192 | 0.0022816 | [6 empty] | ETA | C | OLD |  |  | RHNDIELC | 3 | 0.5 | HOUETARHNDIELCN01_OLDC_FBHOILE01 | 0.8 | HOUETARHNDIELCN01_OLDC | HOUETARHNBHOILE01_OLDC | BHOILE01 | DIELCN01 | ETA_OLDC | BHOILE01_DIELCN01 | 5 | 0 | 1.1 | Unlikely
HOUETARHNDIELCN01_OLDC_FBHOILE01_D50 | Residential heating technology - Electric heating - apartment complex - new building - distributed MEAN level | HOUELC | HOUETARHN_OLDC_DMD | MKr20 | 2025 | 5.4801 | 0.0021884 | [6 empty] | ETA | C | OLD |  |  | RHNDIELC | 3 | 0.5 | HOUETARHNDIELCN01_OLDC_FBHOILE01 | 0.8 | HOUETARHNDIELCN01_OLDC | HOUETARHNBHOILE01_OLDC | BHOILE01 | DIELCN01 | ETA_OLDC | BHOILE01_DIELCN01 | 5 | 0 | 1.1 | Unlikely
HOUETARHNDIELCN01_OLDC_FBHOILE01_D50 | Residential heating technology - Electric heating - apartment complex - new building - distributed MEAN level | HOUELC | HOUETARHN_OLDC_DMD | MKr20 | 2030 | 5.3445 | 0.0021419 | [6 empty] | ETA | C | OLD |  |  | RHNDIELC | 3 | 0.5 | HOUETARHNDIELCN01_OLDC_FBHOILE01 | 0.8 | HOUETARHNDIELCN01_OLDC | HOUETARHNBHOILE01_OLDC | BHOILE01 | DIELCN01 | ETA_OLDC | BHOILE01_DIELCN01 | 5 | 0 | 1.1 | Unlikely
HOUETARHNDIELCN01_OLDC_FBHOILE01_D50 | Residential heating technology - Electric heating - apartment complex - new building - distributed MEAN level | HOUELC | HOUETARHN_OLDC_DMD | MKr20 | 2040 | 5.0832 | 0.0020487 | [6 empty] | ETA | C | OLD |  |  | RHNDIELC | 3 | 0.5 | HOUETARHNDIELCN01_OLDC_FBHOILE01 | 0.8 | HOUETARHNDIELCN01_OLDC | HOUETARHNBHOILE01_OLDC | BHOILE01 | DIELCN01 | ETA_OLDC | BHOILE01_DIELCN01 | 5 | 0 | 1.1 | Unlikely
HOUETARHNDIELCN01_OLDC_FBHOILE01_D50 | Residential heating technology - Electric heating - apartment complex - new building - distributed MEAN level | HOUELC | HOUETARHN_OLDC_DMD | MKr20 | 2050 | 4.8347 | 0.0019556 | [6 empty] | ETA | C | OLD |  |  | RHNDIELC | 3 | 0.5 | HOUETARHNDIELCN01_OLDC_FBHOILE01 | 0.8 | HOUETARHNDIELCN01_OLDC | HOUETARHNBHOILE01_OLDC | BHOILE01 | DIELCN01 | ETA_OLDC | BHOILE01_DIELCN01 | 5 | 0 | 1.1 | Unlikely
HOUETARHNBHWPEN01_OLDC_FBHOILE01_D50 | Residential heating technology - Biomass boiler, automatic stoking , wood pellets or wood chips - apartment complex - existing building - distributed MEAN level | HOUWPE | HOUETARHN_OLDC_DMD | MKr20 | 2020 | 1.639 | 0.027963 |  | 25 | 14 | 70 | 2 | 4 | ETA | C | OLD |  |  | RHNBHWPE | 3 | 0.5 | HOUETARHNBHWPEN01_OLDC_FBHOILE01 | 0.8 | HOUETARHNBHWPEN01_OLDC | HOUETARHNBHOILE01_OLDC | BHOILE01 | BHWPEN01 | ETA_OLDC | BHOILE01_BHWPEN01 | 6 | 0 | 1 | New
HOUETARHNBHWPEN01_OLDC_FBHOILE01_D50 | Residential heating technology - Biomass boiler, automatic stoking , wood pellets or wood chips - apartment complex - existing building - distributed MEAN level | HOUWPE | HOUETARHN_OLDC_DMD | MKr20 | 2025 | 1.5984 | 0.027765 |  | 25 | 14 | 60 | 2 | 4 | ETA | C | OLD |  |  | RHNBHWPE | 3 | 0.5 | HOUETARHNBHWPEN01_OLDC_FBHOILE01 | 0.8 | HOUETARHNBHWPEN01_OLDC | HOUETARHNBHOILE01_OLDC | BHOILE01 | BHWPEN01 | ETA_OLDC | BHOILE01_BHWPEN01 | 6 | 0 | 1 | New
HOUETARHNBHWPEN01_OLDC_FBHOILE01_D50 | Residential heating technology - Biomass boiler, automatic stoking , wood pellets or wood chips - apartment complex - existing building - distributed MEAN level | HOUWPE | HOUETARHN_OLDC_DMD | MKr20 | 2030 | 1.5589 | 0.027889 |  | 25 | 11 | 50 | 1 | 4 | ETA | C | OLD |  |  | RHNBHWPE | 3 | 0.5 | HOUETARHNBHWPEN01_OLDC_FBHOILE01 | 0.8 | HOUETARHNBHWPEN01_OLDC | HOUETARHNBHOILE01_OLDC | BHOILE01 | BHWPEN01 | ETA_OLDC | BHOILE01_BHWPEN01 | 6 | 0 | 1 | New
HOUETARHNBHWPEN01_OLDC_FBHOILE01_D50 | Residential heating technology - Biomass boiler, automatic stoking , wood pellets or wood chips - apartment complex - existing building - distributed MEAN level | HOUWPE | HOUETARHN_OLDC_DMD | MKr20 | 2040 | 1.4827 | 0.026999 |  | 25 | 9 | 45 | 1 | 4 | ETA | C | OLD |  |  | RHNBHWPE | 3 | 0.5 | HOUETARHNBHWPEN01_OLDC_FBHOILE01 | 0.8 | HOUETARHNBHWPEN01_OLDC | HOUETARHNBHOILE01_OLDC | BHOILE01 | BHWPEN01 | ETA_OLDC | BHOILE01_BHWPEN01 | 6 | 0 | 1 | New
HOUETARHNBHWPEN01_OLDC_FBHOILE01_D50 | Residential heating technology - Biomass boiler, automatic stoking , wood pellets or wood chips - apartment complex - existing building - distributed MEAN level | HOUWPE | HOUETARHN_OLDC_DMD | MKr20 | 2050 | 1.4102 | 0.025837 |  | 25 | 9 | 40 | 0 | 4 | ETA | C | OLD |  |  | RHNBHWPE | 3 | 0.5 | HOUETARHNBHWPEN01_OLDC_FBHOILE01 | 0.8 | HOUETARHNBHWPEN01_OLDC | HOUETARHNBHOILE01_OLDC | BHOILE01 | BHWPEN01 | ETA_OLDC | BHOILE01_BHWPEN01 | 6 | 0 | 1 | New
HOUETARHNBHSOLN01_OLDC_FBHOILE01_D50 | Residential heating technology - Solar heating system - apartment complex - existing building - distributed MEAN level | HOUSOL | HOUETARHN_OLDC_DMD | MKr20 | 2020 | 4.7414 | 0.02219 | [6 empty] | ETA | C | OLD |  |  | RHNBHSOL | 3 | 0.5 | HOUETARHNBHSOLN01_OLDC_FBHOILE01 | 0.8 | HOUETARHNBHSOLN01_OLDC | HOUETARHNBHOILE01_OLDC | BHOILE01 | BHSOLN01 | ETA_OLDC | BHOILE01_BHSOLN01 | 5 | 0 | 1.1 | Unlikely
HOUETARHNBHSOLN01_OLDC_FBHOILE01_D50 | Residential heating technology - Solar heating system - apartment complex - existing building - distributed MEAN level | HOUSOL | HOUETARHN_OLDC_DMD | MKr20 | 2025 | 4.5365 | 0.023521 | [6 empty] | ETA | C | OLD |  |  | RHNBHSOL | 3 | 0.5 | HOUETARHNBHSOLN01_OLDC_FBHOILE01 | 0.8 | HOUETARHNBHSOLN01_OLDC | HOUETARHNBHOILE01_OLDC | BHOILE01 | BHSOLN01 | ETA_OLDC | BHOILE01_BHSOLN01 | 5 | 0 | 1.1 | Unlikely
HOUETARHNBHSOLN01_OLDC_FBHOILE01_D50 | Residential heating technology - Solar heating system - apartment complex - existing building - distributed MEAN level | HOUSOL | HOUETARHN_OLDC_DMD | MKr20 | 2030 | 4.3316 | 0.024026 | [6 empty] | ETA | C | OLD |  |  | RHNBHSOL | 3 | 0.5 | HOUETARHNBHSOLN01_OLDC_FBHOILE01 | 0.8 | HOUETARHNBHSOLN01_OLDC | HOUETARHNBHOILE01_OLDC | BHOILE01 | BHSOLN01 | ETA_OLDC | BHOILE01_BHSOLN01 | 5 | 0 | 1.1 | Unlikely
HOUETARHNBHSOLN01_OLDC_FBHOILE01_D50 | Residential heating technology - Solar heating system - apartment complex - existing building - distributed MEAN level | HOUSOL | HOUETARHN_OLDC_DMD | MKr20 | 2040 | 4.1268 | 0.023374 | [6 empty] | ETA | C | OLD |  |  | RHNBHSOL | 3 | 0.5 | HOUETARHNBHSOLN01_OLDC_FBHOILE01 | 0.8 | HOUETARHNBHSOLN01_OLDC | HOUETARHNBHOILE01_OLDC | BHOILE01 | BHSOLN01 | ETA_OLDC | BHOILE01_BHSOLN01 | 5 | 0 | 1.1 | Unlikely
HOUETARHNBHSOLN01_OLDC_FBHOILE01_D50 | Residential heating technology - Solar heating system - apartment complex - existing building - distributed MEAN level | HOUSOL | HOUETARHN_OLDC_DMD | MKr20 | 2050 | 3.9219 | 0.02219 | [6 empty] | ETA | C | OLD |  |  | RHNBHSOL | 3 | 0.5 | HOUETARHNBHSOLN01_OLDC_FBHOILE01 | 0.8 | HOUETARHNBHSOLN01_OLDC | HOUETARHNBHOILE01_OLDC | BHOILE01 | BHSOLN01 | ETA_OLDC | BHOILE01_BHSOLN01 | 5 | 0 | 1.1 | Unlikely
HOUETARHNBHOILN01_OLDC_FBHOILE01_D50 | Residential heating technology - Oil boiler (mineral oil fired, < 10 % FAME) - apartment complex - existing building - distributed MEAN level | HOUOIL, HOUDSB, HOUDSE | HOUETARHN_OLDC_DMD | MKr20 | 2020 | 0.5465 | 0.019348 |  | 6.7 | 5 | 52 | 0 | 0 | ETA | C | OLD |  |  | RHNBHOIL | 3 | 0.5 | HOUETARHNBHOILN01_OLDC_FBHOILE01 | 0.8 | HOUETARHNBHOILN01_OLDC | HOUETARHNBHOILE01_OLDC | BHOILE01 | BHOILN01 | ETA_OLDC | BHOILE01_BHOILN01 | 2 | 0 | 0.9 | Same
HOUETARHNBHOILN01_OLDC_FBHOILE01_D50 | Residential heating technology - Oil boiler (mineral oil fired, < 10 % FAME) - apartment complex - existing building - distributed MEAN level | HOUOIL, HOUDSB, HOUDSE | HOUETARHN_OLDC_DMD | MKr20 | 2025 | 0.53297 | 0.019423 |  | 6.7 | 5 | 52 | 0 | 0 | ETA | C | OLD |  |  | RHNBHOIL | 3 | 0.5 | HOUETARHNBHOILN01_OLDC_FBHOILE01 | 0.8 | HOUETARHNBHOILN01_OLDC | HOUETARHNBHOILE01_OLDC | BHOILE01 | BHOILN01 | ETA_OLDC | BHOILE01_BHOILN01 | 2 | 0 | 0.9 | Same
HOUETARHNBHOILN01_OLDC_FBHOILE01_D50 | Residential heating technology - Oil boiler (mineral oil fired, < 10 % FAME) - apartment complex - existing building - distributed MEAN level | HOUOIL, HOUDSB, HOUDSE | HOUETARHN_OLDC_DMD | MKr20 | 2030 | 0.51978 | 0.019704 |  | 6.7 | 5 | 52 | 0 | 0 | ETA | C | OLD |  |  | RHNBHOIL | 3 | 0.5 | HOUETARHNBHOILN01_OLDC_FBHOILE01 | 0.8 | HOUETARHNBHOILN01_OLDC | HOUETARHNBHOILE01_OLDC | BHOILE01 | BHOILN01 | ETA_OLDC | BHOILE01_BHOILN01 | 2 | 0 | 0.9 | Same
HOUETARHNBHOILN01_OLDC_FBHOILE01_D50 | Residential heating technology - Oil boiler (mineral oil fired, < 10 % FAME) - apartment complex - existing building - distributed MEAN level | HOUOIL, HOUDSB, HOUDSE | HOUETARHN_OLDC_DMD | MKr20 | 2040 | 0.49437 | 0.019885 |  | 6.7 | 5 | 52 | 0 | 0 | ETA | C | OLD |  |  | RHNBHOIL | 3 | 0.5 | HOUETARHNBHOILN01_OLDC_FBHOILE01 | 0.8 | HOUETARHNBHOILN01_OLDC | HOUETARHNBHOILE01_OLDC | BHOILE01 | BHOILN01 | ETA_OLDC | BHOILE01_BHOILN01 | 2 | 0 | 0.9 | Same
HOUETARHNBHOILN01_OLDC_FBHOILE01_D50 | Residential heating technology - Oil boiler (mineral oil fired, < 10 % FAME) - apartment complex - existing building - distributed MEAN level | HOUOIL, HOUDSB, HOUDSE | HOUETARHN_OLDC_DMD | MKr20 | 2050 | 0.4702 | 0.02005 |  | 6.7 | 5 | 52 | 0 | 0 | ETA | C | OLD |  |  | RHNBHOIL | 3 | 0.5 | HOUETARHNBHOILN01_OLDC_FBHOILE01 | 0.8 | HOUETARHNBHOILN01_OLDC | HOUETARHNBHOILE01_OLDC | BHOILE01 | BHOILN01 | ETA_OLDC | BHOILE01_BHOILN01 | 2 | 0 | 0.9 | Same
HOUETARHNBHDHCN03_OLDC_FBHOILE01_D50 | Residential heating technology - Direct district heating substation - plus connection pipe - apartment complex - existing building - distributed MEAN level | HOUDHC | HOUETARHN_OLDC_DMD | MKr20 | 2020 | 0.30389 | 0.0016539 | [6 empty] | ETA | C | OLD |  |  | RHNBHDHC | 3 | 0.5 | HOUETARHNBHDHCN03_OLDC_FBHOILE01 | 0.8 | HOUETARHNBHDHCN03_OLDC | HOUETARHNBHOILE01_OLDC | BHOILE01 | BHDHCN03 | ETA_OLDC | BHOILE01_BHDHCN03 | 6 | 0 | 1 | New
HOUETARHNBHDHCN03_OLDC_FBHOILE01_D50 | Residential heating technology - Direct district heating substation - plus connection pipe - apartment complex - existing building - distributed MEAN level | HOUDHC | HOUETARHN_OLDC_DMD | MKr20 | 2025 | 0.29822 | 0.0016763 | [6 empty] | ETA | C | OLD |  |  | RHNBHDHC | 3 | 0.5 | HOUETARHNBHDHCN03_OLDC_FBHOILE01 | 0.8 | HOUETARHNBHDHCN03_OLDC | HOUETARHNBHOILE01_OLDC | BHOILE01 | BHDHCN03 | ETA_OLDC | BHOILE01_BHDHCN03 | 6 | 0 | 1 | New
HOUETARHNBHDHCN03_OLDC_FBHOILE01_D50 | Residential heating technology - Direct district heating substation - plus connection pipe - apartment complex - existing building - distributed MEAN level | HOUDHC | HOUETARHN_OLDC_DMD | MKr20 | 2030 | 0.29268 | 0.0016516 | [6 empty] | ETA | C | OLD |  |  | RHNBHDHC | 3 | 0.5 | HOUETARHNBHDHCN03_OLDC_FBHOILE01 | 0.8 | HOUETARHNBHDHCN03_OLDC | HOUETARHNBHOILE01_OLDC | BHOILE01 | BHDHCN03 | ETA_OLDC | BHOILE01_BHDHCN03 | 6 | 0 | 1 | New
HOUETARHNBHDHCN03_OLDC_FBHOILE01_D50 | Residential heating technology - Direct district heating substation - plus connection pipe - apartment complex - existing building - distributed MEAN level | HOUDHC | HOUETARHN_OLDC_DMD | MKr20 | 2040 | 0.28201 | 0.0016015 | [6 empty] | ETA | C | OLD |  |  | RHNBHDHC | 3 | 0.5 | HOUETARHNBHDHCN03_OLDC_FBHOILE01 | 0.8 | HOUETARHNBHDHCN03_OLDC | HOUETARHNBHOILE01_OLDC | BHOILE01 | BHDHCN03 | ETA_OLDC | BHOILE01_BHDHCN03 | 6 | 0 | 1 | New
HOUETARHNBHDHCN03_OLDC_FBHOILE01_D50 | Residential heating technology - Direct district heating substation - plus connection pipe - apartment complex - existing building - distributed MEAN level | HOUDHC | HOUETARHN_OLDC_DMD | MKr20 | 2050 | 0.27187 | 0.0015375 | [6 empty] | ETA | C | OLD |  |  | RHNBHDHC | 3 | 0.5 | HOUETARHNBHDHCN03_OLDC_FBHOILE01 | 0.8 | HOUETARHNBHDHCN03_OLDC | HOUETARHNBHOILE01_OLDC | BHOILE01 | BHDHCN03 | ETA_OLDC | BHOILE01_BHDHCN03 | 6 | 0 | 1 | New
HOUETARHNHPELCN05_OLDD_FBHOILE01_D50 | Residential heating technology - Heat pump, Air-to-water - leasing - apartment complex - existing building - distributed MEAN level | HOUELC, HOUAMB | HOUETARHN_OLDD_DMD | MKr20 | 2020 | 2.5625 | 0.33694 | 0.34483 | [5 empty] | ETA | D | OLD | 2.9 |  | RHNHPELC | 3 | 0.5 | HOUETARHNHPELCN05_OLDD_FBHOILE01 | 0.8 | HOUETARHNHPELCN05_OLDD | HOUETARHNBHOILE01_OLDD | BHOILE01 | HPELCN05 | ETA_OLDD | BHOILE01_HPELCN05 | 4 | -0.25 | 1 | Supported
HOUETARHNHPELCN05_OLDD_FBHOILE01_D50 | Residential heating technology - Heat pump, Air-to-water - leasing - apartment complex - existing building - distributed MEAN level | HOUELC, HOUAMB | HOUETARHN_OLDD_DMD | MKr20 | 2025 | 2.2945 | 0.30975 | 0.32787 | [5 empty] | ETA | D | OLD | 3.05 |  | RHNHPELC | 3 | 0.5 | HOUETARHNHPELCN05_OLDD_FBHOILE01 | 0.8 | HOUETARHNHPELCN05_OLDD | HOUETARHNBHOILE01_OLDD | BHOILE01 | HPELCN05 | ETA_OLDD | BHOILE01_HPELCN05 | 4 | -0.25 | 1 | Supported
HOUETARHNHPELCN05_OLDD_FBHOILE01_D50 | Residential heating technology - Heat pump, Air-to-water - leasing - apartment complex - existing building - distributed MEAN level | HOUELC, HOUAMB | HOUETARHN_OLDD_DMD | MKr20 | 2030 | 2.0266 | 0.28252 | 0.3125 | [5 empty] | ETA | D | OLD | 3.2 |  | RHNHPELC | 3 | 0.5 | HOUETARHNHPELCN05_OLDD_FBHOILE01 | 0.8 | HOUETARHNHPELCN05_OLDD | HOUETARHNBHOILE01_OLDD | BHOILE01 | HPELCN05 | ETA_OLDD | BHOILE01_HPELCN05 | 4 | -0.25 | 1 | Supported
HOUETARHNHPELCN05_OLDD_FBHOILE01_D50 | Residential heating technology - Heat pump, Air-to-water - leasing - apartment complex - existing building - distributed MEAN level | HOUELC, HOUAMB | HOUETARHN_OLDD_DMD | MKr20 | 2040 | 1.8151 | 0.26038 | 0.29851 | [5 empty] | ETA | D | OLD | 3.35 |  | RHNHPELC | 3 | 0.5 | HOUETARHNHPELCN05_OLDD_FBHOILE01 | 0.8 | HOUETARHNHPELCN05_OLDD | HOUETARHNBHOILE01_OLDD | BHOILE01 | HPELCN05 | ETA_OLDD | BHOILE01_HPELCN05 | 4 | -0.25 | 1 | Supported
HOUETARHNHPELCN05_OLDD_FBHOILE01_D50 | Residential heating technology - Heat pump, Air-to-water - leasing - apartment complex - existing building - distributed MEAN level | HOUELC, HOUAMB | HOUETARHN_OLDD_DMD | MKr20 | 2050 | 1.6037 | 0.23822 | 0.28571 | [5 empty] | ETA | D | OLD | 3.5 |  | RHNHPELC | 3 | 0.5 | HOUETARHNHPELCN05_OLDD_FBHOILE01 | 0.8 | HOUETARHNHPELCN05_OLDD | HOUETARHNBHOILE01_OLDD | BHOILE01 | HPELCN05 | ETA_OLDD | BHOILE01_HPELCN05 | 4 | -0.25 | 1 | Supported
HOUETARHNHPELCN04_OLDD_FBHOILE01_D50 | Residential heating technology - Heat pump, Ground source - apartment complex - existing building - distributed MEAN level | HOUELC, HOUAMB | HOUETARHN_OLDD_DMD | MKr20 | 2020 | 4.775 | 0.049932 | 0.3125 | [5 empty] | ETA | D | OLD | 3.2 |  | RHNHPELC | 3 | 0.5 | HOUETARHNHPELCN04_OLDD_FBHOILE01 | 0.8 | HOUETARHNHPELCN04_OLDD | HOUETARHNBHOILE01_OLDD | BHOILE01 | HPELCN04 | ETA_OLDD | BHOILE01_HPELCN04 | 4 | -0.25 | 1 | Supported
HOUETARHNHPELCN04_OLDD_FBHOILE01_D50 | Residential heating technology - Heat pump, Ground source - apartment complex - existing building - distributed MEAN level | HOUELC, HOUAMB | HOUETARHN_OLDD_DMD | MKr20 | 2025 | 4.4169 | 0.049538 | 0.30303 | [5 empty] | ETA | D | OLD | 3.3 |  | RHNHPELC | 3 | 0.5 | HOUETARHNHPELCN04_OLDD_FBHOILE01 | 0.8 | HOUETARHNHPELCN04_OLDD | HOUETARHNBHOILE01_OLDD | BHOILE01 | HPELCN04 | ETA_OLDD | BHOILE01_HPELCN04 | 4 | -0.25 | 1 | Supported
HOUETARHNHPELCN04_OLDD_FBHOILE01_D50 | Residential heating technology - Heat pump, Ground source - apartment complex - existing building - distributed MEAN level | HOUELC, HOUAMB | HOUETARHN_OLDD_DMD | MKr20 | 2030 | 4.0587 | 0.049105 | 0.29412 | [5 empty] | ETA | D | OLD | 3.4 |  | RHNHPELC | 3 | 0.5 | HOUETARHNHPELCN04_OLDD_FBHOILE01 | 0.8 | HOUETARHNHPELCN04_OLDD | HOUETARHNBHOILE01_OLDD | BHOILE01 | HPELCN04 | ETA_OLDD | BHOILE01_HPELCN04 | 4 | -0.25 | 1 | Supported
HOUETARHNHPELCN04_OLDD_FBHOILE01_D50 | Residential heating technology - Heat pump, Ground source - apartment complex - existing building - distributed MEAN level | HOUELC, HOUAMB | HOUETARHN_OLDD_DMD | MKr20 | 2040 | 3.7543 | 0.048108 | 0.28169 | [5 empty] | ETA | D | OLD | 3.55 |  | RHNHPELC | 3 | 0.5 | HOUETARHNHPELCN04_OLDD_FBHOILE01 | 0.8 | HOUETARHNHPELCN04_OLDD | HOUETARHNBHOILE01_OLDD | BHOILE01 | HPELCN04 | ETA_OLDD | BHOILE01_HPELCN04 | 4 | -0.25 | 1 | Supported
HOUETARHNHPELCN04_OLDD_FBHOILE01_D50 | Residential heating technology - Heat pump, Ground source - apartment complex - existing building - distributed MEAN level | HOUELC, HOUAMB | HOUETARHN_OLDD_DMD | MKr20 | 2050 | 3.4499 | 0.047091 | 0.27778 | [5 empty] | ETA | D | OLD | 3.6 |  | RHNHPELC | 3 | 0.5 | HOUETARHNHPELCN04_OLDD_FBHOILE01 | 0.8 | HOUETARHNHPELCN04_OLDD | HOUETARHNBHOILE01_OLDD | BHOILE01 | HPELCN04 | ETA_OLDD | BHOILE01_HPELCN04 | 4 | -0.25 | 1 | Supported
HOUETARHNHPELCN03_OLDD_FBHOILE01_D50 | Residential heating technology - Heat pump, Air-to-water - apartment complex - existing building - distributed MEAN level | HOUELC, HOUAMB | HOUETARHN_OLDD_DMD | MKr20 | 2020 | 5.125 | 0.080689 | 0.34483 | [5 empty] | ETA | D | OLD | 2.9 |  | RHNHPELC | 3 | 0.5 | HOUETARHNHPELCN03_OLDD_FBHOILE01 | 0.8 | HOUETARHNHPELCN03_OLDD | HOUETARHNBHOILE01_OLDD | BHOILE01 | HPELCN03 | ETA_OLDD | BHOILE01_HPELCN03 | 4 | -0.25 | 1 | Supported
HOUETARHNHPELCN03_OLDD_FBHOILE01_D50 | Residential heating technology - Heat pump, Air-to-water - apartment complex - existing building - distributed MEAN level | HOUELC, HOUAMB | HOUETARHN_OLDD_DMD | MKr20 | 2025 | 4.5891 | 0.080295 | 0.32787 | [5 empty] | ETA | D | OLD | 3.05 |  | RHNHPELC | 3 | 0.5 | HOUETARHNHPELCN03_OLDD_FBHOILE01 | 0.8 | HOUETARHNHPELCN03_OLDD | HOUETARHNBHOILE01_OLDD | BHOILE01 | HPELCN03 | ETA_OLDD | BHOILE01_HPELCN03 | 4 | -0.25 | 1 | Supported
HOUETARHNHPELCN03_OLDD_FBHOILE01_D50 | Residential heating technology - Heat pump, Air-to-water - apartment complex - existing building - distributed MEAN level | HOUELC, HOUAMB | HOUETARHN_OLDD_DMD | MKr20 | 2030 | 4.0531 | 0.079862 | 0.3125 | [5 empty] | ETA | D | OLD | 3.2 |  | RHNHPELC | 3 | 0.5 | HOUETARHNHPELCN03_OLDD_FBHOILE01 | 0.8 | HOUETARHNHPELCN03_OLDD | HOUETARHNBHOILE01_OLDD | BHOILE01 | HPELCN03 | ETA_OLDD | BHOILE01_HPELCN03 | 4 | -0.25 | 1 | Supported
HOUETARHNHPELCN03_OLDD_FBHOILE01_D50 | Residential heating technology - Heat pump, Air-to-water - apartment complex - existing building - distributed MEAN level | HOUELC, HOUAMB | HOUETARHN_OLDD_DMD | MKr20 | 2040 | 3.6302 | 0.078865 | 0.29851 | [5 empty] | ETA | D | OLD | 3.35 |  | RHNHPELC | 3 | 0.5 | HOUETARHNHPELCN03_OLDD_FBHOILE01 | 0.8 | HOUETARHNHPELCN03_OLDD | HOUETARHNBHOILE01_OLDD | BHOILE01 | HPELCN03 | ETA_OLDD | BHOILE01_HPELCN03 | 4 | -0.25 | 1 | Supported
HOUETARHNHPELCN03_OLDD_FBHOILE01_D50 | Residential heating technology - Heat pump, Air-to-water - apartment complex - existing building - distributed MEAN level | HOUELC, HOUAMB | HOUETARHN_OLDD_DMD | MKr20 | 2050 | 3.2073 | 0.077848 | 0.28571 | [5 empty] | ETA | D | OLD | 3.5 |  | RHNHPELC | 3 | 0.5 | HOUETARHNHPELCN03_OLDD_FBHOILE01 | 0.8 | HOUETARHNHPELCN03_OLDD | HOUETARHNBHOILE01_OLDD | BHOILE01 | HPELCN03 | ETA_OLDD | BHOILE01_HPELCN03 | 4 | -0.25 | 1 | Supported
HOUETARHNHPELCN02_OLDD_FBHOILE01_D50 | Residential heating technology - Heat pump, Air-to-air - single-family house - existing building - distributed MEAN level | HOUELC, HOUAMB | HOUETARHN_OLDD_DMD | MKr20 | 2020 | 2.1408 | 0.17231 | 0.20619 | [5 empty] | ETA | D | OLD | 4.85 |  | RHNHPELC | 3 | 0.5 | HOUETARHNHPELCN02_OLDD_FBHOILE01 | 0.8 | HOUETARHNHPELCN02_OLDD | HOUETARHNBHOILE01_OLDD | BHOILE01 | HPELCN02 | ETA_OLDD | BHOILE01_HPELCN02 | 5 | 0 | 1.1 | Unlikely
HOUETARHNHPELCN02_OLDD_FBHOILE01_D50 | Residential heating technology - Heat pump, Air-to-air - single-family house - existing building - distributed MEAN level | HOUELC, HOUAMB | HOUETARHN_OLDD_DMD | MKr20 | 2025 | 2.0884 | 0.11707 | 0.19608 | [5 empty] | ETA | D | OLD | 5.1 |  | RHNHPELC | 3 | 0.5 | HOUETARHNHPELCN02_OLDD_FBHOILE01 | 0.8 | HOUETARHNHPELCN02_OLDD | HOUETARHNBHOILE01_OLDD | BHOILE01 | HPELCN02 | ETA_OLDD | BHOILE01_HPELCN02 | 5 | 0 | 1.1 | Unlikely
HOUETARHNHPELCN02_OLDD_FBHOILE01_D50 | Residential heating technology - Heat pump, Air-to-air - single-family house - existing building - distributed MEAN level | HOUELC, HOUAMB | HOUETARHN_OLDD_DMD | MKr20 | 2030 | 2.0361 | 0.11491 | 0.18868 | [5 empty] | ETA | D | OLD | 5.3 |  | RHNHPELC | 3 | 0.5 | HOUETARHNHPELCN02_OLDD_FBHOILE01 | 0.8 | HOUETARHNHPELCN02_OLDD | HOUETARHNBHOILE01_OLDD | BHOILE01 | HPELCN02 | ETA_OLDD | BHOILE01_HPELCN02 | 5 | 0 | 1.1 | Unlikely
HOUETARHNHPELCN02_OLDD_FBHOILE01_D50 | Residential heating technology - Heat pump, Air-to-air - single-family house - existing building - distributed MEAN level | HOUELC, HOUAMB | HOUETARHN_OLDD_DMD | MKr20 | 2040 | 1.939 | 0.11089 | 0.18182 | [5 empty] | ETA | D | OLD | 5.5 |  | RHNHPELC | 3 | 0.5 | HOUETARHNHPELCN02_OLDD_FBHOILE01 | 0.8 | HOUETARHNHPELCN02_OLDD | HOUETARHNBHOILE01_OLDD | BHOILE01 | HPELCN02 | ETA_OLDD | BHOILE01_HPELCN02 | 5 | 0 | 1.1 | Unlikely
HOUETARHNHPELCN02_OLDD_FBHOILE01_D50 | Residential heating technology - Heat pump, Air-to-air - single-family house - existing building - distributed MEAN level | HOUELC, HOUAMB | HOUETARHN_OLDD_DMD | MKr20 | 2050 | 1.8419 | 0.10688 | 0.17857 | [5 empty] | ETA | D | OLD | 5.6 |  | RHNHPELC | 3 | 0.5 | HOUETARHNHPELCN02_OLDD_FBHOILE01 | 0.8 | HOUETARHNHPELCN02_OLDD | HOUETARHNBHOILE01_OLDD | BHOILE01 | HPELCN02 | ETA_OLDD | BHOILE01_HPELCN02 | 5 | 0 | 1.1 | Unlikely
HOUETARHNDIELCN06_OLDD_FBHOILE01_D50 | Residential heating technology - Electric heating - electric panel from Bauhaus - apartment complex - new building - distributed MEAN level | HOUELC | HOUETARHN_OLDD_DMD | MKr20 | 2020 | 0.605 | 0 | [6 empty] | ETA | D | OLD |  |  | RHNDIELC | 3 | 0.5 | HOUETARHNDIELCN06_OLDD_FBHOILE01 | 0.8 | HOUETARHNDIELCN06_OLDD | HOUETARHNBHOILE01_OLDD | BHOILE01 | DIELCN06 | ETA_OLDD | BHOILE01_DIELCN06 | 5 | 0 | 1.1 | Unlikely
HOUETARHNDIELCN06_OLDD_FBHOILE01_D50 | Residential heating technology - Electric heating - electric panel from Bauhaus - apartment complex - new building - distributed MEAN level | HOUELC | HOUETARHN_OLDD_DMD | MKr20 | 2025 | 0.605 | 0 | [6 empty] | ETA | D | OLD |  |  | RHNDIELC | 3 | 0.5 | HOUETARHNDIELCN06_OLDD_FBHOILE01 | 0.8 | HOUETARHNDIELCN06_OLDD | HOUETARHNBHOILE01_OLDD | BHOILE01 | DIELCN06 | ETA_OLDD | BHOILE01_DIELCN06 | 5 | 0 | 1.1 | Unlikely
HOUETARHNDIELCN06_OLDD_FBHOILE01_D50 | Residential heating technology - Electric heating - electric panel from Bauhaus - apartment complex - new building - distributed MEAN level | HOUELC | HOUETARHN_OLDD_DMD | MKr20 | 2030 | 0.605 | 0 | [6 empty] | ETA | D | OLD |  |  | RHNDIELC | 3 | 0.5 | HOUETARHNDIELCN06_OLDD_FBHOILE01 | 0.8 | HOUETARHNDIELCN06_OLDD | HOUETARHNBHOILE01_OLDD | BHOILE01 | DIELCN06 | ETA_OLDD | BHOILE01_DIELCN06 | 5 | 0 | 1.1 | Unlikely
HOUETARHNDIELCN06_OLDD_FBHOILE01_D50 | Residential heating technology - Electric heating - electric panel from Bauhaus - apartment complex - new building - distributed MEAN level | HOUELC | HOUETARHN_OLDD_DMD | MKr20 | 2040 | 0.605 | 0 | [6 empty] | ETA | D | OLD |  |  | RHNDIELC | 3 | 0.5 | HOUETARHNDIELCN06_OLDD_FBHOILE01 | 0.8 | HOUETARHNDIELCN06_OLDD | HOUETARHNBHOILE01_OLDD | BHOILE01 | DIELCN06 | ETA_OLDD | BHOILE01_DIELCN06 | 5 | 0 | 1.1 | Unlikely
HOUETARHNDIELCN06_OLDD_FBHOILE01_D50 | Residential heating technology - Electric heating - electric panel from Bauhaus - apartment complex - new building - distributed MEAN level | HOUELC | HOUETARHN_OLDD_DMD | MKr20 | 2050 | 0.605 | 0 | [6 empty] | ETA | D | OLD |  |  | RHNDIELC | 3 | 0.5 | HOUETARHNDIELCN06_OLDD_FBHOILE01 | 0.8 | HOUETARHNDIELCN06_OLDD | HOUETARHNBHOILE01_OLDD | BHOILE01 | DIELCN06 | ETA_OLDD | BHOILE01_DIELCN06 | 5 | 0 | 1.1 | Unlikely
HOUETARHNDIELCN01_OLDD_FBHOILE01_D50 | Residential heating technology - Electric heating - apartment complex - new building - distributed MEAN level | HOUELC | HOUETARHN_OLDD_DMD | MKr20 | 2020 | 5.6192 | 0.0022816 | [6 empty] | ETA | D | OLD |  |  | RHNDIELC | 3 | 0.5 | HOUETARHNDIELCN01_OLDD_FBHOILE01 | 0.8 | HOUETARHNDIELCN01_OLDD | HOUETARHNBHOILE01_OLDD | BHOILE01 | DIELCN01 | ETA_OLDD | BHOILE01_DIELCN01 | 5 | 0 | 1.1 | Unlikely
HOUETARHNDIELCN01_OLDD_FBHOILE01_D50 | Residential heating technology - Electric heating - apartment complex - new building - distributed MEAN level | HOUELC | HOUETARHN_OLDD_DMD | MKr20 | 2025 | 5.4801 | 0.0021884 | [6 empty] | ETA | D | OLD |  |  | RHNDIELC | 3 | 0.5 | HOUETARHNDIELCN01_OLDD_FBHOILE01 | 0.8 | HOUETARHNDIELCN01_OLDD | HOUETARHNBHOILE01_OLDD | BHOILE01 | DIELCN01 | ETA_OLDD | BHOILE01_DIELCN01 | 5 | 0 | 1.1 | Unlikely
HOUETARHNDIELCN01_OLDD_FBHOILE01_D50 | Residential heating technology - Electric heating - apartment complex - new building - distributed MEAN level | HOUELC | HOUETARHN_OLDD_DMD | MKr20 | 2030 | 5.3445 | 0.0021419 | [6 empty] | ETA | D | OLD |  |  | RHNDIELC | 3 | 0.5 | HOUETARHNDIELCN01_OLDD_FBHOILE01 | 0.8 | HOUETARHNDIELCN01_OLDD | HOUETARHNBHOILE01_OLDD | BHOILE01 | DIELCN01 | ETA_OLDD | BHOILE01_DIELCN01 | 5 | 0 | 1.1 | Unlikely
HOUETARHNDIELCN01_OLDD_FBHOILE01_D50 | Residential heating technology - Electric heating - apartment complex - new building - distributed MEAN level | HOUELC | HOUETARHN_OLDD_DMD | MKr20 | 2040 | 5.0832 | 0.0020487 | [6 empty] | ETA | D | OLD |  |  | RHNDIELC | 3 | 0.5 | HOUETARHNDIELCN01_OLDD_FBHOILE01 | 0.8 | HOUETARHNDIELCN01_OLDD | HOUETARHNBHOILE01_OLDD | BHOILE01 | DIELCN01 | ETA_OLDD | BHOILE01_DIELCN01 | 5 | 0 | 1.1 | Unlikely
HOUETARHNDIELCN01_OLDD_FBHOILE01_D50 | Residential heating technology - Electric heating - apartment complex - new building - distributed MEAN level | HOUELC | HOUETARHN_OLDD_DMD | MKr20 | 2050 | 4.8347 | 0.0019556 | [6 empty] | ETA | D | OLD |  |  | RHNDIELC | 3 | 0.5 | HOUETARHNDIELCN01_OLDD_FBHOILE01 | 0.8 | HOUETARHNDIELCN01_OLDD | HOUETARHNBHOILE01_OLDD | BHOILE01 | DIELCN01 | ETA_OLDD | BHOILE01_DIELCN01 | 5 | 0 | 1.1 | Unlikely
HOUETARHNBHWPEN01_OLDD_FBHOILE01_D50 | Residential heating technology - Biomass boiler, automatic stoking , wood pellets or wood chips - apartment complex - existing building - distributed MEAN level | HOUWPE | HOUETARHN_OLDD_DMD | MKr20 | 2020 | 1.639 | 0.027963 |  | 25 | 14 | 70 | 2 | 4 | ETA | D | OLD |  |  | RHNBHWPE | 3 | 0.5 | HOUETARHNBHWPEN01_OLDD_FBHOILE01 | 0.8 | HOUETARHNBHWPEN01_OLDD | HOUETARHNBHOILE01_OLDD | BHOILE01 | BHWPEN01 | ETA_OLDD | BHOILE01_BHWPEN01 | 6 | 0 | 1 | New
HOUETARHNBHWPEN01_OLDD_FBHOILE01_D50 | Residential heating technology - Biomass boiler, automatic stoking , wood pellets or wood chips - apartment complex - existing building - distributed MEAN level | HOUWPE | HOUETARHN_OLDD_DMD | MKr20 | 2025 | 1.5984 | 0.027765 |  | 25 | 14 | 60 | 2 | 4 | ETA | D | OLD |  |  | RHNBHWPE | 3 | 0.5 | HOUETARHNBHWPEN01_OLDD_FBHOILE01 | 0.8 | HOUETARHNBHWPEN01_OLDD | HOUETARHNBHOILE01_OLDD | BHOILE01 | BHWPEN01 | ETA_OLDD | BHOILE01_BHWPEN01 | 6 | 0 | 1 | New
HOUETARHNBHWPEN01_OLDD_FBHOILE01_D50 | Residential heating technology - Biomass boiler, automatic stoking , wood pellets or wood chips - apartment complex - existing building - distributed MEAN level | HOUWPE | HOUETARHN_OLDD_DMD | MKr20 | 2030 | 1.5589 | 0.027889 |  | 25 | 11 | 50 | 1 | 4 | ETA | D | OLD |  |  | RHNBHWPE | 3 | 0.5 | HOUETARHNBHWPEN01_OLDD_FBHOILE01 | 0.8 | HOUETARHNBHWPEN01_OLDD | HOUETARHNBHOILE01_OLDD | BHOILE01 | BHWPEN01 | ETA_OLDD | BHOILE01_BHWPEN01 | 6 | 0 | 1 | New
HOUETARHNBHWPEN01_OLDD_FBHOILE01_D50 | Residential heating technology - Biomass boiler, automatic stoking , wood pellets or wood chips - apartment complex - existing building - distributed MEAN level | HOUWPE | HOUETARHN_OLDD_DMD | MKr20 | 2040 | 1.4827 | 0.026999 |  | 25 | 9 | 45 | 1 | 4 | ETA | D | OLD |  |  | RHNBHWPE | 3 | 0.5 | HOUETARHNBHWPEN01_OLDD_FBHOILE01 | 0.8 | HOUETARHNBHWPEN01_OLDD | HOUETARHNBHOILE01_OLDD | BHOILE01 | BHWPEN01 | ETA_OLDD | BHOILE01_BHWPEN01 | 6 | 0 | 1 | New
HOUETARHNBHWPEN01_OLDD_FBHOILE01_D50 | Residential heating technology - Biomass boiler, automatic stoking , wood pellets or wood chips - apartment complex - existing building - distributed MEAN level | HOUWPE | HOUETARHN_OLDD_DMD | MKr20 | 2050 | 1.4102 | 0.025837 |  | 25 | 9 | 40 | 0 | 4 | ETA | D | OLD |  |  | RHNBHWPE | 3 | 0.5 | HOUETARHNBHWPEN01_OLDD_FBHOILE01 | 0.8 | HOUETARHNBHWPEN01_OLDD | HOUETARHNBHOILE01_OLDD | BHOILE01 | BHWPEN01 | ETA_OLDD | BHOILE01_BHWPEN01 | 6 | 0 | 1 | New
HOUETARHNBHSOLN01_OLDD_FBHOILE01_D50 | Residential heating technology - Solar heating system - apartment complex - existing building - distributed MEAN level | HOUSOL | HOUETARHN_OLDD_DMD | MKr20 | 2020 | 4.7414 | 0.02219 | [6 empty] | ETA | D | OLD |  |  | RHNBHSOL | 3 | 0.5 | HOUETARHNBHSOLN01_OLDD_FBHOILE01 | 0.8 | HOUETARHNBHSOLN01_OLDD | HOUETARHNBHOILE01_OLDD | BHOILE01 | BHSOLN01 | ETA_OLDD | BHOILE01_BHSOLN01 | 5 | 0 | 1.1 | Unlikely
HOUETARHNBHSOLN01_OLDD_FBHOILE01_D50 | Residential heating technology - Solar heating system - apartment complex - existing building - distributed MEAN level | HOUSOL | HOUETARHN_OLDD_DMD | MKr20 | 2025 | 4.5365 | 0.023521 | [6 empty] | ETA | D | OLD |  |  | RHNBHSOL | 3 | 0.5 | HOUETARHNBHSOLN01_OLDD_FBHOILE01 | 0.8 | HOUETARHNBHSOLN01_OLDD | HOUETARHNBHOILE01_OLDD | BHOILE01 | BHSOLN01 | ETA_OLDD | BHOILE01_BHSOLN01 | 5 | 0 | 1.1 | Unlikely
HOUETARHNBHSOLN01_OLDD_FBHOILE01_D50 | Residential heating technology - Solar heating system - apartment complex - existing building - distributed MEAN level | HOUSOL | HOUETARHN_OLDD_DMD | MKr20 | 2030 | 4.3316 | 0.024026 | [6 empty] | ETA | D | OLD |  |  | RHNBHSOL | 3 | 0.5 | HOUETARHNBHSOLN01_OLDD_FBHOILE01 | 0.8 | HOUETARHNBHSOLN01_OLDD | HOUETARHNBHOILE01_OLDD | BHOILE01 | BHSOLN01 | ETA_OLDD | BHOILE01_BHSOLN01 | 5 | 0 | 1.1 | Unlikely
HOUETARHNBHSOLN01_OLDD_FBHOILE01_D50 | Residential heating technology - Solar heating system - apartment complex - existing building - distributed MEAN level | HOUSOL | HOUETARHN_OLDD_DMD | MKr20 | 2040 | 4.1268 | 0.023374 | [6 empty] | ETA | D | OLD |  |  | RHNBHSOL | 3 | 0.5 | HOUETARHNBHSOLN01_OLDD_FBHOILE01 | 0.8 | HOUETARHNBHSOLN01_OLDD | HOUETARHNBHOILE01_OLDD | BHOILE01 | BHSOLN01 | ETA_OLDD | BHOILE01_BHSOLN01 | 5 | 0 | 1.1 | Unlikely
HOUETARHNBHSOLN01_OLDD_FBHOILE01_D50 | Residential heating technology - Solar heating system - apartment complex - existing building - distributed MEAN level | HOUSOL | HOUETARHN_OLDD_DMD | MKr20 | 2050 | 3.9219 | 0.02219 | [6 empty] | ETA | D | OLD |  |  | RHNBHSOL | 3 | 0.5 | HOUETARHNBHSOLN01_OLDD_FBHOILE01 | 0.8 | HOUETARHNBHSOLN01_OLDD | HOUETARHNBHOILE01_OLDD | BHOILE01 | BHSOLN01 | ETA_OLDD | BHOILE01_BHSOLN01 | 5 | 0 | 1.1 | Unlikely
HOUETARHNBHOILN01_OLDD_FBHOILE01_D50 | Residential heating technology - Oil boiler (mineral oil fired, < 10 % FAME) - apartment complex - existing building - distributed MEAN level | HOUOIL, HOUDSB, HOUDSE | HOUETARHN_OLDD_DMD | MKr20 | 2020 | 0.5465 | 0.019348 |  | 6.7 | 5 | 52 | 0 | 0 | ETA | D | OLD |  |  | RHNBHOIL | 3 | 0.5 | HOUETARHNBHOILN01_OLDD_FBHOILE01 | 0.8 | HOUETARHNBHOILN01_OLDD | HOUETARHNBHOILE01_OLDD | BHOILE01 | BHOILN01 | ETA_OLDD | BHOILE01_BHOILN01 | 2 | 0 | 0.9 | Same
HOUETARHNBHOILN01_OLDD_FBHOILE01_D50 | Residential heating technology - Oil boiler (mineral oil fired, < 10 % FAME) - apartment complex - existing building - distributed MEAN level | HOUOIL, HOUDSB, HOUDSE | HOUETARHN_OLDD_DMD | MKr20 | 2025 | 0.53297 | 0.019423 |  | 6.7 | 5 | 52 | 0 | 0 | ETA | D | OLD |  |  | RHNBHOIL | 3 | 0.5 | HOUETARHNBHOILN01_OLDD_FBHOILE01 | 0.8 | HOUETARHNBHOILN01_OLDD | HOUETARHNBHOILE01_OLDD | BHOILE01 | BHOILN01 | ETA_OLDD | BHOILE01_BHOILN01 | 2 | 0 | 0.9 | Same
HOUETARHNBHOILN01_OLDD_FBHOILE01_D50 | Residential heating technology - Oil boiler (mineral oil fired, < 10 % FAME) - apartment complex - existing building - distributed MEAN level | HOUOIL, HOUDSB, HOUDSE | HOUETARHN_OLDD_DMD | MKr20 | 2030 | 0.51978 | 0.019704 |  | 6.7 | 5 | 52 | 0 | 0 | ETA | D | OLD |  |  | RHNBHOIL | 3 | 0.5 | HOUETARHNBHOILN01_OLDD_FBHOILE01 | 0.8 | HOUETARHNBHOILN01_OLDD | HOUETARHNBHOILE01_OLDD | BHOILE01 | BHOILN01 | ETA_OLDD | BHOILE01_BHOILN01 | 2 | 0 | 0.9 | Same
HOUETARHNBHOILN01_OLDD_FBHOILE01_D50 | Residential heating technology - Oil boiler (mineral oil fired, < 10 % FAME) - apartment complex - existing building - distributed MEAN level | HOUOIL, HOUDSB, HOUDSE | HOUETARHN_OLDD_DMD | MKr20 | 2040 | 0.49437 | 0.019885 |  | 6.7 | 5 | 52 | 0 | 0 | ETA | D | OLD |  |  | RHNBHOIL | 3 | 0.5 | HOUETARHNBHOILN01_OLDD_FBHOILE01 | 0.8 | HOUETARHNBHOILN01_OLDD | HOUETARHNBHOILE01_OLDD | BHOILE01 | BHOILN01 | ETA_OLDD | BHOILE01_BHOILN01 | 2 | 0 | 0.9 | Same
HOUETARHNBHOILN01_OLDD_FBHOILE01_D50 | Residential heating technology - Oil boiler (mineral oil fired, < 10 % FAME) - apartment complex - existing building - distributed MEAN level | HOUOIL, HOUDSB, HOUDSE | HOUETARHN_OLDD_DMD | MKr20 | 2050 | 0.4702 | 0.02005 |  | 6.7 | 5 | 52 | 0 | 0 | ETA | D | OLD |  |  | RHNBHOIL | 3 | 0.5 | HOUETARHNBHOILN01_OLDD_FBHOILE01 | 0.8 | HOUETARHNBHOILN01_OLDD | HOUETARHNBHOILE01_OLDD | BHOILE01 | BHOILN01 | ETA_OLDD | BHOILE01_BHOILN01 | 2 | 0 | 0.9 | Same
HOUETARHNBHDHDN03_OLDD_FBHOILE01_D50 | Residential heating technology - Direct district heating substation - plus connection pipe - apartment complex - existing building - distributed MEAN level | HOUDHD | HOUETARHN_OLDD_DMD | MKr20 | 2020 | 0.30389 | 0.0016539 | [6 empty] | ETA | D | OLD |  |  | RHNBHDHD | 3 | 0.5 | HOUETARHNBHDHDN03_OLDD_FBHOILE01 | 0.8 | HOUETARHNBHDHDN03_OLDD | HOUETARHNBHOILE01_OLDD | BHOILE01 | BHDHDN03 | ETA_OLDD | BHOILE01_BHDHDN03 | 6 | 0 | 1 | New
HOUETARHNBHDHDN03_OLDD_FBHOILE01_D50 | Residential heating technology - Direct district heating substation - plus connection pipe - apartment complex - existing building - distributed MEAN level | HOUDHD | HOUETARHN_OLDD_DMD | MKr20 | 2025 | 0.29822 | 0.0016763 | [6 empty] | ETA | D | OLD |  |  | RHNBHDHD | 3 | 0.5 | HOUETARHNBHDHDN03_OLDD_FBHOILE01 | 0.8 | HOUETARHNBHDHDN03_OLDD | HOUETARHNBHOILE01_OLDD | BHOILE01 | BHDHDN03 | ETA_OLDD | BHOILE01_BHDHDN03 | 6 | 0 | 1 | New
HOUETARHNBHDHDN03_OLDD_FBHOILE01_D50 | Residential heating technology - Direct district heating substation - plus connection pipe - apartment complex - existing building - distributed MEAN level | HOUDHD | HOUETARHN_OLDD_DMD | MKr20 | 2030 | 0.29268 | 0.0016516 | [6 empty] | ETA | D | OLD |  |  | RHNBHDHD | 3 | 0.5 | HOUETARHNBHDHDN03_OLDD_FBHOILE01 | 0.8 | HOUETARHNBHDHDN03_OLDD | HOUETARHNBHOILE01_OLDD | BHOILE01 | BHDHDN03 | ETA_OLDD | BHOILE01_BHDHDN03 | 6 | 0 | 1 | New
HOUETARHNBHDHDN03_OLDD_FBHOILE01_D50 | Residential heating technology - Direct district heating substation - plus connection pipe - apartment complex - existing building - distributed MEAN level | HOUDHD | HOUETARHN_OLDD_DMD | MKr20 | 2040 | 0.28201 | 0.0016015 | [6 empty] | ETA | D | OLD |  |  | RHNBHDHD | 3 | 0.5 | HOUETARHNBHDHDN03_OLDD_FBHOILE01 | 0.8 | HOUETARHNBHDHDN03_OLDD | HOUETARHNBHOILE01_OLDD | BHOILE01 | BHDHDN03 | ETA_OLDD | BHOILE01_BHDHDN03 | 6 | 0 | 1 | New
HOUETARHNBHDHDN03_OLDD_FBHOILE01_D50 | Residential heating technology - Direct district heating substation - plus connection pipe - apartment complex - existing building - distributed MEAN level | HOUDHD | HOUETARHN_OLDD_DMD | MKr20 | 2050 | 0.27187 | 0.0015375 | [6 empty] | ETA | D | OLD |  |  | RHNBHDHD | 3 | 0.5 | HOUETARHNBHDHDN03_OLDD_FBHOILE01 | 0.8 | HOUETARHNBHDHDN03_OLDD | HOUETARHNBHOILE01_OLDD | BHOILE01 | BHDHDN03 | ETA_OLDD | BHOILE01_BHDHDN03 | 6 | 0 | 1 | New
HOUETARHNHPELCN05_OLDI_FBHOILE01_D50 | Residential heating technology - Heat pump, Air-to-water - leasing - apartment complex - existing building - distributed MEAN level | HOUELC, HOUAMB | HOUETARHN_OLDI_DMD | MKr20 | 2020 | 2.5625 | 0.33694 | 0.34483 | [5 empty] | ETA | I | OLD | 2.9 |  | RHNHPELC | 3 | 0.5 | HOUETARHNHPELCN05_OLDI_FBHOILE01 | 0.8 | HOUETARHNHPELCN05_OLDI | HOUETARHNBHOILE01_OLDI | BHOILE01 | HPELCN05 | ETA_OLDI | BHOILE01_HPELCN05 | 4 | -0.25 | 1 | Supported
HOUETARHNHPELCN05_OLDI_FBHOILE01_D50 | Residential heating technology - Heat pump, Air-to-water - leasing - apartment complex - existing building - distributed MEAN level | HOUELC, HOUAMB | HOUETARHN_OLDI_DMD | MKr20 | 2025 | 2.2945 | 0.30975 | 0.32787 | [5 empty] | ETA | I | OLD | 3.05 |  | RHNHPELC | 3 | 0.5 | HOUETARHNHPELCN05_OLDI_FBHOILE01 | 0.8 | HOUETARHNHPELCN05_OLDI | HOUETARHNBHOILE01_OLDI | BHOILE01 | HPELCN05 | ETA_OLDI | BHOILE01_HPELCN05 | 4 | -0.25 | 1 | Supported
HOUETARHNHPELCN05_OLDI_FBHOILE01_D50 | Residential heating technology - Heat pump, Air-to-water - leasing - apartment complex - existing building - distributed MEAN level | HOUELC, HOUAMB | HOUETARHN_OLDI_DMD | MKr20 | 2030 | 2.0266 | 0.28252 | 0.3125 | [5 empty] | ETA | I | OLD | 3.2 |  | RHNHPELC | 3 | 0.5 | HOUETARHNHPELCN05_OLDI_FBHOILE01 | 0.8 | HOUETARHNHPELCN05_OLDI | HOUETARHNBHOILE01_OLDI | BHOILE01 | HPELCN05 | ETA_OLDI | BHOILE01_HPELCN05 | 4 | -0.25 | 1 | Supported
HOUETARHNHPELCN05_OLDI_FBHOILE01_D50 | Residential heating technology - Heat pump, Air-to-water - leasing - apartment complex - existing building - distributed MEAN level | HOUELC, HOUAMB | HOUETARHN_OLDI_DMD | MKr20 | 2040 | 1.8151 | 0.26038 | 0.29851 | [5 empty] | ETA | I | OLD | 3.35 |  | RHNHPELC | 3 | 0.5 | HOUETARHNHPELCN05_OLDI_FBHOILE01 | 0.8 | HOUETARHNHPELCN05_OLDI | HOUETARHNBHOILE01_OLDI | BHOILE01 | HPELCN05 | ETA_OLDI | BHOILE01_HPELCN05 | 4 | -0.25 | 1 | Supported
HOUETARHNHPELCN05_OLDI_FBHOILE01_D50 | Residential heating technology - Heat pump, Air-to-water - leasing - apartment complex - existing building - distributed MEAN level | HOUELC, HOUAMB | HOUETARHN_OLDI_DMD | MKr20 | 2050 | 1.6037 | 0.23822 | 0.28571 | [5 empty] | ETA | I | OLD | 3.5 |  | RHNHPELC | 3 | 0.5 | HOUETARHNHPELCN05_OLDI_FBHOILE01 | 0.8 | HOUETARHNHPELCN05_OLDI | HOUETARHNBHOILE01_OLDI | BHOILE01 | HPELCN05 | ETA_OLDI | BHOILE01_HPELCN05 | 4 | -0.25 | 1 | Supported
HOUETARHNHPELCN04_OLDI_FBHOILE01_D50 | Residential heating technology - Heat pump, Ground source - apartment complex - existing building - distributed MEAN level | HOUELC, HOUAMB | HOUETARHN_OLDI_DMD | MKr20 | 2020 | 4.775 | 0.049932 | 0.3125 | [5 empty] | ETA | I | OLD | 3.2 |  | RHNHPELC | 3 | 0.5 | HOUETARHNHPELCN04_OLDI_FBHOILE01 | 0.8 | HOUETARHNHPELCN04_OLDI | HOUETARHNBHOILE01_OLDI | BHOILE01 | HPELCN04 | ETA_OLDI | BHOILE01_HPELCN04 | 4 | -0.25 | 1 | Supported
HOUETARHNHPELCN04_OLDI_FBHOILE01_D50 | Residential heating technology - Heat pump, Ground source - apartment complex - existing building - distributed MEAN level | HOUELC, HOUAMB | HOUETARHN_OLDI_DMD | MKr20 | 2025 | 4.4169 | 0.049538 | 0.30303 | [5 empty] | ETA | I | OLD | 3.3 |  | RHNHPELC | 3 | 0.5 | HOUETARHNHPELCN04_OLDI_FBHOILE01 | 0.8 | HOUETARHNHPELCN04_OLDI | HOUETARHNBHOILE01_OLDI | BHOILE01 | HPELCN04 | ETA_OLDI | BHOILE01_HPELCN04 | 4 | -0.25 | 1 | Supported
HOUETARHNHPELCN04_OLDI_FBHOILE01_D50 | Residential heating technology - Heat pump, Ground source - apartment complex - existing building - distributed MEAN level | HOUELC, HOUAMB | HOUETARHN_OLDI_DMD | MKr20 | 2030 | 4.0587 | 0.049105 | 0.29412 | [5 empty] | ETA | I | OLD | 3.4 |  | RHNHPELC | 3 | 0.5 | HOUETARHNHPELCN04_OLDI_FBHOILE01 | 0.8 | HOUETARHNHPELCN04_OLDI | HOUETARHNBHOILE01_OLDI | BHOILE01 | HPELCN04 | ETA_OLDI | BHOILE01_HPELCN04 | 4 | -0.25 | 1 | Supported
HOUETARHNHPELCN04_OLDI_FBHOILE01_D50 | Residential heating technology - Heat pump, Ground source - apartment complex - existing building - distributed MEAN level | HOUELC, HOUAMB | HOUETARHN_OLDI_DMD | MKr20 | 2040 | 3.7543 | 0.048108 | 0.28169 | [5 empty] | ETA | I | OLD | 3.55 |  | RHNHPELC | 3 | 0.5 | HOUETARHNHPELCN04_OLDI_FBHOILE01 | 0.8 | HOUETARHNHPELCN04_OLDI | HOUETARHNBHOILE01_OLDI | BHOILE01 | HPELCN04 | ETA_OLDI | BHOILE01_HPELCN04 | 4 | -0.25 | 1 | Supported
HOUETARHNHPELCN04_OLDI_FBHOILE01_D50 | Residential heating technology - Heat pump, Ground source - apartment complex - existing building - distributed MEAN level | HOUELC, HOUAMB | HOUETARHN_OLDI_DMD | MKr20 | 2050 | 3.4499 | 0.047091 | 0.27778 | [5 empty] | ETA | I | OLD | 3.6 |  | RHNHPELC | 3 | 0.5 | HOUETARHNHPELCN04_OLDI_FBHOILE01 | 0.8 | HOUETARHNHPELCN04_OLDI | HOUETARHNBHOILE01_OLDI | BHOILE01 | HPELCN04 | ETA_OLDI | BHOILE01_HPELCN04 | 4 | -0.25 | 1 | Supported
HOUETARHNHPELCN03_OLDI_FBHOILE01_D50 | Residential heating technology - Heat pump, Air-to-water - apartment complex - existing building - distributed MEAN level | HOUELC, HOUAMB | HOUETARHN_OLDI_DMD | MKr20 | 2020 | 5.125 | 0.080689 | 0.34483 | [5 empty] | ETA | I | OLD | 2.9 |  | RHNHPELC | 3 | 0.5 | HOUETARHNHPELCN03_OLDI_FBHOILE01 | 0.8 | HOUETARHNHPELCN03_OLDI | HOUETARHNBHOILE01_OLDI | BHOILE01 | HPELCN03 | ETA_OLDI | BHOILE01_HPELCN03 | 4 | -0.25 | 1 | Supported
HOUETARHNHPELCN03_OLDI_FBHOILE01_D50 | Residential heating technology - Heat pump, Air-to-water - apartment complex - existing building - distributed MEAN level | HOUELC, HOUAMB | HOUETARHN_OLDI_DMD | MKr20 | 2025 | 4.5891 | 0.080295 | 0.32787 | [5 empty] | ETA | I | OLD | 3.05 |  | RHNHPELC | 3 | 0.5 | HOUETARHNHPELCN03_OLDI_FBHOILE01 | 0.8 | HOUETARHNHPELCN03_OLDI | HOUETARHNBHOILE01_OLDI | BHOILE01 | HPELCN03 | ETA_OLDI | BHOILE01_HPELCN03 | 4 | -0.25 | 1 | Supported
HOUETARHNHPELCN03_OLDI_FBHOILE01_D50 | Residential heating technology - Heat pump, Air-to-water - apartment complex - existing building - distributed MEAN level | HOUELC, HOUAMB | HOUETARHN_OLDI_DMD | MKr20 | 2030 | 4.0531 | 0.079862 | 0.3125 | [5 empty] | ETA | I | OLD | 3.2 |  | RHNHPELC | 3 | 0.5 | HOUETARHNHPELCN03_OLDI_FBHOILE01 | 0.8 | HOUETARHNHPELCN03_OLDI | HOUETARHNBHOILE01_OLDI | BHOILE01 | HPELCN03 | ETA_OLDI | BHOILE01_HPELCN03 | 4 | -0.25 | 1 | Supported
HOUETARHNHPELCN03_OLDI_FBHOILE01_D50 | Residential heating technology - Heat pump, Air-to-water - apartment complex - existing building - distributed MEAN level | HOUELC, HOUAMB | HOUETARHN_OLDI_DMD | MKr20 | 2040 | 3.6302 | 0.078865 | 0.29851 | [5 empty] | ETA | I | OLD | 3.35 |  | RHNHPELC | 3 | 0.5 | HOUETARHNHPELCN03_OLDI_FBHOILE01 | 0.8 | HOUETARHNHPELCN03_OLDI | HOUETARHNBHOILE01_OLDI | BHOILE01 | HPELCN03 | ETA_OLDI | BHOILE01_HPELCN03 | 4 | -0.25 | 1 | Supported
HOUETARHNHPELCN03_OLDI_FBHOILE01_D50 | Residential heating technology - Heat pump, Air-to-water - apartment complex - existing building - distributed MEAN level | HOUELC, HOUAMB | HOUETARHN_OLDI_DMD | MKr20 | 2050 | 3.2073 | 0.077848 | 0.28571 | [5 empty] | ETA | I | OLD | 3.5 |  | RHNHPELC | 3 | 0.5 | HOUETARHNHPELCN03_OLDI_FBHOILE01 | 0.8 | HOUETARHNHPELCN03_OLDI | HOUETARHNBHOILE01_OLDI | BHOILE01 | HPELCN03 | ETA_OLDI | BHOILE01_HPELCN03 | 4 | -0.25 | 1 | Supported
HOUETARHNHPELCN02_OLDI_FBHOILE01_D50 | Residential heating technology - Heat pump, Air-to-air - single-family house - existing building - distributed MEAN level | HOUELC, HOUAMB | HOUETARHN_OLDI_DMD | MKr20 | 2020 | 2.1408 | 0.17231 | 0.20619 | [5 empty] | ETA | I | OLD | 4.85 |  | RHNHPELC | 3 | 0.5 | HOUETARHNHPELCN02_OLDI_FBHOILE01 | 0.8 | HOUETARHNHPELCN02_OLDI | HOUETARHNBHOILE01_OLDI | BHOILE01 | HPELCN02 | ETA_OLDI | BHOILE01_HPELCN02 | 5 | 0 | 1.1 | Unlikely
HOUETARHNHPELCN02_OLDI_FBHOILE01_D50 | Residential heating technology - Heat pump, Air-to-air - single-family house - existing building - distributed MEAN level | HOUELC, HOUAMB | HOUETARHN_OLDI_DMD | MKr20 | 2025 | 2.0884 | 0.11707 | 0.19608 | [5 empty] | ETA | I | OLD | 5.1 |  | RHNHPELC | 3 | 0.5 | HOUETARHNHPELCN02_OLDI_FBHOILE01 | 0.8 | HOUETARHNHPELCN02_OLDI | HOUETARHNBHOILE01_OLDI | BHOILE01 | HPELCN02 | ETA_OLDI | BHOILE01_HPELCN02 | 5 | 0 | 1.1 | Unlikely
HOUETARHNHPELCN02_OLDI_FBHOILE01_D50 | Residential heating technology - Heat pump, Air-to-air - single-family house - existing building - distributed MEAN level | HOUELC, HOUAMB | HOUETARHN_OLDI_DMD | MKr20 | 2030 | 2.0361 | 0.11491 | 0.18868 | [5 empty] | ETA | I | OLD | 5.3 |  | RHNHPELC | 3 | 0.5 | HOUETARHNHPELCN02_OLDI_FBHOILE01 | 0.8 | HOUETARHNHPELCN02_OLDI | HOUETARHNBHOILE01_OLDI | BHOILE01 | HPELCN02 | ETA_OLDI | BHOILE01_HPELCN02 | 5 | 0 | 1.1 | Unlikely
HOUETARHNHPELCN02_OLDI_FBHOILE01_D50 | Residential heating technology - Heat pump, Air-to-air - single-family house - existing building - distributed MEAN level | HOUELC, HOUAMB | HOUETARHN_OLDI_DMD | MKr20 | 2040 | 1.939 | 0.11089 | 0.18182 | [5 empty] | ETA | I | OLD | 5.5 |  | RHNHPELC | 3 | 0.5 | HOUETARHNHPELCN02_OLDI_FBHOILE01 | 0.8 | HOUETARHNHPELCN02_OLDI | HOUETARHNBHOILE01_OLDI | BHOILE01 | HPELCN02 | ETA_OLDI | BHOILE01_HPELCN02 | 5 | 0 | 1.1 | Unlikely
HOUETARHNHPELCN02_OLDI_FBHOILE01_D50 | Residential heating technology - Heat pump, Air-to-air - single-family house - existing building - distributed MEAN level | HOUELC, HOUAMB | HOUETARHN_OLDI_DMD | MKr20 | 2050 | 1.8419 | 0.10688 | 0.17857 | [5 empty] | ETA | I | OLD | 5.6 |  | RHNHPELC | 3 | 0.5 | HOUETARHNHPELCN02_OLDI_FBHOILE01 | 0.8 | HOUETARHNHPELCN02_OLDI | HOUETARHNBHOILE01_OLDI | BHOILE01 | HPELCN02 | ETA_OLDI | BHOILE01_HPELCN02 | 5 | 0 | 1.1 | Unlikely
HOUETARHNDIELCN06_OLDI_FBHOILE01_D50 | Residential heating technology - Electric heating - electric panel from Bauhaus - apartment complex - new building - distributed MEAN level | HOUELC | HOUETARHN_OLDI_DMD | MKr20 | 2020 | 0.605 | 0 | [6 empty] | ETA | I | OLD |  |  | RHNDIELC | 3 | 0.5 | HOUETARHNDIELCN06_OLDI_FBHOILE01 | 0.8 | HOUETARHNDIELCN06_OLDI | HOUETARHNBHOILE01_OLDI | BHOILE01 | DIELCN06 | ETA_OLDI | BHOILE01_DIELCN06 | 5 | 0 | 1.1 | Unlikely
HOUETARHNDIELCN06_OLDI_FBHOILE01_D50 | Residential heating technology - Electric heating - electric panel from Bauhaus - apartment complex - new building - distributed MEAN level | HOUELC | HOUETARHN_OLDI_DMD | MKr20 | 2025 | 0.605 | 0 | [6 empty] | ETA | I | OLD |  |  | RHNDIELC | 3 | 0.5 | HOUETARHNDIELCN06_OLDI_FBHOILE01 | 0.8 | HOUETARHNDIELCN06_OLDI | HOUETARHNBHOILE01_OLDI | BHOILE01 | DIELCN06 | ETA_OLDI | BHOILE01_DIELCN06 | 5 | 0 | 1.1 | Unlikely
HOUETARHNDIELCN06_OLDI_FBHOILE01_D50 | Residential heating technology - Electric heating - electric panel from Bauhaus - apartment complex - new building - distributed MEAN level | HOUELC | HOUETARHN_OLDI_DMD | MKr20 | 2030 | 0.605 | 0 | [6 empty] | ETA | I | OLD |  |  | RHNDIELC | 3 | 0.5 | HOUETARHNDIELCN06_OLDI_FBHOILE01 | 0.8 | HOUETARHNDIELCN06_OLDI | HOUETARHNBHOILE01_OLDI | BHOILE01 | DIELCN06 | ETA_OLDI | BHOILE01_DIELCN06 | 5 | 0 | 1.1 | Unlikely
HOUETARHNDIELCN06_OLDI_FBHOILE01_D50 | Residential heating technology - Electric heating - electric panel from Bauhaus - apartment complex - new building - distributed MEAN level | HOUELC | HOUETARHN_OLDI_DMD | MKr20 | 2040 | 0.605 | 0 | [6 empty] | ETA | I | OLD |  |  | RHNDIELC | 3 | 0.5 | HOUETARHNDIELCN06_OLDI_FBHOILE01 | 0.8 | HOUETARHNDIELCN06_OLDI | HOUETARHNBHOILE01_OLDI | BHOILE01 | DIELCN06 | ETA_OLDI | BHOILE01_DIELCN06 | 5 | 0 | 1.1 | Unlikely
HOUETARHNDIELCN06_OLDI_FBHOILE01_D50 | Residential heating technology - Electric heating - electric panel from Bauhaus - apartment complex - new building - distributed MEAN level | HOUELC | HOUETARHN_OLDI_DMD | MKr20 | 2050 | 0.605 | 0 | [6 empty] | ETA | I | OLD |  |  | RHNDIELC | 3 | 0.5 | HOUETARHNDIELCN06_OLDI_FBHOILE01 | 0.8 | HOUETARHNDIELCN06_OLDI | HOUETARHNBHOILE01_OLDI | BHOILE01 | DIELCN06 | ETA_OLDI | BHOILE01_DIELCN06 | 5 | 0 | 1.1 | Unlikely
HOUETARHNDIELCN01_OLDI_FBHOILE01_D50 | Residential heating technology - Electric heating - apartment complex - new building - distributed MEAN level | HOUELC | HOUETARHN_OLDI_DMD | MKr20 | 2020 | 5.6192 | 0.0022816 | [6 empty] | ETA | I | OLD |  |  | RHNDIELC | 3 | 0.5 | HOUETARHNDIELCN01_OLDI_FBHOILE01 | 0.8 | HOUETARHNDIELCN01_OLDI | HOUETARHNBHOILE01_OLDI | BHOILE01 | DIELCN01 | ETA_OLDI | BHOILE01_DIELCN01 | 5 | 0 | 1.1 | Unlikely
HOUETARHNDIELCN01_OLDI_FBHOILE01_D50 | Residential heating technology - Electric heating - apartment complex - new building - distributed MEAN level | HOUELC | HOUETARHN_OLDI_DMD | MKr20 | 2025 | 5.4801 | 0.0021884 | [6 empty] | ETA | I | OLD |  |  | RHNDIELC | 3 | 0.5 | HOUETARHNDIELCN01_OLDI_FBHOILE01 | 0.8 | HOUETARHNDIELCN01_OLDI | HOUETARHNBHOILE01_OLDI | BHOILE01 | DIELCN01 | ETA_OLDI | BHOILE01_DIELCN01 | 5 | 0 | 1.1 | Unlikely
HOUETARHNDIELCN01_OLDI_FBHOILE01_D50 | Residential heating technology - Electric heating - apartment complex - new building - distributed MEAN level | HOUELC | HOUETARHN_OLDI_DMD | MKr20 | 2030 | 5.3445 | 0.0021419 | [6 empty] | ETA | I | OLD |  |  | RHNDIELC | 3 | 0.5 | HOUETARHNDIELCN01_OLDI_FBHOILE01 | 0.8 | HOUETARHNDIELCN01_OLDI | HOUETARHNBHOILE01_OLDI | BHOILE01 | DIELCN01 | ETA_OLDI | BHOILE01_DIELCN01 | 5 | 0 | 1.1 | Unlikely
HOUETARHNDIELCN01_OLDI_FBHOILE01_D50 | Residential heating technology - Electric heating - apartment complex - new building - distributed MEAN level | HOUELC | HOUETARHN_OLDI_DMD | MKr20 | 2040 | 5.0832 | 0.0020487 | [6 empty] | ETA | I | OLD |  |  | RHNDIELC | 3 | 0.5 | HOUETARHNDIELCN01_OLDI_FBHOILE01 | 0.8 | HOUETARHNDIELCN01_OLDI | HOUETARHNBHOILE01_OLDI | BHOILE01 | DIELCN01 | ETA_OLDI | BHOILE01_DIELCN01 | 5 | 0 | 1.1 | Unlikely
HOUETARHNDIELCN01_OLDI_FBHOILE01_D50 | Residential heating technology - Electric heating - apartment complex - new building - distributed MEAN level | HOUELC | HOUETARHN_OLDI_DMD | MKr20 | 2050 | 4.8347 | 0.0019556 | [6 empty] | ETA | I | OLD |  |  | RHNDIELC | 3 | 0.5 | HOUETARHNDIELCN01_OLDI_FBHOILE01 | 0.8 | HOUETARHNDIELCN01_OLDI | HOUETARHNBHOILE01_OLDI | BHOILE01 | DIELCN01 | ETA_OLDI | BHOILE01_DIELCN01 | 5 | 0 | 1.1 | Unlikely
HOUETARHNBHWPEN01_OLDI_FBHOILE01_D50 | Residential heating technology - Biomass boiler, automatic stoking , wood pellets or wood chips - apartment complex - existing building - distributed MEAN level | HOUWPE | HOUETARHN_OLDI_DMD | MKr20 | 2020 | 1.639 | 0.027963 |  | 25 | 14 | 70 | 2 | 4 | ETA | I | OLD |  |  | RHNBHWPE | 3 | 0.5 | HOUETARHNBHWPEN01_OLDI_FBHOILE01 | 0.8 | HOUETARHNBHWPEN01_OLDI | HOUETARHNBHOILE01_OLDI | BHOILE01 | BHWPEN01 | ETA_OLDI | BHOILE01_BHWPEN01 | 6 | 0 | 1 | New
HOUETARHNBHWPEN01_OLDI_FBHOILE01_D50 | Residential heating technology - Biomass boiler, automatic stoking , wood pellets or wood chips - apartment complex - existing building - distributed MEAN level | HOUWPE | HOUETARHN_OLDI_DMD | MKr20 | 2025 | 1.5984 | 0.027765 |  | 25 | 14 | 60 | 2 | 4 | ETA | I | OLD |  |  | RHNBHWPE | 3 | 0.5 | HOUETARHNBHWPEN01_OLDI_FBHOILE01 | 0.8 | HOUETARHNBHWPEN01_OLDI | HOUETARHNBHOILE01_OLDI | BHOILE01 | BHWPEN01 | ETA_OLDI | BHOILE01_BHWPEN01 | 6 | 0 | 1 | New
HOUETARHNBHWPEN01_OLDI_FBHOILE01_D50 | Residential heating technology - Biomass boiler, automatic stoking , wood pellets or wood chips - apartment complex - existing building - distributed MEAN level | HOUWPE | HOUETARHN_OLDI_DMD | MKr20 | 2030 | 1.5589 | 0.027889 |  | 25 | 11 | 50 | 1 | 4 | ETA | I | OLD |  |  | RHNBHWPE | 3 | 0.5 | HOUETARHNBHWPEN01_OLDI_FBHOILE01 | 0.8 | HOUETARHNBHWPEN01_OLDI | HOUETARHNBHOILE01_OLDI | BHOILE01 | BHWPEN01 | ETA_OLDI | BHOILE01_BHWPEN01 | 6 | 0 | 1 | New
HOUETARHNBHWPEN01_OLDI_FBHOILE01_D50 | Residential heating technology - Biomass boiler, automatic stoking , wood pellets or wood chips - apartment complex - existing building - distributed MEAN level | HOUWPE | HOUETARHN_OLDI_DMD | MKr20 | 2040 | 1.4827 | 0.026999 |  | 25 | 9 | 45 | 1 | 4 | ETA | I | OLD |  |  | RHNBHWPE | 3 | 0.5 | HOUETARHNBHWPEN01_OLDI_FBHOILE01 | 0.8 | HOUETARHNBHWPEN01_OLDI | HOUETARHNBHOILE01_OLDI | BHOILE01 | BHWPEN01 | ETA_OLDI | BHOILE01_BHWPEN01 | 6 | 0 | 1 | New
HOUETARHNBHWPEN01_OLDI_FBHOILE01_D50 | Residential heating technology - Biomass boiler, automatic stoking , wood pellets or wood chips - apartment complex - existing building - distributed MEAN level | HOUWPE | HOUETARHN_OLDI_DMD | MKr20 | 2050 | 1.4102 | 0.025837 |  | 25 | 9 | 40 | 0 | 4 | ETA | I | OLD |  |  | RHNBHWPE | 3 | 0.5 | HOUETARHNBHWPEN01_OLDI_FBHOILE01 | 0.8 | HOUETARHNBHWPEN01_OLDI | HOUETARHNBHOILE01_OLDI | BHOILE01 | BHWPEN01 | ETA_OLDI | BHOILE01_BHWPEN01 | 6 | 0 | 1 | New
HOUETARHNBHSOLN01_OLDI_FBHOILE01_D50 | Residential heating technology - Solar heating system - apartment complex - existing building - distributed MEAN level | HOUSOL | HOUETARHN_OLDI_DMD | MKr20 | 2020 | 4.7414 | 0.02219 | [6 empty] | ETA | I | OLD |  |  | RHNBHSOL | 3 | 0.5 | HOUETARHNBHSOLN01_OLDI_FBHOILE01 | 0.8 | HOUETARHNBHSOLN01_OLDI | HOUETARHNBHOILE01_OLDI | BHOILE01 | BHSOLN01 | ETA_OLDI | BHOILE01_BHSOLN01 | 5 | 0 | 1.1 | Unlikely
HOUETARHNBHSOLN01_OLDI_FBHOILE01_D50 | Residential heating technology - Solar heating system - apartment complex - existing building - distributed MEAN level | HOUSOL | HOUETARHN_OLDI_DMD | MKr20 | 2025 | 4.5365 | 0.023521 | [6 empty] | ETA | I | OLD |  |  | RHNBHSOL | 3 | 0.5 | HOUETARHNBHSOLN01_OLDI_FBHOILE01 | 0.8 | HOUETARHNBHSOLN01_OLDI | HOUETARHNBHOILE01_OLDI | BHOILE01 | BHSOLN01 | ETA_OLDI | BHOILE01_BHSOLN01 | 5 | 0 | 1.1 | Unlikely
HOUETARHNBHSOLN01_OLDI_FBHOILE01_D50 | Residential heating technology - Solar heating system - apartment complex - existing building - distributed MEAN level | HOUSOL | HOUETARHN_OLDI_DMD | MKr20 | 2030 | 4.3316 | 0.024026 | [6 empty] | ETA | I | OLD |  |  | RHNBHSOL | 3 | 0.5 | HOUETARHNBHSOLN01_OLDI_FBHOILE01 | 0.8 | HOUETARHNBHSOLN01_OLDI | HOUETARHNBHOILE01_OLDI | BHOILE01 | BHSOLN01 | ETA_OLDI | BHOILE01_BHSOLN01 | 5 | 0 | 1.1 | Unlikely
HOUETARHNBHSOLN01_OLDI_FBHOILE01_D50 | Residential heating technology - Solar heating system - apartment complex - existing building - distributed MEAN level | HOUSOL | HOUETARHN_OLDI_DMD | MKr20 | 2040 | 4.1268 | 0.023374 | [6 empty] | ETA | I | OLD |  |  | RHNBHSOL | 3 | 0.5 | HOUETARHNBHSOLN01_OLDI_FBHOILE01 | 0.8 | HOUETARHNBHSOLN01_OLDI | HOUETARHNBHOILE01_OLDI | BHOILE01 | BHSOLN01 | ETA_OLDI | BHOILE01_BHSOLN01 | 5 | 0 | 1.1 | Unlikely
HOUETARHNBHSOLN01_OLDI_FBHOILE01_D50 | Residential heating technology - Solar heating system - apartment complex - existing building - distributed MEAN level | HOUSOL | HOUETARHN_OLDI_DMD | MKr20 | 2050 | 3.9219 | 0.02219 | [6 empty] | ETA | I | OLD |  |  | RHNBHSOL | 3 | 0.5 | HOUETARHNBHSOLN01_OLDI_FBHOILE01 | 0.8 | HOUETARHNBHSOLN01_OLDI | HOUETARHNBHOILE01_OLDI | BHOILE01 | BHSOLN01 | ETA_OLDI | BHOILE01_BHSOLN01 | 5 | 0 | 1.1 | Unlikely
HOUETARHNBHOILN01_OLDI_FBHOILE01_D50 | Residential heating technology - Oil boiler (mineral oil fired, < 10 % FAME) - apartment complex - existing building - distributed MEAN level | HOUOIL, HOUDSB, HOUDSE | HOUETARHN_OLDI_DMD | MKr20 | 2020 | 0.5465 | 0.019348 |  | 6.7 | 5 | 52 | 0 | 0 | ETA | I | OLD |  |  | RHNBHOIL | 3 | 0.5 | HOUETARHNBHOILN01_OLDI_FBHOILE01 | 0.8 | HOUETARHNBHOILN01_OLDI | HOUETARHNBHOILE01_OLDI | BHOILE01 | BHOILN01 | ETA_OLDI | BHOILE01_BHOILN01 | 2 | 0 | 0.9 | Same
HOUETARHNBHOILN01_OLDI_FBHOILE01_D50 | Residential heating technology - Oil boiler (mineral oil fired, < 10 % FAME) - apartment complex - existing building - distributed MEAN level | HOUOIL, HOUDSB, HOUDSE | HOUETARHN_OLDI_DMD | MKr20 | 2025 | 0.53297 | 0.019423 |  | 6.7 | 5 | 52 | 0 | 0 | ETA | I | OLD |  |  | RHNBHOIL | 3 | 0.5 | HOUETARHNBHOILN01_OLDI_FBHOILE01 | 0.8 | HOUETARHNBHOILN01_OLDI | HOUETARHNBHOILE01_OLDI | BHOILE01 | BHOILN01 | ETA_OLDI | BHOILE01_BHOILN01 | 2 | 0 | 0.9 | Same
HOUETARHNBHOILN01_OLDI_FBHOILE01_D50 | Residential heating technology - Oil boiler (mineral oil fired, < 10 % FAME) - apartment complex - existing building - distributed MEAN level | HOUOIL, HOUDSB, HOUDSE | HOUETARHN_OLDI_DMD | MKr20 | 2030 | 0.51978 | 0.019704 |  | 6.7 | 5 | 52 | 0 | 0 | ETA | I | OLD |  |  | RHNBHOIL | 3 | 0.5 | HOUETARHNBHOILN01_OLDI_FBHOILE01 | 0.8 | HOUETARHNBHOILN01_OLDI | HOUETARHNBHOILE01_OLDI | BHOILE01 | BHOILN01 | ETA_OLDI | BHOILE01_BHOILN01 | 2 | 0 | 0.9 | Same
HOUETARHNBHOILN01_OLDI_FBHOILE01_D50 | Residential heating technology - Oil boiler (mineral oil fired, < 10 % FAME) - apartment complex - existing building - distributed MEAN level | HOUOIL, HOUDSB, HOUDSE | HOUETARHN_OLDI_DMD | MKr20 | 2040 | 0.49437 | 0.019885 |  | 6.7 | 5 | 52 | 0 | 0 | ETA | I | OLD |  |  | RHNBHOIL | 3 | 0.5 | HOUETARHNBHOILN01_OLDI_FBHOILE01 | 0.8 | HOUETARHNBHOILN01_OLDI | HOUETARHNBHOILE01_OLDI | BHOILE01 | BHOILN01 | ETA_OLDI | BHOILE01_BHOILN01 | 2 | 0 | 0.9 | Same
HOUETARHNBHOILN01_OLDI_FBHOILE01_D50 | Residential heating technology - Oil boiler (mineral oil fired, < 10 % FAME) - apartment complex - existing building - distributed MEAN level | HOUOIL, HOUDSB, HOUDSE | HOUETARHN_OLDI_DMD | MKr20 | 2050 | 0.4702 | 0.02005 |  | 6.7 | 5 | 52 | 0 | 0 | ETA | I | OLD |  |  | RHNBHOIL | 3 | 0.5 | HOUETARHNBHOILN01_OLDI_FBHOILE01 | 0.8 | HOUETARHNBHOILN01_OLDI | HOUETARHNBHOILE01_OLDI | BHOILE01 | BHOILN01 | ETA_OLDI | BHOILE01_BHOILN01 | 2 | 0 | 0.9 | Same
HOUETARHNBHDHDN09_OLDI_FBHOILE01_D50 | Residential heating technology - Direct district heating substation - plus connection pipe - plus distribution (heating density: low ) - apartment complex - existing building - distributed MEAN level | HOUDHD | HOUETARHN_OLDI_DMD | MKr20 | 2020 | 0.42889 | 0.0016539 | [6 empty] | ETA | I | OLD |  |  | RHNBHDHD | 3 | 0.5 | HOUETARHNBHDHDN09_OLDI_FBHOILE01 | 0.8 | HOUETARHNBHDHDN09_OLDI | HOUETARHNBHOILE01_OLDI | BHOILE01 | BHDHDN09 | ETA_OLDI | BHOILE01_BHDHDN09 | 4 | -0.25 | 1 | Supported
HOUETARHNBHDHDN09_OLDI_FBHOILE01_D50 | Residential heating technology - Direct district heating substation - plus connection pipe - plus distribution (heating density: low ) - apartment complex - existing building - distributed MEAN level | HOUDHD | HOUETARHN_OLDI_DMD | MKr20 | 2025 | 0.42322 | 0.0016763 | [6 empty] | ETA | I | OLD |  |  | RHNBHDHD | 3 | 0.5 | HOUETARHNBHDHDN09_OLDI_FBHOILE01 | 0.8 | HOUETARHNBHDHDN09_OLDI | HOUETARHNBHOILE01_OLDI | BHOILE01 | BHDHDN09 | ETA_OLDI | BHOILE01_BHDHDN09 | 4 | -0.25 | 1 | Supported
HOUETARHNBHDHDN09_OLDI_FBHOILE01_D50 | Residential heating technology - Direct district heating substation - plus connection pipe - plus distribution (heating density: low ) - apartment complex - existing building - distributed MEAN level | HOUDHD | HOUETARHN_OLDI_DMD | MKr20 | 2030 | 0.41768 | 0.0016516 | [6 empty] | ETA | I | OLD |  |  | RHNBHDHD | 3 | 0.5 | HOUETARHNBHDHDN09_OLDI_FBHOILE01 | 0.8 | HOUETARHNBHDHDN09_OLDI | HOUETARHNBHOILE01_OLDI | BHOILE01 | BHDHDN09 | ETA_OLDI | BHOILE01_BHDHDN09 | 4 | -0.25 | 1 | Supported
HOUETARHNBHDHDN09_OLDI_FBHOILE01_D50 | Residential heating technology - Direct district heating substation - plus connection pipe - plus distribution (heating density: low ) - apartment complex - existing building - distributed MEAN level | HOUDHD | HOUETARHN_OLDI_DMD | MKr20 | 2040 | 0.40701 | 0.0016015 | [6 empty] | ETA | I | OLD |  |  | RHNBHDHD | 3 | 0.5 | HOUETARHNBHDHDN09_OLDI_FBHOILE01 | 0.8 | HOUETARHNBHDHDN09_OLDI | HOUETARHNBHOILE01_OLDI | BHOILE01 | BHDHDN09 | ETA_OLDI | BHOILE01_BHDHDN09 | 4 | -0.25 | 1 | Supported
HOUETARHNBHDHDN09_OLDI_FBHOILE01_D50 | Residential heating technology - Direct district heating substation - plus connection pipe - plus distribution (heating density: low ) - apartment complex - existing building - distributed MEAN level | HOUDHD | HOUETARHN_OLDI_DMD | MKr20 | 2050 | 0.39687 | 0.0015375 | [6 empty] | ETA | I | OLD |  |  | RHNBHDHD | 3 | 0.5 | HOUETARHNBHDHDN09_OLDI_FBHOILE01 | 0.8 | HOUETARHNBHDHDN09_OLDI | HOUETARHNBHOILE01_OLDI | BHOILE01 | BHDHDN09 | ETA_OLDI | BHOILE01_BHDHDN09 | 4 | -0.25 | 1 | Supported
HOUETARHNBHDHDN07_OLDI_FBHOILE01_D50 | Residential heating technology - Direct district heating substation - plus connection pipe - plus distribution (heating density: medium ) - apartment complex - existing building - distributed MEAN level | HOUDHD | HOUETARHN_OLDI_DMD | MKr20 | 2020 | 0.36639 | 0.0016539 | [6 empty] | ETA | I | OLD |  |  | RHNBHDHD | 3 | 0.5 | HOUETARHNBHDHDN07_OLDI_FBHOILE01 | 0.8 | HOUETARHNBHDHDN07_OLDI | HOUETARHNBHOILE01_OLDI | BHOILE01 | BHDHDN07 | ETA_OLDI | BHOILE01_BHDHDN07 | 4 | -0.25 | 1 | Supported
HOUETARHNBHDHDN07_OLDI_FBHOILE01_D50 | Residential heating technology - Direct district heating substation - plus connection pipe - plus distribution (heating density: medium ) - apartment complex - existing building - distributed MEAN level | HOUDHD | HOUETARHN_OLDI_DMD | MKr20 | 2025 | 0.36072 | 0.0016763 | [6 empty] | ETA | I | OLD |  |  | RHNBHDHD | 3 | 0.5 | HOUETARHNBHDHDN07_OLDI_FBHOILE01 | 0.8 | HOUETARHNBHDHDN07_OLDI | HOUETARHNBHOILE01_OLDI | BHOILE01 | BHDHDN07 | ETA_OLDI | BHOILE01_BHDHDN07 | 4 | -0.25 | 1 | Supported
HOUETARHNBHDHDN07_OLDI_FBHOILE01_D50 | Residential heating technology - Direct district heating substation - plus connection pipe - plus distribution (heating density: medium ) - apartment complex - existing building - distributed MEAN level | HOUDHD | HOUETARHN_OLDI_DMD | MKr20 | 2030 | 0.35518 | 0.0016516 | [6 empty] | ETA | I | OLD |  |  | RHNBHDHD | 3 | 0.5 | HOUETARHNBHDHDN07_OLDI_FBHOILE01 | 0.8 | HOUETARHNBHDHDN07_OLDI | HOUETARHNBHOILE01_OLDI | BHOILE01 | BHDHDN07 | ETA_OLDI | BHOILE01_BHDHDN07 | 4 | -0.25 | 1 | Supported
HOUETARHNBHDHDN07_OLDI_FBHOILE01_D50 | Residential heating technology - Direct district heating substation - plus connection pipe - plus distribution (heating density: medium ) - apartment complex - existing building - distributed MEAN level | HOUDHD | HOUETARHN_OLDI_DMD | MKr20 | 2040 | 0.34451 | 0.0016015 | [6 empty] | ETA | I | OLD |  |  | RHNBHDHD | 3 | 0.5 | HOUETARHNBHDHDN07_OLDI_FBHOILE01 | 0.8 | HOUETARHNBHDHDN07_OLDI | HOUETARHNBHOILE01_OLDI | BHOILE01 | BHDHDN07 | ETA_OLDI | BHOILE01_BHDHDN07 | 4 | -0.25 | 1 | Supported
HOUETARHNBHDHDN07_OLDI_FBHOILE01_D50 | Residential heating technology - Direct district heating substation - plus connection pipe - plus distribution (heating density: medium ) - apartment complex - existing building - distributed MEAN level | HOUDHD | HOUETARHN_OLDI_DMD | MKr20 | 2050 | 0.33437 | 0.0015375 | [6 empty] | ETA | I | OLD |  |  | RHNBHDHD | 3 | 0.5 | HOUETARHNBHDHDN07_OLDI_FBHOILE01 | 0.8 | HOUETARHNBHDHDN07_OLDI | HOUETARHNBHOILE01_OLDI | BHOILE01 | BHDHDN07 | ETA_OLDI | BHOILE01_BHDHDN07 | 4 | -0.25 | 1 | Supported
HOUETARHNBHDHDN05_OLDI_FBHOILE01_D50 | Residential heating technology - Direct district heating substation - plus connection pipe - plus distribution (heating density: high ) - apartment complex - existing building - distributed MEAN level | HOUDHD | HOUETARHN_OLDI_DMD | MKr20 | 2020 | 0.30389 | 0.0016539 | [6 empty] | ETA | I | OLD |  |  | RHNBHDHD | 3 | 0.5 | HOUETARHNBHDHDN05_OLDI_FBHOILE01 | 0.8 | HOUETARHNBHDHDN05_OLDI | HOUETARHNBHOILE01_OLDI | BHOILE01 | BHDHDN05 | ETA_OLDI | BHOILE01_BHDHDN05 | 4 | -0.25 | 1 | Supported
HOUETARHNBHDHDN05_OLDI_FBHOILE01_D50 | Residential heating technology - Direct district heating substation - plus connection pipe - plus distribution (heating density: high ) - apartment complex - existing building - distributed MEAN level | HOUDHD | HOUETARHN_OLDI_DMD | MKr20 | 2025 | 0.29822 | 0.0016763 | [6 empty] | ETA | I | OLD |  |  | RHNBHDHD | 3 | 0.5 | HOUETARHNBHDHDN05_OLDI_FBHOILE01 | 0.8 | HOUETARHNBHDHDN05_OLDI | HOUETARHNBHOILE01_OLDI | BHOILE01 | BHDHDN05 | ETA_OLDI | BHOILE01_BHDHDN05 | 4 | -0.25 | 1 | Supported
HOUETARHNBHDHDN05_OLDI_FBHOILE01_D50 | Residential heating technology - Direct district heating substation - plus connection pipe - plus distribution (heating density: high ) - apartment complex - existing building - distributed MEAN level | HOUDHD | HOUETARHN_OLDI_DMD | MKr20 | 2030 | 0.29268 | 0.0016516 | [6 empty] | ETA | I | OLD |  |  | RHNBHDHD | 3 | 0.5 | HOUETARHNBHDHDN05_OLDI_FBHOILE01 | 0.8 | HOUETARHNBHDHDN05_OLDI | HOUETARHNBHOILE01_OLDI | BHOILE01 | BHDHDN05 | ETA_OLDI | BHOILE01_BHDHDN05 | 4 | -0.25 | 1 | Supported
HOUETARHNBHDHDN05_OLDI_FBHOILE01_D50 | Residential heating technology - Direct district heating substation - plus connection pipe - plus distribution (heating density: high ) - apartment complex - existing building - distributed MEAN level | HOUDHD | HOUETARHN_OLDI_DMD | MKr20 | 2040 | 0.28201 | 0.0016015 | [6 empty] | ETA | I | OLD |  |  | RHNBHDHD | 3 | 0.5 | HOUETARHNBHDHDN05_OLDI_FBHOILE01 | 0.8 | HOUETARHNBHDHDN05_OLDI | HOUETARHNBHOILE01_OLDI | BHOILE01 | BHDHDN05 | ETA_OLDI | BHOILE01_BHDHDN05 | 4 | -0.25 | 1 | Supported
HOUETARHNBHDHDN05_OLDI_FBHOILE01_D50 | Residential heating technology - Direct district heating substation - plus connection pipe - plus distribution (heating density: high ) - apartment complex - existing building - distributed MEAN level | HOUDHD | HOUETARHN_OLDI_DMD | MKr20 | 2050 | 0.27187 | 0.0015375 | [6 empty] | ETA | I | OLD |  |  | RHNBHDHD | 3 | 0.5 | HOUETARHNBHDHDN05_OLDI_FBHOILE01 | 0.8 | HOUETARHNBHDHDN05_OLDI | HOUETARHNBHOILE01_OLDI | BHOILE01 | BHDHDN05 | ETA_OLDI | BHOILE01_BHDHDN05 | 4 | -0.25 | 1 | Supported
HOUETARHNBHDHCN09_OLDI_FBHOILE01_D50 | Residential heating technology - Direct district heating substation - plus connection pipe - plus distribution (heating density: low ) - apartment complex - existing building - distributed MEAN level | HOUDHC | HOUETARHN_OLDI_DMD | MKr20 | 2020 | 0.42889 | 0.0016539 | [6 empty] | ETA | I | OLD |  |  | RHNBHDHC | 3 | 0.5 | HOUETARHNBHDHCN09_OLDI_FBHOILE01 | 0.8 | HOUETARHNBHDHCN09_OLDI | HOUETARHNBHOILE01_OLDI | BHOILE01 | BHDHCN09 | ETA_OLDI | BHOILE01_BHDHCN09 | 4 | -0.25 | 1 | Supported
HOUETARHNBHDHCN09_OLDI_FBHOILE01_D50 | Residential heating technology - Direct district heating substation - plus connection pipe - plus distribution (heating density: low ) - apartment complex - existing building - distributed MEAN level | HOUDHC | HOUETARHN_OLDI_DMD | MKr20 | 2025 | 0.42322 | 0.0016763 | [6 empty] | ETA | I | OLD |  |  | RHNBHDHC | 3 | 0.5 | HOUETARHNBHDHCN09_OLDI_FBHOILE01 | 0.8 | HOUETARHNBHDHCN09_OLDI | HOUETARHNBHOILE01_OLDI | BHOILE01 | BHDHCN09 | ETA_OLDI | BHOILE01_BHDHCN09 | 4 | -0.25 | 1 | Supported
HOUETARHNBHDHCN09_OLDI_FBHOILE01_D50 | Residential heating technology - Direct district heating substation - plus connection pipe - plus distribution (heating density: low ) - apartment complex - existing building - distributed MEAN level | HOUDHC | HOUETARHN_OLDI_DMD | MKr20 | 2030 | 0.41768 | 0.0016516 | [6 empty] | ETA | I | OLD |  |  | RHNBHDHC | 3 | 0.5 | HOUETARHNBHDHCN09_OLDI_FBHOILE01 | 0.8 | HOUETARHNBHDHCN09_OLDI | HOUETARHNBHOILE01_OLDI | BHOILE01 | BHDHCN09 | ETA_OLDI | BHOILE01_BHDHCN09 | 4 | -0.25 | 1 | Supported
HOUETARHNBHDHCN09_OLDI_FBHOILE01_D50 | Residential heating technology - Direct district heating substation - plus connection pipe - plus distribution (heating density: low ) - apartment complex - existing building - distributed MEAN level | HOUDHC | HOUETARHN_OLDI_DMD | MKr20 | 2040 | 0.40701 | 0.0016015 | [6 empty] | ETA | I | OLD |  |  | RHNBHDHC | 3 | 0.5 | HOUETARHNBHDHCN09_OLDI_FBHOILE01 | 0.8 | HOUETARHNBHDHCN09_OLDI | HOUETARHNBHOILE01_OLDI | BHOILE01 | BHDHCN09 | ETA_OLDI | BHOILE01_BHDHCN09 | 4 | -0.25 | 1 | Supported
HOUETARHNBHDHCN09_OLDI_FBHOILE01_D50 | Residential heating technology - Direct district heating substation - plus connection pipe - plus distribution (heating density: low ) - apartment complex - existing building - distributed MEAN level | HOUDHC | HOUETARHN_OLDI_DMD | MKr20 | 2050 | 0.39687 | 0.0015375 | [6 empty] | ETA | I | OLD |  |  | RHNBHDHC | 3 | 0.5 | HOUETARHNBHDHCN09_OLDI_FBHOILE01 | 0.8 | HOUETARHNBHDHCN09_OLDI | HOUETARHNBHOILE01_OLDI | BHOILE01 | BHDHCN09 | ETA_OLDI | BHOILE01_BHDHCN09 | 4 | -0.25 | 1 | Supported
HOUETARHNBHDHCN07_OLDI_FBHOILE01_D50 | Residential heating technology - Direct district heating substation - plus connection pipe - plus distribution (heating density: medium ) - apartment complex - existing building - distributed MEAN level | HOUDHC | HOUETARHN_OLDI_DMD | MKr20 | 2020 | 0.36639 | 0.0016539 | [6 empty] | ETA | I | OLD |  |  | RHNBHDHC | 3 | 0.5 | HOUETARHNBHDHCN07_OLDI_FBHOILE01 | 0.8 | HOUETARHNBHDHCN07_OLDI | HOUETARHNBHOILE01_OLDI | BHOILE01 | BHDHCN07 | ETA_OLDI | BHOILE01_BHDHCN07 | 4 | -0.25 | 1 | Supported
HOUETARHNBHDHCN07_OLDI_FBHOILE01_D50 | Residential heating technology - Direct district heating substation - plus connection pipe - plus distribution (heating density: medium ) - apartment complex - existing building - distributed MEAN level | HOUDHC | HOUETARHN_OLDI_DMD | MKr20 | 2025 | 0.36072 | 0.0016763 | [6 empty] | ETA | I | OLD |  |  | RHNBHDHC | 3 | 0.5 | HOUETARHNBHDHCN07_OLDI_FBHOILE01 | 0.8 | HOUETARHNBHDHCN07_OLDI | HOUETARHNBHOILE01_OLDI | BHOILE01 | BHDHCN07 | ETA_OLDI | BHOILE01_BHDHCN07 | 4 | -0.25 | 1 | Supported
HOUETARHNBHDHCN07_OLDI_FBHOILE01_D50 | Residential heating technology - Direct district heating substation - plus connection pipe - plus distribution (heating density: medium ) - apartment complex - existing building - distributed MEAN level | HOUDHC | HOUETARHN_OLDI_DMD | MKr20 | 2030 | 0.35518 | 0.0016516 | [6 empty] | ETA | I | OLD |  |  | RHNBHDHC | 3 | 0.5 | HOUETARHNBHDHCN07_OLDI_FBHOILE01 | 0.8 | HOUETARHNBHDHCN07_OLDI | HOUETARHNBHOILE01_OLDI | BHOILE01 | BHDHCN07 | ETA_OLDI | BHOILE01_BHDHCN07 | 4 | -0.25 | 1 | Supported
HOUETARHNBHDHCN07_OLDI_FBHOILE01_D50 | Residential heating technology - Direct district heating substation - plus connection pipe - plus distribution (heating density: medium ) - apartment complex - existing building - distributed MEAN level | HOUDHC | HOUETARHN_OLDI_DMD | MKr20 | 2040 | 0.34451 | 0.0016015 | [6 empty] | ETA | I | OLD |  |  | RHNBHDHC | 3 | 0.5 | HOUETARHNBHDHCN07_OLDI_FBHOILE01 | 0.8 | HOUETARHNBHDHCN07_OLDI | HOUETARHNBHOILE01_OLDI | BHOILE01 | BHDHCN07 | ETA_OLDI | BHOILE01_BHDHCN07 | 4 | -0.25 | 1 | Supported
HOUETARHNBHDHCN07_OLDI_FBHOILE01_D50 | Residential heating technology - Direct district heating substation - plus connection pipe - plus distribution (heating density: medium ) - apartment complex - existing building - distributed MEAN level | HOUDHC | HOUETARHN_OLDI_DMD | MKr20 | 2050 | 0.33437 | 0.0015375 | [6 empty] | ETA | I | OLD |  |  | RHNBHDHC | 3 | 0.5 | HOUETARHNBHDHCN07_OLDI_FBHOILE01 | 0.8 | HOUETARHNBHDHCN07_OLDI | HOUETARHNBHOILE01_OLDI | BHOILE01 | BHDHCN07 | ETA_OLDI | BHOILE01_BHDHCN07 | 4 | -0.25 | 1 | Supported
HOUETARHNBHDHCN05_OLDI_FBHOILE01_D50 | Residential heating technology - Direct district heating substation - plus connection pipe - plus distribution (heating density: high ) - apartment complex - existing building - distributed MEAN level | HOUDHC | HOUETARHN_OLDI_DMD | MKr20 | 2020 | 0.30389 | 0.0016539 | [6 empty] | ETA | I | OLD |  |  | RHNBHDHC | 3 | 0.5 | HOUETARHNBHDHCN05_OLDI_FBHOILE01 | 0.8 | HOUETARHNBHDHCN05_OLDI | HOUETARHNBHOILE01_OLDI | BHOILE01 | BHDHCN05 | ETA_OLDI | BHOILE01_BHDHCN05 | 4 | -0.25 | 1 | Supported
HOUETARHNBHDHCN05_OLDI_FBHOILE01_D50 | Residential heating technology - Direct district heating substation - plus connection pipe - plus distribution (heating density: high ) - apartment complex - existing building - distributed MEAN level | HOUDHC | HOUETARHN_OLDI_DMD | MKr20 | 2025 | 0.29822 | 0.0016763 | [6 empty] | ETA | I | OLD |  |  | RHNBHDHC | 3 | 0.5 | HOUETARHNBHDHCN05_OLDI_FBHOILE01 | 0.8 | HOUETARHNBHDHCN05_OLDI | HOUETARHNBHOILE01_OLDI | BHOILE01 | BHDHCN05 | ETA_OLDI | BHOILE01_BHDHCN05 | 4 | -0.25 | 1 | Supported
HOUETARHNBHDHCN05_OLDI_FBHOILE01_D50 | Residential heating technology - Direct district heating substation - plus connection pipe - plus distribution (heating density: high ) - apartment complex - existing building - distributed MEAN level | HOUDHC | HOUETARHN_OLDI_DMD | MKr20 | 2030 | 0.29268 | 0.0016516 | [6 empty] | ETA | I | OLD |  |  | RHNBHDHC | 3 | 0.5 | HOUETARHNBHDHCN05_OLDI_FBHOILE01 | 0.8 | HOUETARHNBHDHCN05_OLDI | HOUETARHNBHOILE01_OLDI | BHOILE01 | BHDHCN05 | ETA_OLDI | BHOILE01_BHDHCN05 | 4 | -0.25 | 1 | Supported
HOUETARHNBHDHCN05_OLDI_FBHOILE01_D50 | Residential heating technology - Direct district heating substation - plus connection pipe - plus distribution (heating density: high ) - apartment complex - existing building - distributed MEAN level | HOUDHC | HOUETARHN_OLDI_DMD | MKr20 | 2040 | 0.28201 | 0.0016015 | [6 empty] | ETA | I | OLD |  |  | RHNBHDHC | 3 | 0.5 | HOUETARHNBHDHCN05_OLDI_FBHOILE01 | 0.8 | HOUETARHNBHDHCN05_OLDI | HOUETARHNBHOILE01_OLDI | BHOILE01 | BHDHCN05 | ETA_OLDI | BHOILE01_BHDHCN05 | 4 | -0.25 | 1 | Supported
HOUETARHNBHDHCN05_OLDI_FBHOILE01_D50 | Residential heating technology - Direct district heating substation - plus connection pipe - plus distribution (heating density: high ) - apartment complex - existing building - distributed MEAN level | HOUDHC | HOUETARHN_OLDI_DMD | MKr20 | 2050 | 0.27187 | 0.0015375 | [6 empty] | ETA | I | OLD |  |  | RHNBHDHC | 3 | 0.5 | HOUETARHNBHDHCN05_OLDI_FBHOILE01 | 0.8 | HOUETARHNBHDHCN05_OLDI | HOUETARHNBHOILE01_OLDI | BHOILE01 | BHDHCN05 | ETA_OLDI | BHOILE01_BHDHCN05 | 4 | -0.25 | 1 | Supported
HOUETARHNHPELCN05_OLDC_FBHSOLE01_D50 | Residential heating technology - Heat pump, Air-to-water - leasing - apartment complex - existing building - distributed MEAN level | HOUELC, HOUAMB | HOUETARHN_OLDC_DMD | MKr20 | 2020 | 2.8188 | 0.33694 | 0.34483 | [5 empty] | ETA | C | OLD | 2.9 |  | RHNHPELC | 3 | 0.5 | HOUETARHNHPELCN05_OLDC_FBHSOLE01 | 1 | HOUETARHNHPELCN05_OLDC | HOUETARHNBHSOLE01_OLDC | BHSOLE01 | HPELCN05 | ETA_OLDC | BHSOLE01_HPELCN05 | 5 | 0 | 1.1 | Unlikely
HOUETARHNHPELCN05_OLDC_FBHSOLE01_D50 | Residential heating technology - Heat pump, Air-to-water - leasing - apartment complex - existing building - distributed MEAN level | HOUELC, HOUAMB | HOUETARHN_OLDC_DMD | MKr20 | 2025 | 2.524 | 0.30975 | 0.32787 | [5 empty] | ETA | C | OLD | 3.05 |  | RHNHPELC | 3 | 0.5 | HOUETARHNHPELCN05_OLDC_FBHSOLE01 | 1 | HOUETARHNHPELCN05_OLDC | HOUETARHNBHSOLE01_OLDC | BHSOLE01 | HPELCN05 | ETA_OLDC | BHSOLE01_HPELCN05 | 5 | 0 | 1.1 | Unlikely
HOUETARHNHPELCN05_OLDC_FBHSOLE01_D50 | Residential heating technology - Heat pump, Air-to-water - leasing - apartment complex - existing building - distributed MEAN level | HOUELC, HOUAMB | HOUETARHN_OLDC_DMD | MKr20 | 2030 | 2.2292 | 0.28252 | 0.3125 | [5 empty] | ETA | C | OLD | 3.2 |  | RHNHPELC | 3 | 0.5 | HOUETARHNHPELCN05_OLDC_FBHSOLE01 | 1 | HOUETARHNHPELCN05_OLDC | HOUETARHNBHSOLE01_OLDC | BHSOLE01 | HPELCN05 | ETA_OLDC | BHSOLE01_HPELCN05 | 5 | 0 | 1.1 | Unlikely
HOUETARHNHPELCN05_OLDC_FBHSOLE01_D50 | Residential heating technology - Heat pump, Air-to-water - leasing - apartment complex - existing building - distributed MEAN level | HOUELC, HOUAMB | HOUETARHN_OLDC_DMD | MKr20 | 2040 | 1.9966 | 0.26038 | 0.29851 | [5 empty] | ETA | C | OLD | 3.35 |  | RHNHPELC | 3 | 0.5 | HOUETARHNHPELCN05_OLDC_FBHSOLE01 | 1 | HOUETARHNHPELCN05_OLDC | HOUETARHNBHSOLE01_OLDC | BHSOLE01 | HPELCN05 | ETA_OLDC | BHSOLE01_HPELCN05 | 5 | 0 | 1.1 | Unlikely
HOUETARHNHPELCN05_OLDC_FBHSOLE01_D50 | Residential heating technology - Heat pump, Air-to-water - leasing - apartment complex - existing building - distributed MEAN level | HOUELC, HOUAMB | HOUETARHN_OLDC_DMD | MKr20 | 2050 | 1.764 | 0.23822 | 0.28571 | [5 empty] | ETA | C | OLD | 3.5 |  | RHNHPELC | 3 | 0.5 | HOUETARHNHPELCN05_OLDC_FBHSOLE01 | 1 | HOUETARHNHPELCN05_OLDC | HOUETARHNBHSOLE01_OLDC | BHSOLE01 | HPELCN05 | ETA_OLDC | BHSOLE01_HPELCN05 | 5 | 0 | 1.1 | Unlikely
HOUETARHNHPELCN04_OLDC_FBHSOLE01_D50 | Residential heating technology - Heat pump, Ground source - apartment complex - existing building - distributed MEAN level | HOUELC, HOUAMB | HOUETARHN_OLDC_DMD | MKr20 | 2020 | 4.775 | 0.049932 | 0.3125 | [5 empty] | ETA | C | OLD | 3.2 |  | RHNHPELC | 3 | 0.5 | HOUETARHNHPELCN04_OLDC_FBHSOLE01 | 1 | HOUETARHNHPELCN04_OLDC | HOUETARHNBHSOLE01_OLDC | BHSOLE01 | HPELCN04 | ETA_OLDC | BHSOLE01_HPELCN04 | 6 | 0 | 1 | New
HOUETARHNHPELCN04_OLDC_FBHSOLE01_D50 | Residential heating technology - Heat pump, Ground source - apartment complex - existing building - distributed MEAN level | HOUELC, HOUAMB | HOUETARHN_OLDC_DMD | MKr20 | 2025 | 4.4169 | 0.049538 | 0.30303 | [5 empty] | ETA | C | OLD | 3.3 |  | RHNHPELC | 3 | 0.5 | HOUETARHNHPELCN04_OLDC_FBHSOLE01 | 1 | HOUETARHNHPELCN04_OLDC | HOUETARHNBHSOLE01_OLDC | BHSOLE01 | HPELCN04 | ETA_OLDC | BHSOLE01_HPELCN04 | 6 | 0 | 1 | New
HOUETARHNHPELCN04_OLDC_FBHSOLE01_D50 | Residential heating technology - Heat pump, Ground source - apartment complex - existing building - distributed MEAN level | HOUELC, HOUAMB | HOUETARHN_OLDC_DMD | MKr20 | 2030 | 4.0587 | 0.049105 | 0.29412 | [5 empty] | ETA | C | OLD | 3.4 |  | RHNHPELC | 3 | 0.5 | HOUETARHNHPELCN04_OLDC_FBHSOLE01 | 1 | HOUETARHNHPELCN04_OLDC | HOUETARHNBHSOLE01_OLDC | BHSOLE01 | HPELCN04 | ETA_OLDC | BHSOLE01_HPELCN04 | 6 | 0 | 1 | New
HOUETARHNHPELCN04_OLDC_FBHSOLE01_D50 | Residential heating technology - Heat pump, Ground source - apartment complex - existing building - distributed MEAN level | HOUELC, HOUAMB | HOUETARHN_OLDC_DMD | MKr20 | 2040 | 3.7543 | 0.048108 | 0.28169 | [5 empty] | ETA | C | OLD | 3.55 |  | RHNHPELC | 3 | 0.5 | HOUETARHNHPELCN04_OLDC_FBHSOLE01 | 1 | HOUETARHNHPELCN04_OLDC | HOUETARHNBHSOLE01_OLDC | BHSOLE01 | HPELCN04 | ETA_OLDC | BHSOLE01_HPELCN04 | 6 | 0 | 1 | New
HOUETARHNHPELCN04_OLDC_FBHSOLE01_D50 | Residential heating technology - Heat pump, Ground source - apartment complex - existing building - distributed MEAN level | HOUELC, HOUAMB | HOUETARHN_OLDC_DMD | MKr20 | 2050 | 3.4499 | 0.047091 | 0.27778 | [5 empty] | ETA | C | OLD | 3.6 |  | RHNHPELC | 3 | 0.5 | HOUETARHNHPELCN04_OLDC_FBHSOLE01 | 1 | HOUETARHNHPELCN04_OLDC | HOUETARHNBHSOLE01_OLDC | BHSOLE01 | HPELCN04 | ETA_OLDC | BHSOLE01_HPELCN04 | 6 | 0 | 1 | New
HOUETARHNHPELCN03_OLDC_FBHSOLE01_D50 | Residential heating technology - Heat pump, Air-to-water - apartment complex - existing building - distributed MEAN level | HOUELC, HOUAMB | HOUETARHN_OLDC_DMD | MKr20 | 2020 | 5.125 | 0.080689 | 0.34483 | [5 empty] | ETA | C | OLD | 2.9 |  | RHNHPELC | 3 | 0.5 | HOUETARHNHPELCN03_OLDC_FBHSOLE01 | 1 | HOUETARHNHPELCN03_OLDC | HOUETARHNBHSOLE01_OLDC | BHSOLE01 | HPELCN03 | ETA_OLDC | BHSOLE01_HPELCN03 | 6 | 0 | 1 | New
HOUETARHNHPELCN03_OLDC_FBHSOLE01_D50 | Residential heating technology - Heat pump, Air-to-water - apartment complex - existing building - distributed MEAN level | HOUELC, HOUAMB | HOUETARHN_OLDC_DMD | MKr20 | 2025 | 4.5891 | 0.080295 | 0.32787 | [5 empty] | ETA | C | OLD | 3.05 |  | RHNHPELC | 3 | 0.5 | HOUETARHNHPELCN03_OLDC_FBHSOLE01 | 1 | HOUETARHNHPELCN03_OLDC | HOUETARHNBHSOLE01_OLDC | BHSOLE01 | HPELCN03 | ETA_OLDC | BHSOLE01_HPELCN03 | 6 | 0 | 1 | New
HOUETARHNHPELCN03_OLDC_FBHSOLE01_D50 | Residential heating technology - Heat pump, Air-to-water - apartment complex - existing building - distributed MEAN level | HOUELC, HOUAMB | HOUETARHN_OLDC_DMD | MKr20 | 2030 | 4.0531 | 0.079862 | 0.3125 | [5 empty] | ETA | C | OLD | 3.2 |  | RHNHPELC | 3 | 0.5 | HOUETARHNHPELCN03_OLDC_FBHSOLE01 | 1 | HOUETARHNHPELCN03_OLDC | HOUETARHNBHSOLE01_OLDC | BHSOLE01 | HPELCN03 | ETA_OLDC | BHSOLE01_HPELCN03 | 6 | 0 | 1 | New
HOUETARHNHPELCN03_OLDC_FBHSOLE01_D50 | Residential heating technology - Heat pump, Air-to-water - apartment complex - existing building - distributed MEAN level | HOUELC, HOUAMB | HOUETARHN_OLDC_DMD | MKr20 | 2040 | 3.6302 | 0.078865 | 0.29851 | [5 empty] | ETA | C | OLD | 3.35 |  | RHNHPELC | 3 | 0.5 | HOUETARHNHPELCN03_OLDC_FBHSOLE01 | 1 | HOUETARHNHPELCN03_OLDC | HOUETARHNBHSOLE01_OLDC | BHSOLE01 | HPELCN03 | ETA_OLDC | BHSOLE01_HPELCN03 | 6 | 0 | 1 | New
HOUETARHNHPELCN03_OLDC_FBHSOLE01_D50 | Residential heating technology - Heat pump, Air-to-water - apartment complex - existing building - distributed MEAN level | HOUELC, HOUAMB | HOUETARHN_OLDC_DMD | MKr20 | 2050 | 3.2073 | 0.077848 | 0.28571 | [5 empty] | ETA | C | OLD | 3.5 |  | RHNHPELC | 3 | 0.5 | HOUETARHNHPELCN03_OLDC_FBHSOLE01 | 1 | HOUETARHNHPELCN03_OLDC | HOUETARHNBHSOLE01_OLDC | BHSOLE01 | HPELCN03 | ETA_OLDC | BHSOLE01_HPELCN03 | 6 | 0 | 1 | New
HOUETARHNHPELCN02_OLDC_FBHSOLE01_D50 | Residential heating technology - Heat pump, Air-to-air - single-family house - existing building - distributed MEAN level | HOUELC, HOUAMB | HOUETARHN_OLDC_DMD | MKr20 | 2020 | 2.1408 | 0.17231 | 0.20619 | [5 empty] | ETA | C | OLD | 4.85 |  | RHNHPELC | 3 | 0.5 | HOUETARHNHPELCN02_OLDC_FBHSOLE01 | 1 | HOUETARHNHPELCN02_OLDC | HOUETARHNBHSOLE01_OLDC | BHSOLE01 | HPELCN02 | ETA_OLDC | BHSOLE01_HPELCN02 | 5 | 0 | 1.1 | Unlikely
HOUETARHNHPELCN02_OLDC_FBHSOLE01_D50 | Residential heating technology - Heat pump, Air-to-air - single-family house - existing building - distributed MEAN level | HOUELC, HOUAMB | HOUETARHN_OLDC_DMD | MKr20 | 2025 | 2.0884 | 0.11707 | 0.19608 | [5 empty] | ETA | C | OLD | 5.1 |  | RHNHPELC | 3 | 0.5 | HOUETARHNHPELCN02_OLDC_FBHSOLE01 | 1 | HOUETARHNHPELCN02_OLDC | HOUETARHNBHSOLE01_OLDC | BHSOLE01 | HPELCN02 | ETA_OLDC | BHSOLE01_HPELCN02 | 5 | 0 | 1.1 | Unlikely
HOUETARHNHPELCN02_OLDC_FBHSOLE01_D50 | Residential heating technology - Heat pump, Air-to-air - single-family house - existing building - distributed MEAN level | HOUELC, HOUAMB | HOUETARHN_OLDC_DMD | MKr20 | 2030 | 2.0361 | 0.11491 | 0.18868 | [5 empty] | ETA | C | OLD | 5.3 |  | RHNHPELC | 3 | 0.5 | HOUETARHNHPELCN02_OLDC_FBHSOLE01 | 1 | HOUETARHNHPELCN02_OLDC | HOUETARHNBHSOLE01_OLDC | BHSOLE01 | HPELCN02 | ETA_OLDC | BHSOLE01_HPELCN02 | 5 | 0 | 1.1 | Unlikely
HOUETARHNHPELCN02_OLDC_FBHSOLE01_D50 | Residential heating technology - Heat pump, Air-to-air - single-family house - existing building - distributed MEAN level | HOUELC, HOUAMB | HOUETARHN_OLDC_DMD | MKr20 | 2040 | 1.939 | 0.11089 | 0.18182 | [5 empty] | ETA | C | OLD | 5.5 |  | RHNHPELC | 3 | 0.5 | HOUETARHNHPELCN02_OLDC_FBHSOLE01 | 1 | HOUETARHNHPELCN02_OLDC | HOUETARHNBHSOLE01_OLDC | BHSOLE01 | HPELCN02 | ETA_OLDC | BHSOLE01_HPELCN02 | 5 | 0 | 1.1 | Unlikely
HOUETARHNHPELCN02_OLDC_FBHSOLE01_D50 | Residential heating technology - Heat pump, Air-to-air - single-family house - existing building - distributed MEAN level | HOUELC, HOUAMB | HOUETARHN_OLDC_DMD | MKr20 | 2050 | 1.8419 | 0.10688 | 0.17857 | [5 empty] | ETA | C | OLD | 5.6 |  | RHNHPELC | 3 | 0.5 | HOUETARHNHPELCN02_OLDC_FBHSOLE01 | 1 | HOUETARHNHPELCN02_OLDC | HOUETARHNBHSOLE01_OLDC | BHSOLE01 | HPELCN02 | ETA_OLDC | BHSOLE01_HPELCN02 | 5 | 0 | 1.1 | Unlikely
HOUETARHNDIELCN06_OLDC_FBHSOLE01_D50 | Residential heating technology - Electric heating - electric panel from Bauhaus - apartment complex - new building - distributed MEAN level | HOUELC | HOUETARHN_OLDC_DMD | MKr20 | 2020 | 0.605 | 0 | [6 empty] | ETA | C | OLD |  |  | RHNDIELC | 3 | 0.5 | HOUETARHNDIELCN06_OLDC_FBHSOLE01 | 1 | HOUETARHNDIELCN06_OLDC | HOUETARHNBHSOLE01_OLDC | BHSOLE01 | DIELCN06 | ETA_OLDC | BHSOLE01_DIELCN06 | 5 | 0 | 1.1 | Unlikely
HOUETARHNDIELCN06_OLDC_FBHSOLE01_D50 | Residential heating technology - Electric heating - electric panel from Bauhaus - apartment complex - new building - distributed MEAN level | HOUELC | HOUETARHN_OLDC_DMD | MKr20 | 2025 | 0.605 | 0 | [6 empty] | ETA | C | OLD |  |  | RHNDIELC | 3 | 0.5 | HOUETARHNDIELCN06_OLDC_FBHSOLE01 | 1 | HOUETARHNDIELCN06_OLDC | HOUETARHNBHSOLE01_OLDC | BHSOLE01 | DIELCN06 | ETA_OLDC | BHSOLE01_DIELCN06 | 5 | 0 | 1.1 | Unlikely
HOUETARHNDIELCN06_OLDC_FBHSOLE01_D50 | Residential heating technology - Electric heating - electric panel from Bauhaus - apartment complex - new building - distributed MEAN level | HOUELC | HOUETARHN_OLDC_DMD | MKr20 | 2030 | 0.605 | 0 | [6 empty] | ETA | C | OLD |  |  | RHNDIELC | 3 | 0.5 | HOUETARHNDIELCN06_OLDC_FBHSOLE01 | 1 | HOUETARHNDIELCN06_OLDC | HOUETARHNBHSOLE01_OLDC | BHSOLE01 | DIELCN06 | ETA_OLDC | BHSOLE01_DIELCN06 | 5 | 0 | 1.1 | Unlikely
HOUETARHNDIELCN06_OLDC_FBHSOLE01_D50 | Residential heating technology - Electric heating - electric panel from Bauhaus - apartment complex - new building - distributed MEAN level | HOUELC | HOUETARHN_OLDC_DMD | MKr20 | 2040 | 0.605 | 0 | [6 empty] | ETA | C | OLD |  |  | RHNDIELC | 3 | 0.5 | HOUETARHNDIELCN06_OLDC_FBHSOLE01 | 1 | HOUETARHNDIELCN06_OLDC | HOUETARHNBHSOLE01_OLDC | BHSOLE01 | DIELCN06 | ETA_OLDC | BHSOLE01_DIELCN06 | 5 | 0 | 1.1 | Unlikely
HOUETARHNDIELCN06_OLDC_FBHSOLE01_D50 | Residential heating technology - Electric heating - electric panel from Bauhaus - apartment complex - new building - distributed MEAN level | HOUELC | HOUETARHN_OLDC_DMD | MKr20 | 2050 | 0.605 | 0 | [6 empty] | ETA | C | OLD |  |  | RHNDIELC | 3 | 0.5 | HOUETARHNDIELCN06_OLDC_FBHSOLE01 | 1 | HOUETARHNDIELCN06_OLDC | HOUETARHNBHSOLE01_OLDC | BHSOLE01 | DIELCN06 | ETA_OLDC | BHSOLE01_DIELCN06 | 5 | 0 | 1.1 | Unlikely
HOUETARHNDIELCN01_OLDC_FBHSOLE01_D50 | Residential heating technology - Electric heating - apartment complex - new building - distributed MEAN level | HOUELC | HOUETARHN_OLDC_DMD | MKr20 | 2020 | 5.6192 | 0.0022816 | [6 empty] | ETA | C | OLD |  |  | RHNDIELC | 3 | 0.5 | HOUETARHNDIELCN01_OLDC_FBHSOLE01 | 1 | HOUETARHNDIELCN01_OLDC | HOUETARHNBHSOLE01_OLDC | BHSOLE01 | DIELCN01 | ETA_OLDC | BHSOLE01_DIELCN01 | 5 | 0 | 1.1 | Unlikely
HOUETARHNDIELCN01_OLDC_FBHSOLE01_D50 | Residential heating technology - Electric heating - apartment complex - new building - distributed MEAN level | HOUELC | HOUETARHN_OLDC_DMD | MKr20 | 2025 | 5.4801 | 0.0021884 | [6 empty] | ETA | C | OLD |  |  | RHNDIELC | 3 | 0.5 | HOUETARHNDIELCN01_OLDC_FBHSOLE01 | 1 | HOUETARHNDIELCN01_OLDC | HOUETARHNBHSOLE01_OLDC | BHSOLE01 | DIELCN01 | ETA_OLDC | BHSOLE01_DIELCN01 | 5 | 0 | 1.1 | Unlikely
HOUETARHNDIELCN01_OLDC_FBHSOLE01_D50 | Residential heating technology - Electric heating - apartment complex - new building - distributed MEAN level | HOUELC | HOUETARHN_OLDC_DMD | MKr20 | 2030 | 5.3445 | 0.0021419 | [6 empty] | ETA | C | OLD |  |  | RHNDIELC | 3 | 0.5 | HOUETARHNDIELCN01_OLDC_FBHSOLE01 | 1 | HOUETARHNDIELCN01_OLDC | HOUETARHNBHSOLE01_OLDC | BHSOLE01 | DIELCN01 | ETA_OLDC | BHSOLE01_DIELCN01 | 5 | 0 | 1.1 | Unlikely
HOUETARHNDIELCN01_OLDC_FBHSOLE01_D50 | Residential heating technology - Electric heating - apartment complex - new building - distributed MEAN level | HOUELC | HOUETARHN_OLDC_DMD | MKr20 | 2040 | 5.0832 | 0.0020487 | [6 empty] | ETA | C | OLD |  |  | RHNDIELC | 3 | 0.5 | HOUETARHNDIELCN01_OLDC_FBHSOLE01 | 1 | HOUETARHNDIELCN01_OLDC | HOUETARHNBHSOLE01_OLDC | BHSOLE01 | DIELCN01 | ETA_OLDC | BHSOLE01_DIELCN01 | 5 | 0 | 1.1 | Unlikely
HOUETARHNDIELCN01_OLDC_FBHSOLE01_D50 | Residential heating technology - Electric heating - apartment complex - new building - distributed MEAN level | HOUELC | HOUETARHN_OLDC_DMD | MKr20 | 2050 | 4.8347 | 0.0019556 | [6 empty] | ETA | C | OLD |  |  | RHNDIELC | 3 | 0.5 | HOUETARHNDIELCN01_OLDC_FBHSOLE01 | 1 | HOUETARHNDIELCN01_OLDC | HOUETARHNBHSOLE01_OLDC | BHSOLE01 | DIELCN01 | ETA_OLDC | BHSOLE01_DIELCN01 | 5 | 0 | 1.1 | Unlikely
HOUETARHNBHWPEN01_OLDC_FBHSOLE01_D50 | Residential heating technology - Biomass boiler, automatic stoking , wood pellets or wood chips - apartment complex - existing building - distributed MEAN level | HOUWPE | HOUETARHN_OLDC_DMD | MKr20 | 2020 | 2.3438 | 0.041945 |  | 25 | 14 | 70 | 2 | 4 | ETA | C | OLD |  |  | RHNBHWPE | 3 | 0.5 | HOUETARHNBHWPEN01_OLDC_FBHSOLE01 | 1 | HOUETARHNBHWPEN01_OLDC | HOUETARHNBHSOLE01_OLDC | BHSOLE01 | BHWPEN01 | ETA_OLDC | BHSOLE01_BHWPEN01 | 5 | 0 | 1.1 | Unlikely
HOUETARHNBHWPEN01_OLDC_FBHSOLE01_D50 | Residential heating technology - Biomass boiler, automatic stoking , wood pellets or wood chips - apartment complex - existing building - distributed MEAN level | HOUWPE | HOUETARHN_OLDC_DMD | MKr20 | 2025 | 2.2858 | 0.041648 |  | 25 | 14 | 60 | 2 | 4 | ETA | C | OLD |  |  | RHNBHWPE | 3 | 0.5 | HOUETARHNBHWPEN01_OLDC_FBHSOLE01 | 1 | HOUETARHNBHWPEN01_OLDC | HOUETARHNBHSOLE01_OLDC | BHSOLE01 | BHWPEN01 | ETA_OLDC | BHSOLE01_BHWPEN01 | 5 | 0 | 1.1 | Unlikely
HOUETARHNBHWPEN01_OLDC_FBHSOLE01_D50 | Residential heating technology - Biomass boiler, automatic stoking , wood pellets or wood chips - apartment complex - existing building - distributed MEAN level | HOUWPE | HOUETARHN_OLDC_DMD | MKr20 | 2030 | 2.2292 | 0.041834 |  | 25 | 11 | 50 | 1 | 4 | ETA | C | OLD |  |  | RHNBHWPE | 3 | 0.5 | HOUETARHNBHWPEN01_OLDC_FBHSOLE01 | 1 | HOUETARHNBHWPEN01_OLDC | HOUETARHNBHSOLE01_OLDC | BHSOLE01 | BHWPEN01 | ETA_OLDC | BHSOLE01_BHWPEN01 | 5 | 0 | 1.1 | Unlikely
HOUETARHNBHWPEN01_OLDC_FBHSOLE01_D50 | Residential heating technology - Biomass boiler, automatic stoking , wood pellets or wood chips - apartment complex - existing building - distributed MEAN level | HOUWPE | HOUETARHN_OLDC_DMD | MKr20 | 2040 | 2.1202 | 0.040499 |  | 25 | 9 | 45 | 1 | 4 | ETA | C | OLD |  |  | RHNBHWPE | 3 | 0.5 | HOUETARHNBHWPEN01_OLDC_FBHSOLE01 | 1 | HOUETARHNBHWPEN01_OLDC | HOUETARHNBHSOLE01_OLDC | BHSOLE01 | BHWPEN01 | ETA_OLDC | BHSOLE01_BHWPEN01 | 5 | 0 | 1.1 | Unlikely
HOUETARHNBHWPEN01_OLDC_FBHSOLE01_D50 | Residential heating technology - Biomass boiler, automatic stoking , wood pellets or wood chips - apartment complex - existing building - distributed MEAN level | HOUWPE | HOUETARHN_OLDC_DMD | MKr20 | 2050 | 2.0165 | 0.038755 |  | 25 | 9 | 40 | 0 | 4 | ETA | C | OLD |  |  | RHNBHWPE | 3 | 0.5 | HOUETARHNBHWPEN01_OLDC_FBHSOLE01 | 1 | HOUETARHNBHWPEN01_OLDC | HOUETARHNBHSOLE01_OLDC | BHSOLE01 | BHWPEN01 | ETA_OLDC | BHSOLE01_BHWPEN01 | 5 | 0 | 1.1 | Unlikely
HOUETARHNBHSOLN01_OLDC_FBHSOLE01_D50 | Residential heating technology - Solar heating system - apartment complex - existing building - distributed MEAN level | HOUSOL | HOUETARHN_OLDC_DMD | MKr20 | 2020 | 3.8793 | 0.02219 | [6 empty] | ETA | C | OLD |  |  | RHNBHSOL | 3 | 0.5 | HOUETARHNBHSOLN01_OLDC_FBHSOLE01 | 1 | HOUETARHNBHSOLN01_OLDC | HOUETARHNBHSOLE01_OLDC | BHSOLE01 | BHSOLN01 | ETA_OLDC | BHSOLE01_BHSOLN01 | 2 | 0 | 0.9 | Same
HOUETARHNBHSOLN01_OLDC_FBHSOLE01_D50 | Residential heating technology - Solar heating system - apartment complex - existing building - distributed MEAN level | HOUSOL | HOUETARHN_OLDC_DMD | MKr20 | 2025 | 3.7117 | 0.023521 | [6 empty] | ETA | C | OLD |  |  | RHNBHSOL | 3 | 0.5 | HOUETARHNBHSOLN01_OLDC_FBHSOLE01 | 1 | HOUETARHNBHSOLN01_OLDC | HOUETARHNBHSOLE01_OLDC | BHSOLE01 | BHSOLN01 | ETA_OLDC | BHSOLE01_BHSOLN01 | 2 | 0 | 0.9 | Same
HOUETARHNBHSOLN01_OLDC_FBHSOLE01_D50 | Residential heating technology - Solar heating system - apartment complex - existing building - distributed MEAN level | HOUSOL | HOUETARHN_OLDC_DMD | MKr20 | 2030 | 3.5441 | 0.024026 | [6 empty] | ETA | C | OLD |  |  | RHNBHSOL | 3 | 0.5 | HOUETARHNBHSOLN01_OLDC_FBHSOLE01 | 1 | HOUETARHNBHSOLN01_OLDC | HOUETARHNBHSOLE01_OLDC | BHSOLE01 | BHSOLN01 | ETA_OLDC | BHSOLE01_BHSOLN01 | 2 | 0 | 0.9 | Same
HOUETARHNBHSOLN01_OLDC_FBHSOLE01_D50 | Residential heating technology - Solar heating system - apartment complex - existing building - distributed MEAN level | HOUSOL | HOUETARHN_OLDC_DMD | MKr20 | 2040 | 3.3764 | 0.023374 | [6 empty] | ETA | C | OLD |  |  | RHNBHSOL | 3 | 0.5 | HOUETARHNBHSOLN01_OLDC_FBHSOLE01 | 1 | HOUETARHNBHSOLN01_OLDC | HOUETARHNBHSOLE01_OLDC | BHSOLE01 | BHSOLN01 | ETA_OLDC | BHSOLE01_BHSOLN01 | 2 | 0 | 0.9 | Same
HOUETARHNBHSOLN01_OLDC_FBHSOLE01_D50 | Residential heating technology - Solar heating system - apartment complex - existing building - distributed MEAN level | HOUSOL | HOUETARHN_OLDC_DMD | MKr20 | 2050 | 3.2088 | 0.02219 | [6 empty] | ETA | C | OLD |  |  | RHNBHSOL | 3 | 0.5 | HOUETARHNBHSOLN01_OLDC_FBHSOLE01 | 1 | HOUETARHNBHSOLN01_OLDC | HOUETARHNBHSOLE01_OLDC | BHSOLE01 | BHSOLN01 | ETA_OLDC | BHSOLE01_BHSOLN01 | 2 | 0 | 0.9 | Same
HOUETARHNBHDHCN03_OLDC_FBHSOLE01_D50 | Residential heating technology - Direct district heating substation - plus connection pipe - apartment complex - existing building - distributed MEAN level | HOUDHC | HOUETARHN_OLDC_DMD | MKr20 | 2020 | 0.30389 | 0.0016539 | [6 empty] | ETA | C | OLD |  |  | RHNBHDHC | 3 | 0.5 | HOUETARHNBHDHCN03_OLDC_FBHSOLE01 | 1 | HOUETARHNBHDHCN03_OLDC | HOUETARHNBHSOLE01_OLDC | BHSOLE01 | BHDHCN03 | ETA_OLDC | BHSOLE01_BHDHCN03 | 6 | 0 | 1 | New
HOUETARHNBHDHCN03_OLDC_FBHSOLE01_D50 | Residential heating technology - Direct district heating substation - plus connection pipe - apartment complex - existing building - distributed MEAN level | HOUDHC | HOUETARHN_OLDC_DMD | MKr20 | 2025 | 0.29822 | 0.0016763 | [6 empty] | ETA | C | OLD |  |  | RHNBHDHC | 3 | 0.5 | HOUETARHNBHDHCN03_OLDC_FBHSOLE01 | 1 | HOUETARHNBHDHCN03_OLDC | HOUETARHNBHSOLE01_OLDC | BHSOLE01 | BHDHCN03 | ETA_OLDC | BHSOLE01_BHDHCN03 | 6 | 0 | 1 | New
HOUETARHNBHDHCN03_OLDC_FBHSOLE01_D50 | Residential heating technology - Direct district heating substation - plus connection pipe - apartment complex - existing building - distributed MEAN level | HOUDHC | HOUETARHN_OLDC_DMD | MKr20 | 2030 | 0.29268 | 0.0016516 | [6 empty] | ETA | C | OLD |  |  | RHNBHDHC | 3 | 0.5 | HOUETARHNBHDHCN03_OLDC_FBHSOLE01 | 1 | HOUETARHNBHDHCN03_OLDC | HOUETARHNBHSOLE01_OLDC | BHSOLE01 | BHDHCN03 | ETA_OLDC | BHSOLE01_BHDHCN03 | 6 | 0 | 1 | New
HOUETARHNBHDHCN03_OLDC_FBHSOLE01_D50 | Residential heating technology - Direct district heating substation - plus connection pipe - apartment complex - existing building - distributed MEAN level | HOUDHC | HOUETARHN_OLDC_DMD | MKr20 | 2040 | 0.28201 | 0.0016015 | [6 empty] | ETA | C | OLD |  |  | RHNBHDHC | 3 | 0.5 | HOUETARHNBHDHCN03_OLDC_FBHSOLE01 | 1 | HOUETARHNBHDHCN03_OLDC | HOUETARHNBHSOLE01_OLDC | BHSOLE01 | BHDHCN03 | ETA_OLDC | BHSOLE01_BHDHCN03 | 6 | 0 | 1 | New
HOUETARHNBHDHCN03_OLDC_FBHSOLE01_D50 | Residential heating technology - Direct district heating substation - plus connection pipe - apartment complex - existing building - distributed MEAN level | HOUDHC | HOUETARHN_OLDC_DMD | MKr20 | 2050 | 0.27187 | 0.0015375 | [6 empty] | ETA | C | OLD |  |  | RHNBHDHC | 3 | 0.5 | HOUETARHNBHDHCN03_OLDC_FBHSOLE01 | 1 | HOUETARHNBHDHCN03_OLDC | HOUETARHNBHSOLE01_OLDC | BHSOLE01 | BHDHCN03 | ETA_OLDC | BHSOLE01_BHDHCN03 | 6 | 0 | 1 | New
HOUETARHNHPELCN05_OLDD_FBHSOLE01_D50 | Residential heating technology - Heat pump, Air-to-water - leasing - apartment complex - existing building - distributed MEAN level | HOUELC, HOUAMB | HOUETARHN_OLDD_DMD | MKr20 | 2020 | 2.8188 | 0.33694 | 0.34483 | [5 empty] | ETA | D | OLD | 2.9 |  | RHNHPELC | 3 | 0.5 | HOUETARHNHPELCN05_OLDD_FBHSOLE01 | 1 | HOUETARHNHPELCN05_OLDD | HOUETARHNBHSOLE01_OLDD | BHSOLE01 | HPELCN05 | ETA_OLDD | BHSOLE01_HPELCN05 | 5 | 0 | 1.1 | Unlikely
HOUETARHNHPELCN05_OLDD_FBHSOLE01_D50 | Residential heating technology - Heat pump, Air-to-water - leasing - apartment complex - existing building - distributed MEAN level | HOUELC, HOUAMB | HOUETARHN_OLDD_DMD | MKr20 | 2025 | 2.524 | 0.30975 | 0.32787 | [5 empty] | ETA | D | OLD | 3.05 |  | RHNHPELC | 3 | 0.5 | HOUETARHNHPELCN05_OLDD_FBHSOLE01 | 1 | HOUETARHNHPELCN05_OLDD | HOUETARHNBHSOLE01_OLDD | BHSOLE01 | HPELCN05 | ETA_OLDD | BHSOLE01_HPELCN05 | 5 | 0 | 1.1 | Unlikely
HOUETARHNHPELCN05_OLDD_FBHSOLE01_D50 | Residential heating technology - Heat pump, Air-to-water - leasing - apartment complex - existing building - distributed MEAN level | HOUELC, HOUAMB | HOUETARHN_OLDD_DMD | MKr20 | 2030 | 2.2292 | 0.28252 | 0.3125 | [5 empty] | ETA | D | OLD | 3.2 |  | RHNHPELC | 3 | 0.5 | HOUETARHNHPELCN05_OLDD_FBHSOLE01 | 1 | HOUETARHNHPELCN05_OLDD | HOUETARHNBHSOLE01_OLDD | BHSOLE01 | HPELCN05 | ETA_OLDD | BHSOLE01_HPELCN05 | 5 | 0 | 1.1 | Unlikely
HOUETARHNHPELCN05_OLDD_FBHSOLE01_D50 | Residential heating technology - Heat pump, Air-to-water - leasing - apartment complex - existing building - distributed MEAN level | HOUELC, HOUAMB | HOUETARHN_OLDD_DMD | MKr20 | 2040 | 1.9966 | 0.26038 | 0.29851 | [5 empty] | ETA | D | OLD | 3.35 |  | RHNHPELC | 3 | 0.5 | HOUETARHNHPELCN05_OLDD_FBHSOLE01 | 1 | HOUETARHNHPELCN05_OLDD | HOUETARHNBHSOLE01_OLDD | BHSOLE01 | HPELCN05 | ETA_OLDD | BHSOLE01_HPELCN05 | 5 | 0 | 1.1 | Unlikely
HOUETARHNHPELCN05_OLDD_FBHSOLE01_D50 | Residential heating technology - Heat pump, Air-to-water - leasing - apartment complex - existing building - distributed MEAN level | HOUELC, HOUAMB | HOUETARHN_OLDD_DMD | MKr20 | 2050 | 1.764 | 0.23822 | 0.28571 | [5 empty] | ETA | D | OLD | 3.5 |  | RHNHPELC | 3 | 0.5 | HOUETARHNHPELCN05_OLDD_FBHSOLE01 | 1 | HOUETARHNHPELCN05_OLDD | HOUETARHNBHSOLE01_OLDD | BHSOLE01 | HPELCN05 | ETA_OLDD | BHSOLE01_HPELCN05 | 5 | 0 | 1.1 | Unlikely
HOUETARHNHPELCN04_OLDD_FBHSOLE01_D50 | Residential heating technology - Heat pump, Ground source - apartment complex - existing building - distributed MEAN level | HOUELC, HOUAMB | HOUETARHN_OLDD_DMD | MKr20 | 2020 | 4.775 | 0.049932 | 0.3125 | [5 empty] | ETA | D | OLD | 3.2 |  | RHNHPELC | 3 | 0.5 | HOUETARHNHPELCN04_OLDD_FBHSOLE01 | 1 | HOUETARHNHPELCN04_OLDD | HOUETARHNBHSOLE01_OLDD | BHSOLE01 | HPELCN04 | ETA_OLDD | BHSOLE01_HPELCN04 | 6 | 0 | 1 | New
HOUETARHNHPELCN04_OLDD_FBHSOLE01_D50 | Residential heating technology - Heat pump, Ground source - apartment complex - existing building - distributed MEAN level | HOUELC, HOUAMB | HOUETARHN_OLDD_DMD | MKr20 | 2025 | 4.4169 | 0.049538 | 0.30303 | [5 empty] | ETA | D | OLD | 3.3 |  | RHNHPELC | 3 | 0.5 | HOUETARHNHPELCN04_OLDD_FBHSOLE01 | 1 | HOUETARHNHPELCN04_OLDD | HOUETARHNBHSOLE01_OLDD | BHSOLE01 | HPELCN04 | ETA_OLDD | BHSOLE01_HPELCN04 | 6 | 0 | 1 | New
HOUETARHNHPELCN04_OLDD_FBHSOLE01_D50 | Residential heating technology - Heat pump, Ground source - apartment complex - existing building - distributed MEAN level | HOUELC, HOUAMB | HOUETARHN_OLDD_DMD | MKr20 | 2030 | 4.0587 | 0.049105 | 0.29412 | [5 empty] | ETA | D | OLD | 3.4 |  | RHNHPELC | 3 | 0.5 | HOUETARHNHPELCN04_OLDD_FBHSOLE01 | 1 | HOUETARHNHPELCN04_OLDD | HOUETARHNBHSOLE01_OLDD | BHSOLE01 | HPELCN04 | ETA_OLDD | BHSOLE01_HPELCN04 | 6 | 0 | 1 | New
HOUETARHNHPELCN04_OLDD_FBHSOLE01_D50 | Residential heating technology - Heat pump, Ground source - apartment complex - existing building - distributed MEAN level | HOUELC, HOUAMB | HOUETARHN_OLDD_DMD | MKr20 | 2040 | 3.7543 | 0.048108 | 0.28169 | [5 empty] | ETA | D | OLD | 3.55 |  | RHNHPELC | 3 | 0.5 | HOUETARHNHPELCN04_OLDD_FBHSOLE01 | 1 | HOUETARHNHPELCN04_OLDD | HOUETARHNBHSOLE01_OLDD | BHSOLE01 | HPELCN04 | ETA_OLDD | BHSOLE01_HPELCN04 | 6 | 0 | 1 | New
HOUETARHNHPELCN04_OLDD_FBHSOLE01_D50 | Residential heating technology - Heat pump, Ground source - apartment complex - existing building - distributed MEAN level | HOUELC, HOUAMB | HOUETARHN_OLDD_DMD | MKr20 | 2050 | 3.4499 | 0.047091 | 0.27778 | [5 empty] | ETA | D | OLD | 3.6 |  | RHNHPELC | 3 | 0.5 | HOUETARHNHPELCN04_OLDD_FBHSOLE01 | 1 | HOUETARHNHPELCN04_OLDD | HOUETARHNBHSOLE01_OLDD | BHSOLE01 | HPELCN04 | ETA_OLDD | BHSOLE01_HPELCN04 | 6 | 0 | 1 | New
HOUETARHNHPELCN03_OLDD_FBHSOLE01_D50 | Residential heating technology - Heat pump, Air-to-water - apartment complex - existing building - distributed MEAN level | HOUELC, HOUAMB | HOUETARHN_OLDD_DMD | MKr20 | 2020 | 5.125 | 0.080689 | 0.34483 | [5 empty] | ETA | D | OLD | 2.9 |  | RHNHPELC | 3 | 0.5 | HOUETARHNHPELCN03_OLDD_FBHSOLE01 | 1 | HOUETARHNHPELCN03_OLDD | HOUETARHNBHSOLE01_OLDD | BHSOLE01 | HPELCN03 | ETA_OLDD | BHSOLE01_HPELCN03 | 6 | 0 | 1 | New
HOUETARHNHPELCN03_OLDD_FBHSOLE01_D50 | Residential heating technology - Heat pump, Air-to-water - apartment complex - existing building - distributed MEAN level | HOUELC, HOUAMB | HOUETARHN_OLDD_DMD | MKr20 | 2025 | 4.5891 | 0.080295 | 0.32787 | [5 empty] | ETA | D | OLD | 3.05 |  | RHNHPELC | 3 | 0.5 | HOUETARHNHPELCN03_OLDD_FBHSOLE01 | 1 | HOUETARHNHPELCN03_OLDD | HOUETARHNBHSOLE01_OLDD | BHSOLE01 | HPELCN03 | ETA_OLDD | BHSOLE01_HPELCN03 | 6 | 0 | 1 | New
HOUETARHNHPELCN03_OLDD_FBHSOLE01_D50 | Residential heating technology - Heat pump, Air-to-water - apartment complex - existing building - distributed MEAN level | HOUELC, HOUAMB | HOUETARHN_OLDD_DMD | MKr20 | 2030 | 4.0531 | 0.079862 | 0.3125 | [5 empty] | ETA | D | OLD | 3.2 |  | RHNHPELC | 3 | 0.5 | HOUETARHNHPELCN03_OLDD_FBHSOLE01 | 1 | HOUETARHNHPELCN03_OLDD | HOUETARHNBHSOLE01_OLDD | BHSOLE01 | HPELCN03 | ETA_OLDD | BHSOLE01_HPELCN03 | 6 | 0 | 1 | New
HOUETARHNHPELCN03_OLDD_FBHSOLE01_D50 | Residential heating technology - Heat pump, Air-to-water - apartment complex - existing building - distributed MEAN level | HOUELC, HOUAMB | HOUETARHN_OLDD_DMD | MKr20 | 2040 | 3.6302 | 0.078865 | 0.29851 | [5 empty] | ETA | D | OLD | 3.35 |  | RHNHPELC | 3 | 0.5 | HOUETARHNHPELCN03_OLDD_FBHSOLE01 | 1 | HOUETARHNHPELCN03_OLDD | HOUETARHNBHSOLE01_OLDD | BHSOLE01 | HPELCN03 | ETA_OLDD | BHSOLE01_HPELCN03 | 6 | 0 | 1 | New
HOUETARHNHPELCN03_OLDD_FBHSOLE01_D50 | Residential heating technology - Heat pump, Air-to-water - apartment complex - existing building - distributed MEAN level | HOUELC, HOUAMB | HOUETARHN_OLDD_DMD | MKr20 | 2050 | 3.2073 | 0.077848 | 0.28571 | [5 empty] | ETA | D | OLD | 3.5 |  | RHNHPELC | 3 | 0.5 | HOUETARHNHPELCN03_OLDD_FBHSOLE01 | 1 | HOUETARHNHPELCN03_OLDD | HOUETARHNBHSOLE01_OLDD | BHSOLE01 | HPELCN03 | ETA_OLDD | BHSOLE01_HPELCN03 | 6 | 0 | 1 | New
HOUETARHNHPELCN02_OLDD_FBHSOLE01_D50 | Residential heating technology - Heat pump, Air-to-air - single-family house - existing building - distributed MEAN level | HOUELC, HOUAMB | HOUETARHN_OLDD_DMD | MKr20 | 2020 | 2.1408 | 0.17231 | 0.20619 | [5 empty] | ETA | D | OLD | 4.85 |  | RHNHPELC | 3 | 0.5 | HOUETARHNHPELCN02_OLDD_FBHSOLE01 | 1 | HOUETARHNHPELCN02_OLDD | HOUETARHNBHSOLE01_OLDD | BHSOLE01 | HPELCN02 | ETA_OLDD | BHSOLE01_HPELCN02 | 5 | 0 | 1.1 | Unlikely
HOUETARHNHPELCN02_OLDD_FBHSOLE01_D50 | Residential heating technology - Heat pump, Air-to-air - single-family house - existing building - distributed MEAN level | HOUELC, HOUAMB | HOUETARHN_OLDD_DMD | MKr20 | 2025 | 2.0884 | 0.11707 | 0.19608 | [5 empty] | ETA | D | OLD | 5.1 |  | RHNHPELC | 3 | 0.5 | HOUETARHNHPELCN02_OLDD_FBHSOLE01 | 1 | HOUETARHNHPELCN02_OLDD | HOUETARHNBHSOLE01_OLDD | BHSOLE01 | HPELCN02 | ETA_OLDD | BHSOLE01_HPELCN02 | 5 | 0 | 1.1 | Unlikely
HOUETARHNHPELCN02_OLDD_FBHSOLE01_D50 | Residential heating technology - Heat pump, Air-to-air - single-family house - existing building - distributed MEAN level | HOUELC, HOUAMB | HOUETARHN_OLDD_DMD | MKr20 | 2030 | 2.0361 | 0.11491 | 0.18868 | [5 empty] | ETA | D | OLD | 5.3 |  | RHNHPELC | 3 | 0.5 | HOUETARHNHPELCN02_OLDD_FBHSOLE01 | 1 | HOUETARHNHPELCN02_OLDD | HOUETARHNBHSOLE01_OLDD | BHSOLE01 | HPELCN02 | ETA_OLDD | BHSOLE01_HPELCN02 | 5 | 0 | 1.1 | Unlikely
HOUETARHNHPELCN02_OLDD_FBHSOLE01_D50 | Residential heating technology - Heat pump, Air-to-air - single-family house - existing building - distributed MEAN level | HOUELC, HOUAMB | HOUETARHN_OLDD_DMD | MKr20 | 2040 | 1.939 | 0.11089 | 0.18182 | [5 empty] | ETA | D | OLD | 5.5 |  | RHNHPELC | 3 | 0.5 | HOUETARHNHPELCN02_OLDD_FBHSOLE01 | 1 | HOUETARHNHPELCN02_OLDD | HOUETARHNBHSOLE01_OLDD | BHSOLE01 | HPELCN02 | ETA_OLDD | BHSOLE01_HPELCN02 | 5 | 0 | 1.1 | Unlikely
HOUETARHNHPELCN02_OLDD_FBHSOLE01_D50 | Residential heating technology - Heat pump, Air-to-air - single-family house - existing building - distributed MEAN level | HOUELC, HOUAMB | HOUETARHN_OLDD_DMD | MKr20 | 2050 | 1.8419 | 0.10688 | 0.17857 | [5 empty] | ETA | D | OLD | 5.6 |  | RHNHPELC | 3 | 0.5 | HOUETARHNHPELCN02_OLDD_FBHSOLE01 | 1 | HOUETARHNHPELCN02_OLDD | HOUETARHNBHSOLE01_OLDD | BHSOLE01 | HPELCN02 | ETA_OLDD | BHSOLE01_HPELCN02 | 5 | 0 | 1.1 | Unlikely
HOUETARHNDIELCN06_OLDD_FBHSOLE01_D50 | Residential heating technology - Electric heating - electric panel from Bauhaus - apartment complex - new building - distributed MEAN level | HOUELC | HOUETARHN_OLDD_DMD | MKr20 | 2020 | 0.605 | 0 | [6 empty] | ETA | D | OLD |  |  | RHNDIELC | 3 | 0.5 | HOUETARHNDIELCN06_OLDD_FBHSOLE01 | 1 | HOUETARHNDIELCN06_OLDD | HOUETARHNBHSOLE01_OLDD | BHSOLE01 | DIELCN06 | ETA_OLDD | BHSOLE01_DIELCN06 | 5 | 0 | 1.1 | Unlikely
HOUETARHNDIELCN06_OLDD_FBHSOLE01_D50 | Residential heating technology - Electric heating - electric panel from Bauhaus - apartment complex - new building - distributed MEAN level | HOUELC | HOUETARHN_OLDD_DMD | MKr20 | 2025 | 0.605 | 0 | [6 empty] | ETA | D | OLD |  |  | RHNDIELC | 3 | 0.5 | HOUETARHNDIELCN06_OLDD_FBHSOLE01 | 1 | HOUETARHNDIELCN06_OLDD | HOUETARHNBHSOLE01_OLDD | BHSOLE01 | DIELCN06 | ETA_OLDD | BHSOLE01_DIELCN06 | 5 | 0 | 1.1 | Unlikely
HOUETARHNDIELCN06_OLDD_FBHSOLE01_D50 | Residential heating technology - Electric heating - electric panel from Bauhaus - apartment complex - new building - distributed MEAN level | HOUELC | HOUETARHN_OLDD_DMD | MKr20 | 2030 | 0.605 | 0 | [6 empty] | ETA | D | OLD |  |  | RHNDIELC | 3 | 0.5 | HOUETARHNDIELCN06_OLDD_FBHSOLE01 | 1 | HOUETARHNDIELCN06_OLDD | HOUETARHNBHSOLE01_OLDD | BHSOLE01 | DIELCN06 | ETA_OLDD | BHSOLE01_DIELCN06 | 5 | 0 | 1.1 | Unlikely
HOUETARHNDIELCN06_OLDD_FBHSOLE01_D50 | Residential heating technology - Electric heating - electric panel from Bauhaus - apartment complex - new building - distributed MEAN level | HOUELC | HOUETARHN_OLDD_DMD | MKr20 | 2040 | 0.605 | 0 | [6 empty] | ETA | D | OLD |  |  | RHNDIELC | 3 | 0.5 | HOUETARHNDIELCN06_OLDD_FBHSOLE01 | 1 | HOUETARHNDIELCN06_OLDD | HOUETARHNBHSOLE01_OLDD | BHSOLE01 | DIELCN06 | ETA_OLDD | BHSOLE01_DIELCN06 | 5 | 0 | 1.1 | Unlikely
HOUETARHNDIELCN06_OLDD_FBHSOLE01_D50 | Residential heating technology - Electric heating - electric panel from Bauhaus - apartment complex - new building - distributed MEAN level | HOUELC | HOUETARHN_OLDD_DMD | MKr20 | 2050 | 0.605 | 0 | [6 empty] | ETA | D | OLD |  |  | RHNDIELC | 3 | 0.5 | HOUETARHNDIELCN06_OLDD_FBHSOLE01 | 1 | HOUETARHNDIELCN06_OLDD | HOUETARHNBHSOLE01_OLDD | BHSOLE01 | DIELCN06 | ETA_OLDD | BHSOLE01_DIELCN06 | 5 | 0 | 1.1 | Unlikely
HOUETARHNDIELCN01_OLDD_FBHSOLE01_D50 | Residential heating technology - Electric heating - apartment complex - new building - distributed MEAN level | HOUELC | HOUETARHN_OLDD_DMD | MKr20 | 2020 | 5.6192 | 0.0022816 | [6 empty] | ETA | D | OLD |  |  | RHNDIELC | 3 | 0.5 | HOUETARHNDIELCN01_OLDD_FBHSOLE01 | 1 | HOUETARHNDIELCN01_OLDD | HOUETARHNBHSOLE01_OLDD | BHSOLE01 | DIELCN01 | ETA_OLDD | BHSOLE01_DIELCN01 | 5 | 0 | 1.1 | Unlikely
HOUETARHNDIELCN01_OLDD_FBHSOLE01_D50 | Residential heating technology - Electric heating - apartment complex - new building - distributed MEAN level | HOUELC | HOUETARHN_OLDD_DMD | MKr20 | 2025 | 5.4801 | 0.0021884 | [6 empty] | ETA | D | OLD |  |  | RHNDIELC | 3 | 0.5 | HOUETARHNDIELCN01_OLDD_FBHSOLE01 | 1 | HOUETARHNDIELCN01_OLDD | HOUETARHNBHSOLE01_OLDD | BHSOLE01 | DIELCN01 | ETA_OLDD | BHSOLE01_DIELCN01 | 5 | 0 | 1.1 | Unlikely
HOUETARHNDIELCN01_OLDD_FBHSOLE01_D50 | Residential heating technology - Electric heating - apartment complex - new building - distributed MEAN level | HOUELC | HOUETARHN_OLDD_DMD | MKr20 | 2030 | 5.3445 | 0.0021419 | [6 empty] | ETA | D | OLD |  |  | RHNDIELC | 3 | 0.5 | HOUETARHNDIELCN01_OLDD_FBHSOLE01 | 1 | HOUETARHNDIELCN01_OLDD | HOUETARHNBHSOLE01_OLDD | BHSOLE01 | DIELCN01 | ETA_OLDD | BHSOLE01_DIELCN01 | 5 | 0 | 1.1 | Unlikely
HOUETARHNDIELCN01_OLDD_FBHSOLE01_D50 | Residential heating technology - Electric heating - apartment complex - new building - distributed MEAN level | HOUELC | HOUETARHN_OLDD_DMD | MKr20 | 2040 | 5.0832 | 0.0020487 | [6 empty] | ETA | D | OLD |  |  | RHNDIELC | 3 | 0.5 | HOUETARHNDIELCN01_OLDD_FBHSOLE01 | 1 | HOUETARHNDIELCN01_OLDD | HOUETARHNBHSOLE01_OLDD | BHSOLE01 | DIELCN01 | ETA_OLDD | BHSOLE01_DIELCN01 | 5 | 0 | 1.1 | Unlikely
HOUETARHNDIELCN01_OLDD_FBHSOLE01_D50 | Residential heating technology - Electric heating - apartment complex - new building - distributed MEAN level | HOUELC | HOUETARHN_OLDD_DMD | MKr20 | 2050 | 4.8347 | 0.0019556 | [6 empty] | ETA | D | OLD |  |  | RHNDIELC | 3 | 0.5 | HOUETARHNDIELCN01_OLDD_FBHSOLE01 | 1 | HOUETARHNDIELCN01_OLDD | HOUETARHNBHSOLE01_OLDD | BHSOLE01 | DIELCN01 | ETA_OLDD | BHSOLE01_DIELCN01 | 5 | 0 | 1.1 | Unlikely
HOUETARHNBHWPEN01_OLDD_FBHSOLE01_D50 | Residential heating technology - Biomass boiler, automatic stoking , wood pellets or wood chips - apartment complex - existing building - distributed MEAN level | HOUWPE | HOUETARHN_OLDD_DMD | MKr20 | 2020 | 2.3438 | 0.041945 |  | 25 | 14 | 70 | 2 | 4 | ETA | D | OLD |  |  | RHNBHWPE | 3 | 0.5 | HOUETARHNBHWPEN01_OLDD_FBHSOLE01 | 1 | HOUETARHNBHWPEN01_OLDD | HOUETARHNBHSOLE01_OLDD | BHSOLE01 | BHWPEN01 | ETA_OLDD | BHSOLE01_BHWPEN01 | 5 | 0 | 1.1 | Unlikely
HOUETARHNBHWPEN01_OLDD_FBHSOLE01_D50 | Residential heating technology - Biomass boiler, automatic stoking , wood pellets or wood chips - apartment complex - existing building - distributed MEAN level | HOUWPE | HOUETARHN_OLDD_DMD | MKr20 | 2025 | 2.2858 | 0.041648 |  | 25 | 14 | 60 | 2 | 4 | ETA | D | OLD |  |  | RHNBHWPE | 3 | 0.5 | HOUETARHNBHWPEN01_OLDD_FBHSOLE01 | 1 | HOUETARHNBHWPEN01_OLDD | HOUETARHNBHSOLE01_OLDD | BHSOLE01 | BHWPEN01 | ETA_OLDD | BHSOLE01_BHWPEN01 | 5 | 0 | 1.1 | Unlikely
HOUETARHNBHWPEN01_OLDD_FBHSOLE01_D50 | Residential heating technology - Biomass boiler, automatic stoking , wood pellets or wood chips - apartment complex - existing building - distributed MEAN level | HOUWPE | HOUETARHN_OLDD_DMD | MKr20 | 2030 | 2.2292 | 0.041834 |  | 25 | 11 | 50 | 1 | 4 | ETA | D | OLD |  |  | RHNBHWPE | 3 | 0.5 | HOUETARHNBHWPEN01_OLDD_FBHSOLE01 | 1 | HOUETARHNBHWPEN01_OLDD | HOUETARHNBHSOLE01_OLDD | BHSOLE01 | BHWPEN01 | ETA_OLDD | BHSOLE01_BHWPEN01 | 5 | 0 | 1.1 | Unlikely
HOUETARHNBHWPEN01_OLDD_FBHSOLE01_D50 | Residential heating technology - Biomass boiler, automatic stoking , wood pellets or wood chips - apartment complex - existing building - distributed MEAN level | HOUWPE | HOUETARHN_OLDD_DMD | MKr20 | 2040 | 2.1202 | 0.040499 |  | 25 | 9 | 45 | 1 | 4 | ETA | D | OLD |  |  | RHNBHWPE | 3 | 0.5 | HOUETARHNBHWPEN01_OLDD_FBHSOLE01 | 1 | HOUETARHNBHWPEN01_OLDD | HOUETARHNBHSOLE01_OLDD | BHSOLE01 | BHWPEN01 | ETA_OLDD | BHSOLE01_BHWPEN01 | 5 | 0 | 1.1 | Unlikely
HOUETARHNBHWPEN01_OLDD_FBHSOLE01_D50 | Residential heating technology - Biomass boiler, automatic stoking , wood pellets or wood chips - apartment complex - existing building - distributed MEAN level | HOUWPE | HOUETARHN_OLDD_DMD | MKr20 | 2050 | 2.0165 | 0.038755 |  | 25 | 9 | 40 | 0 | 4 | ETA | D | OLD |  |  | RHNBHWPE | 3 | 0.5 | HOUETARHNBHWPEN01_OLDD_FBHSOLE01 | 1 | HOUETARHNBHWPEN01_OLDD | HOUETARHNBHSOLE01_OLDD | BHSOLE01 | BHWPEN01 | ETA_OLDD | BHSOLE01_BHWPEN01 | 5 | 0 | 1.1 | Unlikely
HOUETARHNBHSOLN01_OLDD_FBHSOLE01_D50 | Residential heating technology - Solar heating system - apartment complex - existing building - distributed MEAN level | HOUSOL | HOUETARHN_OLDD_DMD | MKr20 | 2020 | 3.8793 | 0.02219 | [6 empty] | ETA | D | OLD |  |  | RHNBHSOL | 3 | 0.5 | HOUETARHNBHSOLN01_OLDD_FBHSOLE01 | 1 | HOUETARHNBHSOLN01_OLDD | HOUETARHNBHSOLE01_OLDD | BHSOLE01 | BHSOLN01 | ETA_OLDD | BHSOLE01_BHSOLN01 | 2 | 0 | 0.9 | Same
HOUETARHNBHSOLN01_OLDD_FBHSOLE01_D50 | Residential heating technology - Solar heating system - apartment complex - existing building - distributed MEAN level | HOUSOL | HOUETARHN_OLDD_DMD | MKr20 | 2025 | 3.7117 | 0.023521 | [6 empty] | ETA | D | OLD |  |  | RHNBHSOL | 3 | 0.5 | HOUETARHNBHSOLN01_OLDD_FBHSOLE01 | 1 | HOUETARHNBHSOLN01_OLDD | HOUETARHNBHSOLE01_OLDD | BHSOLE01 | BHSOLN01 | ETA_OLDD | BHSOLE01_BHSOLN01 | 2 | 0 | 0.9 | Same
HOUETARHNBHSOLN01_OLDD_FBHSOLE01_D50 | Residential heating technology - Solar heating system - apartment complex - existing building - distributed MEAN level | HOUSOL | HOUETARHN_OLDD_DMD | MKr20 | 2030 | 3.5441 | 0.024026 | [6 empty] | ETA | D | OLD |  |  | RHNBHSOL | 3 | 0.5 | HOUETARHNBHSOLN01_OLDD_FBHSOLE01 | 1 | HOUETARHNBHSOLN01_OLDD | HOUETARHNBHSOLE01_OLDD | BHSOLE01 | BHSOLN01 | ETA_OLDD | BHSOLE01_BHSOLN01 | 2 | 0 | 0.9 | Same
HOUETARHNBHSOLN01_OLDD_FBHSOLE01_D50 | Residential heating technology - Solar heating system - apartment complex - existing building - distributed MEAN level | HOUSOL | HOUETARHN_OLDD_DMD | MKr20 | 2040 | 3.3764 | 0.023374 | [6 empty] | ETA | D | OLD |  |  | RHNBHSOL | 3 | 0.5 | HOUETARHNBHSOLN01_OLDD_FBHSOLE01 | 1 | HOUETARHNBHSOLN01_OLDD | HOUETARHNBHSOLE01_OLDD | BHSOLE01 | BHSOLN01 | ETA_OLDD | BHSOLE01_BHSOLN01 | 2 | 0 | 0.9 | Same
HOUETARHNBHSOLN01_OLDD_FBHSOLE01_D50 | Residential heating technology - Solar heating system - apartment complex - existing building - distributed MEAN level | HOUSOL | HOUETARHN_OLDD_DMD | MKr20 | 2050 | 3.2088 | 0.02219 | [6 empty] | ETA | D | OLD |  |  | RHNBHSOL | 3 | 0.5 | HOUETARHNBHSOLN01_OLDD_FBHSOLE01 | 1 | HOUETARHNBHSOLN01_OLDD | HOUETARHNBHSOLE01_OLDD | BHSOLE01 | BHSOLN01 | ETA_OLDD | BHSOLE01_BHSOLN01 | 2 | 0 | 0.9 | Same
HOUETARHNBHDHDN03_OLDD_FBHSOLE01_D50 | Residential heating technology - Direct district heating substation - plus connection pipe - apartment complex - existing building - distributed MEAN level | HOUDHD | HOUETARHN_OLDD_DMD | MKr20 | 2020 | 0.30389 | 0.0016539 | [6 empty] | ETA | D | OLD |  |  | RHNBHDHD | 3 | 0.5 | HOUETARHNBHDHDN03_OLDD_FBHSOLE01 | 1 | HOUETARHNBHDHDN03_OLDD | HOUETARHNBHSOLE01_OLDD | BHSOLE01 | BHDHDN03 | ETA_OLDD | BHSOLE01_BHDHDN03 | 6 | 0 | 1 | New
HOUETARHNBHDHDN03_OLDD_FBHSOLE01_D50 | Residential heating technology - Direct district heating substation - plus connection pipe - apartment complex - existing building - distributed MEAN level | HOUDHD | HOUETARHN_OLDD_DMD | MKr20 | 2025 | 0.29822 | 0.0016763 | [6 empty] | ETA | D | OLD |  |  | RHNBHDHD | 3 | 0.5 | HOUETARHNBHDHDN03_OLDD_FBHSOLE01 | 1 | HOUETARHNBHDHDN03_OLDD | HOUETARHNBHSOLE01_OLDD | BHSOLE01 | BHDHDN03 | ETA_OLDD | BHSOLE01_BHDHDN03 | 6 | 0 | 1 | New
HOUETARHNBHDHDN03_OLDD_FBHSOLE01_D50 | Residential heating technology - Direct district heating substation - plus connection pipe - apartment complex - existing building - distributed MEAN level | HOUDHD | HOUETARHN_OLDD_DMD | MKr20 | 2030 | 0.29268 | 0.0016516 | [6 empty] | ETA | D | OLD |  |  | RHNBHDHD | 3 | 0.5 | HOUETARHNBHDHDN03_OLDD_FBHSOLE01 | 1 | HOUETARHNBHDHDN03_OLDD | HOUETARHNBHSOLE01_OLDD | BHSOLE01 | BHDHDN03 | ETA_OLDD | BHSOLE01_BHDHDN03 | 6 | 0 | 1 | New
HOUETARHNBHDHDN03_OLDD_FBHSOLE01_D50 | Residential heating technology - Direct district heating substation - plus connection pipe - apartment complex - existing building - distributed MEAN level | HOUDHD | HOUETARHN_OLDD_DMD | MKr20 | 2040 | 0.28201 | 0.0016015 | [6 empty] | ETA | D | OLD |  |  | RHNBHDHD | 3 | 0.5 | HOUETARHNBHDHDN03_OLDD_FBHSOLE01 | 1 | HOUETARHNBHDHDN03_OLDD | HOUETARHNBHSOLE01_OLDD | BHSOLE01 | BHDHDN03 | ETA_OLDD | BHSOLE01_BHDHDN03 | 6 | 0 | 1 | New
HOUETARHNBHDHDN03_OLDD_FBHSOLE01_D50 | Residential heating technology - Direct district heating substation - plus connection pipe - apartment complex - existing building - distributed MEAN level | HOUDHD | HOUETARHN_OLDD_DMD | MKr20 | 2050 | 0.27187 | 0.0015375 | [6 empty] | ETA | D | OLD |  |  | RHNBHDHD | 3 | 0.5 | HOUETARHNBHDHDN03_OLDD_FBHSOLE01 | 1 | HOUETARHNBHDHDN03_OLDD | HOUETARHNBHSOLE01_OLDD | BHSOLE01 | BHDHDN03 | ETA_OLDD | BHSOLE01_BHDHDN03 | 6 | 0 | 1 | New
HOUETARHNHPELCN05_OLDI_FBHSOLE01_D50 | Residential heating technology - Heat pump, Air-to-water - leasing - apartment complex - existing building - distributed MEAN level | HOUELC, HOUAMB | HOUETARHN_OLDI_DMD | MKr20 | 2020 | 2.8188 | 0.33694 | 0.34483 | [5 empty] | ETA | I | OLD | 2.9 |  | RHNHPELC | 3 | 0.5 | HOUETARHNHPELCN05_OLDI_FBHSOLE01 | 1 | HOUETARHNHPELCN05_OLDI | HOUETARHNBHSOLE01_OLDI | BHSOLE01 | HPELCN05 | ETA_OLDI | BHSOLE01_HPELCN05 | 5 | 0 | 1.1 | Unlikely
HOUETARHNHPELCN05_OLDI_FBHSOLE01_D50 | Residential heating technology - Heat pump, Air-to-water - leasing - apartment complex - existing building - distributed MEAN level | HOUELC, HOUAMB | HOUETARHN_OLDI_DMD | MKr20 | 2025 | 2.524 | 0.30975 | 0.32787 | [5 empty] | ETA | I | OLD | 3.05 |  | RHNHPELC | 3 | 0.5 | HOUETARHNHPELCN05_OLDI_FBHSOLE01 | 1 | HOUETARHNHPELCN05_OLDI | HOUETARHNBHSOLE01_OLDI | BHSOLE01 | HPELCN05 | ETA_OLDI | BHSOLE01_HPELCN05 | 5 | 0 | 1.1 | Unlikely
HOUETARHNHPELCN05_OLDI_FBHSOLE01_D50 | Residential heating technology - Heat pump, Air-to-water - leasing - apartment complex - existing building - distributed MEAN level | HOUELC, HOUAMB | HOUETARHN_OLDI_DMD | MKr20 | 2030 | 2.2292 | 0.28252 | 0.3125 | [5 empty] | ETA | I | OLD | 3.2 |  | RHNHPELC | 3 | 0.5 | HOUETARHNHPELCN05_OLDI_FBHSOLE01 | 1 | HOUETARHNHPELCN05_OLDI | HOUETARHNBHSOLE01_OLDI | BHSOLE01 | HPELCN05 | ETA_OLDI | BHSOLE01_HPELCN05 | 5 | 0 | 1.1 | Unlikely
HOUETARHNHPELCN05_OLDI_FBHSOLE01_D50 | Residential heating technology - Heat pump, Air-to-water - leasing - apartment complex - existing building - distributed MEAN level | HOUELC, HOUAMB | HOUETARHN_OLDI_DMD | MKr20 | 2040 | 1.9966 | 0.26038 | 0.29851 | [5 empty] | ETA | I | OLD | 3.35 |  | RHNHPELC | 3 | 0.5 | HOUETARHNHPELCN05_OLDI_FBHSOLE01 | 1 | HOUETARHNHPELCN05_OLDI | HOUETARHNBHSOLE01_OLDI | BHSOLE01 | HPELCN05 | ETA_OLDI | BHSOLE01_HPELCN05 | 5 | 0 | 1.1 | Unlikely
HOUETARHNHPELCN05_OLDI_FBHSOLE01_D50 | Residential heating technology - Heat pump, Air-to-water - leasing - apartment complex - existing building - distributed MEAN level | HOUELC, HOUAMB | HOUETARHN_OLDI_DMD | MKr20 | 2050 | 1.764 | 0.23822 | 0.28571 | [5 empty] | ETA | I | OLD | 3.5 |  | RHNHPELC | 3 | 0.5 | HOUETARHNHPELCN05_OLDI_FBHSOLE01 | 1 | HOUETARHNHPELCN05_OLDI | HOUETARHNBHSOLE01_OLDI | BHSOLE01 | HPELCN05 | ETA_OLDI | BHSOLE01_HPELCN05 | 5 | 0 | 1.1 | Unlikely
HOUETARHNHPELCN04_OLDI_FBHSOLE01_D50 | Residential heating technology - Heat pump, Ground source - apartment complex - existing building - distributed MEAN level | HOUELC, HOUAMB | HOUETARHN_OLDI_DMD | MKr20 | 2020 | 4.775 | 0.049932 | 0.3125 | [5 empty] | ETA | I | OLD | 3.2 |  | RHNHPELC | 3 | 0.5 | HOUETARHNHPELCN04_OLDI_FBHSOLE01 | 1 | HOUETARHNHPELCN04_OLDI | HOUETARHNBHSOLE01_OLDI | BHSOLE01 | HPELCN04 | ETA_OLDI | BHSOLE01_HPELCN04 | 6 | 0 | 1 | New
HOUETARHNHPELCN04_OLDI_FBHSOLE01_D50 | Residential heating technology - Heat pump, Ground source - apartment complex - existing building - distributed MEAN level | HOUELC, HOUAMB | HOUETARHN_OLDI_DMD | MKr20 | 2025 | 4.4169 | 0.049538 | 0.30303 | [5 empty] | ETA | I | OLD | 3.3 |  | RHNHPELC | 3 | 0.5 | HOUETARHNHPELCN04_OLDI_FBHSOLE01 | 1 | HOUETARHNHPELCN04_OLDI | HOUETARHNBHSOLE01_OLDI | BHSOLE01 | HPELCN04 | ETA_OLDI | BHSOLE01_HPELCN04 | 6 | 0 | 1 | New
HOUETARHNHPELCN04_OLDI_FBHSOLE01_D50 | Residential heating technology - Heat pump, Ground source - apartment complex - existing building - distributed MEAN level | HOUELC, HOUAMB | HOUETARHN_OLDI_DMD | MKr20 | 2030 | 4.0587 | 0.049105 | 0.29412 | [5 empty] | ETA | I | OLD | 3.4 |  | RHNHPELC | 3 | 0.5 | HOUETARHNHPELCN04_OLDI_FBHSOLE01 | 1 | HOUETARHNHPELCN04_OLDI | HOUETARHNBHSOLE01_OLDI | BHSOLE01 | HPELCN04 | ETA_OLDI | BHSOLE01_HPELCN04 | 6 | 0 | 1 | New
HOUETARHNHPELCN04_OLDI_FBHSOLE01_D50 | Residential heating technology - Heat pump, Ground source - apartment complex - existing building - distributed MEAN level | HOUELC, HOUAMB | HOUETARHN_OLDI_DMD | MKr20 | 2040 | 3.7543 | 0.048108 | 0.28169 | [5 empty] | ETA | I | OLD | 3.55 |  | RHNHPELC | 3 | 0.5 | HOUETARHNHPELCN04_OLDI_FBHSOLE01 | 1 | HOUETARHNHPELCN04_OLDI | HOUETARHNBHSOLE01_OLDI | BHSOLE01 | HPELCN04 | ETA_OLDI | BHSOLE01_HPELCN04 | 6 | 0 | 1 | New
HOUETARHNHPELCN04_OLDI_FBHSOLE01_D50 | Residential heating technology - Heat pump, Ground source - apartment complex - existing building - distributed MEAN level | HOUELC, HOUAMB | HOUETARHN_OLDI_DMD | MKr20 | 2050 | 3.4499 | 0.047091 | 0.27778 | [5 empty] | ETA | I | OLD | 3.6 |  | RHNHPELC | 3 | 0.5 | HOUETARHNHPELCN04_OLDI_FBHSOLE01 | 1 | HOUETARHNHPELCN04_OLDI | HOUETARHNBHSOLE01_OLDI | BHSOLE01 | HPELCN04 | ETA_OLDI | BHSOLE01_HPELCN04 | 6 | 0 | 1 | New
HOUETARHNHPELCN03_OLDI_FBHSOLE01_D50 | Residential heating technology - Heat pump, Air-to-water - apartment complex - existing building - distributed MEAN level | HOUELC, HOUAMB | HOUETARHN_OLDI_DMD | MKr20 | 2020 | 5.125 | 0.080689 | 0.34483 | [5 empty] | ETA | I | OLD | 2.9 |  | RHNHPELC | 3 | 0.5 | HOUETARHNHPELCN03_OLDI_FBHSOLE01 | 1 | HOUETARHNHPELCN03_OLDI | HOUETARHNBHSOLE01_OLDI | BHSOLE01 | HPELCN03 | ETA_OLDI | BHSOLE01_HPELCN03 | 6 | 0 | 1 | New
HOUETARHNHPELCN03_OLDI_FBHSOLE01_D50 | Residential heating technology - Heat pump, Air-to-water - apartment complex - existing building - distributed MEAN level | HOUELC, HOUAMB | HOUETARHN_OLDI_DMD | MKr20 | 2025 | 4.5891 | 0.080295 | 0.32787 | [5 empty] | ETA | I | OLD | 3.05 |  | RHNHPELC | 3 | 0.5 | HOUETARHNHPELCN03_OLDI_FBHSOLE01 | 1 | HOUETARHNHPELCN03_OLDI | HOUETARHNBHSOLE01_OLDI | BHSOLE01 | HPELCN03 | ETA_OLDI | BHSOLE01_HPELCN03 | 6 | 0 | 1 | New
HOUETARHNHPELCN03_OLDI_FBHSOLE01_D50 | Residential heating technology - Heat pump, Air-to-water - apartment complex - existing building - distributed MEAN level | HOUELC, HOUAMB | HOUETARHN_OLDI_DMD | MKr20 | 2030 | 4.0531 | 0.079862 | 0.3125 | [5 empty] | ETA | I | OLD | 3.2 |  | RHNHPELC | 3 | 0.5 | HOUETARHNHPELCN03_OLDI_FBHSOLE01 | 1 | HOUETARHNHPELCN03_OLDI | HOUETARHNBHSOLE01_OLDI | BHSOLE01 | HPELCN03 | ETA_OLDI | BHSOLE01_HPELCN03 | 6 | 0 | 1 | New
HOUETARHNHPELCN03_OLDI_FBHSOLE01_D50 | Residential heating technology - Heat pump, Air-to-water - apartment complex - existing building - distributed MEAN level | HOUELC, HOUAMB | HOUETARHN_OLDI_DMD | MKr20 | 2040 | 3.6302 | 0.078865 | 0.29851 | [5 empty] | ETA | I | OLD | 3.35 |  | RHNHPELC | 3 | 0.5 | HOUETARHNHPELCN03_OLDI_FBHSOLE01 | 1 | HOUETARHNHPELCN03_OLDI | HOUETARHNBHSOLE01_OLDI | BHSOLE01 | HPELCN03 | ETA_OLDI | BHSOLE01_HPELCN03 | 6 | 0 | 1 | New
HOUETARHNHPELCN03_OLDI_FBHSOLE01_D50 | Residential heating technology - Heat pump, Air-to-water - apartment complex - existing building - distributed MEAN level | HOUELC, HOUAMB | HOUETARHN_OLDI_DMD | MKr20 | 2050 | 3.2073 | 0.077848 | 0.28571 | [5 empty] | ETA | I | OLD | 3.5 |  | RHNHPELC | 3 | 0.5 | HOUETARHNHPELCN03_OLDI_FBHSOLE01 | 1 | HOUETARHNHPELCN03_OLDI | HOUETARHNBHSOLE01_OLDI | BHSOLE01 | HPELCN03 | ETA_OLDI | BHSOLE01_HPELCN03 | 6 | 0 | 1 | New
HOUETARHNHPELCN02_OLDI_FBHSOLE01_D50 | Residential heating technology - Heat pump, Air-to-air - single-family house - existing building - distributed MEAN level | HOUELC, HOUAMB | HOUETARHN_OLDI_DMD | MKr20 | 2020 | 2.1408 | 0.17231 | 0.20619 | [5 empty] | ETA | I | OLD | 4.85 |  | RHNHPELC | 3 | 0.5 | HOUETARHNHPELCN02_OLDI_FBHSOLE01 | 1 | HOUETARHNHPELCN02_OLDI | HOUETARHNBHSOLE01_OLDI | BHSOLE01 | HPELCN02 | ETA_OLDI | BHSOLE01_HPELCN02 | 5 | 0 | 1.1 | Unlikely
HOUETARHNHPELCN02_OLDI_FBHSOLE01_D50 | Residential heating technology - Heat pump, Air-to-air - single-family house - existing building - distributed MEAN level | HOUELC, HOUAMB | HOUETARHN_OLDI_DMD | MKr20 | 2025 | 2.0884 | 0.11707 | 0.19608 | [5 empty] | ETA | I | OLD | 5.1 |  | RHNHPELC | 3 | 0.5 | HOUETARHNHPELCN02_OLDI_FBHSOLE01 | 1 | HOUETARHNHPELCN02_OLDI | HOUETARHNBHSOLE01_OLDI | BHSOLE01 | HPELCN02 | ETA_OLDI | BHSOLE01_HPELCN02 | 5 | 0 | 1.1 | Unlikely
HOUETARHNHPELCN02_OLDI_FBHSOLE01_D50 | Residential heating technology - Heat pump, Air-to-air - single-family house - existing building - distributed MEAN level | HOUELC, HOUAMB | HOUETARHN_OLDI_DMD | MKr20 | 2030 | 2.0361 | 0.11491 | 0.18868 | [5 empty] | ETA | I | OLD | 5.3 |  | RHNHPELC | 3 | 0.5 | HOUETARHNHPELCN02_OLDI_FBHSOLE01 | 1 | HOUETARHNHPELCN02_OLDI | HOUETARHNBHSOLE01_OLDI | BHSOLE01 | HPELCN02 | ETA_OLDI | BHSOLE01_HPELCN02 | 5 | 0 | 1.1 | Unlikely
HOUETARHNHPELCN02_OLDI_FBHSOLE01_D50 | Residential heating technology - Heat pump, Air-to-air - single-family house - existing building - distributed MEAN level | HOUELC, HOUAMB | HOUETARHN_OLDI_DMD | MKr20 | 2040 | 1.939 | 0.11089 | 0.18182 | [5 empty] | ETA | I | OLD | 5.5 |  | RHNHPELC | 3 | 0.5 | HOUETARHNHPELCN02_OLDI_FBHSOLE01 | 1 | HOUETARHNHPELCN02_OLDI | HOUETARHNBHSOLE01_OLDI | BHSOLE01 | HPELCN02 | ETA_OLDI | BHSOLE01_HPELCN02 | 5 | 0 | 1.1 | Unlikely
HOUETARHNHPELCN02_OLDI_FBHSOLE01_D50 | Residential heating technology - Heat pump, Air-to-air - single-family house - existing building - distributed MEAN level | HOUELC, HOUAMB | HOUETARHN_OLDI_DMD | MKr20 | 2050 | 1.8419 | 0.10688 | 0.17857 | [5 empty] | ETA | I | OLD | 5.6 |  | RHNHPELC | 3 | 0.5 | HOUETARHNHPELCN02_OLDI_FBHSOLE01 | 1 | HOUETARHNHPELCN02_OLDI | HOUETARHNBHSOLE01_OLDI | BHSOLE01 | HPELCN02 | ETA_OLDI | BHSOLE01_HPELCN02 | 5 | 0 | 1.1 | Unlikely
HOUETARHNDIELCN06_OLDI_FBHSOLE01_D50 | Residential heating technology - Electric heating - electric panel from Bauhaus - apartment complex - new building - distributed MEAN level | HOUELC | HOUETARHN_OLDI_DMD | MKr20 | 2020 | 0.605 | 0 | [6 empty] | ETA | I | OLD |  |  | RHNDIELC | 3 | 0.5 | HOUETARHNDIELCN06_OLDI_FBHSOLE01 | 1 | HOUETARHNDIELCN06_OLDI | HOUETARHNBHSOLE01_OLDI | BHSOLE01 | DIELCN06 | ETA_OLDI | BHSOLE01_DIELCN06 | 5 | 0 | 1.1 | Unlikely
HOUETARHNDIELCN06_OLDI_FBHSOLE01_D50 | Residential heating technology - Electric heating - electric panel from Bauhaus - apartment complex - new building - distributed MEAN level | HOUELC | HOUETARHN_OLDI_DMD | MKr20 | 2025 | 0.605 | 0 | [6 empty] | ETA | I | OLD |  |  | RHNDIELC | 3 | 0.5 | HOUETARHNDIELCN06_OLDI_FBHSOLE01 | 1 | HOUETARHNDIELCN06_OLDI | HOUETARHNBHSOLE01_OLDI | BHSOLE01 | DIELCN06 | ETA_OLDI | BHSOLE01_DIELCN06 | 5 | 0 | 1.1 | Unlikely
HOUETARHNDIELCN06_OLDI_FBHSOLE01_D50 | Residential heating technology - Electric heating - electric panel from Bauhaus - apartment complex - new building - distributed MEAN level | HOUELC | HOUETARHN_OLDI_DMD | MKr20 | 2030 | 0.605 | 0 | [6 empty] | ETA | I | OLD |  |  | RHNDIELC | 3 | 0.5 | HOUETARHNDIELCN06_OLDI_FBHSOLE01 | 1 | HOUETARHNDIELCN06_OLDI | HOUETARHNBHSOLE01_OLDI | BHSOLE01 | DIELCN06 | ETA_OLDI | BHSOLE01_DIELCN06 | 5 | 0 | 1.1 | Unlikely
HOUETARHNDIELCN06_OLDI_FBHSOLE01_D50 | Residential heating technology - Electric heating - electric panel from Bauhaus - apartment complex - new building - distributed MEAN level | HOUELC | HOUETARHN_OLDI_DMD | MKr20 | 2040 | 0.605 | 0 | [6 empty] | ETA | I | OLD |  |  | RHNDIELC | 3 | 0.5 | HOUETARHNDIELCN06_OLDI_FBHSOLE01 | 1 | HOUETARHNDIELCN06_OLDI | HOUETARHNBHSOLE01_OLDI | BHSOLE01 | DIELCN06 | ETA_OLDI | BHSOLE01_DIELCN06 | 5 | 0 | 1.1 | Unlikely
HOUETARHNDIELCN06_OLDI_FBHSOLE01_D50 | Residential heating technology - Electric heating - electric panel from Bauhaus - apartment complex - new building - distributed MEAN level | HOUELC | HOUETARHN_OLDI_DMD | MKr20 | 2050 | 0.605 | 0 | [6 empty] | ETA | I | OLD |  |  | RHNDIELC | 3 | 0.5 | HOUETARHNDIELCN06_OLDI_FBHSOLE01 | 1 | HOUETARHNDIELCN06_OLDI | HOUETARHNBHSOLE01_OLDI | BHSOLE01 | DIELCN06 | ETA_OLDI | BHSOLE01_DIELCN06 | 5 | 0 | 1.1 | Unlikely
HOUETARHNDIELCN01_OLDI_FBHSOLE01_D50 | Residential heating technology - Electric heating - apartment complex - new building - distributed MEAN level | HOUELC | HOUETARHN_OLDI_DMD | MKr20 | 2020 | 5.6192 | 0.0022816 | [6 empty] | ETA | I | OLD |  |  | RHNDIELC | 3 | 0.5 | HOUETARHNDIELCN01_OLDI_FBHSOLE01 | 1 | HOUETARHNDIELCN01_OLDI | HOUETARHNBHSOLE01_OLDI | BHSOLE01 | DIELCN01 | ETA_OLDI | BHSOLE01_DIELCN01 | 5 | 0 | 1.1 | Unlikely
HOUETARHNDIELCN01_OLDI_FBHSOLE01_D50 | Residential heating technology - Electric heating - apartment complex - new building - distributed MEAN level | HOUELC | HOUETARHN_OLDI_DMD | MKr20 | 2025 | 5.4801 | 0.0021884 | [6 empty] | ETA | I | OLD |  |  | RHNDIELC | 3 | 0.5 | HOUETARHNDIELCN01_OLDI_FBHSOLE01 | 1 | HOUETARHNDIELCN01_OLDI | HOUETARHNBHSOLE01_OLDI | BHSOLE01 | DIELCN01 | ETA_OLDI | BHSOLE01_DIELCN01 | 5 | 0 | 1.1 | Unlikely
HOUETARHNDIELCN01_OLDI_FBHSOLE01_D50 | Residential heating technology - Electric heating - apartment complex - new building - distributed MEAN level | HOUELC | HOUETARHN_OLDI_DMD | MKr20 | 2030 | 5.3445 | 0.0021419 | [6 empty] | ETA | I | OLD |  |  | RHNDIELC | 3 | 0.5 | HOUETARHNDIELCN01_OLDI_FBHSOLE01 | 1 | HOUETARHNDIELCN01_OLDI | HOUETARHNBHSOLE01_OLDI | BHSOLE01 | DIELCN01 | ETA_OLDI | BHSOLE01_DIELCN01 | 5 | 0 | 1.1 | Unlikely
HOUETARHNDIELCN01_OLDI_FBHSOLE01_D50 | Residential heating technology - Electric heating - apartment complex - new building - distributed MEAN level | HOUELC | HOUETARHN_OLDI_DMD | MKr20 | 2040 | 5.0832 | 0.0020487 | [6 empty] | ETA | I | OLD |  |  | RHNDIELC | 3 | 0.5 | HOUETARHNDIELCN01_OLDI_FBHSOLE01 | 1 | HOUETARHNDIELCN01_OLDI | HOUETARHNBHSOLE01_OLDI | BHSOLE01 | DIELCN01 | ETA_OLDI | BHSOLE01_DIELCN01 | 5 | 0 | 1.1 | Unlikely
HOUETARHNDIELCN01_OLDI_FBHSOLE01_D50 | Residential heating technology - Electric heating - apartment complex - new building - distributed MEAN level | HOUELC | HOUETARHN_OLDI_DMD | MKr20 | 2050 | 4.8347 | 0.0019556 | [6 empty] | ETA | I | OLD |  |  | RHNDIELC | 3 | 0.5 | HOUETARHNDIELCN01_OLDI_FBHSOLE01 | 1 | HOUETARHNDIELCN01_OLDI | HOUETARHNBHSOLE01_OLDI | BHSOLE01 | DIELCN01 | ETA_OLDI | BHSOLE01_DIELCN01 | 5 | 0 | 1.1 | Unlikely
HOUETARHNBHWPEN01_OLDI_FBHSOLE01_D50 | Residential heating technology - Biomass boiler, automatic stoking , wood pellets or wood chips - apartment complex - existing building - distributed MEAN level | HOUWPE | HOUETARHN_OLDI_DMD | MKr20 | 2020 | 1.8029 | 0.027963 |  | 25 | 14 | 70 | 2 | 4 | ETA | I | OLD |  |  | RHNBHWPE | 3 | 0.5 | HOUETARHNBHWPEN01_OLDI_FBHSOLE01 | 1 | HOUETARHNBHWPEN01_OLDI | HOUETARHNBHSOLE01_OLDI | BHSOLE01 | BHWPEN01 | ETA_OLDI | BHSOLE01_BHWPEN01 | 5 | 0 | 1.1 | Unlikely
HOUETARHNBHWPEN01_OLDI_FBHSOLE01_D50 | Residential heating technology - Biomass boiler, automatic stoking , wood pellets or wood chips - apartment complex - existing building - distributed MEAN level | HOUWPE | HOUETARHN_OLDI_DMD | MKr20 | 2025 | 1.7583 | 0.027765 |  | 25 | 14 | 60 | 2 | 4 | ETA | I | OLD |  |  | RHNBHWPE | 3 | 0.5 | HOUETARHNBHWPEN01_OLDI_FBHSOLE01 | 1 | HOUETARHNBHWPEN01_OLDI | HOUETARHNBHSOLE01_OLDI | BHSOLE01 | BHWPEN01 | ETA_OLDI | BHSOLE01_BHWPEN01 | 5 | 0 | 1.1 | Unlikely
HOUETARHNBHWPEN01_OLDI_FBHSOLE01_D50 | Residential heating technology - Biomass boiler, automatic stoking , wood pellets or wood chips - apartment complex - existing building - distributed MEAN level | HOUWPE | HOUETARHN_OLDI_DMD | MKr20 | 2030 | 1.7148 | 0.027889 |  | 25 | 11 | 50 | 1 | 4 | ETA | I | OLD |  |  | RHNBHWPE | 3 | 0.5 | HOUETARHNBHWPEN01_OLDI_FBHSOLE01 | 1 | HOUETARHNBHWPEN01_OLDI | HOUETARHNBHSOLE01_OLDI | BHSOLE01 | BHWPEN01 | ETA_OLDI | BHSOLE01_BHWPEN01 | 5 | 0 | 1.1 | Unlikely
HOUETARHNBHWPEN01_OLDI_FBHSOLE01_D50 | Residential heating technology - Biomass boiler, automatic stoking , wood pellets or wood chips - apartment complex - existing building - distributed MEAN level | HOUWPE | HOUETARHN_OLDI_DMD | MKr20 | 2040 | 1.6309 | 0.026999 |  | 25 | 9 | 45 | 1 | 4 | ETA | I | OLD |  |  | RHNBHWPE | 3 | 0.5 | HOUETARHNBHWPEN01_OLDI_FBHSOLE01 | 1 | HOUETARHNBHWPEN01_OLDI | HOUETARHNBHSOLE01_OLDI | BHSOLE01 | BHWPEN01 | ETA_OLDI | BHSOLE01_BHWPEN01 | 5 | 0 | 1.1 | Unlikely
HOUETARHNBHWPEN01_OLDI_FBHSOLE01_D50 | Residential heating technology - Biomass boiler, automatic stoking , wood pellets or wood chips - apartment complex - existing building - distributed MEAN level | HOUWPE | HOUETARHN_OLDI_DMD | MKr20 | 2050 | 1.5512 | 0.025837 |  | 25 | 9 | 40 | 0 | 4 | ETA | I | OLD |  |  | RHNBHWPE | 3 | 0.5 | HOUETARHNBHWPEN01_OLDI_FBHSOLE01 | 1 | HOUETARHNBHWPEN01_OLDI | HOUETARHNBHSOLE01_OLDI | BHSOLE01 | BHWPEN01 | ETA_OLDI | BHSOLE01_BHWPEN01 | 5 | 0 | 1.1 | Unlikely
HOUETARHNBHSOLN01_OLDI_FBHSOLE01_D50 | Residential heating technology - Solar heating system - apartment complex - existing building - distributed MEAN level | HOUSOL | HOUETARHN_OLDI_DMD | MKr20 | 2020 | 3.8793 | 0.02219 | [6 empty] | ETA | I | OLD |  |  | RHNBHSOL | 3 | 0.5 | HOUETARHNBHSOLN01_OLDI_FBHSOLE01 | 1 | HOUETARHNBHSOLN01_OLDI | HOUETARHNBHSOLE01_OLDI | BHSOLE01 | BHSOLN01 | ETA_OLDI | BHSOLE01_BHSOLN01 | 2 | 0 | 0.9 | Same
HOUETARHNBHSOLN01_OLDI_FBHSOLE01_D50 | Residential heating technology - Solar heating system - apartment complex - existing building - distributed MEAN level | HOUSOL | HOUETARHN_OLDI_DMD | MKr20 | 2025 | 3.7117 | 0.023521 | [6 empty] | ETA | I | OLD |  |  | RHNBHSOL | 3 | 0.5 | HOUETARHNBHSOLN01_OLDI_FBHSOLE01 | 1 | HOUETARHNBHSOLN01_OLDI | HOUETARHNBHSOLE01_OLDI | BHSOLE01 | BHSOLN01 | ETA_OLDI | BHSOLE01_BHSOLN01 | 2 | 0 | 0.9 | Same
HOUETARHNBHSOLN01_OLDI_FBHSOLE01_D50 | Residential heating technology - Solar heating system - apartment complex - existing building - distributed MEAN level | HOUSOL | HOUETARHN_OLDI_DMD | MKr20 | 2030 | 3.5441 | 0.024026 | [6 empty] | ETA | I | OLD |  |  | RHNBHSOL | 3 | 0.5 | HOUETARHNBHSOLN01_OLDI_FBHSOLE01 | 1 | HOUETARHNBHSOLN01_OLDI | HOUETARHNBHSOLE01_OLDI | BHSOLE01 | BHSOLN01 | ETA_OLDI | BHSOLE01_BHSOLN01 | 2 | 0 | 0.9 | Same
HOUETARHNBHSOLN01_OLDI_FBHSOLE01_D50 | Residential heating technology - Solar heating system - apartment complex - existing building - distributed MEAN level | HOUSOL | HOUETARHN_OLDI_DMD | MKr20 | 2040 | 3.3764 | 0.023374 | [6 empty] | ETA | I | OLD |  |  | RHNBHSOL | 3 | 0.5 | HOUETARHNBHSOLN01_OLDI_FBHSOLE01 | 1 | HOUETARHNBHSOLN01_OLDI | HOUETARHNBHSOLE01_OLDI | BHSOLE01 | BHSOLN01 | ETA_OLDI | BHSOLE01_BHSOLN01 | 2 | 0 | 0.9 | Same
HOUETARHNBHSOLN01_OLDI_FBHSOLE01_D50 | Residential heating technology - Solar heating system - apartment complex - existing building - distributed MEAN level | HOUSOL | HOUETARHN_OLDI_DMD | MKr20 | 2050 | 3.2088 | 0.02219 | [6 empty] | ETA | I | OLD |  |  | RHNBHSOL | 3 | 0.5 | HOUETARHNBHSOLN01_OLDI_FBHSOLE01 | 1 | HOUETARHNBHSOLN01_OLDI | HOUETARHNBHSOLE01_OLDI | BHSOLE01 | BHSOLN01 | ETA_OLDI | BHSOLE01_BHSOLN01 | 2 | 0 | 0.9 | Same
HOUETARHNBHDHDN09_OLDI_FBHSOLE01_D50 | Residential heating technology - Direct district heating substation - plus connection pipe - plus distribution (heating density: low ) - apartment complex - existing building - distributed MEAN level | HOUDHD | HOUETARHN_OLDI_DMD | MKr20 | 2020 | 0.42889 | 0.0016539 | [6 empty] | ETA | I | OLD |  |  | RHNBHDHD | 3 | 0.5 | HOUETARHNBHDHDN09_OLDI_FBHSOLE01 | 1 | HOUETARHNBHDHDN09_OLDI | HOUETARHNBHSOLE01_OLDI | BHSOLE01 | BHDHDN09 | ETA_OLDI | BHSOLE01_BHDHDN09 | 6 | 0 | 1 | New
HOUETARHNBHDHDN09_OLDI_FBHSOLE01_D50 | Residential heating technology - Direct district heating substation - plus connection pipe - plus distribution (heating density: low ) - apartment complex - existing building - distributed MEAN level | HOUDHD | HOUETARHN_OLDI_DMD | MKr20 | 2025 | 0.42322 | 0.0016763 | [6 empty] | ETA | I | OLD |  |  | RHNBHDHD | 3 | 0.5 | HOUETARHNBHDHDN09_OLDI_FBHSOLE01 | 1 | HOUETARHNBHDHDN09_OLDI | HOUETARHNBHSOLE01_OLDI | BHSOLE01 | BHDHDN09 | ETA_OLDI | BHSOLE01_BHDHDN09 | 6 | 0 | 1 | New
HOUETARHNBHDHDN09_OLDI_FBHSOLE01_D50 | Residential heating technology - Direct district heating substation - plus connection pipe - plus distribution (heating density: low ) - apartment complex - existing building - distributed MEAN level | HOUDHD | HOUETARHN_OLDI_DMD | MKr20 | 2030 | 0.41768 | 0.0016516 | [6 empty] | ETA | I | OLD |  |  | RHNBHDHD | 3 | 0.5 | HOUETARHNBHDHDN09_OLDI_FBHSOLE01 | 1 | HOUETARHNBHDHDN09_OLDI | HOUETARHNBHSOLE01_OLDI | BHSOLE01 | BHDHDN09 | ETA_OLDI | BHSOLE01_BHDHDN09 | 6 | 0 | 1 | New
HOUETARHNBHDHDN09_OLDI_FBHSOLE01_D50 | Residential heating technology - Direct district heating substation - plus connection pipe - plus distribution (heating density: low ) - apartment complex - existing building - distributed MEAN level | HOUDHD | HOUETARHN_OLDI_DMD | MKr20 | 2040 | 0.40701 | 0.0016015 | [6 empty] | ETA | I | OLD |  |  | RHNBHDHD | 3 | 0.5 | HOUETARHNBHDHDN09_OLDI_FBHSOLE01 | 1 | HOUETARHNBHDHDN09_OLDI | HOUETARHNBHSOLE01_OLDI | BHSOLE01 | BHDHDN09 | ETA_OLDI | BHSOLE01_BHDHDN09 | 6 | 0 | 1 | New
HOUETARHNBHDHDN09_OLDI_FBHSOLE01_D50 | Residential heating technology - Direct district heating substation - plus connection pipe - plus distribution (heating density: low ) - apartment complex - existing building - distributed MEAN level | HOUDHD | HOUETARHN_OLDI_DMD | MKr20 | 2050 | 0.39687 | 0.0015375 | [6 empty] | ETA | I | OLD |  |  | RHNBHDHD | 3 | 0.5 | HOUETARHNBHDHDN09_OLDI_FBHSOLE01 | 1 | HOUETARHNBHDHDN09_OLDI | HOUETARHNBHSOLE01_OLDI | BHSOLE01 | BHDHDN09 | ETA_OLDI | BHSOLE01_BHDHDN09 | 6 | 0 | 1 | New
HOUETARHNBHDHDN07_OLDI_FBHSOLE01_D50 | Residential heating technology - Direct district heating substation - plus connection pipe - plus distribution (heating density: medium ) - apartment complex - existing building - distributed MEAN level | HOUDHD | HOUETARHN_OLDI_DMD | MKr20 | 2020 | 0.36639 | 0.0016539 | [6 empty] | ETA | I | OLD |  |  | RHNBHDHD | 3 | 0.5 | HOUETARHNBHDHDN07_OLDI_FBHSOLE01 | 1 | HOUETARHNBHDHDN07_OLDI | HOUETARHNBHSOLE01_OLDI | BHSOLE01 | BHDHDN07 | ETA_OLDI | BHSOLE01_BHDHDN07 | 6 | 0 | 1 | New
HOUETARHNBHDHDN07_OLDI_FBHSOLE01_D50 | Residential heating technology - Direct district heating substation - plus connection pipe - plus distribution (heating density: medium ) - apartment complex - existing building - distributed MEAN level | HOUDHD | HOUETARHN_OLDI_DMD | MKr20 | 2025 | 0.36072 | 0.0016763 | [6 empty] | ETA | I | OLD |  |  | RHNBHDHD | 3 | 0.5 | HOUETARHNBHDHDN07_OLDI_FBHSOLE01 | 1 | HOUETARHNBHDHDN07_OLDI | HOUETARHNBHSOLE01_OLDI | BHSOLE01 | BHDHDN07 | ETA_OLDI | BHSOLE01_BHDHDN07 | 6 | 0 | 1 | New
HOUETARHNBHDHDN07_OLDI_FBHSOLE01_D50 | Residential heating technology - Direct district heating substation - plus connection pipe - plus distribution (heating density: medium ) - apartment complex - existing building - distributed MEAN level | HOUDHD | HOUETARHN_OLDI_DMD | MKr20 | 2030 | 0.35518 | 0.0016516 | [6 empty] | ETA | I | OLD |  |  | RHNBHDHD | 3 | 0.5 | HOUETARHNBHDHDN07_OLDI_FBHSOLE01 | 1 | HOUETARHNBHDHDN07_OLDI | HOUETARHNBHSOLE01_OLDI | BHSOLE01 | BHDHDN07 | ETA_OLDI | BHSOLE01_BHDHDN07 | 6 | 0 | 1 | New
HOUETARHNBHDHDN07_OLDI_FBHSOLE01_D50 | Residential heating technology - Direct district heating substation - plus connection pipe - plus distribution (heating density: medium ) - apartment complex - existing building - distributed MEAN level | HOUDHD | HOUETARHN_OLDI_DMD | MKr20 | 2040 | 0.34451 | 0.0016015 | [6 empty] | ETA | I | OLD |  |  | RHNBHDHD | 3 | 0.5 | HOUETARHNBHDHDN07_OLDI_FBHSOLE01 | 1 | HOUETARHNBHDHDN07_OLDI | HOUETARHNBHSOLE01_OLDI | BHSOLE01 | BHDHDN07 | ETA_OLDI | BHSOLE01_BHDHDN07 | 6 | 0 | 1 | New
HOUETARHNBHDHDN07_OLDI_FBHSOLE01_D50 | Residential heating technology - Direct district heating substation - plus connection pipe - plus distribution (heating density: medium ) - apartment complex - existing building - distributed MEAN level | HOUDHD | HOUETARHN_OLDI_DMD | MKr20 | 2050 | 0.33437 | 0.0015375 | [6 empty] | ETA | I | OLD |  |  | RHNBHDHD | 3 | 0.5 | HOUETARHNBHDHDN07_OLDI_FBHSOLE01 | 1 | HOUETARHNBHDHDN07_OLDI | HOUETARHNBHSOLE01_OLDI | BHSOLE01 | BHDHDN07 | ETA_OLDI | BHSOLE01_BHDHDN07 | 6 | 0 | 1 | New
HOUETARHNBHDHDN05_OLDI_FBHSOLE01_D50 | Residential heating technology - Direct district heating substation - plus connection pipe - plus distribution (heating density: high ) - apartment complex - existing building - distributed MEAN level | HOUDHD | HOUETARHN_OLDI_DMD | MKr20 | 2020 | 0.30389 | 0.0016539 | [6 empty] | ETA | I | OLD |  |  | RHNBHDHD | 3 | 0.5 | HOUETARHNBHDHDN05_OLDI_FBHSOLE01 | 1 | HOUETARHNBHDHDN05_OLDI | HOUETARHNBHSOLE01_OLDI | BHSOLE01 | BHDHDN05 | ETA_OLDI | BHSOLE01_BHDHDN05 | 6 | 0 | 1 | New
HOUETARHNBHDHDN05_OLDI_FBHSOLE01_D50 | Residential heating technology - Direct district heating substation - plus connection pipe - plus distribution (heating density: high ) - apartment complex - existing building - distributed MEAN level | HOUDHD | HOUETARHN_OLDI_DMD | MKr20 | 2025 | 0.29822 | 0.0016763 | [6 empty] | ETA | I | OLD |  |  | RHNBHDHD | 3 | 0.5 | HOUETARHNBHDHDN05_OLDI_FBHSOLE01 | 1 | HOUETARHNBHDHDN05_OLDI | HOUETARHNBHSOLE01_OLDI | BHSOLE01 | BHDHDN05 | ETA_OLDI | BHSOLE01_BHDHDN05 | 6 | 0 | 1 | New
HOUETARHNBHDHDN05_OLDI_FBHSOLE01_D50 | Residential heating technology - Direct district heating substation - plus connection pipe - plus distribution (heating density: high ) - apartment complex - existing building - distributed MEAN level | HOUDHD | HOUETARHN_OLDI_DMD | MKr20 | 2030 | 0.29268 | 0.0016516 | [6 empty] | ETA | I | OLD |  |  | RHNBHDHD | 3 | 0.5 | HOUETARHNBHDHDN05_OLDI_FBHSOLE01 | 1 | HOUETARHNBHDHDN05_OLDI | HOUETARHNBHSOLE01_OLDI | BHSOLE01 | BHDHDN05 | ETA_OLDI | BHSOLE01_BHDHDN05 | 6 | 0 | 1 | New
HOUETARHNBHDHDN05_OLDI_FBHSOLE01_D50 | Residential heating technology - Direct district heating substation - plus connection pipe - plus distribution (heating density: high ) - apartment complex - existing building - distributed MEAN level | HOUDHD | HOUETARHN_OLDI_DMD | MKr20 | 2040 | 0.28201 | 0.0016015 | [6 empty] | ETA | I | OLD |  |  | RHNBHDHD | 3 | 0.5 | HOUETARHNBHDHDN05_OLDI_FBHSOLE01 | 1 | HOUETARHNBHDHDN05_OLDI | HOUETARHNBHSOLE01_OLDI | BHSOLE01 | BHDHDN05 | ETA_OLDI | BHSOLE01_BHDHDN05 | 6 | 0 | 1 | New
HOUETARHNBHDHDN05_OLDI_FBHSOLE01_D50 | Residential heating technology - Direct district heating substation - plus connection pipe - plus distribution (heating density: high ) - apartment complex - existing building - distributed MEAN level | HOUDHD | HOUETARHN_OLDI_DMD | MKr20 | 2050 | 0.27187 | 0.0015375 | [6 empty] | ETA | I | OLD |  |  | RHNBHDHD | 3 | 0.5 | HOUETARHNBHDHDN05_OLDI_FBHSOLE01 | 1 | HOUETARHNBHDHDN05_OLDI | HOUETARHNBHSOLE01_OLDI | BHSOLE01 | BHDHDN05 | ETA_OLDI | BHSOLE01_BHDHDN05 | 6 | 0 | 1 | New
HOUETARHNBHDHCN09_OLDI_FBHSOLE01_D50 | Residential heating technology - Direct district heating substation - plus connection pipe - plus distribution (heating density: low ) - apartment complex - existing building - distributed MEAN level | HOUDHC | HOUETARHN_OLDI_DMD | MKr20 | 2020 | 0.42889 | 0.0016539 | [6 empty] | ETA | I | OLD |  |  | RHNBHDHC | 3 | 0.5 | HOUETARHNBHDHCN09_OLDI_FBHSOLE01 | 1 | HOUETARHNBHDHCN09_OLDI | HOUETARHNBHSOLE01_OLDI | BHSOLE01 | BHDHCN09 | ETA_OLDI | BHSOLE01_BHDHCN09 | 6 | 0 | 1 | New
HOUETARHNBHDHCN09_OLDI_FBHSOLE01_D50 | Residential heating technology - Direct district heating substation - plus connection pipe - plus distribution (heating density: low ) - apartment complex - existing building - distributed MEAN level | HOUDHC | HOUETARHN_OLDI_DMD | MKr20 | 2025 | 0.42322 | 0.0016763 | [6 empty] | ETA | I | OLD |  |  | RHNBHDHC | 3 | 0.5 | HOUETARHNBHDHCN09_OLDI_FBHSOLE01 | 1 | HOUETARHNBHDHCN09_OLDI | HOUETARHNBHSOLE01_OLDI | BHSOLE01 | BHDHCN09 | ETA_OLDI | BHSOLE01_BHDHCN09 | 6 | 0 | 1 | New
HOUETARHNBHDHCN09_OLDI_FBHSOLE01_D50 | Residential heating technology - Direct district heating substation - plus connection pipe - plus distribution (heating density: low ) - apartment complex - existing building - distributed MEAN level | HOUDHC | HOUETARHN_OLDI_DMD | MKr20 | 2030 | 0.41768 | 0.0016516 | [6 empty] | ETA | I | OLD |  |  | RHNBHDHC | 3 | 0.5 | HOUETARHNBHDHCN09_OLDI_FBHSOLE01 | 1 | HOUETARHNBHDHCN09_OLDI | HOUETARHNBHSOLE01_OLDI | BHSOLE01 | BHDHCN09 | ETA_OLDI | BHSOLE01_BHDHCN09 | 6 | 0 | 1 | New
HOUETARHNBHDHCN09_OLDI_FBHSOLE01_D50 | Residential heating technology - Direct district heating substation - plus connection pipe - plus distribution (heating density: low ) - apartment complex - existing building - distributed MEAN level | HOUDHC | HOUETARHN_OLDI_DMD | MKr20 | 2040 | 0.40701 | 0.0016015 | [6 empty] | ETA | I | OLD |  |  | RHNBHDHC | 3 | 0.5 | HOUETARHNBHDHCN09_OLDI_FBHSOLE01 | 1 | HOUETARHNBHDHCN09_OLDI | HOUETARHNBHSOLE01_OLDI | BHSOLE01 | BHDHCN09 | ETA_OLDI | BHSOLE01_BHDHCN09 | 6 | 0 | 1 | New
HOUETARHNBHDHCN09_OLDI_FBHSOLE01_D50 | Residential heating technology - Direct district heating substation - plus connection pipe - plus distribution (heating density: low ) - apartment complex - existing building - distributed MEAN level | HOUDHC | HOUETARHN_OLDI_DMD | MKr20 | 2050 | 0.39687 | 0.0015375 | [6 empty] | ETA | I | OLD |  |  | RHNBHDHC | 3 | 0.5 | HOUETARHNBHDHCN09_OLDI_FBHSOLE01 | 1 | HOUETARHNBHDHCN09_OLDI | HOUETARHNBHSOLE01_OLDI | BHSOLE01 | BHDHCN09 | ETA_OLDI | BHSOLE01_BHDHCN09 | 6 | 0 | 1 | New
HOUETARHNBHDHCN07_OLDI_FBHSOLE01_D50 | Residential heating technology - Direct district heating substation - plus connection pipe - plus distribution (heating density: medium ) - apartment complex - existing building - distributed MEAN level | HOUDHC | HOUETARHN_OLDI_DMD | MKr20 | 2020 | 0.36639 | 0.0016539 | [6 empty] | ETA | I | OLD |  |  | RHNBHDHC | 3 | 0.5 | HOUETARHNBHDHCN07_OLDI_FBHSOLE01 | 1 | HOUETARHNBHDHCN07_OLDI | HOUETARHNBHSOLE01_OLDI | BHSOLE01 | BHDHCN07 | ETA_OLDI | BHSOLE01_BHDHCN07 | 6 | 0 | 1 | New
HOUETARHNBHDHCN07_OLDI_FBHSOLE01_D50 | Residential heating technology - Direct district heating substation - plus connection pipe - plus distribution (heating density: medium ) - apartment complex - existing building - distributed MEAN level | HOUDHC | HOUETARHN_OLDI_DMD | MKr20 | 2025 | 0.36072 | 0.0016763 | [6 empty] | ETA | I | OLD |  |  | RHNBHDHC | 3 | 0.5 | HOUETARHNBHDHCN07_OLDI_FBHSOLE01 | 1 | HOUETARHNBHDHCN07_OLDI | HOUETARHNBHSOLE01_OLDI | BHSOLE01 | BHDHCN07 | ETA_OLDI | BHSOLE01_BHDHCN07 | 6 | 0 | 1 | New
HOUETARHNBHDHCN07_OLDI_FBHSOLE01_D50 | Residential heating technology - Direct district heating substation - plus connection pipe - plus distribution (heating density: medium ) - apartment complex - existing building - distributed MEAN level | HOUDHC | HOUETARHN_OLDI_DMD | MKr20 | 2030 | 0.35518 | 0.0016516 | [6 empty] | ETA | I | OLD |  |  | RHNBHDHC | 3 | 0.5 | HOUETARHNBHDHCN07_OLDI_FBHSOLE01 | 1 | HOUETARHNBHDHCN07_OLDI | HOUETARHNBHSOLE01_OLDI | BHSOLE01 | BHDHCN07 | ETA_OLDI | BHSOLE01_BHDHCN07 | 6 | 0 | 1 | New
HOUETARHNBHDHCN07_OLDI_FBHSOLE01_D50 | Residential heating technology - Direct district heating substation - plus connection pipe - plus distribution (heating density: medium ) - apartment complex - existing building - distributed MEAN level | HOUDHC | HOUETARHN_OLDI_DMD | MKr20 | 2040 | 0.34451 | 0.0016015 | [6 empty] | ETA | I | OLD |  |  | RHNBHDHC | 3 | 0.5 | HOUETARHNBHDHCN07_OLDI_FBHSOLE01 | 1 | HOUETARHNBHDHCN07_OLDI | HOUETARHNBHSOLE01_OLDI | BHSOLE01 | BHDHCN07 | ETA_OLDI | BHSOLE01_BHDHCN07 | 6 | 0 | 1 | New
HOUETARHNBHDHCN07_OLDI_FBHSOLE01_D50 | Residential heating technology - Direct district heating substation - plus connection pipe - plus distribution (heating density: medium ) - apartment complex - existing building - distributed MEAN level | HOUDHC | HOUETARHN_OLDI_DMD | MKr20 | 2050 | 0.33437 | 0.0015375 | [6 empty] | ETA | I | OLD |  |  | RHNBHDHC | 3 | 0.5 | HOUETARHNBHDHCN07_OLDI_FBHSOLE01 | 1 | HOUETARHNBHDHCN07_OLDI | HOUETARHNBHSOLE01_OLDI | BHSOLE01 | BHDHCN07 | ETA_OLDI | BHSOLE01_BHDHCN07 | 6 | 0 | 1 | New
HOUETARHNBHDHCN05_OLDI_FBHSOLE01_D50 | Residential heating technology - Direct district heating substation - plus connection pipe - plus distribution (heating density: high ) - apartment complex - existing building - distributed MEAN level | HOUDHC | HOUETARHN_OLDI_DMD | MKr20 | 2020 | 0.30389 | 0.0016539 | [6 empty] | ETA | I | OLD |  |  | RHNBHDHC | 3 | 0.5 | HOUETARHNBHDHCN05_OLDI_FBHSOLE01 | 1 | HOUETARHNBHDHCN05_OLDI | HOUETARHNBHSOLE01_OLDI | BHSOLE01 | BHDHCN05 | ETA_OLDI | BHSOLE01_BHDHCN05 | 6 | 0 | 1 | New
HOUETARHNBHDHCN05_OLDI_FBHSOLE01_D50 | Residential heating technology - Direct district heating substation - plus connection pipe - plus distribution (heating density: high ) - apartment complex - existing building - distributed MEAN level | HOUDHC | HOUETARHN_OLDI_DMD | MKr20 | 2025 | 0.29822 | 0.0016763 | [6 empty] | ETA | I | OLD |  |  | RHNBHDHC | 3 | 0.5 | HOUETARHNBHDHCN05_OLDI_FBHSOLE01 | 1 | HOUETARHNBHDHCN05_OLDI | HOUETARHNBHSOLE01_OLDI | BHSOLE01 | BHDHCN05 | ETA_OLDI | BHSOLE01_BHDHCN05 | 6 | 0 | 1 | New
HOUETARHNBHDHCN05_OLDI_FBHSOLE01_D50 | Residential heating technology - Direct district heating substation - plus connection pipe - plus distribution (heating density: high ) - apartment complex - existing building - distributed MEAN level | HOUDHC | HOUETARHN_OLDI_DMD | MKr20 | 2030 | 0.29268 | 0.0016516 | [6 empty] | ETA | I | OLD |  |  | RHNBHDHC | 3 | 0.5 | HOUETARHNBHDHCN05_OLDI_FBHSOLE01 | 1 | HOUETARHNBHDHCN05_OLDI | HOUETARHNBHSOLE01_OLDI | BHSOLE01 | BHDHCN05 | ETA_OLDI | BHSOLE01_BHDHCN05 | 6 | 0 | 1 | New
HOUETARHNBHDHCN05_OLDI_FBHSOLE01_D50 | Residential heating technology - Direct district heating substation - plus connection pipe - plus distribution (heating density: high ) - apartment complex - existing building - distributed MEAN level | HOUDHC | HOUETARHN_OLDI_DMD | MKr20 | 2040 | 0.28201 | 0.0016015 | [6 empty] | ETA | I | OLD |  |  | RHNBHDHC | 3 | 0.5 | HOUETARHNBHDHCN05_OLDI_FBHSOLE01 | 1 | HOUETARHNBHDHCN05_OLDI | HOUETARHNBHSOLE01_OLDI | BHSOLE01 | BHDHCN05 | ETA_OLDI | BHSOLE01_BHDHCN05 | 6 | 0 | 1 | New
HOUETARHNBHDHCN05_OLDI_FBHSOLE01_D50 | Residential heating technology - Direct district heating substation - plus connection pipe - plus distribution (heating density: high ) - apartment complex - existing building - distributed MEAN level | HOUDHC | HOUETARHN_OLDI_DMD | MKr20 | 2050 | 0.27187 | 0.0015375 | [6 empty] | ETA | I | OLD |  |  | RHNBHDHC | 3 | 0.5 | HOUETARHNBHDHCN05_OLDI_FBHSOLE01 | 1 | HOUETARHNBHDHCN05_OLDI | HOUETARHNBHSOLE01_OLDI | BHSOLE01 | BHDHCN05 | ETA_OLDI | BHSOLE01_BHDHCN05 | 6 | 0 | 1 | New
HOUPARRHNHPELCN07_OLDC_FBHSOLE01_D50 | Residential heating technology - Heat pump, Air-to-water, low-price product - single-family house - existing building - distributed MEAN level | HOUELC, HOUAMB | HOUPARRHN_OLDC_DMD | MKr20 | 2020 | 10.0634 | 0.38286 | 0.33333 | [5 empty] | PAR | C | OLD | 3 |  | RHNHPELC | 3 | 0.5 | HOUPARRHNHPELCN07_OLDC_FBHSOLE01 | 1 | HOUPARRHNHPELCN07_OLDC | HOUPARRHNBHSOLE01_OLDC | BHSOLE01 | HPELCN07 | PAR_OLDC | BHSOLE01_HPELCN07 | 5 | 0 | 1.1 | Unlikely
HOUPARRHNHPELCN07_OLDC_FBHSOLE01_D50 | Residential heating technology - Heat pump, Air-to-water, low-price product - single-family house - existing building - distributed MEAN level | HOUELC, HOUAMB | HOUPARRHN_OLDC_DMD | MKr20 | 2025 | 9.2062 | 0.29365 | 0.31746 | [5 empty] | PAR | C | OLD | 3.15 |  | RHNHPELC | 3 | 0.5 | HOUPARRHNHPELCN07_OLDC_FBHSOLE01 | 1 | HOUPARRHNHPELCN07_OLDC | HOUPARRHNBHSOLE01_OLDC | BHSOLE01 | HPELCN07 | PAR_OLDC | BHSOLE01_HPELCN07 | 5 | 0 | 1.1 | Unlikely
HOUPARRHNHPELCN07_OLDC_FBHSOLE01_D50 | Residential heating technology - Heat pump, Air-to-water, low-price product - single-family house - existing building - distributed MEAN level | HOUELC, HOUAMB | HOUPARRHN_OLDC_DMD | MKr20 | 2030 | 8.349 | 0.29016 | 0.30303 | [5 empty] | PAR | C | OLD | 3.3 |  | RHNHPELC | 3 | 0.5 | HOUPARRHNHPELCN07_OLDC_FBHSOLE01 | 1 | HOUPARRHNHPELCN07_OLDC | HOUPARRHNBHSOLE01_OLDC | BHSOLE01 | HPELCN07 | PAR_OLDC | BHSOLE01_HPELCN07 | 5 | 0 | 1.1 | Unlikely
HOUPARRHNHPELCN07_OLDC_FBHSOLE01_D50 | Residential heating technology - Heat pump, Air-to-water, low-price product - single-family house - existing building - distributed MEAN level | HOUELC, HOUAMB | HOUPARRHN_OLDC_DMD | MKr20 | 2040 | 7.666 | 0.28368 | 0.28986 | [5 empty] | PAR | C | OLD | 3.45 |  | RHNHPELC | 3 | 0.5 | HOUPARRHNHPELCN07_OLDC_FBHSOLE01 | 1 | HOUPARRHNHPELCN07_OLDC | HOUPARRHNBHSOLE01_OLDC | BHSOLE01 | HPELCN07 | PAR_OLDC | BHSOLE01_HPELCN07 | 5 | 0 | 1.1 | Unlikely
HOUPARRHNHPELCN07_OLDC_FBHSOLE01_D50 | Residential heating technology - Heat pump, Air-to-water, low-price product - single-family house - existing building - distributed MEAN level | HOUELC, HOUAMB | HOUPARRHN_OLDC_DMD | MKr20 | 2050 | 6.983 | 0.2772 | 0.28169 | [5 empty] | PAR | C | OLD | 3.55 |  | RHNHPELC | 3 | 0.5 | HOUPARRHNHPELCN07_OLDC_FBHSOLE01 | 1 | HOUPARRHNHPELCN07_OLDC | HOUPARRHNBHSOLE01_OLDC | BHSOLE01 | HPELCN07 | PAR_OLDC | BHSOLE01_HPELCN07 | 5 | 0 | 1.1 | Unlikely
HOUPARRHNHPELCN05_OLDC_FBHSOLE01_D50 | Residential heating technology - Heat pump, Air-to-water - leasing - single-family house - existing building - distributed MEAN level | HOUELC, HOUAMB | HOUPARRHN_OLDC_DMD | MKr20 | 2020 | 6.4114 | 1.06 | 0.31746 | [5 empty] | PAR | C | OLD | 3.15 |  | RHNHPELC | 3 | 0.5 | HOUPARRHNHPELCN05_OLDC_FBHSOLE01 | 1 | HOUPARRHNHPELCN05_OLDC | HOUPARRHNBHSOLE01_OLDC | BHSOLE01 | HPELCN05 | PAR_OLDC | BHSOLE01_HPELCN05 | 5 | 0 | 1.1 | Unlikely
HOUPARRHNHPELCN05_OLDC_FBHSOLE01_D50 | Residential heating technology - Heat pump, Air-to-water - leasing - single-family house - existing building - distributed MEAN level | HOUELC, HOUAMB | HOUPARRHN_OLDC_DMD | MKr20 | 2025 | 5.9138 | 0.91425 | 0.30303 | [5 empty] | PAR | C | OLD | 3.3 |  | RHNHPELC | 3 | 0.5 | HOUPARRHNHPELCN05_OLDC_FBHSOLE01 | 1 | HOUPARRHNHPELCN05_OLDC | HOUPARRHNBHSOLE01_OLDC | BHSOLE01 | HPELCN05 | PAR_OLDC | BHSOLE01_HPELCN05 | 5 | 0 | 1.1 | Unlikely
HOUPARRHNHPELCN05_OLDC_FBHSOLE01_D50 | Residential heating technology - Heat pump, Air-to-water - leasing - single-family house - existing building - distributed MEAN level | HOUELC, HOUAMB | HOUPARRHN_OLDC_DMD | MKr20 | 2030 | 5.4162 | 0.85421 | 0.28986 | [5 empty] | PAR | C | OLD | 3.45 |  | RHNHPELC | 3 | 0.5 | HOUPARRHNHPELCN05_OLDC_FBHSOLE01 | 1 | HOUPARRHNHPELCN05_OLDC | HOUPARRHNBHSOLE01_OLDC | BHSOLE01 | HPELCN05 | PAR_OLDC | BHSOLE01_HPELCN05 | 5 | 0 | 1.1 | Unlikely
HOUPARRHNHPELCN05_OLDC_FBHSOLE01_D50 | Residential heating technology - Heat pump, Air-to-water - leasing - single-family house - existing building - distributed MEAN level | HOUELC, HOUAMB | HOUPARRHN_OLDC_DMD | MKr20 | 2040 | 5.0127 | 0.80187 | 0.27778 | [5 empty] | PAR | C | OLD | 3.6 |  | RHNHPELC | 3 | 0.5 | HOUPARRHNHPELCN05_OLDC_FBHSOLE01 | 1 | HOUPARRHNHPELCN05_OLDC | HOUPARRHNBHSOLE01_OLDC | BHSOLE01 | HPELCN05 | PAR_OLDC | BHSOLE01_HPELCN05 | 5 | 0 | 1.1 | Unlikely
HOUPARRHNHPELCN05_OLDC_FBHSOLE01_D50 | Residential heating technology - Heat pump, Air-to-water - leasing - single-family house - existing building - distributed MEAN level | HOUELC, HOUAMB | HOUPARRHN_OLDC_DMD | MKr20 | 2050 | 4.6091 | 0.74953 | 0.27027 | [5 empty] | PAR | C | OLD | 3.7 |  | RHNHPELC | 3 | 0.5 | HOUPARRHNHPELCN05_OLDC_FBHSOLE01 | 1 | HOUPARRHNHPELCN05_OLDC | HOUPARRHNBHSOLE01_OLDC | BHSOLE01 | HPELCN05 | PAR_OLDC | BHSOLE01_HPELCN05 | 5 | 0 | 1.1 | Unlikely
HOUPARRHNHPELCN04_OLDC_FBHSOLE01_D50 | Residential heating technology - Heat pump, Ground source - single-family house - existing building - distributed MEAN level | HOUELC, HOUAMB | HOUPARRHN_OLDC_DMD | MKr20 | 2020 | 15.4381 | 0.30571 | 0.28986 | [5 empty] | PAR | C | OLD | 3.45 |  | RHNHPELC | 3 | 0.5 | HOUPARRHNHPELCN04_OLDC_FBHSOLE01 | 1 | HOUPARRHNHPELCN04_OLDC | HOUPARRHNBHSOLE01_OLDC | BHSOLE01 | HPELCN04 | PAR_OLDC | BHSOLE01_HPELCN04 | 6 | 0 | 1 | New
HOUPARRHNHPELCN04_OLDC_FBHSOLE01_D50 | Residential heating technology - Heat pump, Ground source - single-family house - existing building - distributed MEAN level | HOUELC, HOUAMB | HOUPARRHN_OLDC_DMD | MKr20 | 2025 | 14.6662 | 0.21651 | 0.28169 | [5 empty] | PAR | C | OLD | 3.55 |  | RHNHPELC | 3 | 0.5 | HOUPARRHNHPELCN04_OLDC_FBHSOLE01 | 1 | HOUPARRHNHPELCN04_OLDC | HOUPARRHNBHSOLE01_OLDC | BHSOLE01 | HPELCN04 | PAR_OLDC | BHSOLE01_HPELCN04 | 6 | 0 | 1 | New
HOUPARRHNHPELCN04_OLDC_FBHSOLE01_D50 | Residential heating technology - Heat pump, Ground source - single-family house - existing building - distributed MEAN level | HOUELC, HOUAMB | HOUPARRHN_OLDC_DMD | MKr20 | 2030 | 13.8943 | 0.21302 | 0.27397 | [5 empty] | PAR | C | OLD | 3.65 |  | RHNHPELC | 3 | 0.5 | HOUPARRHNHPELCN04_OLDC_FBHSOLE01 | 1 | HOUPARRHNHPELCN04_OLDC | HOUPARRHNBHSOLE01_OLDC | BHSOLE01 | HPELCN04 | PAR_OLDC | BHSOLE01_HPELCN04 | 6 | 0 | 1 | New
HOUPARRHNHPELCN04_OLDC_FBHSOLE01_D50 | Residential heating technology - Heat pump, Ground source - single-family house - existing building - distributed MEAN level | HOUELC, HOUAMB | HOUPARRHN_OLDC_DMD | MKr20 | 2040 | 13.1996 | 0.20654 | 0.26316 | [5 empty] | PAR | C | OLD | 3.8 |  | RHNHPELC | 3 | 0.5 | HOUPARRHNHPELCN04_OLDC_FBHSOLE01 | 1 | HOUPARRHNHPELCN04_OLDC | HOUPARRHNBHSOLE01_OLDC | BHSOLE01 | HPELCN04 | PAR_OLDC | BHSOLE01_HPELCN04 | 6 | 0 | 1 | New
HOUPARRHNHPELCN04_OLDC_FBHSOLE01_D50 | Residential heating technology - Heat pump, Ground source - single-family house - existing building - distributed MEAN level | HOUELC, HOUAMB | HOUPARRHN_OLDC_DMD | MKr20 | 2050 | 12.5049 | 0.20005 | 0.25974 | [5 empty] | PAR | C | OLD | 3.85 |  | RHNHPELC | 3 | 0.5 | HOUPARRHNHPELCN04_OLDC_FBHSOLE01 | 1 | HOUPARRHNHPELCN04_OLDC | HOUPARRHNBHSOLE01_OLDC | BHSOLE01 | HPELCN04 | PAR_OLDC | BHSOLE01_HPELCN04 | 6 | 0 | 1 | New
HOUPARRHNHPELCN03_OLDC_FBHSOLE01_D50 | Residential heating technology - Heat pump, Air-to-water - single-family house - existing building - distributed MEAN level | HOUELC, HOUAMB | HOUPARRHN_OLDC_DMD | MKr20 | 2020 | 11.6571 | 0.33143 | 0.31746 | [5 empty] | PAR | C | OLD | 3.15 |  | RHNHPELC | 3 | 0.5 | HOUPARRHNHPELCN03_OLDC_FBHSOLE01 | 1 | HOUPARRHNHPELCN03_OLDC | HOUPARRHNBHSOLE01_OLDC | BHSOLE01 | HPELCN03 | PAR_OLDC | BHSOLE01_HPELCN03 | 6 | 0 | 1 | New
HOUPARRHNHPELCN03_OLDC_FBHSOLE01_D50 | Residential heating technology - Heat pump, Air-to-water - single-family house - existing building - distributed MEAN level | HOUELC, HOUAMB | HOUPARRHN_OLDC_DMD | MKr20 | 2025 | 10.7524 | 0.24222 | 0.30303 | [5 empty] | PAR | C | OLD | 3.3 |  | RHNHPELC | 3 | 0.5 | HOUPARRHNHPELCN03_OLDC_FBHSOLE01 | 1 | HOUPARRHNHPELCN03_OLDC | HOUPARRHNBHSOLE01_OLDC | BHSOLE01 | HPELCN03 | PAR_OLDC | BHSOLE01_HPELCN03 | 6 | 0 | 1 | New
HOUPARRHNHPELCN03_OLDC_FBHSOLE01_D50 | Residential heating technology - Heat pump, Air-to-water - single-family house - existing building - distributed MEAN level | HOUELC, HOUAMB | HOUPARRHN_OLDC_DMD | MKr20 | 2030 | 9.8477 | 0.23873 | 0.28986 | [5 empty] | PAR | C | OLD | 3.45 |  | RHNHPELC | 3 | 0.5 | HOUPARRHNHPELCN03_OLDC_FBHSOLE01 | 1 | HOUPARRHNHPELCN03_OLDC | HOUPARRHNBHSOLE01_OLDC | BHSOLE01 | HPELCN03 | PAR_OLDC | BHSOLE01_HPELCN03 | 6 | 0 | 1 | New
HOUPARRHNHPELCN03_OLDC_FBHSOLE01_D50 | Residential heating technology - Heat pump, Air-to-water - single-family house - existing building - distributed MEAN level | HOUELC, HOUAMB | HOUPARRHN_OLDC_DMD | MKr20 | 2040 | 9.1139 | 0.23225 | 0.27778 | [5 empty] | PAR | C | OLD | 3.6 |  | RHNHPELC | 3 | 0.5 | HOUPARRHNHPELCN03_OLDC_FBHSOLE01 | 1 | HOUPARRHNHPELCN03_OLDC | HOUPARRHNBHSOLE01_OLDC | BHSOLE01 | HPELCN03 | PAR_OLDC | BHSOLE01_HPELCN03 | 6 | 0 | 1 | New
HOUPARRHNHPELCN03_OLDC_FBHSOLE01_D50 | Residential heating technology - Heat pump, Air-to-water - single-family house - existing building - distributed MEAN level | HOUELC, HOUAMB | HOUPARRHN_OLDC_DMD | MKr20 | 2050 | 8.3802 | 0.22577 | 0.27027 | [5 empty] | PAR | C | OLD | 3.7 |  | RHNHPELC | 3 | 0.5 | HOUPARRHNHPELCN03_OLDC_FBHSOLE01 | 1 | HOUPARRHNHPELCN03_OLDC | HOUPARRHNBHSOLE01_OLDC | BHSOLE01 | HPELCN03 | PAR_OLDC | BHSOLE01_HPELCN03 | 6 | 0 | 1 | New
HOUPARRHNHPELCN02_OLDC_FBHSOLE01_D50 | Residential heating technology - Heat pump, Air-to-air - single-family house - existing building - distributed MEAN level | HOUELC, HOUAMB | HOUPARRHN_OLDC_DMD | MKr20 | 2020 | 2.1408 | 0.17231 | 0.20619 | [5 empty] | PAR | C | OLD | 4.85 |  | RHNHPELC | 3 | 0.5 | HOUPARRHNHPELCN02_OLDC_FBHSOLE01 | 1 | HOUPARRHNHPELCN02_OLDC | HOUPARRHNBHSOLE01_OLDC | BHSOLE01 | HPELCN02 | PAR_OLDC | BHSOLE01_HPELCN02 | 5 | 0 | 1.1 | Unlikely
HOUPARRHNHPELCN02_OLDC_FBHSOLE01_D50 | Residential heating technology - Heat pump, Air-to-air - single-family house - existing building - distributed MEAN level | HOUELC, HOUAMB | HOUPARRHN_OLDC_DMD | MKr20 | 2025 | 2.0884 | 0.11707 | 0.19608 | [5 empty] | PAR | C | OLD | 5.1 |  | RHNHPELC | 3 | 0.5 | HOUPARRHNHPELCN02_OLDC_FBHSOLE01 | 1 | HOUPARRHNHPELCN02_OLDC | HOUPARRHNBHSOLE01_OLDC | BHSOLE01 | HPELCN02 | PAR_OLDC | BHSOLE01_HPELCN02 | 5 | 0 | 1.1 | Unlikely
HOUPARRHNHPELCN02_OLDC_FBHSOLE01_D50 | Residential heating technology - Heat pump, Air-to-air - single-family house - existing building - distributed MEAN level | HOUELC, HOUAMB | HOUPARRHN_OLDC_DMD | MKr20 | 2030 | 2.0361 | 0.11491 | 0.18868 | [5 empty] | PAR | C | OLD | 5.3 |  | RHNHPELC | 3 | 0.5 | HOUPARRHNHPELCN02_OLDC_FBHSOLE01 | 1 | HOUPARRHNHPELCN02_OLDC | HOUPARRHNBHSOLE01_OLDC | BHSOLE01 | HPELCN02 | PAR_OLDC | BHSOLE01_HPELCN02 | 5 | 0 | 1.1 | Unlikely
HOUPARRHNHPELCN02_OLDC_FBHSOLE01_D50 | Residential heating technology - Heat pump, Air-to-air - single-family house - existing building - distributed MEAN level | HOUELC, HOUAMB | HOUPARRHN_OLDC_DMD | MKr20 | 2040 | 1.939 | 0.11089 | 0.18182 | [5 empty] | PAR | C | OLD | 5.5 |  | RHNHPELC | 3 | 0.5 | HOUPARRHNHPELCN02_OLDC_FBHSOLE01 | 1 | HOUPARRHNHPELCN02_OLDC | HOUPARRHNBHSOLE01_OLDC | BHSOLE01 | HPELCN02 | PAR_OLDC | BHSOLE01_HPELCN02 | 5 | 0 | 1.1 | Unlikely
HOUPARRHNHPELCN02_OLDC_FBHSOLE01_D50 | Residential heating technology - Heat pump, Air-to-air - single-family house - existing building - distributed MEAN level | HOUELC, HOUAMB | HOUPARRHN_OLDC_DMD | MKr20 | 2050 | 1.8419 | 0.10688 | 0.17857 | [5 empty] | PAR | C | OLD | 5.6 |  | RHNHPELC | 3 | 0.5 | HOUPARRHNHPELCN02_OLDC_FBHSOLE01 | 1 | HOUPARRHNHPELCN02_OLDC | HOUPARRHNBHSOLE01_OLDC | BHSOLE01 | HPELCN02 | PAR_OLDC | BHSOLE01_HPELCN02 | 5 | 0 | 1.1 | Unlikely
HOUPARRHNDIELCN06_OLDC_FBHSOLE01_D50 | Residential heating technology - Electric heating - electric panel from Bauhaus - single-family house - new building - distributed MEAN level | HOUELC | HOUPARRHN_OLDC_DMD | MKr20 | 2020 | 0.605 | 0 | [6 empty] | PAR | C | OLD |  |  | RHNDIELC | 3 | 0.5 | HOUPARRHNDIELCN06_OLDC_FBHSOLE01 | 1 | HOUPARRHNDIELCN06_OLDC | HOUPARRHNBHSOLE01_OLDC | BHSOLE01 | DIELCN06 | PAR_OLDC | BHSOLE01_DIELCN06 | 5 | 0 | 1.1 | Unlikely
HOUPARRHNDIELCN06_OLDC_FBHSOLE01_D50 | Residential heating technology - Electric heating - electric panel from Bauhaus - single-family house - new building - distributed MEAN level | HOUELC | HOUPARRHN_OLDC_DMD | MKr20 | 2025 | 0.605 | 0 | [6 empty] | PAR | C | OLD |  |  | RHNDIELC | 3 | 0.5 | HOUPARRHNDIELCN06_OLDC_FBHSOLE01 | 1 | HOUPARRHNDIELCN06_OLDC | HOUPARRHNBHSOLE01_OLDC | BHSOLE01 | DIELCN06 | PAR_OLDC | BHSOLE01_DIELCN06 | 5 | 0 | 1.1 | Unlikely
HOUPARRHNDIELCN06_OLDC_FBHSOLE01_D50 | Residential heating technology - Electric heating - electric panel from Bauhaus - single-family house - new building - distributed MEAN level | HOUELC | HOUPARRHN_OLDC_DMD | MKr20 | 2030 | 0.605 | 0 | [6 empty] | PAR | C | OLD |  |  | RHNDIELC | 3 | 0.5 | HOUPARRHNDIELCN06_OLDC_FBHSOLE01 | 1 | HOUPARRHNDIELCN06_OLDC | HOUPARRHNBHSOLE01_OLDC | BHSOLE01 | DIELCN06 | PAR_OLDC | BHSOLE01_DIELCN06 | 5 | 0 | 1.1 | Unlikely
HOUPARRHNDIELCN06_OLDC_FBHSOLE01_D50 | Residential heating technology - Electric heating - electric panel from Bauhaus - single-family house - new building - distributed MEAN level | HOUELC | HOUPARRHN_OLDC_DMD | MKr20 | 2040 | 0.605 | 0 | [6 empty] | PAR | C | OLD |  |  | RHNDIELC | 3 | 0.5 | HOUPARRHNDIELCN06_OLDC_FBHSOLE01 | 1 | HOUPARRHNDIELCN06_OLDC | HOUPARRHNBHSOLE01_OLDC | BHSOLE01 | DIELCN06 | PAR_OLDC | BHSOLE01_DIELCN06 | 5 | 0 | 1.1 | Unlikely
HOUPARRHNDIELCN06_OLDC_FBHSOLE01_D50 | Residential heating technology - Electric heating - electric panel from Bauhaus - single-family house - new building - distributed MEAN level | HOUELC | HOUPARRHN_OLDC_DMD | MKr20 | 2050 | 0.605 | 0 | [6 empty] | PAR | C | OLD |  |  | RHNDIELC | 3 | 0.5 | HOUPARRHNDIELCN06_OLDC_FBHSOLE01 | 1 | HOUPARRHNDIELCN06_OLDC | HOUPARRHNBHSOLE01_OLDC | BHSOLE01 | DIELCN06 | PAR_OLDC | BHSOLE01_DIELCN06 | 5 | 0 | 1.1 | Unlikely
HOUPARRHNDIELCN01_OLDC_FBHSOLE01_D50 | Residential heating technology - Electric heating - single-family house - new building - distributed MEAN level | HOUELC | HOUPARRHN_OLDC_DMD | MKr20 | 2020 | 7.3509 | 0.0596 | [6 empty] | PAR | C | OLD |  |  | RHNDIELC | 3 | 0.5 | HOUPARRHNDIELCN01_OLDC_FBHSOLE01 | 1 | HOUPARRHNDIELCN01_OLDC | HOUPARRHNBHSOLE01_OLDC | BHSOLE01 | DIELCN01 | PAR_OLDC | BHSOLE01_DIELCN01 | 5 | 0 | 1.1 | Unlikely
HOUPARRHNDIELCN01_OLDC_FBHSOLE01_D50 | Residential heating technology - Electric heating - single-family house - new building - distributed MEAN level | HOUELC | HOUPARRHN_OLDC_DMD | MKr20 | 2025 | 7.169 | 0.0596 | [6 empty] | PAR | C | OLD |  |  | RHNDIELC | 3 | 0.5 | HOUPARRHNDIELCN01_OLDC_FBHSOLE01 | 1 | HOUPARRHNDIELCN01_OLDC | HOUPARRHNBHSOLE01_OLDC | BHSOLE01 | DIELCN01 | PAR_OLDC | BHSOLE01_DIELCN01 | 5 | 0 | 1.1 | Unlikely
HOUPARRHNDIELCN01_OLDC_FBHSOLE01_D50 | Residential heating technology - Electric heating - single-family house - new building - distributed MEAN level | HOUELC | HOUPARRHN_OLDC_DMD | MKr20 | 2030 | 6.9915 | 0.057117 | [6 empty] | PAR | C | OLD |  |  | RHNDIELC | 3 | 0.5 | HOUPARRHNDIELCN01_OLDC_FBHSOLE01 | 1 | HOUPARRHNDIELCN01_OLDC | HOUPARRHNBHSOLE01_OLDC | BHSOLE01 | DIELCN01 | PAR_OLDC | BHSOLE01_DIELCN01 | 5 | 0 | 1.1 | Unlikely
HOUPARRHNDIELCN01_OLDC_FBHSOLE01_D50 | Residential heating technology - Electric heating - single-family house - new building - distributed MEAN level | HOUELC | HOUPARRHN_OLDC_DMD | MKr20 | 2040 | 6.6497 | 0.054633 | [6 empty] | PAR | C | OLD |  |  | RHNDIELC | 3 | 0.5 | HOUPARRHNDIELCN01_OLDC_FBHSOLE01 | 1 | HOUPARRHNDIELCN01_OLDC | HOUPARRHNBHSOLE01_OLDC | BHSOLE01 | DIELCN01 | PAR_OLDC | BHSOLE01_DIELCN01 | 5 | 0 | 1.1 | Unlikely
HOUPARRHNDIELCN01_OLDC_FBHSOLE01_D50 | Residential heating technology - Electric heating - single-family house - new building - distributed MEAN level | HOUELC | HOUPARRHN_OLDC_DMD | MKr20 | 2050 | 6.3246 | 0.05215 | [6 empty] | PAR | C | OLD |  |  | RHNDIELC | 3 | 0.5 | HOUPARRHNDIELCN01_OLDC_FBHSOLE01 | 1 | HOUPARRHNDIELCN01_OLDC | HOUPARRHNBHSOLE01_OLDC | BHSOLE01 | DIELCN01 | PAR_OLDC | BHSOLE01_DIELCN01 | 5 | 0 | 1.1 | Unlikely
HOUPARRHNBHWPEN01_OLDC_FBHSOLE01_D50 | Residential heating technology - Biomass boiler, automatic stoking , wood pellets or wood chips - single-family house - existing building - distributed MEAN level | HOUWPE | HOUPARRHN_OLDC_DMD | MKr20 | 2020 | 5.1824 | 0.4181 |  | 25 | 14 | 70 | 2 | 4 | PAR | C | OLD |  |  | RHNBHWPE | 3 | 0.5 | HOUPARRHNBHWPEN01_OLDC_FBHSOLE01 | 1 | HOUPARRHNBHWPEN01_OLDC | HOUPARRHNBHSOLE01_OLDC | BHSOLE01 | BHWPEN01 | PAR_OLDC | BHSOLE01_BHWPEN01 | 5 | 0 | 1.1 | Unlikely
HOUPARRHNBHWPEN01_OLDC_FBHSOLE01_D50 | Residential heating technology - Biomass boiler, automatic stoking , wood pellets or wood chips - single-family house - existing building - distributed MEAN level | HOUWPE | HOUPARRHN_OLDC_DMD | MKr20 | 2025 | 5.0541 | 0.41087 |  | 25 | 14 | 60 | 2 | 4 | PAR | C | OLD |  |  | RHNBHWPE | 3 | 0.5 | HOUPARRHNBHWPEN01_OLDC_FBHSOLE01 | 1 | HOUPARRHNBHWPEN01_OLDC | HOUPARRHNBHSOLE01_OLDC | BHSOLE01 | BHWPEN01 | PAR_OLDC | BHSOLE01_BHWPEN01 | 5 | 0 | 1.1 | Unlikely
HOUPARRHNBHWPEN01_OLDC_FBHSOLE01_D50 | Residential heating technology - Biomass boiler, automatic stoking , wood pellets or wood chips - single-family house - existing building - distributed MEAN level | HOUWPE | HOUPARRHN_OLDC_DMD | MKr20 | 2030 | 4.929 | 0.40539 |  | 25 | 11 | 50 | 1 | 4 | PAR | C | OLD |  |  | RHNBHWPE | 3 | 0.5 | HOUPARRHNBHWPEN01_OLDC_FBHSOLE01 | 1 | HOUPARRHNBHWPEN01_OLDC | HOUPARRHNBHSOLE01_OLDC | BHSOLE01 | BHWPEN01 | PAR_OLDC | BHSOLE01_BHWPEN01 | 5 | 0 | 1.1 | Unlikely
HOUPARRHNBHWPEN01_OLDC_FBHSOLE01_D50 | Residential heating technology - Biomass boiler, automatic stoking , wood pellets or wood chips - single-family house - existing building - distributed MEAN level | HOUWPE | HOUPARRHN_OLDC_DMD | MKr20 | 2040 | 4.688 | 0.38745 |  | 25 | 9 | 45 | 1 | 4 | PAR | C | OLD |  |  | RHNBHWPE | 3 | 0.5 | HOUPARRHNBHWPEN01_OLDC_FBHSOLE01 | 1 | HOUPARRHNBHWPEN01_OLDC | HOUPARRHNBHSOLE01_OLDC | BHSOLE01 | BHWPEN01 | PAR_OLDC | BHSOLE01_BHWPEN01 | 5 | 0 | 1.1 | Unlikely
HOUPARRHNBHWPEN01_OLDC_FBHSOLE01_D50 | Residential heating technology - Biomass boiler, automatic stoking , wood pellets or wood chips - single-family house - existing building - distributed MEAN level | HOUWPE | HOUPARRHN_OLDC_DMD | MKr20 | 2050 | 5.5736 | 0.46288 |  | 25 | 9 | 40 | 0 | 4 | PAR | C | OLD |  |  | RHNBHWPE | 3 | 0.5 | HOUPARRHNBHWPEN01_OLDC_FBHSOLE01 | 1 | HOUPARRHNBHWPEN01_OLDC | HOUPARRHNBHSOLE01_OLDC | BHSOLE01 | BHWPEN01 | PAR_OLDC | BHSOLE01_BHWPEN01 | 5 | 0 | 1.1 | Unlikely
HOUPARRHNBHSOLN01_OLDC_FBHSOLE01_D50 | Residential heating technology - Solar heating system - single-family house - existing building - distributed MEAN level | HOUSOL | HOUPARRHN_OLDC_DMD | MKr20 | 2020 | 6.6092 | 0.093036 | [6 empty] | PAR | C | OLD |  |  | RHNBHSOL | 3 | 0.5 | HOUPARRHNBHSOLN01_OLDC_FBHSOLE01 | 1 | HOUPARRHNBHSOLN01_OLDC | HOUPARRHNBHSOLE01_OLDC | BHSOLE01 | BHSOLN01 | PAR_OLDC | BHSOLE01_BHSOLN01 | 2 | 0 | 0.9 | Same
HOUPARRHNBHSOLN01_OLDC_FBHSOLE01_D50 | Residential heating technology - Solar heating system - single-family house - existing building - distributed MEAN level | HOUSOL | HOUPARRHN_OLDC_DMD | MKr20 | 2025 | 6.4456 | 0.08736 | [6 empty] | PAR | C | OLD |  |  | RHNBHSOL | 3 | 0.5 | HOUPARRHNBHSOLN01_OLDC_FBHSOLE01 | 1 | HOUPARRHNBHSOLN01_OLDC | HOUPARRHNBHSOLE01_OLDC | BHSOLE01 | BHSOLN01 | PAR_OLDC | BHSOLE01_BHSOLN01 | 2 | 0 | 0.9 | Same
HOUPARRHNBHSOLN01_OLDC_FBHSOLE01_D50 | Residential heating technology - Solar heating system - single-family house - existing building - distributed MEAN level | HOUSOL | HOUPARRHN_OLDC_DMD | MKr20 | 2030 | 6.2861 | 0.085232 | [6 empty] | PAR | C | OLD |  |  | RHNBHSOL | 3 | 0.5 | HOUPARRHNBHSOLN01_OLDC_FBHSOLE01 | 1 | HOUPARRHNBHSOLN01_OLDC | HOUPARRHNBHSOLE01_OLDC | BHSOLE01 | BHSOLN01 | PAR_OLDC | BHSOLE01_BHSOLN01 | 2 | 0 | 0.9 | Same
HOUPARRHNBHSOLN01_OLDC_FBHSOLE01_D50 | Residential heating technology - Solar heating system - single-family house - existing building - distributed MEAN level | HOUSOL | HOUPARRHN_OLDC_DMD | MKr20 | 2040 | 5.9788 | 0.08062 | [6 empty] | PAR | C | OLD |  |  | RHNBHSOL | 3 | 0.5 | HOUPARRHNBHSOLN01_OLDC_FBHSOLE01 | 1 | HOUPARRHNBHSOLN01_OLDC | HOUPARRHNBHSOLE01_OLDC | BHSOLE01 | BHSOLN01 | PAR_OLDC | BHSOLE01_BHSOLN01 | 2 | 0 | 0.9 | Same
HOUPARRHNBHSOLN01_OLDC_FBHSOLE01_D50 | Residential heating technology - Solar heating system - single-family house - existing building - distributed MEAN level | HOUSOL | HOUPARRHN_OLDC_DMD | MKr20 | 2050 | 5.6865 | 0.076008 | [6 empty] | PAR | C | OLD |  |  | RHNBHSOL | 3 | 0.5 | HOUPARRHNBHSOLN01_OLDC_FBHSOLE01 | 1 | HOUPARRHNBHSOLN01_OLDC | HOUPARRHNBHSOLE01_OLDC | BHSOLE01 | BHSOLN01 | PAR_OLDC | BHSOLE01_BHSOLN01 | 2 | 0 | 0.9 | Same
HOUPARRHNBHDHCN03_OLDC_FBHSOLE01_D50 | Residential heating technology - Direct district heating substation - plus connection pipe - single-family house - existing building - distributed MEAN level | HOUDHC | HOUPARRHN_OLDC_DMD | MKr20 | 2020 | 3.2097 | 0.030272 | [6 empty] | PAR | C | OLD |  |  | RHNBHDHC | 3 | 0.5 | HOUPARRHNBHDHCN03_OLDC_FBHSOLE01 | 1 | HOUPARRHNBHDHCN03_OLDC | HOUPARRHNBHSOLE01_OLDC | BHSOLE01 | BHDHCN03 | PAR_OLDC | BHSOLE01_BHDHCN03 | 6 | 0 | 1 | New
HOUPARRHNBHDHCN03_OLDC_FBHSOLE01_D50 | Residential heating technology - Direct district heating substation - plus connection pipe - single-family house - existing building - distributed MEAN level | HOUDHC | HOUPARRHN_OLDC_DMD | MKr20 | 2025 | 3.1725 | 0.030048 | [6 empty] | PAR | C | OLD |  |  | RHNBHDHC | 3 | 0.5 | HOUPARRHNBHDHCN03_OLDC_FBHSOLE01 | 1 | HOUPARRHNBHDHCN03_OLDC | HOUPARRHNBHSOLE01_OLDC | BHSOLE01 | BHDHCN03 | PAR_OLDC | BHSOLE01_BHDHCN03 | 6 | 0 | 1 | New
HOUPARRHNBHDHCN03_OLDC_FBHSOLE01_D50 | Residential heating technology - Direct district heating substation - plus connection pipe - single-family house - existing building - distributed MEAN level | HOUDHC | HOUPARRHN_OLDC_DMD | MKr20 | 2030 | 3.1414 | 0.029511 | [6 empty] | PAR | C | OLD |  |  | RHNBHDHC | 3 | 0.5 | HOUPARRHNBHDHCN03_OLDC_FBHSOLE01 | 1 | HOUPARRHNBHDHCN03_OLDC | HOUPARRHNBHSOLE01_OLDC | BHSOLE01 | BHDHCN03 | PAR_OLDC | BHSOLE01_BHDHCN03 | 6 | 0 | 1 | New
HOUPARRHNBHDHCN03_OLDC_FBHSOLE01_D50 | Residential heating technology - Direct district heating substation - plus connection pipe - single-family house - existing building - distributed MEAN level | HOUDHC | HOUPARRHN_OLDC_DMD | MKr20 | 2040 | 3.0855 | 0.02824 | [6 empty] | PAR | C | OLD |  |  | RHNBHDHC | 3 | 0.5 | HOUPARRHNBHDHCN03_OLDC_FBHSOLE01 | 1 | HOUPARRHNBHDHCN03_OLDC | HOUPARRHNBHSOLE01_OLDC | BHSOLE01 | BHDHCN03 | PAR_OLDC | BHSOLE01_BHDHCN03 | 6 | 0 | 1 | New
HOUPARRHNBHDHCN03_OLDC_FBHSOLE01_D50 | Residential heating technology - Direct district heating substation - plus connection pipe - single-family house - existing building - distributed MEAN level | HOUDHC | HOUPARRHN_OLDC_DMD | MKr20 | 2050 | 3.0235 | 0.026392 | [6 empty] | PAR | C | OLD |  |  | RHNBHDHC | 3 | 0.5 | HOUPARRHNBHDHCN03_OLDC_FBHSOLE01 | 1 | HOUPARRHNBHDHCN03_OLDC | HOUPARRHNBHSOLE01_OLDC | BHSOLE01 | BHDHCN03 | PAR_OLDC | BHSOLE01_BHDHCN03 | 6 | 0 | 1 | New
HOUPARRHNHPELCN07_OLDD_FBHSOLE01_D50 | Residential heating technology - Heat pump, Air-to-water, low-price product - single-family house - existing building - distributed MEAN level | HOUELC, HOUAMB | HOUPARRHN_OLDD_DMD | MKr20 | 2020 | 10.0634 | 0.38286 | 0.33333 | [5 empty] | PAR | D | OLD | 3 |  | RHNHPELC | 3 | 0.5 | HOUPARRHNHPELCN07_OLDD_FBHSOLE01 | 1 | HOUPARRHNHPELCN07_OLDD | HOUPARRHNBHSOLE01_OLDD | BHSOLE01 | HPELCN07 | PAR_OLDD | BHSOLE01_HPELCN07 | 5 | 0 | 1.1 | Unlikely
HOUPARRHNHPELCN07_OLDD_FBHSOLE01_D50 | Residential heating technology - Heat pump, Air-to-water, low-price product - single-family house - existing building - distributed MEAN level | HOUELC, HOUAMB | HOUPARRHN_OLDD_DMD | MKr20 | 2025 | 9.2062 | 0.29365 | 0.31746 | [5 empty] | PAR | D | OLD | 3.15 |  | RHNHPELC | 3 | 0.5 | HOUPARRHNHPELCN07_OLDD_FBHSOLE01 | 1 | HOUPARRHNHPELCN07_OLDD | HOUPARRHNBHSOLE01_OLDD | BHSOLE01 | HPELCN07 | PAR_OLDD | BHSOLE01_HPELCN07 | 5 | 0 | 1.1 | Unlikely
HOUPARRHNHPELCN07_OLDD_FBHSOLE01_D50 | Residential heating technology - Heat pump, Air-to-water, low-price product - single-family house - existing building - distributed MEAN level | HOUELC, HOUAMB | HOUPARRHN_OLDD_DMD | MKr20 | 2030 | 8.349 | 0.29016 | 0.30303 | [5 empty] | PAR | D | OLD | 3.3 |  | RHNHPELC | 3 | 0.5 | HOUPARRHNHPELCN07_OLDD_FBHSOLE01 | 1 | HOUPARRHNHPELCN07_OLDD | HOUPARRHNBHSOLE01_OLDD | BHSOLE01 | HPELCN07 | PAR_OLDD | BHSOLE01_HPELCN07 | 5 | 0 | 1.1 | Unlikely
HOUPARRHNHPELCN07_OLDD_FBHSOLE01_D50 | Residential heating technology - Heat pump, Air-to-water, low-price product - single-family house - existing building - distributed MEAN level | HOUELC, HOUAMB | HOUPARRHN_OLDD_DMD | MKr20 | 2040 | 7.666 | 0.28368 | 0.28986 | [5 empty] | PAR | D | OLD | 3.45 |  | RHNHPELC | 3 | 0.5 | HOUPARRHNHPELCN07_OLDD_FBHSOLE01 | 1 | HOUPARRHNHPELCN07_OLDD | HOUPARRHNBHSOLE01_OLDD | BHSOLE01 | HPELCN07 | PAR_OLDD | BHSOLE01_HPELCN07 | 5 | 0 | 1.1 | Unlikely
HOUPARRHNHPELCN07_OLDD_FBHSOLE01_D50 | Residential heating technology - Heat pump, Air-to-water, low-price product - single-family house - existing building - distributed MEAN level | HOUELC, HOUAMB | HOUPARRHN_OLDD_DMD | MKr20 | 2050 | 6.983 | 0.2772 | 0.28169 | [5 empty] | PAR | D | OLD | 3.55 |  | RHNHPELC | 3 | 0.5 | HOUPARRHNHPELCN07_OLDD_FBHSOLE01 | 1 | HOUPARRHNHPELCN07_OLDD | HOUPARRHNBHSOLE01_OLDD | BHSOLE01 | HPELCN07 | PAR_OLDD | BHSOLE01_HPELCN07 | 5 | 0 | 1.1 | Unlikely
HOUPARRHNHPELCN05_OLDD_FBHSOLE01_D50 | Residential heating technology - Heat pump, Air-to-water - leasing - single-family house - existing building - distributed MEAN level | HOUELC, HOUAMB | HOUPARRHN_OLDD_DMD | MKr20 | 2020 | 6.4114 | 1.06 | 0.31746 | [5 empty] | PAR | D | OLD | 3.15 |  | RHNHPELC | 3 | 0.5 | HOUPARRHNHPELCN05_OLDD_FBHSOLE01 | 1 | HOUPARRHNHPELCN05_OLDD | HOUPARRHNBHSOLE01_OLDD | BHSOLE01 | HPELCN05 | PAR_OLDD | BHSOLE01_HPELCN05 | 5 | 0 | 1.1 | Unlikely
HOUPARRHNHPELCN05_OLDD_FBHSOLE01_D50 | Residential heating technology - Heat pump, Air-to-water - leasing - single-family house - existing building - distributed MEAN level | HOUELC, HOUAMB | HOUPARRHN_OLDD_DMD | MKr20 | 2025 | 5.9138 | 0.91425 | 0.30303 | [5 empty] | PAR | D | OLD | 3.3 |  | RHNHPELC | 3 | 0.5 | HOUPARRHNHPELCN05_OLDD_FBHSOLE01 | 1 | HOUPARRHNHPELCN05_OLDD | HOUPARRHNBHSOLE01_OLDD | BHSOLE01 | HPELCN05 | PAR_OLDD | BHSOLE01_HPELCN05 | 5 | 0 | 1.1 | Unlikely
HOUPARRHNHPELCN05_OLDD_FBHSOLE01_D50 | Residential heating technology - Heat pump, Air-to-water - leasing - single-family house - existing building - distributed MEAN level | HOUELC, HOUAMB | HOUPARRHN_OLDD_DMD | MKr20 | 2030 | 5.4162 | 0.85421 | 0.28986 | [5 empty] | PAR | D | OLD | 3.45 |  | RHNHPELC | 3 | 0.5 | HOUPARRHNHPELCN05_OLDD_FBHSOLE01 | 1 | HOUPARRHNHPELCN05_OLDD | HOUPARRHNBHSOLE01_OLDD | BHSOLE01 | HPELCN05 | PAR_OLDD | BHSOLE01_HPELCN05 | 5 | 0 | 1.1 | Unlikely
HOUPARRHNHPELCN05_OLDD_FBHSOLE01_D50 | Residential heating technology - Heat pump, Air-to-water - leasing - single-family house - existing building - distributed MEAN level | HOUELC, HOUAMB | HOUPARRHN_OLDD_DMD | MKr20 | 2040 | 5.0127 | 0.80187 | 0.27778 | [5 empty] | PAR | D | OLD | 3.6 |  | RHNHPELC | 3 | 0.5 | HOUPARRHNHPELCN05_OLDD_FBHSOLE01 | 1 | HOUPARRHNHPELCN05_OLDD | HOUPARRHNBHSOLE01_OLDD | BHSOLE01 | HPELCN05 | PAR_OLDD | BHSOLE01_HPELCN05 | 5 | 0 | 1.1 | Unlikely
HOUPARRHNHPELCN05_OLDD_FBHSOLE01_D50 | Residential heating technology - Heat pump, Air-to-water - leasing - single-family house - existing building - distributed MEAN level | HOUELC, HOUAMB | HOUPARRHN_OLDD_DMD | MKr20 | 2050 | 4.6091 | 0.74953 | 0.27027 | [5 empty] | PAR | D | OLD | 3.7 |  | RHNHPELC | 3 | 0.5 | HOUPARRHNHPELCN05_OLDD_FBHSOLE01 | 1 | HOUPARRHNHPELCN05_OLDD | HOUPARRHNBHSOLE01_OLDD | BHSOLE01 | HPELCN05 | PAR_OLDD | BHSOLE01_HPELCN05 | 5 | 0 | 1.1 | Unlikely
HOUPARRHNHPELCN04_OLDD_FBHSOLE01_D50 | Residential heating technology - Heat pump, Ground source - single-family house - existing building - distributed MEAN level | HOUELC, HOUAMB | HOUPARRHN_OLDD_DMD | MKr20 | 2020 | 15.4381 | 0.30571 | 0.28986 | [5 empty] | PAR | D | OLD | 3.45 |  | RHNHPELC | 3 | 0.5 | HOUPARRHNHPELCN04_OLDD_FBHSOLE01 | 1 | HOUPARRHNHPELCN04_OLDD | HOUPARRHNBHSOLE01_OLDD | BHSOLE01 | HPELCN04 | PAR_OLDD | BHSOLE01_HPELCN04 | 6 | 0 | 1 | New
HOUPARRHNHPELCN04_OLDD_FBHSOLE01_D50 | Residential heating technology - Heat pump, Ground source - single-family house - existing building - distributed MEAN level | HOUELC, HOUAMB | HOUPARRHN_OLDD_DMD | MKr20 | 2025 | 14.6662 | 0.21651 | 0.28169 | [5 empty] | PAR | D | OLD | 3.55 |  | RHNHPELC | 3 | 0.5 | HOUPARRHNHPELCN04_OLDD_FBHSOLE01 | 1 | HOUPARRHNHPELCN04_OLDD | HOUPARRHNBHSOLE01_OLDD | BHSOLE01 | HPELCN04 | PAR_OLDD | BHSOLE01_HPELCN04 | 6 | 0 | 1 | New
HOUPARRHNHPELCN04_OLDD_FBHSOLE01_D50 | Residential heating technology - Heat pump, Ground source - single-family house - existing building - distributed MEAN level | HOUELC, HOUAMB | HOUPARRHN_OLDD_DMD | MKr20 | 2030 | 13.8943 | 0.21302 | 0.27397 | [5 empty] | PAR | D | OLD | 3.65 |  | RHNHPELC | 3 | 0.5 | HOUPARRHNHPELCN04_OLDD_FBHSOLE01 | 1 | HOUPARRHNHPELCN04_OLDD | HOUPARRHNBHSOLE01_OLDD | BHSOLE01 | HPELCN04 | PAR_OLDD | BHSOLE01_HPELCN04 | 6 | 0 | 1 | New
HOUPARRHNHPELCN04_OLDD_FBHSOLE01_D50 | Residential heating technology - Heat pump, Ground source - single-family house - existing building - distributed MEAN level | HOUELC, HOUAMB | HOUPARRHN_OLDD_DMD | MKr20 | 2040 | 13.1996 | 0.20654 | 0.26316 | [5 empty] | PAR | D | OLD | 3.8 |  | RHNHPELC | 3 | 0.5 | HOUPARRHNHPELCN04_OLDD_FBHSOLE01 | 1 | HOUPARRHNHPELCN04_OLDD | HOUPARRHNBHSOLE01_OLDD | BHSOLE01 | HPELCN04 | PAR_OLDD | BHSOLE01_HPELCN04 | 6 | 0 | 1 | New
HOUPARRHNHPELCN04_OLDD_FBHSOLE01_D50 | Residential heating technology - Heat pump, Ground source - single-family house - existing building - distributed MEAN level | HOUELC, HOUAMB | HOUPARRHN_OLDD_DMD | MKr20 | 2050 | 12.5049 | 0.20005 | 0.25974 | [5 empty] | PAR | D | OLD | 3.85 |  | RHNHPELC | 3 | 0.5 | HOUPARRHNHPELCN04_OLDD_FBHSOLE01 | 1 | HOUPARRHNHPELCN04_OLDD | HOUPARRHNBHSOLE01_OLDD | BHSOLE01 | HPELCN04 | PAR_OLDD | BHSOLE01_HPELCN04 | 6 | 0 | 1 | New
HOUPARRHNHPELCN03_OLDD_FBHSOLE01_D50 | Residential heating technology - Heat pump, Air-to-water - single-family house - existing building - distributed MEAN level | HOUELC, HOUAMB | HOUPARRHN_OLDD_DMD | MKr20 | 2020 | 11.6571 | 0.33143 | 0.31746 | [5 empty] | PAR | D | OLD | 3.15 |  | RHNHPELC | 3 | 0.5 | HOUPARRHNHPELCN03_OLDD_FBHSOLE01 | 1 | HOUPARRHNHPELCN03_OLDD | HOUPARRHNBHSOLE01_OLDD | BHSOLE01 | HPELCN03 | PAR_OLDD | BHSOLE01_HPELCN03 | 6 | 0 | 1 | New
HOUPARRHNHPELCN03_OLDD_FBHSOLE01_D50 | Residential heating technology - Heat pump, Air-to-water - single-family house - existing building - distributed MEAN level | HOUELC, HOUAMB | HOUPARRHN_OLDD_DMD | MKr20 | 2025 | 10.7524 | 0.24222 | 0.30303 | [5 empty] | PAR | D | OLD | 3.3 |  | RHNHPELC | 3 | 0.5 | HOUPARRHNHPELCN03_OLDD_FBHSOLE01 | 1 | HOUPARRHNHPELCN03_OLDD | HOUPARRHNBHSOLE01_OLDD | BHSOLE01 | HPELCN03 | PAR_OLDD | BHSOLE01_HPELCN03 | 6 | 0 | 1 | New
HOUPARRHNHPELCN03_OLDD_FBHSOLE01_D50 | Residential heating technology - Heat pump, Air-to-water - single-family house - existing building - distributed MEAN level | HOUELC, HOUAMB | HOUPARRHN_OLDD_DMD | MKr20 | 2030 | 9.8477 | 0.23873 | 0.28986 | [5 empty] | PAR | D | OLD | 3.45 |  | RHNHPELC | 3 | 0.5 | HOUPARRHNHPELCN03_OLDD_FBHSOLE01 | 1 | HOUPARRHNHPELCN03_OLDD | HOUPARRHNBHSOLE01_OLDD | BHSOLE01 | HPELCN03 | PAR_OLDD | BHSOLE01_HPELCN03 | 6 | 0 | 1 | New
HOUPARRHNHPELCN03_OLDD_FBHSOLE01_D50 | Residential heating technology - Heat pump, Air-to-water - single-family house - existing building - distributed MEAN level | HOUELC, HOUAMB | HOUPARRHN_OLDD_DMD | MKr20 | 2040 | 9.1139 | 0.23225 | 0.27778 | [5 empty] | PAR | D | OLD | 3.6 |  | RHNHPELC | 3 | 0.5 | HOUPARRHNHPELCN03_OLDD_FBHSOLE01 | 1 | HOUPARRHNHPELCN03_OLDD | HOUPARRHNBHSOLE01_OLDD | BHSOLE01 | HPELCN03 | PAR_OLDD | BHSOLE01_HPELCN03 | 6 | 0 | 1 | New
HOUPARRHNHPELCN03_OLDD_FBHSOLE01_D50 | Residential heating technology - Heat pump, Air-to-water - single-family house - existing building - distributed MEAN level | HOUELC, HOUAMB | HOUPARRHN_OLDD_DMD | MKr20 | 2050 | 8.3802 | 0.22577 | 0.27027 | [5 empty] | PAR | D | OLD | 3.7 |  | RHNHPELC | 3 | 0.5 | HOUPARRHNHPELCN03_OLDD_FBHSOLE01 | 1 | HOUPARRHNHPELCN03_OLDD | HOUPARRHNBHSOLE01_OLDD | BHSOLE01 | HPELCN03 | PAR_OLDD | BHSOLE01_HPELCN03 | 6 | 0 | 1 | New
HOUPARRHNHPELCN02_OLDD_FBHSOLE01_D50 | Residential heating technology - Heat pump, Air-to-air - single-family house - existing building - distributed MEAN level | HOUELC, HOUAMB | HOUPARRHN_OLDD_DMD | MKr20 | 2020 | 2.1408 | 0.17231 | 0.20619 | [5 empty] | PAR | D | OLD | 4.85 |  | RHNHPELC | 3 | 0.5 | HOUPARRHNHPELCN02_OLDD_FBHSOLE01 | 1 | HOUPARRHNHPELCN02_OLDD | HOUPARRHNBHSOLE01_OLDD | BHSOLE01 | HPELCN02 | PAR_OLDD | BHSOLE01_HPELCN02 | 5 | 0 | 1.1 | Unlikely
HOUPARRHNHPELCN02_OLDD_FBHSOLE01_D50 | Residential heating technology - Heat pump, Air-to-air - single-family house - existing building - distributed MEAN level | HOUELC, HOUAMB | HOUPARRHN_OLDD_DMD | MKr20 | 2025 | 2.0884 | 0.11707 | 0.19608 | [5 empty] | PAR | D | OLD | 5.1 |  | RHNHPELC | 3 | 0.5 | HOUPARRHNHPELCN02_OLDD_FBHSOLE01 | 1 | HOUPARRHNHPELCN02_OLDD | HOUPARRHNBHSOLE01_OLDD | BHSOLE01 | HPELCN02 | PAR_OLDD | BHSOLE01_HPELCN02 | 5 | 0 | 1.1 | Unlikely
HOUPARRHNHPELCN02_OLDD_FBHSOLE01_D50 | Residential heating technology - Heat pump, Air-to-air - single-family house - existing building - distributed MEAN level | HOUELC, HOUAMB | HOUPARRHN_OLDD_DMD | MKr20 | 2030 | 2.0361 | 0.11491 | 0.18868 | [5 empty] | PAR | D | OLD | 5.3 |  | RHNHPELC | 3 | 0.5 | HOUPARRHNHPELCN02_OLDD_FBHSOLE01 | 1 | HOUPARRHNHPELCN02_OLDD | HOUPARRHNBHSOLE01_OLDD | BHSOLE01 | HPELCN02 | PAR_OLDD | BHSOLE01_HPELCN02 | 5 | 0 | 1.1 | Unlikely
HOUPARRHNHPELCN02_OLDD_FBHSOLE01_D50 | Residential heating technology - Heat pump, Air-to-air - single-family house - existing building - distributed MEAN level | HOUELC, HOUAMB | HOUPARRHN_OLDD_DMD | MKr20 | 2040 | 1.939 | 0.11089 | 0.18182 | [5 empty] | PAR | D | OLD | 5.5 |  | RHNHPELC | 3 | 0.5 | HOUPARRHNHPELCN02_OLDD_FBHSOLE01 | 1 | HOUPARRHNHPELCN02_OLDD | HOUPARRHNBHSOLE01_OLDD | BHSOLE01 | HPELCN02 | PAR_OLDD | BHSOLE01_HPELCN02 | 5 | 0 | 1.1 | Unlikely
HOUPARRHNHPELCN02_OLDD_FBHSOLE01_D50 | Residential heating technology - Heat pump, Air-to-air - single-family house - existing building - distributed MEAN level | HOUELC, HOUAMB | HOUPARRHN_OLDD_DMD | MKr20 | 2050 | 1.8419 | 0.10688 | 0.17857 | [5 empty] | PAR | D | OLD | 5.6 |  | RHNHPELC | 3 | 0.5 | HOUPARRHNHPELCN02_OLDD_FBHSOLE01 | 1 | HOUPARRHNHPELCN02_OLDD | HOUPARRHNBHSOLE01_OLDD | BHSOLE01 | HPELCN02 | PAR_OLDD | BHSOLE01_HPELCN02 | 5 | 0 | 1.1 | Unlikely
HOUPARRHNDIELCN06_OLDD_FBHSOLE01_D50 | Residential heating technology - Electric heating - electric panel from Bauhaus - single-family house - new building - distributed MEAN level | HOUELC | HOUPARRHN_OLDD_DMD | MKr20 | 2020 | 0.605 | 0 | [6 empty] | PAR | D | OLD |  |  | RHNDIELC | 3 | 0.5 | HOUPARRHNDIELCN06_OLDD_FBHSOLE01 | 1 | HOUPARRHNDIELCN06_OLDD | HOUPARRHNBHSOLE01_OLDD | BHSOLE01 | DIELCN06 | PAR_OLDD | BHSOLE01_DIELCN06 | 5 | 0 | 1.1 | Unlikely
HOUPARRHNDIELCN06_OLDD_FBHSOLE01_D50 | Residential heating technology - Electric heating - electric panel from Bauhaus - single-family house - new building - distributed MEAN level | HOUELC | HOUPARRHN_OLDD_DMD | MKr20 | 2025 | 0.605 | 0 | [6 empty] | PAR | D | OLD |  |  | RHNDIELC | 3 | 0.5 | HOUPARRHNDIELCN06_OLDD_FBHSOLE01 | 1 | HOUPARRHNDIELCN06_OLDD | HOUPARRHNBHSOLE01_OLDD | BHSOLE01 | DIELCN06 | PAR_OLDD | BHSOLE01_DIELCN06 | 5 | 0 | 1.1 | Unlikely
HOUPARRHNDIELCN06_OLDD_FBHSOLE01_D50 | Residential heating technology - Electric heating - electric panel from Bauhaus - single-family house - new building - distributed MEAN level | HOUELC | HOUPARRHN_OLDD_DMD | MKr20 | 2030 | 0.605 | 0 | [6 empty] | PAR | D | OLD |  |  | RHNDIELC | 3 | 0.5 | HOUPARRHNDIELCN06_OLDD_FBHSOLE01 | 1 | HOUPARRHNDIELCN06_OLDD | HOUPARRHNBHSOLE01_OLDD | BHSOLE01 | DIELCN06 | PAR_OLDD | BHSOLE01_DIELCN06 | 5 | 0 | 1.1 | Unlikely
HOUPARRHNDIELCN06_OLDD_FBHSOLE01_D50 | Residential heating technology - Electric heating - electric panel from Bauhaus - single-family house - new building - distributed MEAN level | HOUELC | HOUPARRHN_OLDD_DMD | MKr20 | 2040 | 0.605 | 0 | [6 empty] | PAR | D | OLD |  |  | RHNDIELC | 3 | 0.5 | HOUPARRHNDIELCN06_OLDD_FBHSOLE01 | 1 | HOUPARRHNDIELCN06_OLDD | HOUPARRHNBHSOLE01_OLDD | BHSOLE01 | DIELCN06 | PAR_OLDD | BHSOLE01_DIELCN06 | 5 | 0 | 1.1 | Unlikely
HOUPARRHNDIELCN06_OLDD_FBHSOLE01_D50 | Residential heating technology - Electric heating - electric panel from Bauhaus - single-family house - new building - distributed MEAN level | HOUELC | HOUPARRHN_OLDD_DMD | MKr20 | 2050 | 0.605 | 0 | [6 empty] | PAR | D | OLD |  |  | RHNDIELC | 3 | 0.5 | HOUPARRHNDIELCN06_OLDD_FBHSOLE01 | 1 | HOUPARRHNDIELCN06_OLDD | HOUPARRHNBHSOLE01_OLDD | BHSOLE01 | DIELCN06 | PAR_OLDD | BHSOLE01_DIELCN06 | 5 | 0 | 1.1 | Unlikely
HOUPARRHNDIELCN01_OLDD_FBHSOLE01_D50 | Residential heating technology - Electric heating - single-family house - new building - distributed MEAN level | HOUELC | HOUPARRHN_OLDD_DMD | MKr20 | 2020 | 7.3509 | 0.0596 | [6 empty] | PAR | D | OLD |  |  | RHNDIELC | 3 | 0.5 | HOUPARRHNDIELCN01_OLDD_FBHSOLE01 | 1 | HOUPARRHNDIELCN01_OLDD | HOUPARRHNBHSOLE01_OLDD | BHSOLE01 | DIELCN01 | PAR_OLDD | BHSOLE01_DIELCN01 | 5 | 0 | 1.1 | Unlikely
HOUPARRHNDIELCN01_OLDD_FBHSOLE01_D50 | Residential heating technology - Electric heating - single-family house - new building - distributed MEAN level | HOUELC | HOUPARRHN_OLDD_DMD | MKr20 | 2025 | 7.169 | 0.0596 | [6 empty] | PAR | D | OLD |  |  | RHNDIELC | 3 | 0.5 | HOUPARRHNDIELCN01_OLDD_FBHSOLE01 | 1 | HOUPARRHNDIELCN01_OLDD | HOUPARRHNBHSOLE01_OLDD | BHSOLE01 | DIELCN01 | PAR_OLDD | BHSOLE01_DIELCN01 | 5 | 0 | 1.1 | Unlikely
HOUPARRHNDIELCN01_OLDD_FBHSOLE01_D50 | Residential heating technology - Electric heating - single-family house - new building - distributed MEAN level | HOUELC | HOUPARRHN_OLDD_DMD | MKr20 | 2030 | 6.9915 | 0.057117 | [6 empty] | PAR | D | OLD |  |  | RHNDIELC | 3 | 0.5 | HOUPARRHNDIELCN01_OLDD_FBHSOLE01 | 1 | HOUPARRHNDIELCN01_OLDD | HOUPARRHNBHSOLE01_OLDD | BHSOLE01 | DIELCN01 | PAR_OLDD | BHSOLE01_DIELCN01 | 5 | 0 | 1.1 | Unlikely
HOUPARRHNDIELCN01_OLDD_FBHSOLE01_D50 | Residential heating technology - Electric heating - single-family house - new building - distributed MEAN level | HOUELC | HOUPARRHN_OLDD_DMD | MKr20 | 2040 | 6.6497 | 0.054633 | [6 empty] | PAR | D | OLD |  |  | RHNDIELC | 3 | 0.5 | HOUPARRHNDIELCN01_OLDD_FBHSOLE01 | 1 | HOUPARRHNDIELCN01_OLDD | HOUPARRHNBHSOLE01_OLDD | BHSOLE01 | DIELCN01 | PAR_OLDD | BHSOLE01_DIELCN01 | 5 | 0 | 1.1 | Unlikely
HOUPARRHNDIELCN01_OLDD_FBHSOLE01_D50 | Residential heating technology - Electric heating - single-family house - new building - distributed MEAN level | HOUELC | HOUPARRHN_OLDD_DMD | MKr20 | 2050 | 6.3246 | 0.05215 | [6 empty] | PAR | D | OLD |  |  | RHNDIELC | 3 | 0.5 | HOUPARRHNDIELCN01_OLDD_FBHSOLE01 | 1 | HOUPARRHNDIELCN01_OLDD | HOUPARRHNBHSOLE01_OLDD | BHSOLE01 | DIELCN01 | PAR_OLDD | BHSOLE01_DIELCN01 | 5 | 0 | 1.1 | Unlikely
HOUPARRHNBHWPEN01_OLDD_FBHSOLE01_D50 | Residential heating technology - Biomass boiler, automatic stoking , wood pellets or wood chips - single-family house - existing building - distributed MEAN level | HOUWPE | HOUPARRHN_OLDD_DMD | MKr20 | 2020 | 5.1824 | 0.4181 |  | 25 | 14 | 70 | 2 | 4 | PAR | D | OLD |  |  | RHNBHWPE | 3 | 0.5 | HOUPARRHNBHWPEN01_OLDD_FBHSOLE01 | 1 | HOUPARRHNBHWPEN01_OLDD | HOUPARRHNBHSOLE01_OLDD | BHSOLE01 | BHWPEN01 | PAR_OLDD | BHSOLE01_BHWPEN01 | 5 | 0 | 1.1 | Unlikely
HOUPARRHNBHWPEN01_OLDD_FBHSOLE01_D50 | Residential heating technology - Biomass boiler, automatic stoking , wood pellets or wood chips - single-family house - existing building - distributed MEAN level | HOUWPE | HOUPARRHN_OLDD_DMD | MKr20 | 2025 | 5.0541 | 0.41087 |  | 25 | 14 | 60 | 2 | 4 | PAR | D | OLD |  |  | RHNBHWPE | 3 | 0.5 | HOUPARRHNBHWPEN01_OLDD_FBHSOLE01 | 1 | HOUPARRHNBHWPEN01_OLDD | HOUPARRHNBHSOLE01_OLDD | BHSOLE01 | BHWPEN01 | PAR_OLDD | BHSOLE01_BHWPEN01 | 5 | 0 | 1.1 | Unlikely
HOUPARRHNBHWPEN01_OLDD_FBHSOLE01_D50 | Residential heating technology - Biomass boiler, automatic stoking , wood pellets or wood chips - single-family house - existing building - distributed MEAN level | HOUWPE | HOUPARRHN_OLDD_DMD | MKr20 | 2030 | 4.929 | 0.40539 |  | 25 | 11 | 50 | 1 | 4 | PAR | D | OLD |  |  | RHNBHWPE | 3 | 0.5 | HOUPARRHNBHWPEN01_OLDD_FBHSOLE01 | 1 | HOUPARRHNBHWPEN01_OLDD | HOUPARRHNBHSOLE01_OLDD | BHSOLE01 | BHWPEN01 | PAR_OLDD | BHSOLE01_BHWPEN01 | 5 | 0 | 1.1 | Unlikely
HOUPARRHNBHWPEN01_OLDD_FBHSOLE01_D50 | Residential heating technology - Biomass boiler, automatic stoking , wood pellets or wood chips - single-family house - existing building - distributed MEAN level | HOUWPE | HOUPARRHN_OLDD_DMD | MKr20 | 2040 | 4.688 | 0.38745 |  | 25 | 9 | 45 | 1 | 4 | PAR | D | OLD |  |  | RHNBHWPE | 3 | 0.5 | HOUPARRHNBHWPEN01_OLDD_FBHSOLE01 | 1 | HOUPARRHNBHWPEN01_OLDD | HOUPARRHNBHSOLE01_OLDD | BHSOLE01 | BHWPEN01 | PAR_OLDD | BHSOLE01_BHWPEN01 | 5 | 0 | 1.1 | Unlikely
HOUPARRHNBHWPEN01_OLDD_FBHSOLE01_D50 | Residential heating technology - Biomass boiler, automatic stoking , wood pellets or wood chips - single-family house - existing building - distributed MEAN level | HOUWPE | HOUPARRHN_OLDD_DMD | MKr20 | 2050 | 5.5736 | 0.46288 |  | 25 | 9 | 40 | 0 | 4 | PAR | D | OLD |  |  | RHNBHWPE | 3 | 0.5 | HOUPARRHNBHWPEN01_OLDD_FBHSOLE01 | 1 | HOUPARRHNBHWPEN01_OLDD | HOUPARRHNBHSOLE01_OLDD | BHSOLE01 | BHWPEN01 | PAR_OLDD | BHSOLE01_BHWPEN01 | 5 | 0 | 1.1 | Unlikely
HOUPARRHNBHSOLN01_OLDD_FBHSOLE01_D50 | Residential heating technology - Solar heating system - single-family house - existing building - distributed MEAN level | HOUSOL | HOUPARRHN_OLDD_DMD | MKr20 | 2020 | 6.6092 | 0.093036 | [6 empty] | PAR | D | OLD |  |  | RHNBHSOL | 3 | 0.5 | HOUPARRHNBHSOLN01_OLDD_FBHSOLE01 | 1 | HOUPARRHNBHSOLN01_OLDD | HOUPARRHNBHSOLE01_OLDD | BHSOLE01 | BHSOLN01 | PAR_OLDD | BHSOLE01_BHSOLN01 | 2 | 0 | 0.9 | Same
HOUPARRHNBHSOLN01_OLDD_FBHSOLE01_D50 | Residential heating technology - Solar heating system - single-family house - existing building - distributed MEAN level | HOUSOL | HOUPARRHN_OLDD_DMD | MKr20 | 2025 | 6.4456 | 0.08736 | [6 empty] | PAR | D | OLD |  |  | RHNBHSOL | 3 | 0.5 | HOUPARRHNBHSOLN01_OLDD_FBHSOLE01 | 1 | HOUPARRHNBHSOLN01_OLDD | HOUPARRHNBHSOLE01_OLDD | BHSOLE01 | BHSOLN01 | PAR_OLDD | BHSOLE01_BHSOLN01 | 2 | 0 | 0.9 | Same
HOUPARRHNBHSOLN01_OLDD_FBHSOLE01_D50 | Residential heating technology - Solar heating system - single-family house - existing building - distributed MEAN level | HOUSOL | HOUPARRHN_OLDD_DMD | MKr20 | 2030 | 6.2861 | 0.085232 | [6 empty] | PAR | D | OLD |  |  | RHNBHSOL | 3 | 0.5 | HOUPARRHNBHSOLN01_OLDD_FBHSOLE01 | 1 | HOUPARRHNBHSOLN01_OLDD | HOUPARRHNBHSOLE01_OLDD | BHSOLE01 | BHSOLN01 | PAR_OLDD | BHSOLE01_BHSOLN01 | 2 | 0 | 0.9 | Same
HOUPARRHNBHSOLN01_OLDD_FBHSOLE01_D50 | Residential heating technology - Solar heating system - single-family house - existing building - distributed MEAN level | HOUSOL | HOUPARRHN_OLDD_DMD | MKr20 | 2040 | 5.9788 | 0.08062 | [6 empty] | PAR | D | OLD |  |  | RHNBHSOL | 3 | 0.5 | HOUPARRHNBHSOLN01_OLDD_FBHSOLE01 | 1 | HOUPARRHNBHSOLN01_OLDD | HOUPARRHNBHSOLE01_OLDD | BHSOLE01 | BHSOLN01 | PAR_OLDD | BHSOLE01_BHSOLN01 | 2 | 0 | 0.9 | Same
HOUPARRHNBHSOLN01_OLDD_FBHSOLE01_D50 | Residential heating technology - Solar heating system - single-family house - existing building - distributed MEAN level | HOUSOL | HOUPARRHN_OLDD_DMD | MKr20 | 2050 | 5.6865 | 0.076008 | [6 empty] | PAR | D | OLD |  |  | RHNBHSOL | 3 | 0.5 | HOUPARRHNBHSOLN01_OLDD_FBHSOLE01 | 1 | HOUPARRHNBHSOLN01_OLDD | HOUPARRHNBHSOLE01_OLDD | BHSOLE01 | BHSOLN01 | PAR_OLDD | BHSOLE01_BHSOLN01 | 2 | 0 | 0.9 | Same
HOUPARRHNBHDHDN03_OLDD_FBHSOLE01_D50 | Residential heating technology - Direct district heating substation - plus connection pipe - single-family house - existing building - distributed MEAN level | HOUDHD | HOUPARRHN_OLDD_DMD | MKr20 | 2020 | 3.2097 | 0.030272 | [6 empty] | PAR | D | OLD |  |  | RHNBHDHD | 3 | 0.5 | HOUPARRHNBHDHDN03_OLDD_FBHSOLE01 | 1 | HOUPARRHNBHDHDN03_OLDD | HOUPARRHNBHSOLE01_OLDD | BHSOLE01 | BHDHDN03 | PAR_OLDD | BHSOLE01_BHDHDN03 | 6 | 0 | 1 | New
HOUPARRHNBHDHDN03_OLDD_FBHSOLE01_D50 | Residential heating technology - Direct district heating substation - plus connection pipe - single-family house - existing building - distributed MEAN level | HOUDHD | HOUPARRHN_OLDD_DMD | MKr20 | 2025 | 3.1725 | 0.030048 | [6 empty] | PAR | D | OLD |  |  | RHNBHDHD | 3 | 0.5 | HOUPARRHNBHDHDN03_OLDD_FBHSOLE01 | 1 | HOUPARRHNBHDHDN03_OLDD | HOUPARRHNBHSOLE01_OLDD | BHSOLE01 | BHDHDN03 | PAR_OLDD | BHSOLE01_BHDHDN03 | 6 | 0 | 1 | New
HOUPARRHNBHDHDN03_OLDD_FBHSOLE01_D50 | Residential heating technology - Direct district heating substation - plus connection pipe - single-family house - existing building - distributed MEAN level | HOUDHD | HOUPARRHN_OLDD_DMD | MKr20 | 2030 | 3.1414 | 0.029511 | [6 empty] | PAR | D | OLD |  |  | RHNBHDHD | 3 | 0.5 | HOUPARRHNBHDHDN03_OLDD_FBHSOLE01 | 1 | HOUPARRHNBHDHDN03_OLDD | HOUPARRHNBHSOLE01_OLDD | BHSOLE01 | BHDHDN03 | PAR_OLDD | BHSOLE01_BHDHDN03 | 6 | 0 | 1 | New
HOUPARRHNBHDHDN03_OLDD_FBHSOLE01_D50 | Residential heating technology - Direct district heating substation - plus connection pipe - single-family house - existing building - distributed MEAN level | HOUDHD | HOUPARRHN_OLDD_DMD | MKr20 | 2040 | 3.0855 | 0.02824 | [6 empty] | PAR | D | OLD |  |  | RHNBHDHD | 3 | 0.5 | HOUPARRHNBHDHDN03_OLDD_FBHSOLE01 | 1 | HOUPARRHNBHDHDN03_OLDD | HOUPARRHNBHSOLE01_OLDD | BHSOLE01 | BHDHDN03 | PAR_OLDD | BHSOLE01_BHDHDN03 | 6 | 0 | 1 | New
HOUPARRHNBHDHDN03_OLDD_FBHSOLE01_D50 | Residential heating technology - Direct district heating substation - plus connection pipe - single-family house - existing building - distributed MEAN level | HOUDHD | HOUPARRHN_OLDD_DMD | MKr20 | 2050 | 3.0235 | 0.026392 | [6 empty] | PAR | D | OLD |  |  | RHNBHDHD | 3 | 0.5 | HOUPARRHNBHDHDN03_OLDD_FBHSOLE01 | 1 | HOUPARRHNBHDHDN03_OLDD | HOUPARRHNBHSOLE01_OLDD | BHSOLE01 | BHDHDN03 | PAR_OLDD | BHSOLE01_BHDHDN03 | 6 | 0 | 1 | New
HOUPARRHNHPELCN07_OLDI_FBHSOLE01_D50 | Residential heating technology - Heat pump, Air-to-water, low-price product - single-family house - existing building - distributed MEAN level | HOUELC, HOUAMB | HOUPARRHN_OLDI_DMD | MKr20 | 2020 | 10.0634 | 0.38286 | 0.33333 | [5 empty] | PAR | I | OLD | 3 |  | RHNHPELC | 3 | 0.5 | HOUPARRHNHPELCN07_OLDI_FBHSOLE01 | 1 | HOUPARRHNHPELCN07_OLDI | HOUPARRHNBHSOLE01_OLDI | BHSOLE01 | HPELCN07 | PAR_OLDI | BHSOLE01_HPELCN07 | 5 | 0 | 1.1 | Unlikely
HOUPARRHNHPELCN07_OLDI_FBHSOLE01_D50 | Residential heating technology - Heat pump, Air-to-water, low-price product - single-family house - existing building - distributed MEAN level | HOUELC, HOUAMB | HOUPARRHN_OLDI_DMD | MKr20 | 2025 | 9.2062 | 0.29365 | 0.31746 | [5 empty] | PAR | I | OLD | 3.15 |  | RHNHPELC | 3 | 0.5 | HOUPARRHNHPELCN07_OLDI_FBHSOLE01 | 1 | HOUPARRHNHPELCN07_OLDI | HOUPARRHNBHSOLE01_OLDI | BHSOLE01 | HPELCN07 | PAR_OLDI | BHSOLE01_HPELCN07 | 5 | 0 | 1.1 | Unlikely
HOUPARRHNHPELCN07_OLDI_FBHSOLE01_D50 | Residential heating technology - Heat pump, Air-to-water, low-price product - single-family house - existing building - distributed MEAN level | HOUELC, HOUAMB | HOUPARRHN_OLDI_DMD | MKr20 | 2030 | 8.349 | 0.29016 | 0.30303 | [5 empty] | PAR | I | OLD | 3.3 |  | RHNHPELC | 3 | 0.5 | HOUPARRHNHPELCN07_OLDI_FBHSOLE01 | 1 | HOUPARRHNHPELCN07_OLDI | HOUPARRHNBHSOLE01_OLDI | BHSOLE01 | HPELCN07 | PAR_OLDI | BHSOLE01_HPELCN07 | 5 | 0 | 1.1 | Unlikely
HOUPARRHNHPELCN07_OLDI_FBHSOLE01_D50 | Residential heating technology - Heat pump, Air-to-water, low-price product - single-family house - existing building - distributed MEAN level | HOUELC, HOUAMB | HOUPARRHN_OLDI_DMD | MKr20 | 2040 | 7.666 | 0.28368 | 0.28986 | [5 empty] | PAR | I | OLD | 3.45 |  | RHNHPELC | 3 | 0.5 | HOUPARRHNHPELCN07_OLDI_FBHSOLE01 | 1 | HOUPARRHNHPELCN07_OLDI | HOUPARRHNBHSOLE01_OLDI | BHSOLE01 | HPELCN07 | PAR_OLDI | BHSOLE01_HPELCN07 | 5 | 0 | 1.1 | Unlikely
HOUPARRHNHPELCN07_OLDI_FBHSOLE01_D50 | Residential heating technology - Heat pump, Air-to-water, low-price product - single-family house - existing building - distributed MEAN level | HOUELC, HOUAMB | HOUPARRHN_OLDI_DMD | MKr20 | 2050 | 6.983 | 0.2772 | 0.28169 | [5 empty] | PAR | I | OLD | 3.55 |  | RHNHPELC | 3 | 0.5 | HOUPARRHNHPELCN07_OLDI_FBHSOLE01 | 1 | HOUPARRHNHPELCN07_OLDI | HOUPARRHNBHSOLE01_OLDI | BHSOLE01 | HPELCN07 | PAR_OLDI | BHSOLE01_HPELCN07 | 5 | 0 | 1.1 | Unlikely
HOUPARRHNHPELCN05_OLDI_FBHSOLE01_D50 | Residential heating technology - Heat pump, Air-to-water - leasing - single-family house - existing building - distributed MEAN level | HOUELC, HOUAMB | HOUPARRHN_OLDI_DMD | MKr20 | 2020 | 6.4114 | 1.06 | 0.31746 | [5 empty] | PAR | I | OLD | 3.15 |  | RHNHPELC | 3 | 0.5 | HOUPARRHNHPELCN05_OLDI_FBHSOLE01 | 1 | HOUPARRHNHPELCN05_OLDI | HOUPARRHNBHSOLE01_OLDI | BHSOLE01 | HPELCN05 | PAR_OLDI | BHSOLE01_HPELCN05 | 5 | 0 | 1.1 | Unlikely
HOUPARRHNHPELCN05_OLDI_FBHSOLE01_D50 | Residential heating technology - Heat pump, Air-to-water - leasing - single-family house - existing building - distributed MEAN level | HOUELC, HOUAMB | HOUPARRHN_OLDI_DMD | MKr20 | 2025 | 5.9138 | 0.91425 | 0.30303 | [5 empty] | PAR | I | OLD | 3.3 |  | RHNHPELC | 3 | 0.5 | HOUPARRHNHPELCN05_OLDI_FBHSOLE01 | 1 | HOUPARRHNHPELCN05_OLDI | HOUPARRHNBHSOLE01_OLDI | BHSOLE01 | HPELCN05 | PAR_OLDI | BHSOLE01_HPELCN05 | 5 | 0 | 1.1 | Unlikely
HOUPARRHNHPELCN05_OLDI_FBHSOLE01_D50 | Residential heating technology - Heat pump, Air-to-water - leasing - single-family house - existing building - distributed MEAN level | HOUELC, HOUAMB | HOUPARRHN_OLDI_DMD | MKr20 | 2030 | 5.4162 | 0.85421 | 0.28986 | [5 empty] | PAR | I | OLD | 3.45 |  | RHNHPELC | 3 | 0.5 | HOUPARRHNHPELCN05_OLDI_FBHSOLE01 | 1 | HOUPARRHNHPELCN05_OLDI | HOUPARRHNBHSOLE01_OLDI | BHSOLE01 | HPELCN05 | PAR_OLDI | BHSOLE01_HPELCN05 | 5 | 0 | 1.1 | Unlikely
HOUPARRHNHPELCN05_OLDI_FBHSOLE01_D50 | Residential heating technology - Heat pump, Air-to-water - leasing - single-family house - existing building - distributed MEAN level | HOUELC, HOUAMB | HOUPARRHN_OLDI_DMD | MKr20 | 2040 | 5.0127 | 0.80187 | 0.27778 | [5 empty] | PAR | I | OLD | 3.6 |  | RHNHPELC | 3 | 0.5 | HOUPARRHNHPELCN05_OLDI_FBHSOLE01 | 1 | HOUPARRHNHPELCN05_OLDI | HOUPARRHNBHSOLE01_OLDI | BHSOLE01 | HPELCN05 | PAR_OLDI | BHSOLE01_HPELCN05 | 5 | 0 | 1.1 | Unlikely
HOUPARRHNHPELCN05_OLDI_FBHSOLE01_D50 | Residential heating technology - Heat pump, Air-to-water - leasing - single-family house - existing building - distributed MEAN level | HOUELC, HOUAMB | HOUPARRHN_OLDI_DMD | MKr20 | 2050 | 4.6091 | 0.74953 | 0.27027 | [5 empty] | PAR | I | OLD | 3.7 |  | RHNHPELC | 3 | 0.5 | HOUPARRHNHPELCN05_OLDI_FBHSOLE01 | 1 | HOUPARRHNHPELCN05_OLDI | HOUPARRHNBHSOLE01_OLDI | BHSOLE01 | HPELCN05 | PAR_OLDI | BHSOLE01_HPELCN05 | 5 | 0 | 1.1 | Unlikely
HOUPARRHNHPELCN04_OLDI_FBHSOLE01_D50 | Residential heating technology - Heat pump, Ground source - single-family house - existing building - distributed MEAN level | HOUELC, HOUAMB | HOUPARRHN_OLDI_DMD | MKr20 | 2020 | 15.4381 | 0.30571 | 0.28986 | [5 empty] | PAR | I | OLD | 3.45 |  | RHNHPELC | 3 | 0.5 | HOUPARRHNHPELCN04_OLDI_FBHSOLE01 | 1 | HOUPARRHNHPELCN04_OLDI | HOUPARRHNBHSOLE01_OLDI | BHSOLE01 | HPELCN04 | PAR_OLDI | BHSOLE01_HPELCN04 | 6 | 0 | 1 | New
HOUPARRHNHPELCN04_OLDI_FBHSOLE01_D50 | Residential heating technology - Heat pump, Ground source - single-family house - existing building - distributed MEAN level | HOUELC, HOUAMB | HOUPARRHN_OLDI_DMD | MKr20 | 2025 | 14.6662 | 0.21651 | 0.28169 | [5 empty] | PAR | I | OLD | 3.55 |  | RHNHPELC | 3 | 0.5 | HOUPARRHNHPELCN04_OLDI_FBHSOLE01 | 1 | HOUPARRHNHPELCN04_OLDI | HOUPARRHNBHSOLE01_OLDI | BHSOLE01 | HPELCN04 | PAR_OLDI | BHSOLE01_HPELCN04 | 6 | 0 | 1 | New
HOUPARRHNHPELCN04_OLDI_FBHSOLE01_D50 | Residential heating technology - Heat pump, Ground source - single-family house - existing building - distributed MEAN level | HOUELC, HOUAMB | HOUPARRHN_OLDI_DMD | MKr20 | 2030 | 13.8943 | 0.21302 | 0.27397 | [5 empty] | PAR | I | OLD | 3.65 |  | RHNHPELC | 3 | 0.5 | HOUPARRHNHPELCN04_OLDI_FBHSOLE01 | 1 | HOUPARRHNHPELCN04_OLDI | HOUPARRHNBHSOLE01_OLDI | BHSOLE01 | HPELCN04 | PAR_OLDI | BHSOLE01_HPELCN04 | 6 | 0 | 1 | New
HOUPARRHNHPELCN04_OLDI_FBHSOLE01_D50 | Residential heating technology - Heat pump, Ground source - single-family house - existing building - distributed MEAN level | HOUELC, HOUAMB | HOUPARRHN_OLDI_DMD | MKr20 | 2040 | 13.1996 | 0.20654 | 0.26316 | [5 empty] | PAR | I | OLD | 3.8 |  | RHNHPELC | 3 | 0.5 | HOUPARRHNHPELCN04_OLDI_FBHSOLE01 | 1 | HOUPARRHNHPELCN04_OLDI | HOUPARRHNBHSOLE01_OLDI | BHSOLE01 | HPELCN04 | PAR_OLDI | BHSOLE01_HPELCN04 | 6 | 0 | 1 | New
HOUPARRHNHPELCN04_OLDI_FBHSOLE01_D50 | Residential heating technology - Heat pump, Ground source - single-family house - existing building - distributed MEAN level | HOUELC, HOUAMB | HOUPARRHN_OLDI_DMD | MKr20 | 2050 | 12.5049 | 0.20005 | 0.25974 | [5 empty] | PAR | I | OLD | 3.85 |  | RHNHPELC | 3 | 0.5 | HOUPARRHNHPELCN04_OLDI_FBHSOLE01 | 1 | HOUPARRHNHPELCN04_OLDI | HOUPARRHNBHSOLE01_OLDI | BHSOLE01 | HPELCN04 | PAR_OLDI | BHSOLE01_HPELCN04 | 6 | 0 | 1 | New
HOUPARRHNHPELCN03_OLDI_FBHSOLE01_D50 | Residential heating technology - Heat pump, Air-to-water - single-family house - existing building - distributed MEAN level | HOUELC, HOUAMB | HOUPARRHN_OLDI_DMD | MKr20 | 2020 | 11.6571 | 0.33143 | 0.31746 | [5 empty] | PAR | I | OLD | 3.15 |  | RHNHPELC | 3 | 0.5 | HOUPARRHNHPELCN03_OLDI_FBHSOLE01 | 1 | HOUPARRHNHPELCN03_OLDI | HOUPARRHNBHSOLE01_OLDI | BHSOLE01 | HPELCN03 | PAR_OLDI | BHSOLE01_HPELCN03 | 6 | 0 | 1 | New
HOUPARRHNHPELCN03_OLDI_FBHSOLE01_D50 | Residential heating technology - Heat pump, Air-to-water - single-family house - existing building - distributed MEAN level | HOUELC, HOUAMB | HOUPARRHN_OLDI_DMD | MKr20 | 2025 | 10.7524 | 0.24222 | 0.30303 | [5 empty] | PAR | I | OLD | 3.3 |  | RHNHPELC | 3 | 0.5 | HOUPARRHNHPELCN03_OLDI_FBHSOLE01 | 1 | HOUPARRHNHPELCN03_OLDI | HOUPARRHNBHSOLE01_OLDI | BHSOLE01 | HPELCN03 | PAR_OLDI | BHSOLE01_HPELCN03 | 6 | 0 | 1 | New
HOUPARRHNHPELCN03_OLDI_FBHSOLE01_D50 | Residential heating technology - Heat pump, Air-to-water - single-family house - existing building - distributed MEAN level | HOUELC, HOUAMB | HOUPARRHN_OLDI_DMD | MKr20 | 2030 | 9.8477 | 0.23873 | 0.28986 | [5 empty] | PAR | I | OLD | 3.45 |  | RHNHPELC | 3 | 0.5 | HOUPARRHNHPELCN03_OLDI_FBHSOLE01 | 1 | HOUPARRHNHPELCN03_OLDI | HOUPARRHNBHSOLE01_OLDI | BHSOLE01 | HPELCN03 | PAR_OLDI | BHSOLE01_HPELCN03 | 6 | 0 | 1 | New
HOUPARRHNHPELCN03_OLDI_FBHSOLE01_D50 | Residential heating technology - Heat pump, Air-to-water - single-family house - existing building - distributed MEAN level | HOUELC, HOUAMB | HOUPARRHN_OLDI_DMD | MKr20 | 2040 | 9.1139 | 0.23225 | 0.27778 | [5 empty] | PAR | I | OLD | 3.6 |  | RHNHPELC | 3 | 0.5 | HOUPARRHNHPELCN03_OLDI_FBHSOLE01 | 1 | HOUPARRHNHPELCN03_OLDI | HOUPARRHNBHSOLE01_OLDI | BHSOLE01 | HPELCN03 | PAR_OLDI | BHSOLE01_HPELCN03 | 6 | 0 | 1 | New
HOUPARRHNHPELCN03_OLDI_FBHSOLE01_D50 | Residential heating technology - Heat pump, Air-to-water - single-family house - existing building - distributed MEAN level | HOUELC, HOUAMB | HOUPARRHN_OLDI_DMD | MKr20 | 2050 | 8.3802 | 0.22577 | 0.27027 | [5 empty] | PAR | I | OLD | 3.7 |  | RHNHPELC | 3 | 0.5 | HOUPARRHNHPELCN03_OLDI_FBHSOLE01 | 1 | HOUPARRHNHPELCN03_OLDI | HOUPARRHNBHSOLE01_OLDI | BHSOLE01 | HPELCN03 | PAR_OLDI | BHSOLE01_HPELCN03 | 6 | 0 | 1 | New
HOUPARRHNHPELCN02_OLDI_FBHSOLE01_D50 | Residential heating technology - Heat pump, Air-to-air - single-family house - existing building - distributed MEAN level | HOUELC, HOUAMB | HOUPARRHN_OLDI_DMD | MKr20 | 2020 | 2.1408 | 0.17231 | 0.20619 | [5 empty] | PAR | I | OLD | 4.85 |  | RHNHPELC | 3 | 0.5 | HOUPARRHNHPELCN02_OLDI_FBHSOLE01 | 1 | HOUPARRHNHPELCN02_OLDI | HOUPARRHNBHSOLE01_OLDI | BHSOLE01 | HPELCN02 | PAR_OLDI | BHSOLE01_HPELCN02 | 5 | 0 | 1.1 | Unlikely
HOUPARRHNHPELCN02_OLDI_FBHSOLE01_D50 | Residential heating technology - Heat pump, Air-to-air - single-family house - existing building - distributed MEAN level | HOUELC, HOUAMB | HOUPARRHN_OLDI_DMD | MKr20 | 2025 | 2.0884 | 0.11707 | 0.19608 | [5 empty] | PAR | I | OLD | 5.1 |  | RHNHPELC | 3 | 0.5 | HOUPARRHNHPELCN02_OLDI_FBHSOLE01 | 1 | HOUPARRHNHPELCN02_OLDI | HOUPARRHNBHSOLE01_OLDI | BHSOLE01 | HPELCN02 | PAR_OLDI | BHSOLE01_HPELCN02 | 5 | 0 | 1.1 | Unlikely
HOUPARRHNHPELCN02_OLDI_FBHSOLE01_D50 | Residential heating technology - Heat pump, Air-to-air - single-family house - existing building - distributed MEAN level | HOUELC, HOUAMB | HOUPARRHN_OLDI_DMD | MKr20 | 2030 | 2.0361 | 0.11491 | 0.18868 | [5 empty] | PAR | I | OLD | 5.3 |  | RHNHPELC | 3 | 0.5 | HOUPARRHNHPELCN02_OLDI_FBHSOLE01 | 1 | HOUPARRHNHPELCN02_OLDI | HOUPARRHNBHSOLE01_OLDI | BHSOLE01 | HPELCN02 | PAR_OLDI | BHSOLE01_HPELCN02 | 5 | 0 | 1.1 | Unlikely
HOUPARRHNHPELCN02_OLDI_FBHSOLE01_D50 | Residential heating technology - Heat pump, Air-to-air - single-family house - existing building - distributed MEAN level | HOUELC, HOUAMB | HOUPARRHN_OLDI_DMD | MKr20 | 2040 | 1.939 | 0.11089 | 0.18182 | [5 empty] | PAR | I | OLD | 5.5 |  | RHNHPELC | 3 | 0.5 | HOUPARRHNHPELCN02_OLDI_FBHSOLE01 | 1 | HOUPARRHNHPELCN02_OLDI | HOUPARRHNBHSOLE01_OLDI | BHSOLE01 | HPELCN02 | PAR_OLDI | BHSOLE01_HPELCN02 | 5 | 0 | 1.1 | Unlikely
HOUPARRHNHPELCN02_OLDI_FBHSOLE01_D50 | Residential heating technology - Heat pump, Air-to-air - single-family house - existing building - distributed MEAN level | HOUELC, HOUAMB | HOUPARRHN_OLDI_DMD | MKr20 | 2050 | 1.8419 | 0.10688 | 0.17857 | [5 empty] | PAR | I | OLD | 5.6 |  | RHNHPELC | 3 | 0.5 | HOUPARRHNHPELCN02_OLDI_FBHSOLE01 | 1 | HOUPARRHNHPELCN02_OLDI | HOUPARRHNBHSOLE01_OLDI | BHSOLE01 | HPELCN02 | PAR_OLDI | BHSOLE01_HPELCN02 | 5 | 0 | 1.1 | Unlikely
HOUPARRHNDIELCN06_OLDI_FBHSOLE01_D50 | Residential heating technology - Electric heating - electric panel from Bauhaus - single-family house - new building - distributed MEAN level | HOUELC | HOUPARRHN_OLDI_DMD | MKr20 | 2020 | 0.605 | 0 | [6 empty] | PAR | I | OLD |  |  | RHNDIELC | 3 | 0.5 | HOUPARRHNDIELCN06_OLDI_FBHSOLE01 | 1 | HOUPARRHNDIELCN06_OLDI | HOUPARRHNBHSOLE01_OLDI | BHSOLE01 | DIELCN06 | PAR_OLDI | BHSOLE01_DIELCN06 | 5 | 0 | 1.1 | Unlikely
HOUPARRHNDIELCN06_OLDI_FBHSOLE01_D50 | Residential heating technology - Electric heating - electric panel from Bauhaus - single-family house - new building - distributed MEAN level | HOUELC | HOUPARRHN_OLDI_DMD | MKr20 | 2025 | 0.605 | 0 | [6 empty] | PAR | I | OLD |  |  | RHNDIELC | 3 | 0.5 | HOUPARRHNDIELCN06_OLDI_FBHSOLE01 | 1 | HOUPARRHNDIELCN06_OLDI | HOUPARRHNBHSOLE01_OLDI | BHSOLE01 | DIELCN06 | PAR_OLDI | BHSOLE01_DIELCN06 | 5 | 0 | 1.1 | Unlikely
HOUPARRHNDIELCN06_OLDI_FBHSOLE01_D50 | Residential heating technology - Electric heating - electric panel from Bauhaus - single-family house - new building - distributed MEAN level | HOUELC | HOUPARRHN_OLDI_DMD | MKr20 | 2030 | 0.605 | 0 | [6 empty] | PAR | I | OLD |  |  | RHNDIELC | 3 | 0.5 | HOUPARRHNDIELCN06_OLDI_FBHSOLE01 | 1 | HOUPARRHNDIELCN06_OLDI | HOUPARRHNBHSOLE01_OLDI | BHSOLE01 | DIELCN06 | PAR_OLDI | BHSOLE01_DIELCN06 | 5 | 0 | 1.1 | Unlikely
HOUPARRHNDIELCN06_OLDI_FBHSOLE01_D50 | Residential heating technology - Electric heating - electric panel from Bauhaus - single-family house - new building - distributed MEAN level | HOUELC | HOUPARRHN_OLDI_DMD | MKr20 | 2040 | 0.605 | 0 | [6 empty] | PAR | I | OLD |  |  | RHNDIELC | 3 | 0.5 | HOUPARRHNDIELCN06_OLDI_FBHSOLE01 | 1 | HOUPARRHNDIELCN06_OLDI | HOUPARRHNBHSOLE01_OLDI | BHSOLE01 | DIELCN06 | PAR_OLDI | BHSOLE01_DIELCN06 | 5 | 0 | 1.1 | Unlikely
HOUPARRHNDIELCN06_OLDI_FBHSOLE01_D50 | Residential heating technology - Electric heating - electric panel from Bauhaus - single-family house - new building - distributed MEAN level | HOUELC | HOUPARRHN_OLDI_DMD | MKr20 | 2050 | 0.605 | 0 | [6 empty] | PAR | I | OLD |  |  | RHNDIELC | 3 | 0.5 | HOUPARRHNDIELCN06_OLDI_FBHSOLE01 | 1 | HOUPARRHNDIELCN06_OLDI | HOUPARRHNBHSOLE01_OLDI | BHSOLE01 | DIELCN06 | PAR_OLDI | BHSOLE01_DIELCN06 | 5 | 0 | 1.1 | Unlikely
HOUPARRHNDIELCN01_OLDI_FBHSOLE01_D50 | Residential heating technology - Electric heating - single-family house - new building - distributed MEAN level | HOUELC | HOUPARRHN_OLDI_DMD | MKr20 | 2020 | 7.3509 | 0.0596 | [6 empty] | PAR | I | OLD |  |  | RHNDIELC | 3 | 0.5 | HOUPARRHNDIELCN01_OLDI_FBHSOLE01 | 1 | HOUPARRHNDIELCN01_OLDI | HOUPARRHNBHSOLE01_OLDI | BHSOLE01 | DIELCN01 | PAR_OLDI | BHSOLE01_DIELCN01 | 5 | 0 | 1.1 | Unlikely
HOUPARRHNDIELCN01_OLDI_FBHSOLE01_D50 | Residential heating technology - Electric heating - single-family house - new building - distributed MEAN level | HOUELC | HOUPARRHN_OLDI_DMD | MKr20 | 2025 | 7.169 | 0.0596 | [6 empty] | PAR | I | OLD |  |  | RHNDIELC | 3 | 0.5 | HOUPARRHNDIELCN01_OLDI_FBHSOLE01 | 1 | HOUPARRHNDIELCN01_OLDI | HOUPARRHNBHSOLE01_OLDI | BHSOLE01 | DIELCN01 | PAR_OLDI | BHSOLE01_DIELCN01 | 5 | 0 | 1.1 | Unlikely
HOUPARRHNDIELCN01_OLDI_FBHSOLE01_D50 | Residential heating technology - Electric heating - single-family house - new building - distributed MEAN level | HOUELC | HOUPARRHN_OLDI_DMD | MKr20 | 2030 | 6.9915 | 0.057117 | [6 empty] | PAR | I | OLD |  |  | RHNDIELC | 3 | 0.5 | HOUPARRHNDIELCN01_OLDI_FBHSOLE01 | 1 | HOUPARRHNDIELCN01_OLDI | HOUPARRHNBHSOLE01_OLDI | BHSOLE01 | DIELCN01 | PAR_OLDI | BHSOLE01_DIELCN01 | 5 | 0 | 1.1 | Unlikely
HOUPARRHNDIELCN01_OLDI_FBHSOLE01_D50 | Residential heating technology - Electric heating - single-family house - new building - distributed MEAN level | HOUELC | HOUPARRHN_OLDI_DMD | MKr20 | 2040 | 6.6497 | 0.054633 | [6 empty] | PAR | I | OLD |  |  | RHNDIELC | 3 | 0.5 | HOUPARRHNDIELCN01_OLDI_FBHSOLE01 | 1 | HOUPARRHNDIELCN01_OLDI | HOUPARRHNBHSOLE01_OLDI | BHSOLE01 | DIELCN01 | PAR_OLDI | BHSOLE01_DIELCN01 | 5 | 0 | 1.1 | Unlikely
HOUPARRHNDIELCN01_OLDI_FBHSOLE01_D50 | Residential heating technology - Electric heating - single-family house - new building - distributed MEAN level | HOUELC | HOUPARRHN_OLDI_DMD | MKr20 | 2050 | 6.3246 | 0.05215 | [6 empty] | PAR | I | OLD |  |  | RHNDIELC | 3 | 0.5 | HOUPARRHNDIELCN01_OLDI_FBHSOLE01 | 1 | HOUPARRHNDIELCN01_OLDI | HOUPARRHNBHSOLE01_OLDI | BHSOLE01 | DIELCN01 | PAR_OLDI | BHSOLE01_DIELCN01 | 5 | 0 | 1.1 | Unlikely
HOUPARRHNBHWPEN01_OLDI_FBHSOLE01_D50 | Residential heating technology - Biomass boiler, automatic stoking , wood pellets or wood chips - single-family house - existing building - distributed MEAN level | HOUWPE | HOUPARRHN_OLDI_DMD | MKr20 | 2020 | 3.9865 | 0.27873 |  | 25 | 14 | 70 | 2 | 4 | PAR | I | OLD |  |  | RHNBHWPE | 3 | 0.5 | HOUPARRHNBHWPEN01_OLDI_FBHSOLE01 | 1 | HOUPARRHNBHWPEN01_OLDI | HOUPARRHNBHSOLE01_OLDI | BHSOLE01 | BHWPEN01 | PAR_OLDI | BHSOLE01_BHWPEN01 | 5 | 0 | 1.1 | Unlikely
HOUPARRHNBHWPEN01_OLDI_FBHSOLE01_D50 | Residential heating technology - Biomass boiler, automatic stoking , wood pellets or wood chips - single-family house - existing building - distributed MEAN level | HOUWPE | HOUPARRHN_OLDI_DMD | MKr20 | 2025 | 3.8878 | 0.27391 |  | 25 | 14 | 60 | 2 | 4 | PAR | I | OLD |  |  | RHNBHWPE | 3 | 0.5 | HOUPARRHNBHWPEN01_OLDI_FBHSOLE01 | 1 | HOUPARRHNBHWPEN01_OLDI | HOUPARRHNBHSOLE01_OLDI | BHSOLE01 | BHWPEN01 | PAR_OLDI | BHSOLE01_BHWPEN01 | 5 | 0 | 1.1 | Unlikely
HOUPARRHNBHWPEN01_OLDI_FBHSOLE01_D50 | Residential heating technology - Biomass boiler, automatic stoking , wood pellets or wood chips - single-family house - existing building - distributed MEAN level | HOUWPE | HOUPARRHN_OLDI_DMD | MKr20 | 2030 | 3.7916 | 0.27026 |  | 25 | 11 | 50 | 1 | 4 | PAR | I | OLD |  |  | RHNBHWPE | 3 | 0.5 | HOUPARRHNBHWPEN01_OLDI_FBHSOLE01 | 1 | HOUPARRHNBHWPEN01_OLDI | HOUPARRHNBHSOLE01_OLDI | BHSOLE01 | BHWPEN01 | PAR_OLDI | BHSOLE01_BHWPEN01 | 5 | 0 | 1.1 | Unlikely
HOUPARRHNBHWPEN01_OLDI_FBHSOLE01_D50 | Residential heating technology - Biomass boiler, automatic stoking , wood pellets or wood chips - single-family house - existing building - distributed MEAN level | HOUWPE | HOUPARRHN_OLDI_DMD | MKr20 | 2040 | 3.6062 | 0.2583 |  | 25 | 9 | 45 | 1 | 4 | PAR | I | OLD |  |  | RHNBHWPE | 3 | 0.5 | HOUPARRHNBHWPEN01_OLDI_FBHSOLE01 | 1 | HOUPARRHNBHWPEN01_OLDI | HOUPARRHNBHSOLE01_OLDI | BHSOLE01 | BHWPEN01 | PAR_OLDI | BHSOLE01_BHWPEN01 | 5 | 0 | 1.1 | Unlikely
HOUPARRHNBHWPEN01_OLDI_FBHSOLE01_D50 | Residential heating technology - Biomass boiler, automatic stoking , wood pellets or wood chips - single-family house - existing building - distributed MEAN level | HOUWPE | HOUPARRHN_OLDI_DMD | MKr20 | 2050 | 4.2874 | 0.30858 |  | 25 | 9 | 40 | 0 | 4 | PAR | I | OLD |  |  | RHNBHWPE | 3 | 0.5 | HOUPARRHNBHWPEN01_OLDI_FBHSOLE01 | 1 | HOUPARRHNBHWPEN01_OLDI | HOUPARRHNBHSOLE01_OLDI | BHSOLE01 | BHWPEN01 | PAR_OLDI | BHSOLE01_BHWPEN01 | 5 | 0 | 1.1 | Unlikely
HOUPARRHNBHSOLN01_OLDI_FBHSOLE01_D50 | Residential heating technology - Solar heating system - single-family house - existing building - distributed MEAN level | HOUSOL | HOUPARRHN_OLDI_DMD | MKr20 | 2020 | 6.6092 | 0.093036 | [6 empty] | PAR | I | OLD |  |  | RHNBHSOL | 3 | 0.5 | HOUPARRHNBHSOLN01_OLDI_FBHSOLE01 | 1 | HOUPARRHNBHSOLN01_OLDI | HOUPARRHNBHSOLE01_OLDI | BHSOLE01 | BHSOLN01 | PAR_OLDI | BHSOLE01_BHSOLN01 | 2 | 0 | 0.9 | Same
HOUPARRHNBHSOLN01_OLDI_FBHSOLE01_D50 | Residential heating technology - Solar heating system - single-family house - existing building - distributed MEAN level | HOUSOL | HOUPARRHN_OLDI_DMD | MKr20 | 2025 | 6.4456 | 0.08736 | [6 empty] | PAR | I | OLD |  |  | RHNBHSOL | 3 | 0.5 | HOUPARRHNBHSOLN01_OLDI_FBHSOLE01 | 1 | HOUPARRHNBHSOLN01_OLDI | HOUPARRHNBHSOLE01_OLDI | BHSOLE01 | BHSOLN01 | PAR_OLDI | BHSOLE01_BHSOLN01 | 2 | 0 | 0.9 | Same
HOUPARRHNBHSOLN01_OLDI_FBHSOLE01_D50 | Residential heating technology - Solar heating system - single-family house - existing building - distributed MEAN level | HOUSOL | HOUPARRHN_OLDI_DMD | MKr20 | 2030 | 6.2861 | 0.085232 | [6 empty] | PAR | I | OLD |  |  | RHNBHSOL | 3 | 0.5 | HOUPARRHNBHSOLN01_OLDI_FBHSOLE01 | 1 | HOUPARRHNBHSOLN01_OLDI | HOUPARRHNBHSOLE01_OLDI | BHSOLE01 | BHSOLN01 | PAR_OLDI | BHSOLE01_BHSOLN01 | 2 | 0 | 0.9 | Same
HOUPARRHNBHSOLN01_OLDI_FBHSOLE01_D50 | Residential heating technology - Solar heating system - single-family house - existing building - distributed MEAN level | HOUSOL | HOUPARRHN_OLDI_DMD | MKr20 | 2040 | 5.9788 | 0.08062 | [6 empty] | PAR | I | OLD |  |  | RHNBHSOL | 3 | 0.5 | HOUPARRHNBHSOLN01_OLDI_FBHSOLE01 | 1 | HOUPARRHNBHSOLN01_OLDI | HOUPARRHNBHSOLE01_OLDI | BHSOLE01 | BHSOLN01 | PAR_OLDI | BHSOLE01_BHSOLN01 | 2 | 0 | 0.9 | Same
HOUPARRHNBHSOLN01_OLDI_FBHSOLE01_D50 | Residential heating technology - Solar heating system - single-family house - existing building - distributed MEAN level | HOUSOL | HOUPARRHN_OLDI_DMD | MKr20 | 2050 | 5.6865 | 0.076008 | [6 empty] | PAR | I | OLD |  |  | RHNBHSOL | 3 | 0.5 | HOUPARRHNBHSOLN01_OLDI_FBHSOLE01 | 1 | HOUPARRHNBHSOLN01_OLDI | HOUPARRHNBHSOLE01_OLDI | BHSOLE01 | BHSOLN01 | PAR_OLDI | BHSOLE01_BHSOLN01 | 2 | 0 | 0.9 | Same
HOUPARRHNBHDHDN09_OLDI_FBHSOLE01_D50 | Residential heating technology - Direct district heating substation - plus connection pipe - plus distribution (heating density: low ) - single-family house - existing building - distributed MEAN level | HOUDHD | HOUPARRHN_OLDI_DMD | MKr20 | 2020 | 10.4597 | 0.030272 | [6 empty] | PAR | I | OLD |  |  | RHNBHDHD | 3 | 0.5 | HOUPARRHNBHDHDN09_OLDI_FBHSOLE01 | 1 | HOUPARRHNBHDHDN09_OLDI | HOUPARRHNBHSOLE01_OLDI | BHSOLE01 | BHDHDN09 | PAR_OLDI | BHSOLE01_BHDHDN09 | 6 | 0 | 1 | New
HOUPARRHNBHDHDN09_OLDI_FBHSOLE01_D50 | Residential heating technology - Direct district heating substation - plus connection pipe - plus distribution (heating density: low ) - single-family house - existing building - distributed MEAN level | HOUDHD | HOUPARRHN_OLDI_DMD | MKr20 | 2025 | 10.4225 | 0.030048 | [6 empty] | PAR | I | OLD |  |  | RHNBHDHD | 3 | 0.5 | HOUPARRHNBHDHDN09_OLDI_FBHSOLE01 | 1 | HOUPARRHNBHDHDN09_OLDI | HOUPARRHNBHSOLE01_OLDI | BHSOLE01 | BHDHDN09 | PAR_OLDI | BHSOLE01_BHDHDN09 | 6 | 0 | 1 | New
HOUPARRHNBHDHDN09_OLDI_FBHSOLE01_D50 | Residential heating technology - Direct district heating substation - plus connection pipe - plus distribution (heating density: low ) - single-family house - existing building - distributed MEAN level | HOUDHD | HOUPARRHN_OLDI_DMD | MKr20 | 2030 | 10.3914 | 0.029511 | [6 empty] | PAR | I | OLD |  |  | RHNBHDHD | 3 | 0.5 | HOUPARRHNBHDHDN09_OLDI_FBHSOLE01 | 1 | HOUPARRHNBHDHDN09_OLDI | HOUPARRHNBHSOLE01_OLDI | BHSOLE01 | BHDHDN09 | PAR_OLDI | BHSOLE01_BHDHDN09 | 6 | 0 | 1 | New
HOUPARRHNBHDHDN09_OLDI_FBHSOLE01_D50 | Residential heating technology - Direct district heating substation - plus connection pipe - plus distribution (heating density: low ) - single-family house - existing building - distributed MEAN level | HOUDHD | HOUPARRHN_OLDI_DMD | MKr20 | 2040 | 10.3355 | 0.02824 | [6 empty] | PAR | I | OLD |  |  | RHNBHDHD | 3 | 0.5 | HOUPARRHNBHDHDN09_OLDI_FBHSOLE01 | 1 | HOUPARRHNBHDHDN09_OLDI | HOUPARRHNBHSOLE01_OLDI | BHSOLE01 | BHDHDN09 | PAR_OLDI | BHSOLE01_BHDHDN09 | 6 | 0 | 1 | New
HOUPARRHNBHDHDN09_OLDI_FBHSOLE01_D50 | Residential heating technology - Direct district heating substation - plus connection pipe - plus distribution (heating density: low ) - single-family house - existing building - distributed MEAN level | HOUDHD | HOUPARRHN_OLDI_DMD | MKr20 | 2050 | 10.2735 | 0.026392 | [6 empty] | PAR | I | OLD |  |  | RHNBHDHD | 3 | 0.5 | HOUPARRHNBHDHDN09_OLDI_FBHSOLE01 | 1 | HOUPARRHNBHDHDN09_OLDI | HOUPARRHNBHSOLE01_OLDI | BHSOLE01 | BHDHDN09 | PAR_OLDI | BHSOLE01_BHDHDN09 | 6 | 0 | 1 | New
HOUPARRHNBHDHDN07_OLDI_FBHSOLE01_D50 | Residential heating technology - Direct district heating substation - plus connection pipe - plus distribution (heating density: medium ) - single-family house - existing building - distributed MEAN level | HOUDHD | HOUPARRHN_OLDI_DMD | MKr20 | 2020 | 4.2097 | 0.030272 | [6 empty] | PAR | I | OLD |  |  | RHNBHDHD | 3 | 0.5 | HOUPARRHNBHDHDN07_OLDI_FBHSOLE01 | 1 | HOUPARRHNBHDHDN07_OLDI | HOUPARRHNBHSOLE01_OLDI | BHSOLE01 | BHDHDN07 | PAR_OLDI | BHSOLE01_BHDHDN07 | 6 | 0 | 1 | New
HOUPARRHNBHDHDN07_OLDI_FBHSOLE01_D50 | Residential heating technology - Direct district heating substation - plus connection pipe - plus distribution (heating density: medium ) - single-family house - existing building - distributed MEAN level | HOUDHD | HOUPARRHN_OLDI_DMD | MKr20 | 2025 | 4.1725 | 0.030048 | [6 empty] | PAR | I | OLD |  |  | RHNBHDHD | 3 | 0.5 | HOUPARRHNBHDHDN07_OLDI_FBHSOLE01 | 1 | HOUPARRHNBHDHDN07_OLDI | HOUPARRHNBHSOLE01_OLDI | BHSOLE01 | BHDHDN07 | PAR_OLDI | BHSOLE01_BHDHDN07 | 6 | 0 | 1 | New
HOUPARRHNBHDHDN07_OLDI_FBHSOLE01_D50 | Residential heating technology - Direct district heating substation - plus connection pipe - plus distribution (heating density: medium ) - single-family house - existing building - distributed MEAN level | HOUDHD | HOUPARRHN_OLDI_DMD | MKr20 | 2030 | 4.1414 | 0.029511 | [6 empty] | PAR | I | OLD |  |  | RHNBHDHD | 3 | 0.5 | HOUPARRHNBHDHDN07_OLDI_FBHSOLE01 | 1 | HOUPARRHNBHDHDN07_OLDI | HOUPARRHNBHSOLE01_OLDI | BHSOLE01 | BHDHDN07 | PAR_OLDI | BHSOLE01_BHDHDN07 | 6 | 0 | 1 | New
HOUPARRHNBHDHDN07_OLDI_FBHSOLE01_D50 | Residential heating technology - Direct district heating substation - plus connection pipe - plus distribution (heating density: medium ) - single-family house - existing building - distributed MEAN level | HOUDHD | HOUPARRHN_OLDI_DMD | MKr20 | 2040 | 4.0855 | 0.02824 | [6 empty] | PAR | I | OLD |  |  | RHNBHDHD | 3 | 0.5 | HOUPARRHNBHDHDN07_OLDI_FBHSOLE01 | 1 | HOUPARRHNBHDHDN07_OLDI | HOUPARRHNBHSOLE01_OLDI | BHSOLE01 | BHDHDN07 | PAR_OLDI | BHSOLE01_BHDHDN07 | 6 | 0 | 1 | New
HOUPARRHNBHDHDN07_OLDI_FBHSOLE01_D50 | Residential heating technology - Direct district heating substation - plus connection pipe - plus distribution (heating density: medium ) - single-family house - existing building - distributed MEAN level | HOUDHD | HOUPARRHN_OLDI_DMD | MKr20 | 2050 | 4.0235 | 0.026392 | [6 empty] | PAR | I | OLD |  |  | RHNBHDHD | 3 | 0.5 | HOUPARRHNBHDHDN07_OLDI_FBHSOLE01 | 1 | HOUPARRHNBHDHDN07_OLDI | HOUPARRHNBHSOLE01_OLDI | BHSOLE01 | BHDHDN07 | PAR_OLDI | BHSOLE01_BHDHDN07 | 6 | 0 | 1 | New
HOUPARRHNBHDHDN05_OLDI_FBHSOLE01_D50 | Residential heating technology - Direct district heating substation - plus connection pipe - plus distribution (heating density: high ) - single-family house - existing building - distributed MEAN level | HOUDHD | HOUPARRHN_OLDI_DMD | MKr20 | 2020 | 3.2097 | 0.030272 | [6 empty] | PAR | I | OLD |  |  | RHNBHDHD | 3 | 0.5 | HOUPARRHNBHDHDN05_OLDI_FBHSOLE01 | 1 | HOUPARRHNBHDHDN05_OLDI | HOUPARRHNBHSOLE01_OLDI | BHSOLE01 | BHDHDN05 | PAR_OLDI | BHSOLE01_BHDHDN05 | 6 | 0 | 1 | New
HOUPARRHNBHDHDN05_OLDI_FBHSOLE01_D50 | Residential heating technology - Direct district heating substation - plus connection pipe - plus distribution (heating density: high ) - single-family house - existing building - distributed MEAN level | HOUDHD | HOUPARRHN_OLDI_DMD | MKr20 | 2025 | 3.1725 | 0.030048 | [6 empty] | PAR | I | OLD |  |  | RHNBHDHD | 3 | 0.5 | HOUPARRHNBHDHDN05_OLDI_FBHSOLE01 | 1 | HOUPARRHNBHDHDN05_OLDI | HOUPARRHNBHSOLE01_OLDI | BHSOLE01 | BHDHDN05 | PAR_OLDI | BHSOLE01_BHDHDN05 | 6 | 0 | 1 | New
HOUPARRHNBHDHDN05_OLDI_FBHSOLE01_D50 | Residential heating technology - Direct district heating substation - plus connection pipe - plus distribution (heating density: high ) - single-family house - existing building - distributed MEAN level | HOUDHD | HOUPARRHN_OLDI_DMD | MKr20 | 2030 | 3.1414 | 0.029511 | [6 empty] | PAR | I | OLD |  |  | RHNBHDHD | 3 | 0.5 | HOUPARRHNBHDHDN05_OLDI_FBHSOLE01 | 1 | HOUPARRHNBHDHDN05_OLDI | HOUPARRHNBHSOLE01_OLDI | BHSOLE01 | BHDHDN05 | PAR_OLDI | BHSOLE01_BHDHDN05 | 6 | 0 | 1 | New
HOUPARRHNBHDHDN05_OLDI_FBHSOLE01_D50 | Residential heating technology - Direct district heating substation - plus connection pipe - plus distribution (heating density: high ) - single-family house - existing building - distributed MEAN level | HOUDHD | HOUPARRHN_OLDI_DMD | MKr20 | 2040 | 3.0855 | 0.02824 | [6 empty] | PAR | I | OLD |  |  | RHNBHDHD | 3 | 0.5 | HOUPARRHNBHDHDN05_OLDI_FBHSOLE01 | 1 | HOUPARRHNBHDHDN05_OLDI | HOUPARRHNBHSOLE01_OLDI | BHSOLE01 | BHDHDN05 | PAR_OLDI | BHSOLE01_BHDHDN05 | 6 | 0 | 1 | New
HOUPARRHNBHDHDN05_OLDI_FBHSOLE01_D50 | Residential heating technology - Direct district heating substation - plus connection pipe - plus distribution (heating density: high ) - single-family house - existing building - distributed MEAN level | HOUDHD | HOUPARRHN_OLDI_DMD | MKr20 | 2050 | 3.0235 | 0.026392 | [6 empty] | PAR | I | OLD |  |  | RHNBHDHD | 3 | 0.5 | HOUPARRHNBHDHDN05_OLDI_FBHSOLE01 | 1 | HOUPARRHNBHDHDN05_OLDI | HOUPARRHNBHSOLE01_OLDI | BHSOLE01 | BHDHDN05 | PAR_OLDI | BHSOLE01_BHDHDN05 | 6 | 0 | 1 | New
HOUPARRHNBHDHCN09_OLDI_FBHSOLE01_D50 | Residential heating technology - Direct district heating substation - plus connection pipe - plus distribution (heating density: low ) - single-family house - existing building - distributed MEAN level | HOUDHC | HOUPARRHN_OLDI_DMD | MKr20 | 2020 | 10.4597 | 0.030272 | [6 empty] | PAR | I | OLD |  |  | RHNBHDHC | 3 | 0.5 | HOUPARRHNBHDHCN09_OLDI_FBHSOLE01 | 1 | HOUPARRHNBHDHCN09_OLDI | HOUPARRHNBHSOLE01_OLDI | BHSOLE01 | BHDHCN09 | PAR_OLDI | BHSOLE01_BHDHCN09 | 6 | 0 | 1 | New
HOUPARRHNBHDHCN09_OLDI_FBHSOLE01_D50 | Residential heating technology - Direct district heating substation - plus connection pipe - plus distribution (heating density: low ) - single-family house - existing building - distributed MEAN level | HOUDHC | HOUPARRHN_OLDI_DMD | MKr20 | 2025 | 10.4225 | 0.030048 | [6 empty] | PAR | I | OLD |  |  | RHNBHDHC | 3 | 0.5 | HOUPARRHNBHDHCN09_OLDI_FBHSOLE01 | 1 | HOUPARRHNBHDHCN09_OLDI | HOUPARRHNBHSOLE01_OLDI | BHSOLE01 | BHDHCN09 | PAR_OLDI | BHSOLE01_BHDHCN09 | 6 | 0 | 1 | New
HOUPARRHNBHDHCN09_OLDI_FBHSOLE01_D50 | Residential heating technology - Direct district heating substation - plus connection pipe - plus distribution (heating density: low ) - single-family house - existing building - distributed MEAN level | HOUDHC | HOUPARRHN_OLDI_DMD | MKr20 | 2030 | 10.3914 | 0.029511 | [6 empty] | PAR | I | OLD |  |  | RHNBHDHC | 3 | 0.5 | HOUPARRHNBHDHCN09_OLDI_FBHSOLE01 | 1 | HOUPARRHNBHDHCN09_OLDI | HOUPARRHNBHSOLE01_OLDI | BHSOLE01 | BHDHCN09 | PAR_OLDI | BHSOLE01_BHDHCN09 | 6 | 0 | 1 | New
HOUPARRHNBHDHCN09_OLDI_FBHSOLE01_D50 | Residential heating technology - Direct district heating substation - plus connection pipe - plus distribution (heating density: low ) - single-family house - existing building - distributed MEAN level | HOUDHC | HOUPARRHN_OLDI_DMD | MKr20 | 2040 | 10.3355 | 0.02824 | [6 empty] | PAR | I | OLD |  |  | RHNBHDHC | 3 | 0.5 | HOUPARRHNBHDHCN09_OLDI_FBHSOLE01 | 1 | HOUPARRHNBHDHCN09_OLDI | HOUPARRHNBHSOLE01_OLDI | BHSOLE01 | BHDHCN09 | PAR_OLDI | BHSOLE01_BHDHCN09 | 6 | 0 | 1 | New
HOUPARRHNBHDHCN09_OLDI_FBHSOLE01_D50 | Residential heating technology - Direct district heating substation - plus connection pipe - plus distribution (heating density: low ) - single-family house - existing building - distributed MEAN level | HOUDHC | HOUPARRHN_OLDI_DMD | MKr20 | 2050 | 10.2735 | 0.026392 | [6 empty] | PAR | I | OLD |  |  | RHNBHDHC | 3 | 0.5 | HOUPARRHNBHDHCN09_OLDI_FBHSOLE01 | 1 | HOUPARRHNBHDHCN09_OLDI | HOUPARRHNBHSOLE01_OLDI | BHSOLE01 | BHDHCN09 | PAR_OLDI | BHSOLE01_BHDHCN09 | 6 | 0 | 1 | New
HOUPARRHNBHDHCN07_OLDI_FBHSOLE01_D50 | Residential heating technology - Direct district heating substation - plus connection pipe - plus distribution (heating density: medium ) - single-family house - existing building - distributed MEAN level | HOUDHC | HOUPARRHN_OLDI_DMD | MKr20 | 2020 | 4.2097 | 0.030272 | [6 empty] | PAR | I | OLD |  |  | RHNBHDHC | 3 | 0.5 | HOUPARRHNBHDHCN07_OLDI_FBHSOLE01 | 1 | HOUPARRHNBHDHCN07_OLDI | HOUPARRHNBHSOLE01_OLDI | BHSOLE01 | BHDHCN07 | PAR_OLDI | BHSOLE01_BHDHCN07 | 6 | 0 | 1 | New
HOUPARRHNBHDHCN07_OLDI_FBHSOLE01_D50 | Residential heating technology - Direct district heating substation - plus connection pipe - plus distribution (heating density: medium ) - single-family house - existing building - distributed MEAN level | HOUDHC | HOUPARRHN_OLDI_DMD | MKr20 | 2025 | 4.1725 | 0.030048 | [6 empty] | PAR | I | OLD |  |  | RHNBHDHC | 3 | 0.5 | HOUPARRHNBHDHCN07_OLDI_FBHSOLE01 | 1 | HOUPARRHNBHDHCN07_OLDI | HOUPARRHNBHSOLE01_OLDI | BHSOLE01 | BHDHCN07 | PAR_OLDI | BHSOLE01_BHDHCN07 | 6 | 0 | 1 | New
HOUPARRHNBHDHCN07_OLDI_FBHSOLE01_D50 | Residential heating technology - Direct district heating substation - plus connection pipe - plus distribution (heating density: medium ) - single-family house - existing building - distributed MEAN level | HOUDHC | HOUPARRHN_OLDI_DMD | MKr20 | 2030 | 4.1414 | 0.029511 | [6 empty] | PAR | I | OLD |  |  | RHNBHDHC | 3 | 0.5 | HOUPARRHNBHDHCN07_OLDI_FBHSOLE01 | 1 | HOUPARRHNBHDHCN07_OLDI | HOUPARRHNBHSOLE01_OLDI | BHSOLE01 | BHDHCN07 | PAR_OLDI | BHSOLE01_BHDHCN07 | 6 | 0 | 1 | New
HOUPARRHNBHDHCN07_OLDI_FBHSOLE01_D50 | Residential heating technology - Direct district heating substation - plus connection pipe - plus distribution (heating density: medium ) - single-family house - existing building - distributed MEAN level | HOUDHC | HOUPARRHN_OLDI_DMD | MKr20 | 2040 | 4.0855 | 0.02824 | [6 empty] | PAR | I | OLD |  |  | RHNBHDHC | 3 | 0.5 | HOUPARRHNBHDHCN07_OLDI_FBHSOLE01 | 1 | HOUPARRHNBHDHCN07_OLDI | HOUPARRHNBHSOLE01_OLDI | BHSOLE01 | BHDHCN07 | PAR_OLDI | BHSOLE01_BHDHCN07 | 6 | 0 | 1 | New
HOUPARRHNBHDHCN07_OLDI_FBHSOLE01_D50 | Residential heating technology - Direct district heating substation - plus connection pipe - plus distribution (heating density: medium ) - single-family house - existing building - distributed MEAN level | HOUDHC | HOUPARRHN_OLDI_DMD | MKr20 | 2050 | 4.0235 | 0.026392 | [6 empty] | PAR | I | OLD |  |  | RHNBHDHC | 3 | 0.5 | HOUPARRHNBHDHCN07_OLDI_FBHSOLE01 | 1 | HOUPARRHNBHDHCN07_OLDI | HOUPARRHNBHSOLE01_OLDI | BHSOLE01 | BHDHCN07 | PAR_OLDI | BHSOLE01_BHDHCN07 | 6 | 0 | 1 | New
HOUPARRHNBHDHCN05_OLDI_FBHSOLE01_D50 | Residential heating technology - Direct district heating substation - plus connection pipe - plus distribution (heating density: high ) - single-family house - existing building - distributed MEAN level | HOUDHC | HOUPARRHN_OLDI_DMD | MKr20 | 2020 | 3.2097 | 0.030272 | [6 empty] | PAR | I | OLD |  |  | RHNBHDHC | 3 | 0.5 | HOUPARRHNBHDHCN05_OLDI_FBHSOLE01 | 1 | HOUPARRHNBHDHCN05_OLDI | HOUPARRHNBHSOLE01_OLDI | BHSOLE01 | BHDHCN05 | PAR_OLDI | BHSOLE01_BHDHCN05 | 6 | 0 | 1 | New
HOUPARRHNBHDHCN05_OLDI_FBHSOLE01_D50 | Residential heating technology - Direct district heating substation - plus connection pipe - plus distribution (heating density: high ) - single-family house - existing building - distributed MEAN level | HOUDHC | HOUPARRHN_OLDI_DMD | MKr20 | 2025 | 3.1725 | 0.030048 | [6 empty] | PAR | I | OLD |  |  | RHNBHDHC | 3 | 0.5 | HOUPARRHNBHDHCN05_OLDI_FBHSOLE01 | 1 | HOUPARRHNBHDHCN05_OLDI | HOUPARRHNBHSOLE01_OLDI | BHSOLE01 | BHDHCN05 | PAR_OLDI | BHSOLE01_BHDHCN05 | 6 | 0 | 1 | New
HOUPARRHNBHDHCN05_OLDI_FBHSOLE01_D50 | Residential heating technology - Direct district heating substation - plus connection pipe - plus distribution (heating density: high ) - single-family house - existing building - distributed MEAN level | HOUDHC | HOUPARRHN_OLDI_DMD | MKr20 | 2030 | 3.1414 | 0.029511 | [6 empty] | PAR | I | OLD |  |  | RHNBHDHC | 3 | 0.5 | HOUPARRHNBHDHCN05_OLDI_FBHSOLE01 | 1 | HOUPARRHNBHDHCN05_OLDI | HOUPARRHNBHSOLE01_OLDI | BHSOLE01 | BHDHCN05 | PAR_OLDI | BHSOLE01_BHDHCN05 | 6 | 0 | 1 | New
HOUPARRHNBHDHCN05_OLDI_FBHSOLE01_D50 | Residential heating technology - Direct district heating substation - plus connection pipe - plus distribution (heating density: high ) - single-family house - existing building - distributed MEAN level | HOUDHC | HOUPARRHN_OLDI_DMD | MKr20 | 2040 | 3.0855 | 0.02824 | [6 empty] | PAR | I | OLD |  |  | RHNBHDHC | 3 | 0.5 | HOUPARRHNBHDHCN05_OLDI_FBHSOLE01 | 1 | HOUPARRHNBHDHCN05_OLDI | HOUPARRHNBHSOLE01_OLDI | BHSOLE01 | BHDHCN05 | PAR_OLDI | BHSOLE01_BHDHCN05 | 6 | 0 | 1 | New
HOUPARRHNBHDHCN05_OLDI_FBHSOLE01_D50 | Residential heating technology - Direct district heating substation - plus connection pipe - plus distribution (heating density: high ) - single-family house - existing building - distributed MEAN level | HOUDHC | HOUPARRHN_OLDI_DMD | MKr20 | 2050 | 3.0235 | 0.026392 | [6 empty] | PAR | I | OLD |  |  | RHNBHDHC | 3 | 0.5 | HOUPARRHNBHDHCN05_OLDI_FBHSOLE01 | 1 | HOUPARRHNBHDHCN05_OLDI | HOUPARRHNBHSOLE01_OLDI | BHSOLE01 | BHDHCN05 | PAR_OLDI | BHSOLE01_BHDHCN05 | 6 | 0 | 1 | New
HOUPARRHNBHSTRN01_OLDI_FBHSTRE01_D50 | Residential heating technology - Biomass boiler, automatic stoking , Straw - single-family house - existing building - distributed MEAN level | HOUSTR | HOUPARRHN_OLDI_DMD | MKr20 | 2020 | 4.9098 | 1.3658 |  | 25 | 14 | 70 | 2 | 4 | PAR | I | OLD |  |  | RHNBHSTR | 3 | 0.5 | HOUPARRHNBHSTRN01_OLDI_FBHSTRE01 | 0.66 | HOUPARRHNBHSTRN01_OLDI | HOUPARRHNBHSTRE01_OLDI | BHSTRE01 | BHSTRN01 | PAR_OLDI | BHSTRE01_BHSTRN01 | 2 | 0 | 0.9 | Same
HOUPARRHNBHSTRN01_OLDI_FBHSTRE01_D50 | Residential heating technology - Biomass boiler, automatic stoking , Straw - single-family house - existing building - distributed MEAN level | HOUSTR | HOUPARRHN_OLDI_DMD | MKr20 | 2025 | 4.7883 | 1.3422 |  | 25 | 14 | 60 | 2 | 4 | PAR | I | OLD |  |  | RHNBHSTR | 3 | 0.5 | HOUPARRHNBHSTRN01_OLDI_FBHSTRE01 | 0.66 | HOUPARRHNBHSTRN01_OLDI | HOUPARRHNBHSTRE01_OLDI | BHSTRE01 | BHSTRN01 | PAR_OLDI | BHSTRE01_BHSTRN01 | 2 | 0 | 0.9 | Same
HOUPARRHNBHSTRN01_OLDI_FBHSTRE01_D50 | Residential heating technology - Biomass boiler, automatic stoking , Straw - single-family house - existing building - distributed MEAN level | HOUSTR | HOUPARRHN_OLDI_DMD | MKr20 | 2030 | 4.6698 | 1.3243 |  | 25 | 11 | 50 | 1 | 4 | PAR | I | OLD |  |  | RHNBHSTR | 3 | 0.5 | HOUPARRHNBHSTRN01_OLDI_FBHSTRE01 | 0.66 | HOUPARRHNBHSTRN01_OLDI | HOUPARRHNBHSTRE01_OLDI | BHSTRE01 | BHSTRN01 | PAR_OLDI | BHSTRE01_BHSTRN01 | 2 | 0 | 0.9 | Same
HOUPARRHNBHSTRN01_OLDI_FBHSTRE01_D50 | Residential heating technology - Biomass boiler, automatic stoking , Straw - single-family house - existing building - distributed MEAN level | HOUSTR | HOUPARRHN_OLDI_DMD | MKr20 | 2040 | 4.4415 | 1.2657 |  | 25 | 9 | 45 | 1 | 4 | PAR | I | OLD |  |  | RHNBHSTR | 3 | 0.5 | HOUPARRHNBHSTRN01_OLDI_FBHSTRE01 | 0.66 | HOUPARRHNBHSTRN01_OLDI | HOUPARRHNBHSTRE01_OLDI | BHSTRE01 | BHSTRN01 | PAR_OLDI | BHSTRE01_BHSTRN01 | 2 | 0 | 0.9 | Same
HOUPARRHNBHSTRN01_OLDI_FBHSTRE01_D50 | Residential heating technology - Biomass boiler, automatic stoking , Straw - single-family house - existing building - distributed MEAN level | HOUSTR | HOUPARRHN_OLDI_DMD | MKr20 | 2050 | 5.2804 | 1.5121 |  | 25 | 9 | 40 | 0 | 4 | PAR | I | OLD |  |  | RHNBHSTR | 3 | 0.5 | HOUPARRHNBHSTRN01_OLDI_FBHSTRE01 | 0.66 | HOUPARRHNBHSTRN01_OLDI | HOUPARRHNBHSTRE01_OLDI | BHSTRE01 | BHSTRN01 | PAR_OLDI | BHSTRE01_BHSTRN01 | 2 | 0 | 0.9 | Same
HOUPARRHNHPELCN07_OLDC_FHPELCE02_D50 | Residential heating technology - Heat pump, Air-to-water, low-price product - single-family house - existing building - distributed MEAN level | HOUELC, HOUAMB | HOUPARRHN_OLDC_DMD | MKr20 | 2020 | 10.0634 | 0.38286 | 0.33333 | [5 empty] | PAR | C | OLD | 3 |  | RHNHPELC | 3 | 0.5 | HOUPARRHNHPELCN07_OLDC_FHPELCE02 | 1 | HOUPARRHNHPELCN07_OLDC | HOUPARRHNHPELCE02_OLDC | HPELCE02 | HPELCN07 | PAR_OLDC | HPELCE02_HPELCN07 | 5 | 0 | 1.1 | Unlikely
HOUPARRHNHPELCN07_OLDC_FHPELCE02_D50 | Residential heating technology - Heat pump, Air-to-water, low-price product - single-family house - existing building - distributed MEAN level | HOUELC, HOUAMB | HOUPARRHN_OLDC_DMD | MKr20 | 2025 | 9.2062 | 0.29365 | 0.31746 | [5 empty] | PAR | C | OLD | 3.15 |  | RHNHPELC | 3 | 0.5 | HOUPARRHNHPELCN07_OLDC_FHPELCE02 | 1 | HOUPARRHNHPELCN07_OLDC | HOUPARRHNHPELCE02_OLDC | HPELCE02 | HPELCN07 | PAR_OLDC | HPELCE02_HPELCN07 | 5 | 0 | 1.1 | Unlikely
HOUPARRHNHPELCN07_OLDC_FHPELCE02_D50 | Residential heating technology - Heat pump, Air-to-water, low-price product - single-family house - existing building - distributed MEAN level | HOUELC, HOUAMB | HOUPARRHN_OLDC_DMD | MKr20 | 2030 | 8.349 | 0.29016 | 0.30303 | [5 empty] | PAR | C | OLD | 3.3 |  | RHNHPELC | 3 | 0.5 | HOUPARRHNHPELCN07_OLDC_FHPELCE02 | 1 | HOUPARRHNHPELCN07_OLDC | HOUPARRHNHPELCE02_OLDC | HPELCE02 | HPELCN07 | PAR_OLDC | HPELCE02_HPELCN07 | 5 | 0 | 1.1 | Unlikely
HOUPARRHNHPELCN07_OLDC_FHPELCE02_D50 | Residential heating technology - Heat pump, Air-to-water, low-price product - single-family house - existing building - distributed MEAN level | HOUELC, HOUAMB | HOUPARRHN_OLDC_DMD | MKr20 | 2040 | 7.666 | 0.28368 | 0.28986 | [5 empty] | PAR | C | OLD | 3.45 |  | RHNHPELC | 3 | 0.5 | HOUPARRHNHPELCN07_OLDC_FHPELCE02 | 1 | HOUPARRHNHPELCN07_OLDC | HOUPARRHNHPELCE02_OLDC | HPELCE02 | HPELCN07 | PAR_OLDC | HPELCE02_HPELCN07 | 5 | 0 | 1.1 | Unlikely
HOUPARRHNHPELCN07_OLDC_FHPELCE02_D50 | Residential heating technology - Heat pump, Air-to-water, low-price product - single-family house - existing building - distributed MEAN level | HOUELC, HOUAMB | HOUPARRHN_OLDC_DMD | MKr20 | 2050 | 6.983 | 0.2772 | 0.28169 | [5 empty] | PAR | C | OLD | 3.55 |  | RHNHPELC | 3 | 0.5 | HOUPARRHNHPELCN07_OLDC_FHPELCE02 | 1 | HOUPARRHNHPELCN07_OLDC | HOUPARRHNHPELCE02_OLDC | HPELCE02 | HPELCN07 | PAR_OLDC | HPELCE02_HPELCN07 | 5 | 0 | 1.1 | Unlikely
HOUPARRHNHPELCN05_OLDC_FHPELCE02_D50 | Residential heating technology - Heat pump, Air-to-water - leasing - single-family house - existing building - distributed MEAN level | HOUELC, HOUAMB | HOUPARRHN_OLDC_DMD | MKr20 | 2020 | 6.4114 | 1.06 | 0.31746 | [5 empty] | PAR | C | OLD | 3.15 |  | RHNHPELC | 3 | 0.5 | HOUPARRHNHPELCN05_OLDC_FHPELCE02 | 1 | HOUPARRHNHPELCN05_OLDC | HOUPARRHNHPELCE02_OLDC | HPELCE02 | HPELCN05 | PAR_OLDC | HPELCE02_HPELCN05 | 5 | 0 | 1.1 | Unlikely
HOUPARRHNHPELCN05_OLDC_FHPELCE02_D50 | Residential heating technology - Heat pump, Air-to-water - leasing - single-family house - existing building - distributed MEAN level | HOUELC, HOUAMB | HOUPARRHN_OLDC_DMD | MKr20 | 2025 | 5.9138 | 0.91425 | 0.30303 | [5 empty] | PAR | C | OLD | 3.3 |  | RHNHPELC | 3 | 0.5 | HOUPARRHNHPELCN05_OLDC_FHPELCE02 | 1 | HOUPARRHNHPELCN05_OLDC | HOUPARRHNHPELCE02_OLDC | HPELCE02 | HPELCN05 | PAR_OLDC | HPELCE02_HPELCN05 | 5 | 0 | 1.1 | Unlikely
HOUPARRHNHPELCN05_OLDC_FHPELCE02_D50 | Residential heating technology - Heat pump, Air-to-water - leasing - single-family house - existing building - distributed MEAN level | HOUELC, HOUAMB | HOUPARRHN_OLDC_DMD | MKr20 | 2030 | 5.4162 | 0.85421 | 0.28986 | [5 empty] | PAR | C | OLD | 3.45 |  | RHNHPELC | 3 | 0.5 | HOUPARRHNHPELCN05_OLDC_FHPELCE02 | 1 | HOUPARRHNHPELCN05_OLDC | HOUPARRHNHPELCE02_OLDC | HPELCE02 | HPELCN05 | PAR_OLDC | HPELCE02_HPELCN05 | 5 | 0 | 1.1 | Unlikely
HOUPARRHNHPELCN05_OLDC_FHPELCE02_D50 | Residential heating technology - Heat pump, Air-to-water - leasing - single-family house - existing building - distributed MEAN level | HOUELC, HOUAMB | HOUPARRHN_OLDC_DMD | MKr20 | 2040 | 5.0127 | 0.80187 | 0.27778 | [5 empty] | PAR | C | OLD | 3.6 |  | RHNHPELC | 3 | 0.5 | HOUPARRHNHPELCN05_OLDC_FHPELCE02 | 1 | HOUPARRHNHPELCN05_OLDC | HOUPARRHNHPELCE02_OLDC | HPELCE02 | HPELCN05 | PAR_OLDC | HPELCE02_HPELCN05 | 5 | 0 | 1.1 | Unlikely
HOUPARRHNHPELCN05_OLDC_FHPELCE02_D50 | Residential heating technology - Heat pump, Air-to-water - leasing - single-family house - existing building - distributed MEAN level | HOUELC, HOUAMB | HOUPARRHN_OLDC_DMD | MKr20 | 2050 | 4.6091 | 0.74953 | 0.27027 | [5 empty] | PAR | C | OLD | 3.7 |  | RHNHPELC | 3 | 0.5 | HOUPARRHNHPELCN05_OLDC_FHPELCE02 | 1 | HOUPARRHNHPELCN05_OLDC | HOUPARRHNHPELCE02_OLDC | HPELCE02 | HPELCN05 | PAR_OLDC | HPELCE02_HPELCN05 | 5 | 0 | 1.1 | Unlikely
HOUPARRHNHPELCN04_OLDC_FHPELCE02_D50 | Residential heating technology - Heat pump, Ground source - single-family house - existing building - distributed MEAN level | HOUELC, HOUAMB | HOUPARRHN_OLDC_DMD | MKr20 | 2020 | 15.4381 | 0.30571 | 0.28986 | [5 empty] | PAR | C | OLD | 3.45 |  | RHNHPELC | 3 | 0.5 | HOUPARRHNHPELCN04_OLDC_FHPELCE02 | 1 | HOUPARRHNHPELCN04_OLDC | HOUPARRHNHPELCE02_OLDC | HPELCE02 | HPELCN04 | PAR_OLDC | HPELCE02_HPELCN04 | 6 | 0 | 1 | New
HOUPARRHNHPELCN04_OLDC_FHPELCE02_D50 | Residential heating technology - Heat pump, Ground source - single-family house - existing building - distributed MEAN level | HOUELC, HOUAMB | HOUPARRHN_OLDC_DMD | MKr20 | 2025 | 14.6662 | 0.21651 | 0.28169 | [5 empty] | PAR | C | OLD | 3.55 |  | RHNHPELC | 3 | 0.5 | HOUPARRHNHPELCN04_OLDC_FHPELCE02 | 1 | HOUPARRHNHPELCN04_OLDC | HOUPARRHNHPELCE02_OLDC | HPELCE02 | HPELCN04 | PAR_OLDC | HPELCE02_HPELCN04 | 6 | 0 | 1 | New
HOUPARRHNHPELCN04_OLDC_FHPELCE02_D50 | Residential heating technology - Heat pump, Ground source - single-family house - existing building - distributed MEAN level | HOUELC, HOUAMB | HOUPARRHN_OLDC_DMD | MKr20 | 2030 | 13.8943 | 0.21302 | 0.27397 | [5 empty] | PAR | C | OLD | 3.65 |  | RHNHPELC | 3 | 0.5 | HOUPARRHNHPELCN04_OLDC_FHPELCE02 | 1 | HOUPARRHNHPELCN04_OLDC | HOUPARRHNHPELCE02_OLDC | HPELCE02 | HPELCN04 | PAR_OLDC | HPELCE02_HPELCN04 | 6 | 0 | 1 | New
HOUPARRHNHPELCN04_OLDC_FHPELCE02_D50 | Residential heating technology - Heat pump, Ground source - single-family house - existing building - distributed MEAN level | HOUELC, HOUAMB | HOUPARRHN_OLDC_DMD | MKr20 | 2040 | 13.1996 | 0.20654 | 0.26316 | [5 empty] | PAR | C | OLD | 3.8 |  | RHNHPELC | 3 | 0.5 | HOUPARRHNHPELCN04_OLDC_FHPELCE02 | 1 | HOUPARRHNHPELCN04_OLDC | HOUPARRHNHPELCE02_OLDC | HPELCE02 | HPELCN04 | PAR_OLDC | HPELCE02_HPELCN04 | 6 | 0 | 1 | New
HOUPARRHNHPELCN04_OLDC_FHPELCE02_D50 | Residential heating technology - Heat pump, Ground source - single-family house - existing building - distributed MEAN level | HOUELC, HOUAMB | HOUPARRHN_OLDC_DMD | MKr20 | 2050 | 12.5049 | 0.20005 | 0.25974 | [5 empty] | PAR | C | OLD | 3.85 |  | RHNHPELC | 3 | 0.5 | HOUPARRHNHPELCN04_OLDC_FHPELCE02 | 1 | HOUPARRHNHPELCN04_OLDC | HOUPARRHNHPELCE02_OLDC | HPELCE02 | HPELCN04 | PAR_OLDC | HPELCE02_HPELCN04 | 6 | 0 | 1 | New
HOUPARRHNHPELCN03_OLDC_FHPELCE02_D50 | Residential heating technology - Heat pump, Air-to-water - single-family house - existing building - distributed MEAN level | HOUELC, HOUAMB | HOUPARRHN_OLDC_DMD | MKr20 | 2020 | 11.6571 | 0.33143 | 0.31746 | [5 empty] | PAR | C | OLD | 3.15 |  | RHNHPELC | 3 | 0.5 | HOUPARRHNHPELCN03_OLDC_FHPELCE02 | 1 | HOUPARRHNHPELCN03_OLDC | HOUPARRHNHPELCE02_OLDC | HPELCE02 | HPELCN03 | PAR_OLDC | HPELCE02_HPELCN03 | 6 | 0 | 1 | New
HOUPARRHNHPELCN03_OLDC_FHPELCE02_D50 | Residential heating technology - Heat pump, Air-to-water - single-family house - existing building - distributed MEAN level | HOUELC, HOUAMB | HOUPARRHN_OLDC_DMD | MKr20 | 2025 | 10.7524 | 0.24222 | 0.30303 | [5 empty] | PAR | C | OLD | 3.3 |  | RHNHPELC | 3 | 0.5 | HOUPARRHNHPELCN03_OLDC_FHPELCE02 | 1 | HOUPARRHNHPELCN03_OLDC | HOUPARRHNHPELCE02_OLDC | HPELCE02 | HPELCN03 | PAR_OLDC | HPELCE02_HPELCN03 | 6 | 0 | 1 | New
HOUPARRHNHPELCN03_OLDC_FHPELCE02_D50 | Residential heating technology - Heat pump, Air-to-water - single-family house - existing building - distributed MEAN level | HOUELC, HOUAMB | HOUPARRHN_OLDC_DMD | MKr20 | 2030 | 9.8477 | 0.23873 | 0.28986 | [5 empty] | PAR | C | OLD | 3.45 |  | RHNHPELC | 3 | 0.5 | HOUPARRHNHPELCN03_OLDC_FHPELCE02 | 1 | HOUPARRHNHPELCN03_OLDC | HOUPARRHNHPELCE02_OLDC | HPELCE02 | HPELCN03 | PAR_OLDC | HPELCE02_HPELCN03 | 6 | 0 | 1 | New
HOUPARRHNHPELCN03_OLDC_FHPELCE02_D50 | Residential heating technology - Heat pump, Air-to-water - single-family house - existing building - distributed MEAN level | HOUELC, HOUAMB | HOUPARRHN_OLDC_DMD | MKr20 | 2040 | 9.1139 | 0.23225 | 0.27778 | [5 empty] | PAR | C | OLD | 3.6 |  | RHNHPELC | 3 | 0.5 | HOUPARRHNHPELCN03_OLDC_FHPELCE02 | 1 | HOUPARRHNHPELCN03_OLDC | HOUPARRHNHPELCE02_OLDC | HPELCE02 | HPELCN03 | PAR_OLDC | HPELCE02_HPELCN03 | 6 | 0 | 1 | New
HOUPARRHNHPELCN03_OLDC_FHPELCE02_D50 | Residential heating technology - Heat pump, Air-to-water - single-family house - existing building - distributed MEAN level | HOUELC, HOUAMB | HOUPARRHN_OLDC_DMD | MKr20 | 2050 | 8.3802 | 0.22577 | 0.27027 | [5 empty] | PAR | C | OLD | 3.7 |  | RHNHPELC | 3 | 0.5 | HOUPARRHNHPELCN03_OLDC_FHPELCE02 | 1 | HOUPARRHNHPELCN03_OLDC | HOUPARRHNHPELCE02_OLDC | HPELCE02 | HPELCN03 | PAR_OLDC | HPELCE02_HPELCN03 | 6 | 0 | 1 | New
HOUPARRHNHPELCN02_OLDC_FHPELCE02_D50 | Residential heating technology - Heat pump, Air-to-air - single-family house - existing building - distributed MEAN level | HOUELC, HOUAMB | HOUPARRHN_OLDC_DMD | MKr20 | 2020 | 1.7515 | 0.17231 | 0.20619 | [5 empty] | PAR | C | OLD | 4.85 |  | RHNHPELC | 3 | 0.5 | HOUPARRHNHPELCN02_OLDC_FHPELCE02 | 1 | HOUPARRHNHPELCN02_OLDC | HOUPARRHNHPELCE02_OLDC | HPELCE02 | HPELCN02 | PAR_OLDC | HPELCE02_HPELCN02 | 2 | 0 | 0.9 | Same
HOUPARRHNHPELCN02_OLDC_FHPELCE02_D50 | Residential heating technology - Heat pump, Air-to-air - single-family house - existing building - distributed MEAN level | HOUELC, HOUAMB | HOUPARRHN_OLDC_DMD | MKr20 | 2025 | 1.7087 | 0.11707 | 0.19608 | [5 empty] | PAR | C | OLD | 5.1 |  | RHNHPELC | 3 | 0.5 | HOUPARRHNHPELCN02_OLDC_FHPELCE02 | 1 | HOUPARRHNHPELCN02_OLDC | HOUPARRHNHPELCE02_OLDC | HPELCE02 | HPELCN02 | PAR_OLDC | HPELCE02_HPELCN02 | 2 | 0 | 0.9 | Same
HOUPARRHNHPELCN02_OLDC_FHPELCE02_D50 | Residential heating technology - Heat pump, Air-to-air - single-family house - existing building - distributed MEAN level | HOUELC, HOUAMB | HOUPARRHN_OLDC_DMD | MKr20 | 2030 | 1.6659 | 0.11491 | 0.18868 | [5 empty] | PAR | C | OLD | 5.3 |  | RHNHPELC | 3 | 0.5 | HOUPARRHNHPELCN02_OLDC_FHPELCE02 | 1 | HOUPARRHNHPELCN02_OLDC | HOUPARRHNHPELCE02_OLDC | HPELCE02 | HPELCN02 | PAR_OLDC | HPELCE02_HPELCN02 | 2 | 0 | 0.9 | Same
HOUPARRHNHPELCN02_OLDC_FHPELCE02_D50 | Residential heating technology - Heat pump, Air-to-air - single-family house - existing building - distributed MEAN level | HOUELC, HOUAMB | HOUPARRHN_OLDC_DMD | MKr20 | 2040 | 1.5865 | 0.11089 | 0.18182 | [5 empty] | PAR | C | OLD | 5.5 |  | RHNHPELC | 3 | 0.5 | HOUPARRHNHPELCN02_OLDC_FHPELCE02 | 1 | HOUPARRHNHPELCN02_OLDC | HOUPARRHNHPELCE02_OLDC | HPELCE02 | HPELCN02 | PAR_OLDC | HPELCE02_HPELCN02 | 2 | 0 | 0.9 | Same
HOUPARRHNHPELCN02_OLDC_FHPELCE02_D50 | Residential heating technology - Heat pump, Air-to-air - single-family house - existing building - distributed MEAN level | HOUELC, HOUAMB | HOUPARRHN_OLDC_DMD | MKr20 | 2050 | 1.507 | 0.10688 | 0.17857 | [5 empty] | PAR | C | OLD | 5.6 |  | RHNHPELC | 3 | 0.5 | HOUPARRHNHPELCN02_OLDC_FHPELCE02 | 1 | HOUPARRHNHPELCN02_OLDC | HOUPARRHNHPELCE02_OLDC | HPELCE02 | HPELCN02 | PAR_OLDC | HPELCE02_HPELCN02 | 2 | 0 | 0.9 | Same
HOUPARRHNDIELCN06_OLDC_FHPELCE02_D50 | Residential heating technology - Electric heating - electric panel from Bauhaus - single-family house - new building - distributed MEAN level | HOUELC | HOUPARRHN_OLDC_DMD | MKr20 | 2020 | 0.605 | 0 | [6 empty] | PAR | C | OLD |  |  | RHNDIELC | 3 | 0.5 | HOUPARRHNDIELCN06_OLDC_FHPELCE02 | 1 | HOUPARRHNDIELCN06_OLDC | HOUPARRHNHPELCE02_OLDC | HPELCE02 | DIELCN06 | PAR_OLDC | HPELCE02_DIELCN06 | 5 | 0 | 1.1 | Unlikely
HOUPARRHNDIELCN06_OLDC_FHPELCE02_D50 | Residential heating technology - Electric heating - electric panel from Bauhaus - single-family house - new building - distributed MEAN level | HOUELC | HOUPARRHN_OLDC_DMD | MKr20 | 2025 | 0.605 | 0 | [6 empty] | PAR | C | OLD |  |  | RHNDIELC | 3 | 0.5 | HOUPARRHNDIELCN06_OLDC_FHPELCE02 | 1 | HOUPARRHNDIELCN06_OLDC | HOUPARRHNHPELCE02_OLDC | HPELCE02 | DIELCN06 | PAR_OLDC | HPELCE02_DIELCN06 | 5 | 0 | 1.1 | Unlikely
HOUPARRHNDIELCN06_OLDC_FHPELCE02_D50 | Residential heating technology - Electric heating - electric panel from Bauhaus - single-family house - new building - distributed MEAN level | HOUELC | HOUPARRHN_OLDC_DMD | MKr20 | 2030 | 0.605 | 0 | [6 empty] | PAR | C | OLD |  |  | RHNDIELC | 3 | 0.5 | HOUPARRHNDIELCN06_OLDC_FHPELCE02 | 1 | HOUPARRHNDIELCN06_OLDC | HOUPARRHNHPELCE02_OLDC | HPELCE02 | DIELCN06 | PAR_OLDC | HPELCE02_DIELCN06 | 5 | 0 | 1.1 | Unlikely
HOUPARRHNDIELCN06_OLDC_FHPELCE02_D50 | Residential heating technology - Electric heating - electric panel from Bauhaus - single-family house - new building - distributed MEAN level | HOUELC | HOUPARRHN_OLDC_DMD | MKr20 | 2040 | 0.605 | 0 | [6 empty] | PAR | C | OLD |  |  | RHNDIELC | 3 | 0.5 | HOUPARRHNDIELCN06_OLDC_FHPELCE02 | 1 | HOUPARRHNDIELCN06_OLDC | HOUPARRHNHPELCE02_OLDC | HPELCE02 | DIELCN06 | PAR_OLDC | HPELCE02_DIELCN06 | 5 | 0 | 1.1 | Unlikely
HOUPARRHNDIELCN06_OLDC_FHPELCE02_D50 | Residential heating technology - Electric heating - electric panel from Bauhaus - single-family house - new building - distributed MEAN level | HOUELC | HOUPARRHN_OLDC_DMD | MKr20 | 2050 | 0.605 | 0 | [6 empty] | PAR | C | OLD |  |  | RHNDIELC | 3 | 0.5 | HOUPARRHNDIELCN06_OLDC_FHPELCE02 | 1 | HOUPARRHNDIELCN06_OLDC | HOUPARRHNHPELCE02_OLDC | HPELCE02 | DIELCN06 | PAR_OLDC | HPELCE02_DIELCN06 | 5 | 0 | 1.1 | Unlikely
HOUPARRHNDIELCN01_OLDC_FHPELCE02_D50 | Residential heating technology - Electric heating - single-family house - new building - distributed MEAN level | HOUELC | HOUPARRHN_OLDC_DMD | MKr20 | 2020 | 7.3509 | 0.0596 | [6 empty] | PAR | C | OLD |  |  | RHNDIELC | 3 | 0.5 | HOUPARRHNDIELCN01_OLDC_FHPELCE02 | 1 | HOUPARRHNDIELCN01_OLDC | HOUPARRHNHPELCE02_OLDC | HPELCE02 | DIELCN01 | PAR_OLDC | HPELCE02_DIELCN01 | 5 | 0 | 1.1 | Unlikely
HOUPARRHNDIELCN01_OLDC_FHPELCE02_D50 | Residential heating technology - Electric heating - single-family house - new building - distributed MEAN level | HOUELC | HOUPARRHN_OLDC_DMD | MKr20 | 2025 | 7.169 | 0.0596 | [6 empty] | PAR | C | OLD |  |  | RHNDIELC | 3 | 0.5 | HOUPARRHNDIELCN01_OLDC_FHPELCE02 | 1 | HOUPARRHNDIELCN01_OLDC | HOUPARRHNHPELCE02_OLDC | HPELCE02 | DIELCN01 | PAR_OLDC | HPELCE02_DIELCN01 | 5 | 0 | 1.1 | Unlikely
HOUPARRHNDIELCN01_OLDC_FHPELCE02_D50 | Residential heating technology - Electric heating - single-family house - new building - distributed MEAN level | HOUELC | HOUPARRHN_OLDC_DMD | MKr20 | 2030 | 6.9915 | 0.057117 | [6 empty] | PAR | C | OLD |  |  | RHNDIELC | 3 | 0.5 | HOUPARRHNDIELCN01_OLDC_FHPELCE02 | 1 | HOUPARRHNDIELCN01_OLDC | HOUPARRHNHPELCE02_OLDC | HPELCE02 | DIELCN01 | PAR_OLDC | HPELCE02_DIELCN01 | 5 | 0 | 1.1 | Unlikely
HOUPARRHNDIELCN01_OLDC_FHPELCE02_D50 | Residential heating technology - Electric heating - single-family house - new building - distributed MEAN level | HOUELC | HOUPARRHN_OLDC_DMD | MKr20 | 2040 | 6.6497 | 0.054633 | [6 empty] | PAR | C | OLD |  |  | RHNDIELC | 3 | 0.5 | HOUPARRHNDIELCN01_OLDC_FHPELCE02 | 1 | HOUPARRHNDIELCN01_OLDC | HOUPARRHNHPELCE02_OLDC | HPELCE02 | DIELCN01 | PAR_OLDC | HPELCE02_DIELCN01 | 5 | 0 | 1.1 | Unlikely
HOUPARRHNDIELCN01_OLDC_FHPELCE02_D50 | Residential heating technology - Electric heating - single-family house - new building - distributed MEAN level | HOUELC | HOUPARRHN_OLDC_DMD | MKr20 | 2050 | 6.3246 | 0.05215 | [6 empty] | PAR | C | OLD |  |  | RHNDIELC | 3 | 0.5 | HOUPARRHNDIELCN01_OLDC_FHPELCE02 | 1 | HOUPARRHNDIELCN01_OLDC | HOUPARRHNHPELCE02_OLDC | HPELCE02 | DIELCN01 | PAR_OLDC | HPELCE02_DIELCN01 | 5 | 0 | 1.1 | Unlikely
HOUPARRHNBHWPEN01_OLDC_FHPELCE02_D50 | Residential heating technology - Biomass boiler, automatic stoking , wood pellets or wood chips - single-family house - existing building - distributed MEAN level | HOUWPE | HOUPARRHN_OLDC_DMD | MKr20 | 2020 | 5.1824 | 0.4181 |  | 25 | 14 | 70 | 2 | 4 | PAR | C | OLD |  |  | RHNBHWPE | 3 | 0.5 | HOUPARRHNBHWPEN01_OLDC_FHPELCE02 | 1 | HOUPARRHNBHWPEN01_OLDC | HOUPARRHNHPELCE02_OLDC | HPELCE02 | BHWPEN01 | PAR_OLDC | HPELCE02_BHWPEN01 | 5 | 0 | 1.1 | Unlikely
HOUPARRHNBHWPEN01_OLDC_FHPELCE02_D50 | Residential heating technology - Biomass boiler, automatic stoking , wood pellets or wood chips - single-family house - existing building - distributed MEAN level | HOUWPE | HOUPARRHN_OLDC_DMD | MKr20 | 2025 | 5.0541 | 0.41087 |  | 25 | 14 | 60 | 2 | 4 | PAR | C | OLD |  |  | RHNBHWPE | 3 | 0.5 | HOUPARRHNBHWPEN01_OLDC_FHPELCE02 | 1 | HOUPARRHNBHWPEN01_OLDC | HOUPARRHNHPELCE02_OLDC | HPELCE02 | BHWPEN01 | PAR_OLDC | HPELCE02_BHWPEN01 | 5 | 0 | 1.1 | Unlikely
HOUPARRHNBHWPEN01_OLDC_FHPELCE02_D50 | Residential heating technology - Biomass boiler, automatic stoking , wood pellets or wood chips - single-family house - existing building - distributed MEAN level | HOUWPE | HOUPARRHN_OLDC_DMD | MKr20 | 2030 | 4.929 | 0.40539 |  | 25 | 11 | 50 | 1 | 4 | PAR | C | OLD |  |  | RHNBHWPE | 3 | 0.5 | HOUPARRHNBHWPEN01_OLDC_FHPELCE02 | 1 | HOUPARRHNBHWPEN01_OLDC | HOUPARRHNHPELCE02_OLDC | HPELCE02 | BHWPEN01 | PAR_OLDC | HPELCE02_BHWPEN01 | 5 | 0 | 1.1 | Unlikely
HOUPARRHNBHWPEN01_OLDC_FHPELCE02_D50 | Residential heating technology - Biomass boiler, automatic stoking , wood pellets or wood chips - single-family house - existing building - distributed MEAN level | HOUWPE | HOUPARRHN_OLDC_DMD | MKr20 | 2040 | 4.688 | 0.38745 |  | 25 | 9 | 45 | 1 | 4 | PAR | C | OLD |  |  | RHNBHWPE | 3 | 0.5 | HOUPARRHNBHWPEN01_OLDC_FHPELCE02 | 1 | HOUPARRHNBHWPEN01_OLDC | HOUPARRHNHPELCE02_OLDC | HPELCE02 | BHWPEN01 | PAR_OLDC | HPELCE02_BHWPEN01 | 5 | 0 | 1.1 | Unlikely
HOUPARRHNBHWPEN01_OLDC_FHPELCE02_D50 | Residential heating technology - Biomass boiler, automatic stoking , wood pellets or wood chips - single-family house - existing building - distributed MEAN level | HOUWPE | HOUPARRHN_OLDC_DMD | MKr20 | 2050 | 5.5736 | 0.46288 |  | 25 | 9 | 40 | 0 | 4 | PAR | C | OLD |  |  | RHNBHWPE | 3 | 0.5 | HOUPARRHNBHWPEN01_OLDC_FHPELCE02 | 1 | HOUPARRHNBHWPEN01_OLDC | HOUPARRHNHPELCE02_OLDC | HPELCE02 | BHWPEN01 | PAR_OLDC | HPELCE02_BHWPEN01 | 5 | 0 | 1.1 | Unlikely
HOUPARRHNBHDHCN03_OLDC_FHPELCE02_D50 | Residential heating technology - Direct district heating substation - plus connection pipe - single-family house - existing building - distributed MEAN level | HOUDHC | HOUPARRHN_OLDC_DMD | MKr20 | 2020 | 3.5307 | 0.030272 | [6 empty] | PAR | C | OLD |  |  | RHNBHDHC | 3 | 0.5 | HOUPARRHNBHDHCN03_OLDC_FHPELCE02 | 1 | HOUPARRHNBHDHCN03_OLDC | HOUPARRHNHPELCE02_OLDC | HPELCE02 | BHDHCN03 | PAR_OLDC | HPELCE02_BHDHCN03 | 5 | 0 | 1.1 | Unlikely
HOUPARRHNBHDHCN03_OLDC_FHPELCE02_D50 | Residential heating technology - Direct district heating substation - plus connection pipe - single-family house - existing building - distributed MEAN level | HOUDHC | HOUPARRHN_OLDC_DMD | MKr20 | 2025 | 3.4897 | 0.030048 | [6 empty] | PAR | C | OLD |  |  | RHNBHDHC | 3 | 0.5 | HOUPARRHNBHDHCN03_OLDC_FHPELCE02 | 1 | HOUPARRHNBHDHCN03_OLDC | HOUPARRHNHPELCE02_OLDC | HPELCE02 | BHDHCN03 | PAR_OLDC | HPELCE02_BHDHCN03 | 5 | 0 | 1.1 | Unlikely
HOUPARRHNBHDHCN03_OLDC_FHPELCE02_D50 | Residential heating technology - Direct district heating substation - plus connection pipe - single-family house - existing building - distributed MEAN level | HOUDHC | HOUPARRHN_OLDC_DMD | MKr20 | 2030 | 3.4556 | 0.029511 | [6 empty] | PAR | C | OLD |  |  | RHNBHDHC | 3 | 0.5 | HOUPARRHNBHDHCN03_OLDC_FHPELCE02 | 1 | HOUPARRHNBHDHCN03_OLDC | HOUPARRHNHPELCE02_OLDC | HPELCE02 | BHDHCN03 | PAR_OLDC | HPELCE02_BHDHCN03 | 5 | 0 | 1.1 | Unlikely
HOUPARRHNBHDHCN03_OLDC_FHPELCE02_D50 | Residential heating technology - Direct district heating substation - plus connection pipe - single-family house - existing building - distributed MEAN level | HOUDHC | HOUPARRHN_OLDC_DMD | MKr20 | 2040 | 3.3941 | 0.02824 | [6 empty] | PAR | C | OLD |  |  | RHNBHDHC | 3 | 0.5 | HOUPARRHNBHDHCN03_OLDC_FHPELCE02 | 1 | HOUPARRHNBHDHCN03_OLDC | HOUPARRHNHPELCE02_OLDC | HPELCE02 | BHDHCN03 | PAR_OLDC | HPELCE02_BHDHCN03 | 5 | 0 | 1.1 | Unlikely
HOUPARRHNBHDHCN03_OLDC_FHPELCE02_D50 | Residential heating technology - Direct district heating substation - plus connection pipe - single-family house - existing building - distributed MEAN level | HOUDHC | HOUPARRHN_OLDC_DMD | MKr20 | 2050 | 3.3258 | 0.026392 | [6 empty] | PAR | C | OLD |  |  | RHNBHDHC | 3 | 0.5 | HOUPARRHNBHDHCN03_OLDC_FHPELCE02 | 1 | HOUPARRHNBHDHCN03_OLDC | HOUPARRHNHPELCE02_OLDC | HPELCE02 | BHDHCN03 | PAR_OLDC | HPELCE02_BHDHCN03 | 5 | 0 | 1.1 | Unlikely
HOUPARRHNHPELCN07_OLDD_FHPELCE02_D50 | Residential heating technology - Heat pump, Air-to-water, low-price product - single-family house - existing building - distributed MEAN level | HOUELC, HOUAMB | HOUPARRHN_OLDD_DMD | MKr20 | 2020 | 10.0634 | 0.38286 | 0.33333 | [5 empty] | PAR | D | OLD | 3 |  | RHNHPELC | 3 | 0.5 | HOUPARRHNHPELCN07_OLDD_FHPELCE02 | 1 | HOUPARRHNHPELCN07_OLDD | HOUPARRHNHPELCE02_OLDD | HPELCE02 | HPELCN07 | PAR_OLDD | HPELCE02_HPELCN07 | 5 | 0 | 1.1 | Unlikely
HOUPARRHNHPELCN07_OLDD_FHPELCE02_D50 | Residential heating technology - Heat pump, Air-to-water, low-price product - single-family house - existing building - distributed MEAN level | HOUELC, HOUAMB | HOUPARRHN_OLDD_DMD | MKr20 | 2025 | 9.2062 | 0.29365 | 0.31746 | [5 empty] | PAR | D | OLD | 3.15 |  | RHNHPELC | 3 | 0.5 | HOUPARRHNHPELCN07_OLDD_FHPELCE02 | 1 | HOUPARRHNHPELCN07_OLDD | HOUPARRHNHPELCE02_OLDD | HPELCE02 | HPELCN07 | PAR_OLDD | HPELCE02_HPELCN07 | 5 | 0 | 1.1 | Unlikely
HOUPARRHNHPELCN07_OLDD_FHPELCE02_D50 | Residential heating technology - Heat pump, Air-to-water, low-price product - single-family house - existing building - distributed MEAN level | HOUELC, HOUAMB | HOUPARRHN_OLDD_DMD | MKr20 | 2030 | 8.349 | 0.29016 | 0.30303 | [5 empty] | PAR | D | OLD | 3.3 |  | RHNHPELC | 3 | 0.5 | HOUPARRHNHPELCN07_OLDD_FHPELCE02 | 1 | HOUPARRHNHPELCN07_OLDD | HOUPARRHNHPELCE02_OLDD | HPELCE02 | HPELCN07 | PAR_OLDD | HPELCE02_HPELCN07 | 5 | 0 | 1.1 | Unlikely
HOUPARRHNHPELCN07_OLDD_FHPELCE02_D50 | Residential heating technology - Heat pump, Air-to-water, low-price product - single-family house - existing building - distributed MEAN level | HOUELC, HOUAMB | HOUPARRHN_OLDD_DMD | MKr20 | 2040 | 7.666 | 0.28368 | 0.28986 | [5 empty] | PAR | D | OLD | 3.45 |  | RHNHPELC | 3 | 0.5 | HOUPARRHNHPELCN07_OLDD_FHPELCE02 | 1 | HOUPARRHNHPELCN07_OLDD | HOUPARRHNHPELCE02_OLDD | HPELCE02 | HPELCN07 | PAR_OLDD | HPELCE02_HPELCN07 | 5 | 0 | 1.1 | Unlikely
HOUPARRHNHPELCN07_OLDD_FHPELCE02_D50 | Residential heating technology - Heat pump, Air-to-water, low-price product - single-family house - existing building - distributed MEAN level | HOUELC, HOUAMB | HOUPARRHN_OLDD_DMD | MKr20 | 2050 | 6.983 | 0.2772 | 0.28169 | [5 empty] | PAR | D | OLD | 3.55 |  | RHNHPELC | 3 | 0.5 | HOUPARRHNHPELCN07_OLDD_FHPELCE02 | 1 | HOUPARRHNHPELCN07_OLDD | HOUPARRHNHPELCE02_OLDD | HPELCE02 | HPELCN07 | PAR_OLDD | HPELCE02_HPELCN07 | 5 | 0 | 1.1 | Unlikely
HOUPARRHNHPELCN05_OLDD_FHPELCE02_D50 | Residential heating technology - Heat pump, Air-to-water - leasing - single-family house - existing building - distributed MEAN level | HOUELC, HOUAMB | HOUPARRHN_OLDD_DMD | MKr20 | 2020 | 6.4114 | 1.06 | 0.31746 | [5 empty] | PAR | D | OLD | 3.15 |  | RHNHPELC | 3 | 0.5 | HOUPARRHNHPELCN05_OLDD_FHPELCE02 | 1 | HOUPARRHNHPELCN05_OLDD | HOUPARRHNHPELCE02_OLDD | HPELCE02 | HPELCN05 | PAR_OLDD | HPELCE02_HPELCN05 | 5 | 0 | 1.1 | Unlikely
HOUPARRHNHPELCN05_OLDD_FHPELCE02_D50 | Residential heating technology - Heat pump, Air-to-water - leasing - single-family house - existing building - distributed MEAN level | HOUELC, HOUAMB | HOUPARRHN_OLDD_DMD | MKr20 | 2025 | 5.9138 | 0.91425 | 0.30303 | [5 empty] | PAR | D | OLD | 3.3 |  | RHNHPELC | 3 | 0.5 | HOUPARRHNHPELCN05_OLDD_FHPELCE02 | 1 | HOUPARRHNHPELCN05_OLDD | HOUPARRHNHPELCE02_OLDD | HPELCE02 | HPELCN05 | PAR_OLDD | HPELCE02_HPELCN05 | 5 | 0 | 1.1 | Unlikely
HOUPARRHNHPELCN05_OLDD_FHPELCE02_D50 | Residential heating technology - Heat pump, Air-to-water - leasing - single-family house - existing building - distributed MEAN level | HOUELC, HOUAMB | HOUPARRHN_OLDD_DMD | MKr20 | 2030 | 5.4162 | 0.85421 | 0.28986 | [5 empty] | PAR | D | OLD | 3.45 |  | RHNHPELC | 3 | 0.5 | HOUPARRHNHPELCN05_OLDD_FHPELCE02 | 1 | HOUPARRHNHPELCN05_OLDD | HOUPARRHNHPELCE02_OLDD | HPELCE02 | HPELCN05 | PAR_OLDD | HPELCE02_HPELCN05 | 5 | 0 | 1.1 | Unlikely
HOUPARRHNHPELCN05_OLDD_FHPELCE02_D50 | Residential heating technology - Heat pump, Air-to-water - leasing - single-family house - existing building - distributed MEAN level | HOUELC, HOUAMB | HOUPARRHN_OLDD_DMD | MKr20 | 2040 | 5.0127 | 0.80187 | 0.27778 | [5 empty] | PAR | D | OLD | 3.6 |  | RHNHPELC | 3 | 0.5 | HOUPARRHNHPELCN05_OLDD_FHPELCE02 | 1 | HOUPARRHNHPELCN05_OLDD | HOUPARRHNHPELCE02_OLDD | HPELCE02 | HPELCN05 | PAR_OLDD | HPELCE02_HPELCN05 | 5 | 0 | 1.1 | Unlikely
HOUPARRHNHPELCN05_OLDD_FHPELCE02_D50 | Residential heating technology - Heat pump, Air-to-water - leasing - single-family house - existing building - distributed MEAN level | HOUELC, HOUAMB | HOUPARRHN_OLDD_DMD | MKr20 | 2050 | 4.6091 | 0.74953 | 0.27027 | [5 empty] | PAR | D | OLD | 3.7 |  | RHNHPELC | 3 | 0.5 | HOUPARRHNHPELCN05_OLDD_FHPELCE02 | 1 | HOUPARRHNHPELCN05_OLDD | HOUPARRHNHPELCE02_OLDD | HPELCE02 | HPELCN05 | PAR_OLDD | HPELCE02_HPELCN05 | 5 | 0 | 1.1 | Unlikely
HOUPARRHNHPELCN04_OLDD_FHPELCE02_D50 | Residential heating technology - Heat pump, Ground source - single-family house - existing building - distributed MEAN level | HOUELC, HOUAMB | HOUPARRHN_OLDD_DMD | MKr20 | 2020 | 15.4381 | 0.30571 | 0.28986 | [5 empty] | PAR | D | OLD | 3.45 |  | RHNHPELC | 3 | 0.5 | HOUPARRHNHPELCN04_OLDD_FHPELCE02 | 1 | HOUPARRHNHPELCN04_OLDD | HOUPARRHNHPELCE02_OLDD | HPELCE02 | HPELCN04 | PAR_OLDD | HPELCE02_HPELCN04 | 6 | 0 | 1 | New
HOUPARRHNHPELCN04_OLDD_FHPELCE02_D50 | Residential heating technology - Heat pump, Ground source - single-family house - existing building - distributed MEAN level | HOUELC, HOUAMB | HOUPARRHN_OLDD_DMD | MKr20 | 2025 | 14.6662 | 0.21651 | 0.28169 | [5 empty] | PAR | D | OLD | 3.55 |  | RHNHPELC | 3 | 0.5 | HOUPARRHNHPELCN04_OLDD_FHPELCE02 | 1 | HOUPARRHNHPELCN04_OLDD | HOUPARRHNHPELCE02_OLDD | HPELCE02 | HPELCN04 | PAR_OLDD | HPELCE02_HPELCN04 | 6 | 0 | 1 | New
HOUPARRHNHPELCN04_OLDD_FHPELCE02_D50 | Residential heating technology - Heat pump, Ground source - single-family house - existing building - distributed MEAN level | HOUELC, HOUAMB | HOUPARRHN_OLDD_DMD | MKr20 | 2030 | 13.8943 | 0.21302 | 0.27397 | [5 empty] | PAR | D | OLD | 3.65 |  | RHNHPELC | 3 | 0.5 | HOUPARRHNHPELCN04_OLDD_FHPELCE02 | 1 | HOUPARRHNHPELCN04_OLDD | HOUPARRHNHPELCE02_OLDD | HPELCE02 | HPELCN04 | PAR_OLDD | HPELCE02_HPELCN04 | 6 | 0 | 1 | New
HOUPARRHNHPELCN04_OLDD_FHPELCE02_D50 | Residential heating technology - Heat pump, Ground source - single-family house - existing building - distributed MEAN level | HOUELC, HOUAMB | HOUPARRHN_OLDD_DMD | MKr20 | 2040 | 13.1996 | 0.20654 | 0.26316 | [5 empty] | PAR | D | OLD | 3.8 |  | RHNHPELC | 3 | 0.5 | HOUPARRHNHPELCN04_OLDD_FHPELCE02 | 1 | HOUPARRHNHPELCN04_OLDD | HOUPARRHNHPELCE02_OLDD | HPELCE02 | HPELCN04 | PAR_OLDD | HPELCE02_HPELCN04 | 6 | 0 | 1 | New
HOUPARRHNHPELCN04_OLDD_FHPELCE02_D50 | Residential heating technology - Heat pump, Ground source - single-family house - existing building - distributed MEAN level | HOUELC, HOUAMB | HOUPARRHN_OLDD_DMD | MKr20 | 2050 | 12.5049 | 0.20005 | 0.25974 | [5 empty] | PAR | D | OLD | 3.85 |  | RHNHPELC | 3 | 0.5 | HOUPARRHNHPELCN04_OLDD_FHPELCE02 | 1 | HOUPARRHNHPELCN04_OLDD | HOUPARRHNHPELCE02_OLDD | HPELCE02 | HPELCN04 | PAR_OLDD | HPELCE02_HPELCN04 | 6 | 0 | 1 | New
HOUPARRHNHPELCN03_OLDD_FHPELCE02_D50 | Residential heating technology - Heat pump, Air-to-water - single-family house - existing building - distributed MEAN level | HOUELC, HOUAMB | HOUPARRHN_OLDD_DMD | MKr20 | 2020 | 11.6571 | 0.33143 | 0.31746 | [5 empty] | PAR | D | OLD | 3.15 |  | RHNHPELC | 3 | 0.5 | HOUPARRHNHPELCN03_OLDD_FHPELCE02 | 1 | HOUPARRHNHPELCN03_OLDD | HOUPARRHNHPELCE02_OLDD | HPELCE02 | HPELCN03 | PAR_OLDD | HPELCE02_HPELCN03 | 6 | 0 | 1 | New
HOUPARRHNHPELCN03_OLDD_FHPELCE02_D50 | Residential heating technology - Heat pump, Air-to-water - single-family house - existing building - distributed MEAN level | HOUELC, HOUAMB | HOUPARRHN_OLDD_DMD | MKr20 | 2025 | 10.7524 | 0.24222 | 0.30303 | [5 empty] | PAR | D | OLD | 3.3 |  | RHNHPELC | 3 | 0.5 | HOUPARRHNHPELCN03_OLDD_FHPELCE02 | 1 | HOUPARRHNHPELCN03_OLDD | HOUPARRHNHPELCE02_OLDD | HPELCE02 | HPELCN03 | PAR_OLDD | HPELCE02_HPELCN03 | 6 | 0 | 1 | New
HOUPARRHNHPELCN03_OLDD_FHPELCE02_D50 | Residential heating technology - Heat pump, Air-to-water - single-family house - existing building - distributed MEAN level | HOUELC, HOUAMB | HOUPARRHN_OLDD_DMD | MKr20 | 2030 | 9.8477 | 0.23873 | 0.28986 | [5 empty] | PAR | D | OLD | 3.45 |  | RHNHPELC | 3 | 0.5 | HOUPARRHNHPELCN03_OLDD_FHPELCE02 | 1 | HOUPARRHNHPELCN03_OLDD | HOUPARRHNHPELCE02_OLDD | HPELCE02 | HPELCN03 | PAR_OLDD | HPELCE02_HPELCN03 | 6 | 0 | 1 | New
HOUPARRHNHPELCN03_OLDD_FHPELCE02_D50 | Residential heating technology - Heat pump, Air-to-water - single-family house - existing building - distributed MEAN level | HOUELC, HOUAMB | HOUPARRHN_OLDD_DMD | MKr20 | 2040 | 9.1139 | 0.23225 | 0.27778 | [5 empty] | PAR | D | OLD | 3.6 |  | RHNHPELC | 3 | 0.5 | HOUPARRHNHPELCN03_OLDD_FHPELCE02 | 1 | HOUPARRHNHPELCN03_OLDD | HOUPARRHNHPELCE02_OLDD | HPELCE02 | HPELCN03 | PAR_OLDD | HPELCE02_HPELCN03 | 6 | 0 | 1 | New
HOUPARRHNHPELCN03_OLDD_FHPELCE02_D50 | Residential heating technology - Heat pump, Air-to-water - single-family house - existing building - distributed MEAN level | HOUELC, HOUAMB | HOUPARRHN_OLDD_DMD | MKr20 | 2050 | 8.3802 | 0.22577 | 0.27027 | [5 empty] | PAR | D | OLD | 3.7 |  | RHNHPELC | 3 | 0.5 | HOUPARRHNHPELCN03_OLDD_FHPELCE02 | 1 | HOUPARRHNHPELCN03_OLDD | HOUPARRHNHPELCE02_OLDD | HPELCE02 | HPELCN03 | PAR_OLDD | HPELCE02_HPELCN03 | 6 | 0 | 1 | New
HOUPARRHNHPELCN02_OLDD_FHPELCE02_D50 | Residential heating technology - Heat pump, Air-to-air - single-family house - existing building - distributed MEAN level | HOUELC, HOUAMB | HOUPARRHN_OLDD_DMD | MKr20 | 2020 | 1.7515 | 0.17231 | 0.20619 | [5 empty] | PAR | D | OLD | 4.85 |  | RHNHPELC | 3 | 0.5 | HOUPARRHNHPELCN02_OLDD_FHPELCE02 | 1 | HOUPARRHNHPELCN02_OLDD | HOUPARRHNHPELCE02_OLDD | HPELCE02 | HPELCN02 | PAR_OLDD | HPELCE02_HPELCN02 | 2 | 0 | 0.9 | Same
HOUPARRHNHPELCN02_OLDD_FHPELCE02_D50 | Residential heating technology - Heat pump, Air-to-air - single-family house - existing building - distributed MEAN level | HOUELC, HOUAMB | HOUPARRHN_OLDD_DMD | MKr20 | 2025 | 1.7087 | 0.11707 | 0.19608 | [5 empty] | PAR | D | OLD | 5.1 |  | RHNHPELC | 3 | 0.5 | HOUPARRHNHPELCN02_OLDD_FHPELCE02 | 1 | HOUPARRHNHPELCN02_OLDD | HOUPARRHNHPELCE02_OLDD | HPELCE02 | HPELCN02 | PAR_OLDD | HPELCE02_HPELCN02 | 2 | 0 | 0.9 | Same
HOUPARRHNHPELCN02_OLDD_FHPELCE02_D50 | Residential heating technology - Heat pump, Air-to-air - single-family house - existing building - distributed MEAN level | HOUELC, HOUAMB | HOUPARRHN_OLDD_DMD | MKr20 | 2030 | 1.6659 | 0.11491 | 0.18868 | [5 empty] | PAR | D | OLD | 5.3 |  | RHNHPELC | 3 | 0.5 | HOUPARRHNHPELCN02_OLDD_FHPELCE02 | 1 | HOUPARRHNHPELCN02_OLDD | HOUPARRHNHPELCE02_OLDD | HPELCE02 | HPELCN02 | PAR_OLDD | HPELCE02_HPELCN02 | 2 | 0 | 0.9 | Same
HOUPARRHNHPELCN02_OLDD_FHPELCE02_D50 | Residential heating technology - Heat pump, Air-to-air - single-family house - existing building - distributed MEAN level | HOUELC, HOUAMB | HOUPARRHN_OLDD_DMD | MKr20 | 2040 | 1.5865 | 0.11089 | 0.18182 | [5 empty] | PAR | D | OLD | 5.5 |  | RHNHPELC | 3 | 0.5 | HOUPARRHNHPELCN02_OLDD_FHPELCE02 | 1 | HOUPARRHNHPELCN02_OLDD | HOUPARRHNHPELCE02_OLDD | HPELCE02 | HPELCN02 | PAR_OLDD | HPELCE02_HPELCN02 | 2 | 0 | 0.9 | Same
HOUPARRHNHPELCN02_OLDD_FHPELCE02_D50 | Residential heating technology - Heat pump, Air-to-air - single-family house - existing building - distributed MEAN level | HOUELC, HOUAMB | HOUPARRHN_OLDD_DMD | MKr20 | 2050 | 1.507 | 0.10688 | 0.17857 | [5 empty] | PAR | D | OLD | 5.6 |  | RHNHPELC | 3 | 0.5 | HOUPARRHNHPELCN02_OLDD_FHPELCE02 | 1 | HOUPARRHNHPELCN02_OLDD | HOUPARRHNHPELCE02_OLDD | HPELCE02 | HPELCN02 | PAR_OLDD | HPELCE02_HPELCN02 | 2 | 0 | 0.9 | Same
HOUPARRHNDIELCN06_OLDD_FHPELCE02_D50 | Residential heating technology - Electric heating - electric panel from Bauhaus - single-family house - new building - distributed MEAN level | HOUELC | HOUPARRHN_OLDD_DMD | MKr20 | 2020 | 0.605 | 0 | [6 empty] | PAR | D | OLD |  |  | RHNDIELC | 3 | 0.5 | HOUPARRHNDIELCN06_OLDD_FHPELCE02 | 1 | HOUPARRHNDIELCN06_OLDD | HOUPARRHNHPELCE02_OLDD | HPELCE02 | DIELCN06 | PAR_OLDD | HPELCE02_DIELCN06 | 5 | 0 | 1.1 | Unlikely
HOUPARRHNDIELCN06_OLDD_FHPELCE02_D50 | Residential heating technology - Electric heating - electric panel from Bauhaus - single-family house - new building - distributed MEAN level | HOUELC | HOUPARRHN_OLDD_DMD | MKr20 | 2025 | 0.605 | 0 | [6 empty] | PAR | D | OLD |  |  | RHNDIELC | 3 | 0.5 | HOUPARRHNDIELCN06_OLDD_FHPELCE02 | 1 | HOUPARRHNDIELCN06_OLDD | HOUPARRHNHPELCE02_OLDD | HPELCE02 | DIELCN06 | PAR_OLDD | HPELCE02_DIELCN06 | 5 | 0 | 1.1 | Unlikely
HOUPARRHNDIELCN06_OLDD_FHPELCE02_D50 | Residential heating technology - Electric heating - electric panel from Bauhaus - single-family house - new building - distributed MEAN level | HOUELC | HOUPARRHN_OLDD_DMD | MKr20 | 2030 | 0.605 | 0 | [6 empty] | PAR | D | OLD |  |  | RHNDIELC | 3 | 0.5 | HOUPARRHNDIELCN06_OLDD_FHPELCE02 | 1 | HOUPARRHNDIELCN06_OLDD | HOUPARRHNHPELCE02_OLDD | HPELCE02 | DIELCN06 | PAR_OLDD | HPELCE02_DIELCN06 | 5 | 0 | 1.1 | Unlikely
HOUPARRHNDIELCN06_OLDD_FHPELCE02_D50 | Residential heating technology - Electric heating - electric panel from Bauhaus - single-family house - new building - distributed MEAN level | HOUELC | HOUPARRHN_OLDD_DMD | MKr20 | 2040 | 0.605 | 0 | [6 empty] | PAR | D | OLD |  |  | RHNDIELC | 3 | 0.5 | HOUPARRHNDIELCN06_OLDD_FHPELCE02 | 1 | HOUPARRHNDIELCN06_OLDD | HOUPARRHNHPELCE02_OLDD | HPELCE02 | DIELCN06 | PAR_OLDD | HPELCE02_DIELCN06 | 5 | 0 | 1.1 | Unlikely
HOUPARRHNDIELCN06_OLDD_FHPELCE02_D50 | Residential heating technology - Electric heating - electric panel from Bauhaus - single-family house - new building - distributed MEAN level | HOUELC | HOUPARRHN_OLDD_DMD | MKr20 | 2050 | 0.605 | 0 | [6 empty] | PAR | D | OLD |  |  | RHNDIELC | 3 | 0.5 | HOUPARRHNDIELCN06_OLDD_FHPELCE02 | 1 | HOUPARRHNDIELCN06_OLDD | HOUPARRHNHPELCE02_OLDD | HPELCE02 | DIELCN06 | PAR_OLDD | HPELCE02_DIELCN06 | 5 | 0 | 1.1 | Unlikely
HOUPARRHNDIELCN01_OLDD_FHPELCE02_D50 | Residential heating technology - Electric heating - single-family house - new building - distributed MEAN level | HOUELC | HOUPARRHN_OLDD_DMD | MKr20 | 2020 | 7.3509 | 0.0596 | [6 empty] | PAR | D | OLD |  |  | RHNDIELC | 3 | 0.5 | HOUPARRHNDIELCN01_OLDD_FHPELCE02 | 1 | HOUPARRHNDIELCN01_OLDD | HOUPARRHNHPELCE02_OLDD | HPELCE02 | DIELCN01 | PAR_OLDD | HPELCE02_DIELCN01 | 5 | 0 | 1.1 | Unlikely
HOUPARRHNDIELCN01_OLDD_FHPELCE02_D50 | Residential heating technology - Electric heating - single-family house - new building - distributed MEAN level | HOUELC | HOUPARRHN_OLDD_DMD | MKr20 | 2025 | 7.169 | 0.0596 | [6 empty] | PAR | D | OLD |  |  | RHNDIELC | 3 | 0.5 | HOUPARRHNDIELCN01_OLDD_FHPELCE02 | 1 | HOUPARRHNDIELCN01_OLDD | HOUPARRHNHPELCE02_OLDD | HPELCE02 | DIELCN01 | PAR_OLDD | HPELCE02_DIELCN01 | 5 | 0 | 1.1 | Unlikely
HOUPARRHNDIELCN01_OLDD_FHPELCE02_D50 | Residential heating technology - Electric heating - single-family house - new building - distributed MEAN level | HOUELC | HOUPARRHN_OLDD_DMD | MKr20 | 2030 | 6.9915 | 0.057117 | [6 empty] | PAR | D | OLD |  |  | RHNDIELC | 3 | 0.5 | HOUPARRHNDIELCN01_OLDD_FHPELCE02 | 1 | HOUPARRHNDIELCN01_OLDD | HOUPARRHNHPELCE02_OLDD | HPELCE02 | DIELCN01 | PAR_OLDD | HPELCE02_DIELCN01 | 5 | 0 | 1.1 | Unlikely
HOUPARRHNDIELCN01_OLDD_FHPELCE02_D50 | Residential heating technology - Electric heating - single-family house - new building - distributed MEAN level | HOUELC | HOUPARRHN_OLDD_DMD | MKr20 | 2040 | 6.6497 | 0.054633 | [6 empty] | PAR | D | OLD |  |  | RHNDIELC | 3 | 0.5 | HOUPARRHNDIELCN01_OLDD_FHPELCE02 | 1 | HOUPARRHNDIELCN01_OLDD | HOUPARRHNHPELCE02_OLDD | HPELCE02 | DIELCN01 | PAR_OLDD | HPELCE02_DIELCN01 | 5 | 0 | 1.1 | Unlikely
HOUPARRHNDIELCN01_OLDD_FHPELCE02_D50 | Residential heating technology - Electric heating - single-family house - new building - distributed MEAN level | HOUELC | HOUPARRHN_OLDD_DMD | MKr20 | 2050 | 6.3246 | 0.05215 | [6 empty] | PAR | D | OLD |  |  | RHNDIELC | 3 | 0.5 | HOUPARRHNDIELCN01_OLDD_FHPELCE02 | 1 | HOUPARRHNDIELCN01_OLDD | HOUPARRHNHPELCE02_OLDD | HPELCE02 | DIELCN01 | PAR_OLDD | HPELCE02_DIELCN01 | 5 | 0 | 1.1 | Unlikely
HOUPARRHNBHWPEN01_OLDD_FHPELCE02_D50 | Residential heating technology - Biomass boiler, automatic stoking , wood pellets or wood chips - single-family house - existing building - distributed MEAN level | HOUWPE | HOUPARRHN_OLDD_DMD | MKr20 | 2020 | 5.1824 | 0.4181 |  | 25 | 14 | 70 | 2 | 4 | PAR | D | OLD |  |  | RHNBHWPE | 3 | 0.5 | HOUPARRHNBHWPEN01_OLDD_FHPELCE02 | 1 | HOUPARRHNBHWPEN01_OLDD | HOUPARRHNHPELCE02_OLDD | HPELCE02 | BHWPEN01 | PAR_OLDD | HPELCE02_BHWPEN01 | 5 | 0 | 1.1 | Unlikely
HOUPARRHNBHWPEN01_OLDD_FHPELCE02_D50 | Residential heating technology - Biomass boiler, automatic stoking , wood pellets or wood chips - single-family house - existing building - distributed MEAN level | HOUWPE | HOUPARRHN_OLDD_DMD | MKr20 | 2025 | 5.0541 | 0.41087 |  | 25 | 14 | 60 | 2 | 4 | PAR | D | OLD |  |  | RHNBHWPE | 3 | 0.5 | HOUPARRHNBHWPEN01_OLDD_FHPELCE02 | 1 | HOUPARRHNBHWPEN01_OLDD | HOUPARRHNHPELCE02_OLDD | HPELCE02 | BHWPEN01 | PAR_OLDD | HPELCE02_BHWPEN01 | 5 | 0 | 1.1 | Unlikely
HOUPARRHNBHWPEN01_OLDD_FHPELCE02_D50 | Residential heating technology - Biomass boiler, automatic stoking , wood pellets or wood chips - single-family house - existing building - distributed MEAN level | HOUWPE | HOUPARRHN_OLDD_DMD | MKr20 | 2030 | 4.929 | 0.40539 |  | 25 | 11 | 50 | 1 | 4 | PAR | D | OLD |  |  | RHNBHWPE | 3 | 0.5 | HOUPARRHNBHWPEN01_OLDD_FHPELCE02 | 1 | HOUPARRHNBHWPEN01_OLDD | HOUPARRHNHPELCE02_OLDD | HPELCE02 | BHWPEN01 | PAR_OLDD | HPELCE02_BHWPEN01 | 5 | 0 | 1.1 | Unlikely
HOUPARRHNBHWPEN01_OLDD_FHPELCE02_D50 | Residential heating technology - Biomass boiler, automatic stoking , wood pellets or wood chips - single-family house - existing building - distributed MEAN level | HOUWPE | HOUPARRHN_OLDD_DMD | MKr20 | 2040 | 4.688 | 0.38745 |  | 25 | 9 | 45 | 1 | 4 | PAR | D | OLD |  |  | RHNBHWPE | 3 | 0.5 | HOUPARRHNBHWPEN01_OLDD_FHPELCE02 | 1 | HOUPARRHNBHWPEN01_OLDD | HOUPARRHNHPELCE02_OLDD | HPELCE02 | BHWPEN01 | PAR_OLDD | HPELCE02_BHWPEN01 | 5 | 0 | 1.1 | Unlikely
HOUPARRHNBHWPEN01_OLDD_FHPELCE02_D50 | Residential heating technology - Biomass boiler, automatic stoking , wood pellets or wood chips - single-family house - existing building - distributed MEAN level | HOUWPE | HOUPARRHN_OLDD_DMD | MKr20 | 2050 | 5.5736 | 0.46288 |  | 25 | 9 | 40 | 0 | 4 | PAR | D | OLD |  |  | RHNBHWPE | 3 | 0.5 | HOUPARRHNBHWPEN01_OLDD_FHPELCE02 | 1 | HOUPARRHNBHWPEN01_OLDD | HOUPARRHNHPELCE02_OLDD | HPELCE02 | BHWPEN01 | PAR_OLDD | HPELCE02_BHWPEN01 | 5 | 0 | 1.1 | Unlikely
HOUPARRHNBHDHDN03_OLDD_FHPELCE02_D50 | Residential heating technology - Direct district heating substation - plus connection pipe - single-family house - existing building - distributed MEAN level | HOUDHD | HOUPARRHN_OLDD_DMD | MKr20 | 2020 | 3.5307 | 0.030272 | [6 empty] | PAR | D | OLD |  |  | RHNBHDHD | 3 | 0.5 | HOUPARRHNBHDHDN03_OLDD_FHPELCE02 | 1 | HOUPARRHNBHDHDN03_OLDD | HOUPARRHNHPELCE02_OLDD | HPELCE02 | BHDHDN03 | PAR_OLDD | HPELCE02_BHDHDN03 | 5 | 0 | 1.1 | Unlikely
HOUPARRHNBHDHDN03_OLDD_FHPELCE02_D50 | Residential heating technology - Direct district heating substation - plus connection pipe - single-family house - existing building - distributed MEAN level | HOUDHD | HOUPARRHN_OLDD_DMD | MKr20 | 2025 | 3.4897 | 0.030048 | [6 empty] | PAR | D | OLD |  |  | RHNBHDHD | 3 | 0.5 | HOUPARRHNBHDHDN03_OLDD_FHPELCE02 | 1 | HOUPARRHNBHDHDN03_OLDD | HOUPARRHNHPELCE02_OLDD | HPELCE02 | BHDHDN03 | PAR_OLDD | HPELCE02_BHDHDN03 | 5 | 0 | 1.1 | Unlikely
HOUPARRHNBHDHDN03_OLDD_FHPELCE02_D50 | Residential heating technology - Direct district heating substation - plus connection pipe - single-family house - existing building - distributed MEAN level | HOUDHD | HOUPARRHN_OLDD_DMD | MKr20 | 2030 | 3.4556 | 0.029511 | [6 empty] | PAR | D | OLD |  |  | RHNBHDHD | 3 | 0.5 | HOUPARRHNBHDHDN03_OLDD_FHPELCE02 | 1 | HOUPARRHNBHDHDN03_OLDD | HOUPARRHNHPELCE02_OLDD | HPELCE02 | BHDHDN03 | PAR_OLDD | HPELCE02_BHDHDN03 | 5 | 0 | 1.1 | Unlikely
HOUPARRHNBHDHDN03_OLDD_FHPELCE02_D50 | Residential heating technology - Direct district heating substation - plus connection pipe - single-family house - existing building - distributed MEAN level | HOUDHD | HOUPARRHN_OLDD_DMD | MKr20 | 2040 | 3.3941 | 0.02824 | [6 empty] | PAR | D | OLD |  |  | RHNBHDHD | 3 | 0.5 | HOUPARRHNBHDHDN03_OLDD_FHPELCE02 | 1 | HOUPARRHNBHDHDN03_OLDD | HOUPARRHNHPELCE02_OLDD | HPELCE02 | BHDHDN03 | PAR_OLDD | HPELCE02_BHDHDN03 | 5 | 0 | 1.1 | Unlikely
HOUPARRHNBHDHDN03_OLDD_FHPELCE02_D50 | Residential heating technology - Direct district heating substation - plus connection pipe - single-family house - existing building - distributed MEAN level | HOUDHD | HOUPARRHN_OLDD_DMD | MKr20 | 2050 | 3.3258 | 0.026392 | [6 empty] | PAR | D | OLD |  |  | RHNBHDHD | 3 | 0.5 | HOUPARRHNBHDHDN03_OLDD_FHPELCE02 | 1 | HOUPARRHNBHDHDN03_OLDD | HOUPARRHNHPELCE02_OLDD | HPELCE02 | BHDHDN03 | PAR_OLDD | HPELCE02_BHDHDN03 | 5 | 0 | 1.1 | Unlikely
HOUPARRHNHPELCN07_OLDI_FHPELCE02_D50 | Residential heating technology - Heat pump, Air-to-water, low-price product - single-family house - existing building - distributed MEAN level | HOUELC, HOUAMB | HOUPARRHN_OLDI_DMD | MKr20 | 2020 | 10.0634 | 0.38286 | 0.33333 | [5 empty] | PAR | I | OLD | 3 |  | RHNHPELC | 3 | 0.5 | HOUPARRHNHPELCN07_OLDI_FHPELCE02 | 1 | HOUPARRHNHPELCN07_OLDI | HOUPARRHNHPELCE02_OLDI | HPELCE02 | HPELCN07 | PAR_OLDI | HPELCE02_HPELCN07 | 5 | 0 | 1.1 | Unlikely
HOUPARRHNHPELCN07_OLDI_FHPELCE02_D50 | Residential heating technology - Heat pump, Air-to-water, low-price product - single-family house - existing building - distributed MEAN level | HOUELC, HOUAMB | HOUPARRHN_OLDI_DMD | MKr20 | 2025 | 9.2062 | 0.29365 | 0.31746 | [5 empty] | PAR | I | OLD | 3.15 |  | RHNHPELC | 3 | 0.5 | HOUPARRHNHPELCN07_OLDI_FHPELCE02 | 1 | HOUPARRHNHPELCN07_OLDI | HOUPARRHNHPELCE02_OLDI | HPELCE02 | HPELCN07 | PAR_OLDI | HPELCE02_HPELCN07 | 5 | 0 | 1.1 | Unlikely
HOUPARRHNHPELCN07_OLDI_FHPELCE02_D50 | Residential heating technology - Heat pump, Air-to-water, low-price product - single-family house - existing building - distributed MEAN level | HOUELC, HOUAMB | HOUPARRHN_OLDI_DMD | MKr20 | 2030 | 8.349 | 0.29016 | 0.30303 | [5 empty] | PAR | I | OLD | 3.3 |  | RHNHPELC | 3 | 0.5 | HOUPARRHNHPELCN07_OLDI_FHPELCE02 | 1 | HOUPARRHNHPELCN07_OLDI | HOUPARRHNHPELCE02_OLDI | HPELCE02 | HPELCN07 | PAR_OLDI | HPELCE02_HPELCN07 | 5 | 0 | 1.1 | Unlikely
HOUPARRHNHPELCN07_OLDI_FHPELCE02_D50 | Residential heating technology - Heat pump, Air-to-water, low-price product - single-family house - existing building - distributed MEAN level | HOUELC, HOUAMB | HOUPARRHN_OLDI_DMD | MKr20 | 2040 | 7.666 | 0.28368 | 0.28986 | [5 empty] | PAR | I | OLD | 3.45 |  | RHNHPELC | 3 | 0.5 | HOUPARRHNHPELCN07_OLDI_FHPELCE02 | 1 | HOUPARRHNHPELCN07_OLDI | HOUPARRHNHPELCE02_OLDI | HPELCE02 | HPELCN07 | PAR_OLDI | HPELCE02_HPELCN07 | 5 | 0 | 1.1 | Unlikely
HOUPARRHNHPELCN07_OLDI_FHPELCE02_D50 | Residential heating technology - Heat pump, Air-to-water, low-price product - single-family house - existing building - distributed MEAN level | HOUELC, HOUAMB | HOUPARRHN_OLDI_DMD | MKr20 | 2050 | 6.983 | 0.2772 | 0.28169 | [5 empty] | PAR | I | OLD | 3.55 |  | RHNHPELC | 3 | 0.5 | HOUPARRHNHPELCN07_OLDI_FHPELCE02 | 1 | HOUPARRHNHPELCN07_OLDI | HOUPARRHNHPELCE02_OLDI | HPELCE02 | HPELCN07 | PAR_OLDI | HPELCE02_HPELCN07 | 5 | 0 | 1.1 | Unlikely
HOUPARRHNHPELCN05_OLDI_FHPELCE02_D50 | Residential heating technology - Heat pump, Air-to-water - leasing - single-family house - existing building - distributed MEAN level | HOUELC, HOUAMB | HOUPARRHN_OLDI_DMD | MKr20 | 2020 | 6.4114 | 1.06 | 0.31746 | [5 empty] | PAR | I | OLD | 3.15 |  | RHNHPELC | 3 | 0.5 | HOUPARRHNHPELCN05_OLDI_FHPELCE02 | 1 | HOUPARRHNHPELCN05_OLDI | HOUPARRHNHPELCE02_OLDI | HPELCE02 | HPELCN05 | PAR_OLDI | HPELCE02_HPELCN05 | 5 | 0 | 1.1 | Unlikely
HOUPARRHNHPELCN05_OLDI_FHPELCE02_D50 | Residential heating technology - Heat pump, Air-to-water - leasing - single-family house - existing building - distributed MEAN level | HOUELC, HOUAMB | HOUPARRHN_OLDI_DMD | MKr20 | 2025 | 5.9138 | 0.91425 | 0.30303 | [5 empty] | PAR | I | OLD | 3.3 |  | RHNHPELC | 3 | 0.5 | HOUPARRHNHPELCN05_OLDI_FHPELCE02 | 1 | HOUPARRHNHPELCN05_OLDI | HOUPARRHNHPELCE02_OLDI | HPELCE02 | HPELCN05 | PAR_OLDI | HPELCE02_HPELCN05 | 5 | 0 | 1.1 | Unlikely
HOUPARRHNHPELCN05_OLDI_FHPELCE02_D50 | Residential heating technology - Heat pump, Air-to-water - leasing - single-family house - existing building - distributed MEAN level | HOUELC, HOUAMB | HOUPARRHN_OLDI_DMD | MKr20 | 2030 | 5.4162 | 0.85421 | 0.28986 | [5 empty] | PAR | I | OLD | 3.45 |  | RHNHPELC | 3 | 0.5 | HOUPARRHNHPELCN05_OLDI_FHPELCE02 | 1 | HOUPARRHNHPELCN05_OLDI | HOUPARRHNHPELCE02_OLDI | HPELCE02 | HPELCN05 | PAR_OLDI | HPELCE02_HPELCN05 | 5 | 0 | 1.1 | Unlikely
HOUPARRHNHPELCN05_OLDI_FHPELCE02_D50 | Residential heating technology - Heat pump, Air-to-water - leasing - single-family house - existing building - distributed MEAN level | HOUELC, HOUAMB | HOUPARRHN_OLDI_DMD | MKr20 | 2040 | 5.0127 | 0.80187 | 0.27778 | [5 empty] | PAR | I | OLD | 3.6 |  | RHNHPELC | 3 | 0.5 | HOUPARRHNHPELCN05_OLDI_FHPELCE02 | 1 | HOUPARRHNHPELCN05_OLDI | HOUPARRHNHPELCE02_OLDI | HPELCE02 | HPELCN05 | PAR_OLDI | HPELCE02_HPELCN05 | 5 | 0 | 1.1 | Unlikely
HOUPARRHNHPELCN05_OLDI_FHPELCE02_D50 | Residential heating technology - Heat pump, Air-to-water - leasing - single-family house - existing building - distributed MEAN level | HOUELC, HOUAMB | HOUPARRHN_OLDI_DMD | MKr20 | 2050 | 4.6091 | 0.74953 | 0.27027 | [5 empty] | PAR | I | OLD | 3.7 |  | RHNHPELC | 3 | 0.5 | HOUPARRHNHPELCN05_OLDI_FHPELCE02 | 1 | HOUPARRHNHPELCN05_OLDI | HOUPARRHNHPELCE02_OLDI | HPELCE02 | HPELCN05 | PAR_OLDI | HPELCE02_HPELCN05 | 5 | 0 | 1.1 | Unlikely
HOUPARRHNHPELCN04_OLDI_FHPELCE02_D50 | Residential heating technology - Heat pump, Ground source - single-family house - existing building - distributed MEAN level | HOUELC, HOUAMB | HOUPARRHN_OLDI_DMD | MKr20 | 2020 | 15.4381 | 0.30571 | 0.28986 | [5 empty] | PAR | I | OLD | 3.45 |  | RHNHPELC | 3 | 0.5 | HOUPARRHNHPELCN04_OLDI_FHPELCE02 | 1 | HOUPARRHNHPELCN04_OLDI | HOUPARRHNHPELCE02_OLDI | HPELCE02 | HPELCN04 | PAR_OLDI | HPELCE02_HPELCN04 | 6 | 0 | 1 | New
HOUPARRHNHPELCN04_OLDI_FHPELCE02_D50 | Residential heating technology - Heat pump, Ground source - single-family house - existing building - distributed MEAN level | HOUELC, HOUAMB | HOUPARRHN_OLDI_DMD | MKr20 | 2025 | 14.6662 | 0.21651 | 0.28169 | [5 empty] | PAR | I | OLD | 3.55 |  | RHNHPELC | 3 | 0.5 | HOUPARRHNHPELCN04_OLDI_FHPELCE02 | 1 | HOUPARRHNHPELCN04_OLDI | HOUPARRHNHPELCE02_OLDI | HPELCE02 | HPELCN04 | PAR_OLDI | HPELCE02_HPELCN04 | 6 | 0 | 1 | New
HOUPARRHNHPELCN04_OLDI_FHPELCE02_D50 | Residential heating technology - Heat pump, Ground source - single-family house - existing building - distributed MEAN level | HOUELC, HOUAMB | HOUPARRHN_OLDI_DMD | MKr20 | 2030 | 13.8943 | 0.21302 | 0.27397 | [5 empty] | PAR | I | OLD | 3.65 |  | RHNHPELC | 3 | 0.5 | HOUPARRHNHPELCN04_OLDI_FHPELCE02 | 1 | HOUPARRHNHPELCN04_OLDI | HOUPARRHNHPELCE02_OLDI | HPELCE02 | HPELCN04 | PAR_OLDI | HPELCE02_HPELCN04 | 6 | 0 | 1 | New
HOUPARRHNHPELCN04_OLDI_FHPELCE02_D50 | Residential heating technology - Heat pump, Ground source - single-family house - existing building - distributed MEAN level | HOUELC, HOUAMB | HOUPARRHN_OLDI_DMD | MKr20 | 2040 | 13.1996 | 0.20654 | 0.26316 | [5 empty] | PAR | I | OLD | 3.8 |  | RHNHPELC | 3 | 0.5 | HOUPARRHNHPELCN04_OLDI_FHPELCE02 | 1 | HOUPARRHNHPELCN04_OLDI | HOUPARRHNHPELCE02_OLDI | HPELCE02 | HPELCN04 | PAR_OLDI | HPELCE02_HPELCN04 | 6 | 0 | 1 | New
HOUPARRHNHPELCN04_OLDI_FHPELCE02_D50 | Residential heating technology - Heat pump, Ground source - single-family house - existing building - distributed MEAN level | HOUELC, HOUAMB | HOUPARRHN_OLDI_DMD | MKr20 | 2050 | 12.5049 | 0.20005 | 0.25974 | [5 empty] | PAR | I | OLD | 3.85 |  | RHNHPELC | 3 | 0.5 | HOUPARRHNHPELCN04_OLDI_FHPELCE02 | 1 | HOUPARRHNHPELCN04_OLDI | HOUPARRHNHPELCE02_OLDI | HPELCE02 | HPELCN04 | PAR_OLDI | HPELCE02_HPELCN04 | 6 | 0 | 1 | New
HOUPARRHNHPELCN03_OLDI_FHPELCE02_D50 | Residential heating technology - Heat pump, Air-to-water - single-family house - existing building - distributed MEAN level | HOUELC, HOUAMB | HOUPARRHN_OLDI_DMD | MKr20 | 2020 | 11.6571 | 0.33143 | 0.31746 | [5 empty] | PAR | I | OLD | 3.15 |  | RHNHPELC | 3 | 0.5 | HOUPARRHNHPELCN03_OLDI_FHPELCE02 | 1 | HOUPARRHNHPELCN03_OLDI | HOUPARRHNHPELCE02_OLDI | HPELCE02 | HPELCN03 | PAR_OLDI | HPELCE02_HPELCN03 | 6 | 0 | 1 | New
HOUPARRHNHPELCN03_OLDI_FHPELCE02_D50 | Residential heating technology - Heat pump, Air-to-water - single-family house - existing building - distributed MEAN level | HOUELC, HOUAMB | HOUPARRHN_OLDI_DMD | MKr20 | 2025 | 10.7524 | 0.24222 | 0.30303 | [5 empty] | PAR | I | OLD | 3.3 |  | RHNHPELC | 3 | 0.5 | HOUPARRHNHPELCN03_OLDI_FHPELCE02 | 1 | HOUPARRHNHPELCN03_OLDI | HOUPARRHNHPELCE02_OLDI | HPELCE02 | HPELCN03 | PAR_OLDI | HPELCE02_HPELCN03 | 6 | 0 | 1 | New
HOUPARRHNHPELCN03_OLDI_FHPELCE02_D50 | Residential heating technology - Heat pump, Air-to-water - single-family house - existing building - distributed MEAN level | HOUELC, HOUAMB | HOUPARRHN_OLDI_DMD | MKr20 | 2030 | 9.8477 | 0.23873 | 0.28986 | [5 empty] | PAR | I | OLD | 3.45 |  | RHNHPELC | 3 | 0.5 | HOUPARRHNHPELCN03_OLDI_FHPELCE02 | 1 | HOUPARRHNHPELCN03_OLDI | HOUPARRHNHPELCE02_OLDI | HPELCE02 | HPELCN03 | PAR_OLDI | HPELCE02_HPELCN03 | 6 | 0 | 1 | New
HOUPARRHNHPELCN03_OLDI_FHPELCE02_D50 | Residential heating technology - Heat pump, Air-to-water - single-family house - existing building - distributed MEAN level | HOUELC, HOUAMB | HOUPARRHN_OLDI_DMD | MKr20 | 2040 | 9.1139 | 0.23225 | 0.27778 | [5 empty] | PAR | I | OLD | 3.6 |  | RHNHPELC | 3 | 0.5 | HOUPARRHNHPELCN03_OLDI_FHPELCE02 | 1 | HOUPARRHNHPELCN03_OLDI | HOUPARRHNHPELCE02_OLDI | HPELCE02 | HPELCN03 | PAR_OLDI | HPELCE02_HPELCN03 | 6 | 0 | 1 | New
HOUPARRHNHPELCN03_OLDI_FHPELCE02_D50 | Residential heating technology - Heat pump, Air-to-water - single-family house - existing building - distributed MEAN level | HOUELC, HOUAMB | HOUPARRHN_OLDI_DMD | MKr20 | 2050 | 8.3802 | 0.22577 | 0.27027 | [5 empty] | PAR | I | OLD | 3.7 |  | RHNHPELC | 3 | 0.5 | HOUPARRHNHPELCN03_OLDI_FHPELCE02 | 1 | HOUPARRHNHPELCN03_OLDI | HOUPARRHNHPELCE02_OLDI | HPELCE02 | HPELCN03 | PAR_OLDI | HPELCE02_HPELCN03 | 6 | 0 | 1 | New
HOUPARRHNHPELCN02_OLDI_FHPELCE02_D50 | Residential heating technology - Heat pump, Air-to-air - single-family house - existing building - distributed MEAN level | HOUELC, HOUAMB | HOUPARRHN_OLDI_DMD | MKr20 | 2020 | 1.7515 | 0.17231 | 0.20619 | [5 empty] | PAR | I | OLD | 4.85 |  | RHNHPELC | 3 | 0.5 | HOUPARRHNHPELCN02_OLDI_FHPELCE02 | 1 | HOUPARRHNHPELCN02_OLDI | HOUPARRHNHPELCE02_OLDI | HPELCE02 | HPELCN02 | PAR_OLDI | HPELCE02_HPELCN02 | 2 | 0 | 0.9 | Same
HOUPARRHNHPELCN02_OLDI_FHPELCE02_D50 | Residential heating technology - Heat pump, Air-to-air - single-family house - existing building - distributed MEAN level | HOUELC, HOUAMB | HOUPARRHN_OLDI_DMD | MKr20 | 2025 | 1.7087 | 0.11707 | 0.19608 | [5 empty] | PAR | I | OLD | 5.1 |  | RHNHPELC | 3 | 0.5 | HOUPARRHNHPELCN02_OLDI_FHPELCE02 | 1 | HOUPARRHNHPELCN02_OLDI | HOUPARRHNHPELCE02_OLDI | HPELCE02 | HPELCN02 | PAR_OLDI | HPELCE02_HPELCN02 | 2 | 0 | 0.9 | Same
HOUPARRHNHPELCN02_OLDI_FHPELCE02_D50 | Residential heating technology - Heat pump, Air-to-air - single-family house - existing building - distributed MEAN level | HOUELC, HOUAMB | HOUPARRHN_OLDI_DMD | MKr20 | 2030 | 1.6659 | 0.11491 | 0.18868 | [5 empty] | PAR | I | OLD | 5.3 |  | RHNHPELC | 3 | 0.5 | HOUPARRHNHPELCN02_OLDI_FHPELCE02 | 1 | HOUPARRHNHPELCN02_OLDI | HOUPARRHNHPELCE02_OLDI | HPELCE02 | HPELCN02 | PAR_OLDI | HPELCE02_HPELCN02 | 2 | 0 | 0.9 | Same
HOUPARRHNHPELCN02_OLDI_FHPELCE02_D50 | Residential heating technology - Heat pump, Air-to-air - single-family house - existing building - distributed MEAN level | HOUELC, HOUAMB | HOUPARRHN_OLDI_DMD | MKr20 | 2040 | 1.5865 | 0.11089 | 0.18182 | [5 empty] | PAR | I | OLD | 5.5 |  | RHNHPELC | 3 | 0.5 | HOUPARRHNHPELCN02_OLDI_FHPELCE02 | 1 | HOUPARRHNHPELCN02_OLDI | HOUPARRHNHPELCE02_OLDI | HPELCE02 | HPELCN02 | PAR_OLDI | HPELCE02_HPELCN02 | 2 | 0 | 0.9 | Same
HOUPARRHNHPELCN02_OLDI_FHPELCE02_D50 | Residential heating technology - Heat pump, Air-to-air - single-family house - existing building - distributed MEAN level | HOUELC, HOUAMB | HOUPARRHN_OLDI_DMD | MKr20 | 2050 | 1.507 | 0.10688 | 0.17857 | [5 empty] | PAR | I | OLD | 5.6 |  | RHNHPELC | 3 | 0.5 | HOUPARRHNHPELCN02_OLDI_FHPELCE02 | 1 | HOUPARRHNHPELCN02_OLDI | HOUPARRHNHPELCE02_OLDI | HPELCE02 | HPELCN02 | PAR_OLDI | HPELCE02_HPELCN02 | 2 | 0 | 0.9 | Same
HOUPARRHNDIELCN06_OLDI_FHPELCE02_D50 | Residential heating technology - Electric heating - electric panel from Bauhaus - single-family house - new building - distributed MEAN level | HOUELC | HOUPARRHN_OLDI_DMD | MKr20 | 2020 | 0.605 | 0 | [6 empty] | PAR | I | OLD |  |  | RHNDIELC | 3 | 0.5 | HOUPARRHNDIELCN06_OLDI_FHPELCE02 | 1 | HOUPARRHNDIELCN06_OLDI | HOUPARRHNHPELCE02_OLDI | HPELCE02 | DIELCN06 | PAR_OLDI | HPELCE02_DIELCN06 | 5 | 0 | 1.1 | Unlikely
HOUPARRHNDIELCN06_OLDI_FHPELCE02_D50 | Residential heating technology - Electric heating - electric panel from Bauhaus - single-family house - new building - distributed MEAN level | HOUELC | HOUPARRHN_OLDI_DMD | MKr20 | 2025 | 0.605 | 0 | [6 empty] | PAR | I | OLD |  |  | RHNDIELC | 3 | 0.5 | HOUPARRHNDIELCN06_OLDI_FHPELCE02 | 1 | HOUPARRHNDIELCN06_OLDI | HOUPARRHNHPELCE02_OLDI | HPELCE02 | DIELCN06 | PAR_OLDI | HPELCE02_DIELCN06 | 5 | 0 | 1.1 | Unlikely
HOUPARRHNDIELCN06_OLDI_FHPELCE02_D50 | Residential heating technology - Electric heating - electric panel from Bauhaus - single-family house - new building - distributed MEAN level | HOUELC | HOUPARRHN_OLDI_DMD | MKr20 | 2030 | 0.605 | 0 | [6 empty] | PAR | I | OLD |  |  | RHNDIELC | 3 | 0.5 | HOUPARRHNDIELCN06_OLDI_FHPELCE02 | 1 | HOUPARRHNDIELCN06_OLDI | HOUPARRHNHPELCE02_OLDI | HPELCE02 | DIELCN06 | PAR_OLDI | HPELCE02_DIELCN06 | 5 | 0 | 1.1 | Unlikely
HOUPARRHNDIELCN06_OLDI_FHPELCE02_D50 | Residential heating technology - Electric heating - electric panel from Bauhaus - single-family house - new building - distributed MEAN level | HOUELC | HOUPARRHN_OLDI_DMD | MKr20 | 2040 | 0.605 | 0 | [6 empty] | PAR | I | OLD |  |  | RHNDIELC | 3 | 0.5 | HOUPARRHNDIELCN06_OLDI_FHPELCE02 | 1 | HOUPARRHNDIELCN06_OLDI | HOUPARRHNHPELCE02_OLDI | HPELCE02 | DIELCN06 | PAR_OLDI | HPELCE02_DIELCN06 | 5 | 0 | 1.1 | Unlikely
HOUPARRHNDIELCN06_OLDI_FHPELCE02_D50 | Residential heating technology - Electric heating - electric panel from Bauhaus - single-family house - new building - distributed MEAN level | HOUELC | HOUPARRHN_OLDI_DMD | MKr20 | 2050 | 0.605 | 0 | [6 empty] | PAR | I | OLD |  |  | RHNDIELC | 3 | 0.5 | HOUPARRHNDIELCN06_OLDI_FHPELCE02 | 1 | HOUPARRHNDIELCN06_OLDI | HOUPARRHNHPELCE02_OLDI | HPELCE02 | DIELCN06 | PAR_OLDI | HPELCE02_DIELCN06 | 5 | 0 | 1.1 | Unlikely
HOUPARRHNDIELCN01_OLDI_FHPELCE02_D50 | Residential heating technology - Electric heating - single-family house - new building - distributed MEAN level | HOUELC | HOUPARRHN_OLDI_DMD | MKr20 | 2020 | 7.3509 | 0.0596 | [6 empty] | PAR | I | OLD |  |  | RHNDIELC | 3 | 0.5 | HOUPARRHNDIELCN01_OLDI_FHPELCE02 | 1 | HOUPARRHNDIELCN01_OLDI | HOUPARRHNHPELCE02_OLDI | HPELCE02 | DIELCN01 | PAR_OLDI | HPELCE02_DIELCN01 | 5 | 0 | 1.1 | Unlikely
HOUPARRHNDIELCN01_OLDI_FHPELCE02_D50 | Residential heating technology - Electric heating - single-family house - new building - distributed MEAN level | HOUELC | HOUPARRHN_OLDI_DMD | MKr20 | 2025 | 7.169 | 0.0596 | [6 empty] | PAR | I | OLD |  |  | RHNDIELC | 3 | 0.5 | HOUPARRHNDIELCN01_OLDI_FHPELCE02 | 1 | HOUPARRHNDIELCN01_OLDI | HOUPARRHNHPELCE02_OLDI | HPELCE02 | DIELCN01 | PAR_OLDI | HPELCE02_DIELCN01 | 5 | 0 | 1.1 | Unlikely
HOUPARRHNDIELCN01_OLDI_FHPELCE02_D50 | Residential heating technology - Electric heating - single-family house - new building - distributed MEAN level | HOUELC | HOUPARRHN_OLDI_DMD | MKr20 | 2030 | 6.9915 | 0.057117 | [6 empty] | PAR | I | OLD |  |  | RHNDIELC | 3 | 0.5 | HOUPARRHNDIELCN01_OLDI_FHPELCE02 | 1 | HOUPARRHNDIELCN01_OLDI | HOUPARRHNHPELCE02_OLDI | HPELCE02 | DIELCN01 | PAR_OLDI | HPELCE02_DIELCN01 | 5 | 0 | 1.1 | Unlikely
HOUPARRHNDIELCN01_OLDI_FHPELCE02_D50 | Residential heating technology - Electric heating - single-family house - new building - distributed MEAN level | HOUELC | HOUPARRHN_OLDI_DMD | MKr20 | 2040 | 6.6497 | 0.054633 | [6 empty] | PAR | I | OLD |  |  | RHNDIELC | 3 | 0.5 | HOUPARRHNDIELCN01_OLDI_FHPELCE02 | 1 | HOUPARRHNDIELCN01_OLDI | HOUPARRHNHPELCE02_OLDI | HPELCE02 | DIELCN01 | PAR_OLDI | HPELCE02_DIELCN01 | 5 | 0 | 1.1 | Unlikely
HOUPARRHNDIELCN01_OLDI_FHPELCE02_D50 | Residential heating technology - Electric heating - single-family house - new building - distributed MEAN level | HOUELC | HOUPARRHN_OLDI_DMD | MKr20 | 2050 | 6.3246 | 0.05215 | [6 empty] | PAR | I | OLD |  |  | RHNDIELC | 3 | 0.5 | HOUPARRHNDIELCN01_OLDI_FHPELCE02 | 1 | HOUPARRHNDIELCN01_OLDI | HOUPARRHNHPELCE02_OLDI | HPELCE02 | DIELCN01 | PAR_OLDI | HPELCE02_DIELCN01 | 5 | 0 | 1.1 | Unlikely
HOUPARRHNBHWPEN01_OLDI_FHPELCE02_D50 | Residential heating technology - Biomass boiler, automatic stoking , wood pellets or wood chips - single-family house - existing building - distributed MEAN level | HOUWPE | HOUPARRHN_OLDI_DMD | MKr20 | 2020 | 3.9865 | 0.27873 |  | 25 | 14 | 70 | 2 | 4 | PAR | I | OLD |  |  | RHNBHWPE | 3 | 0.5 | HOUPARRHNBHWPEN01_OLDI_FHPELCE02 | 1 | HOUPARRHNBHWPEN01_OLDI | HOUPARRHNHPELCE02_OLDI | HPELCE02 | BHWPEN01 | PAR_OLDI | HPELCE02_BHWPEN01 | 5 | 0 | 1.1 | Unlikely
HOUPARRHNBHWPEN01_OLDI_FHPELCE02_D50 | Residential heating technology - Biomass boiler, automatic stoking , wood pellets or wood chips - single-family house - existing building - distributed MEAN level | HOUWPE | HOUPARRHN_OLDI_DMD | MKr20 | 2025 | 3.8878 | 0.27391 |  | 25 | 14 | 60 | 2 | 4 | PAR | I | OLD |  |  | RHNBHWPE | 3 | 0.5 | HOUPARRHNBHWPEN01_OLDI_FHPELCE02 | 1 | HOUPARRHNBHWPEN01_OLDI | HOUPARRHNHPELCE02_OLDI | HPELCE02 | BHWPEN01 | PAR_OLDI | HPELCE02_BHWPEN01 | 5 | 0 | 1.1 | Unlikely
HOUPARRHNBHWPEN01_OLDI_FHPELCE02_D50 | Residential heating technology - Biomass boiler, automatic stoking , wood pellets or wood chips - single-family house - existing building - distributed MEAN level | HOUWPE | HOUPARRHN_OLDI_DMD | MKr20 | 2030 | 3.7916 | 0.27026 |  | 25 | 11 | 50 | 1 | 4 | PAR | I | OLD |  |  | RHNBHWPE | 3 | 0.5 | HOUPARRHNBHWPEN01_OLDI_FHPELCE02 | 1 | HOUPARRHNBHWPEN01_OLDI | HOUPARRHNHPELCE02_OLDI | HPELCE02 | BHWPEN01 | PAR_OLDI | HPELCE02_BHWPEN01 | 5 | 0 | 1.1 | Unlikely
HOUPARRHNBHWPEN01_OLDI_FHPELCE02_D50 | Residential heating technology - Biomass boiler, automatic stoking , wood pellets or wood chips - single-family house - existing building - distributed MEAN level | HOUWPE | HOUPARRHN_OLDI_DMD | MKr20 | 2040 | 3.6062 | 0.2583 |  | 25 | 9 | 45 | 1 | 4 | PAR | I | OLD |  |  | RHNBHWPE | 3 | 0.5 | HOUPARRHNBHWPEN01_OLDI_FHPELCE02 | 1 | HOUPARRHNBHWPEN01_OLDI | HOUPARRHNHPELCE02_OLDI | HPELCE02 | BHWPEN01 | PAR_OLDI | HPELCE02_BHWPEN01 | 5 | 0 | 1.1 | Unlikely
HOUPARRHNBHWPEN01_OLDI_FHPELCE02_D50 | Residential heating technology - Biomass boiler, automatic stoking , wood pellets or wood chips - single-family house - existing building - distributed MEAN level | HOUWPE | HOUPARRHN_OLDI_DMD | MKr20 | 2050 | 4.2874 | 0.30858 |  | 25 | 9 | 40 | 0 | 4 | PAR | I | OLD |  |  | RHNBHWPE | 3 | 0.5 | HOUPARRHNBHWPEN01_OLDI_FHPELCE02 | 1 | HOUPARRHNBHWPEN01_OLDI | HOUPARRHNHPELCE02_OLDI | HPELCE02 | BHWPEN01 | PAR_OLDI | HPELCE02_BHWPEN01 | 5 | 0 | 1.1 | Unlikely
HOUPARRHNBHDHDN09_OLDI_FHPELCE02_D50 | Residential heating technology - Direct district heating substation - plus connection pipe - plus distribution (heating density: low ) - single-family house - existing building - distributed MEAN level | HOUDHD | HOUPARRHN_OLDI_DMD | MKr20 | 2020 | 11.5057 | 0.030272 | [6 empty] | PAR | I | OLD |  |  | RHNBHDHD | 3 | 0.5 | HOUPARRHNBHDHDN09_OLDI_FHPELCE02 | 1 | HOUPARRHNBHDHDN09_OLDI | HOUPARRHNHPELCE02_OLDI | HPELCE02 | BHDHDN09 | PAR_OLDI | HPELCE02_BHDHDN09 | 5 | 0 | 1.1 | Unlikely
HOUPARRHNBHDHDN09_OLDI_FHPELCE02_D50 | Residential heating technology - Direct district heating substation - plus connection pipe - plus distribution (heating density: low ) - single-family house - existing building - distributed MEAN level | HOUDHD | HOUPARRHN_OLDI_DMD | MKr20 | 2025 | 11.4647 | 0.030048 | [6 empty] | PAR | I | OLD |  |  | RHNBHDHD | 3 | 0.5 | HOUPARRHNBHDHDN09_OLDI_FHPELCE02 | 1 | HOUPARRHNBHDHDN09_OLDI | HOUPARRHNHPELCE02_OLDI | HPELCE02 | BHDHDN09 | PAR_OLDI | HPELCE02_BHDHDN09 | 5 | 0 | 1.1 | Unlikely
HOUPARRHNBHDHDN09_OLDI_FHPELCE02_D50 | Residential heating technology - Direct district heating substation - plus connection pipe - plus distribution (heating density: low ) - single-family house - existing building - distributed MEAN level | HOUDHD | HOUPARRHN_OLDI_DMD | MKr20 | 2030 | 11.4306 | 0.029511 | [6 empty] | PAR | I | OLD |  |  | RHNBHDHD | 3 | 0.5 | HOUPARRHNBHDHDN09_OLDI_FHPELCE02 | 1 | HOUPARRHNBHDHDN09_OLDI | HOUPARRHNHPELCE02_OLDI | HPELCE02 | BHDHDN09 | PAR_OLDI | HPELCE02_BHDHDN09 | 5 | 0 | 1.1 | Unlikely
HOUPARRHNBHDHDN09_OLDI_FHPELCE02_D50 | Residential heating technology - Direct district heating substation - plus connection pipe - plus distribution (heating density: low ) - single-family house - existing building - distributed MEAN level | HOUDHD | HOUPARRHN_OLDI_DMD | MKr20 | 2040 | 11.3691 | 0.02824 | [6 empty] | PAR | I | OLD |  |  | RHNBHDHD | 3 | 0.5 | HOUPARRHNBHDHDN09_OLDI_FHPELCE02 | 1 | HOUPARRHNBHDHDN09_OLDI | HOUPARRHNHPELCE02_OLDI | HPELCE02 | BHDHDN09 | PAR_OLDI | HPELCE02_BHDHDN09 | 5 | 0 | 1.1 | Unlikely
HOUPARRHNBHDHDN09_OLDI_FHPELCE02_D50 | Residential heating technology - Direct district heating substation - plus connection pipe - plus distribution (heating density: low ) - single-family house - existing building - distributed MEAN level | HOUDHD | HOUPARRHN_OLDI_DMD | MKr20 | 2050 | 11.3008 | 0.026392 | [6 empty] | PAR | I | OLD |  |  | RHNBHDHD | 3 | 0.5 | HOUPARRHNBHDHDN09_OLDI_FHPELCE02 | 1 | HOUPARRHNBHDHDN09_OLDI | HOUPARRHNHPELCE02_OLDI | HPELCE02 | BHDHDN09 | PAR_OLDI | HPELCE02_BHDHDN09 | 5 | 0 | 1.1 | Unlikely
HOUPARRHNBHDHDN07_OLDI_FHPELCE02_D50 | Residential heating technology - Direct district heating substation - plus connection pipe - plus distribution (heating density: medium ) - single-family house - existing building - distributed MEAN level | HOUDHD | HOUPARRHN_OLDI_DMD | MKr20 | 2020 | 4.6307 | 0.030272 | [6 empty] | PAR | I | OLD |  |  | RHNBHDHD | 3 | 0.5 | HOUPARRHNBHDHDN07_OLDI_FHPELCE02 | 1 | HOUPARRHNBHDHDN07_OLDI | HOUPARRHNHPELCE02_OLDI | HPELCE02 | BHDHDN07 | PAR_OLDI | HPELCE02_BHDHDN07 | 5 | 0 | 1.1 | Unlikely
HOUPARRHNBHDHDN07_OLDI_FHPELCE02_D50 | Residential heating technology - Direct district heating substation - plus connection pipe - plus distribution (heating density: medium ) - single-family house - existing building - distributed MEAN level | HOUDHD | HOUPARRHN_OLDI_DMD | MKr20 | 2025 | 4.5897 | 0.030048 | [6 empty] | PAR | I | OLD |  |  | RHNBHDHD | 3 | 0.5 | HOUPARRHNBHDHDN07_OLDI_FHPELCE02 | 1 | HOUPARRHNBHDHDN07_OLDI | HOUPARRHNHPELCE02_OLDI | HPELCE02 | BHDHDN07 | PAR_OLDI | HPELCE02_BHDHDN07 | 5 | 0 | 1.1 | Unlikely
HOUPARRHNBHDHDN07_OLDI_FHPELCE02_D50 | Residential heating technology - Direct district heating substation - plus connection pipe - plus distribution (heating density: medium ) - single-family house - existing building - distributed MEAN level | HOUDHD | HOUPARRHN_OLDI_DMD | MKr20 | 2030 | 4.5556 | 0.029511 | [6 empty] | PAR | I | OLD |  |  | RHNBHDHD | 3 | 0.5 | HOUPARRHNBHDHDN07_OLDI_FHPELCE02 | 1 | HOUPARRHNBHDHDN07_OLDI | HOUPARRHNHPELCE02_OLDI | HPELCE02 | BHDHDN07 | PAR_OLDI | HPELCE02_BHDHDN07 | 5 | 0 | 1.1 | Unlikely
HOUPARRHNBHDHDN07_OLDI_FHPELCE02_D50 | Residential heating technology - Direct district heating substation - plus connection pipe - plus distribution (heating density: medium ) - single-family house - existing building - distributed MEAN level | HOUDHD | HOUPARRHN_OLDI_DMD | MKr20 | 2040 | 4.4941 | 0.02824 | [6 empty] | PAR | I | OLD |  |  | RHNBHDHD | 3 | 0.5 | HOUPARRHNBHDHDN07_OLDI_FHPELCE02 | 1 | HOUPARRHNBHDHDN07_OLDI | HOUPARRHNHPELCE02_OLDI | HPELCE02 | BHDHDN07 | PAR_OLDI | HPELCE02_BHDHDN07 | 5 | 0 | 1.1 | Unlikely
HOUPARRHNBHDHDN07_OLDI_FHPELCE02_D50 | Residential heating technology - Direct district heating substation - plus connection pipe - plus distribution (heating density: medium ) - single-family house - existing building - distributed MEAN level | HOUDHD | HOUPARRHN_OLDI_DMD | MKr20 | 2050 | 4.4258 | 0.026392 | [6 empty] | PAR | I | OLD |  |  | RHNBHDHD | 3 | 0.5 | HOUPARRHNBHDHDN07_OLDI_FHPELCE02 | 1 | HOUPARRHNBHDHDN07_OLDI | HOUPARRHNHPELCE02_OLDI | HPELCE02 | BHDHDN07 | PAR_OLDI | HPELCE02_BHDHDN07 | 5 | 0 | 1.1 | Unlikely
HOUPARRHNBHDHDN05_OLDI_FHPELCE02_D50 | Residential heating technology - Direct district heating substation - plus connection pipe - plus distribution (heating density: high ) - single-family house - existing building - distributed MEAN level | HOUDHD | HOUPARRHN_OLDI_DMD | MKr20 | 2020 | 3.5307 | 0.030272 | [6 empty] | PAR | I | OLD |  |  | RHNBHDHD | 3 | 0.5 | HOUPARRHNBHDHDN05_OLDI_FHPELCE02 | 1 | HOUPARRHNBHDHDN05_OLDI | HOUPARRHNHPELCE02_OLDI | HPELCE02 | BHDHDN05 | PAR_OLDI | HPELCE02_BHDHDN05 | 5 | 0 | 1.1 | Unlikely
HOUPARRHNBHDHDN05_OLDI_FHPELCE02_D50 | Residential heating technology - Direct district heating substation - plus connection pipe - plus distribution (heating density: high ) - single-family house - existing building - distributed MEAN level | HOUDHD | HOUPARRHN_OLDI_DMD | MKr20 | 2025 | 3.4897 | 0.030048 | [6 empty] | PAR | I | OLD |  |  | RHNBHDHD | 3 | 0.5 | HOUPARRHNBHDHDN05_OLDI_FHPELCE02 | 1 | HOUPARRHNBHDHDN05_OLDI | HOUPARRHNHPELCE02_OLDI | HPELCE02 | BHDHDN05 | PAR_OLDI | HPELCE02_BHDHDN05 | 5 | 0 | 1.1 | Unlikely
HOUPARRHNBHDHDN05_OLDI_FHPELCE02_D50 | Residential heating technology - Direct district heating substation - plus connection pipe - plus distribution (heating density: high ) - single-family house - existing building - distributed MEAN level | HOUDHD | HOUPARRHN_OLDI_DMD | MKr20 | 2030 | 3.4556 | 0.029511 | [6 empty] | PAR | I | OLD |  |  | RHNBHDHD | 3 | 0.5 | HOUPARRHNBHDHDN05_OLDI_FHPELCE02 | 1 | HOUPARRHNBHDHDN05_OLDI | HOUPARRHNHPELCE02_OLDI | HPELCE02 | BHDHDN05 | PAR_OLDI | HPELCE02_BHDHDN05 | 5 | 0 | 1.1 | Unlikely
HOUPARRHNBHDHDN05_OLDI_FHPELCE02_D50 | Residential heating technology - Direct district heating substation - plus connection pipe - plus distribution (heating density: high ) - single-family house - existing building - distributed MEAN level | HOUDHD | HOUPARRHN_OLDI_DMD | MKr20 | 2040 | 3.3941 | 0.02824 | [6 empty] | PAR | I | OLD |  |  | RHNBHDHD | 3 | 0.5 | HOUPARRHNBHDHDN05_OLDI_FHPELCE02 | 1 | HOUPARRHNBHDHDN05_OLDI | HOUPARRHNHPELCE02_OLDI | HPELCE02 | BHDHDN05 | PAR_OLDI | HPELCE02_BHDHDN05 | 5 | 0 | 1.1 | Unlikely
HOUPARRHNBHDHDN05_OLDI_FHPELCE02_D50 | Residential heating technology - Direct district heating substation - plus connection pipe - plus distribution (heating density: high ) - single-family house - existing building - distributed MEAN level | HOUDHD | HOUPARRHN_OLDI_DMD | MKr20 | 2050 | 3.3258 | 0.026392 | [6 empty] | PAR | I | OLD |  |  | RHNBHDHD | 3 | 0.5 | HOUPARRHNBHDHDN05_OLDI_FHPELCE02 | 1 | HOUPARRHNBHDHDN05_OLDI | HOUPARRHNHPELCE02_OLDI | HPELCE02 | BHDHDN05 | PAR_OLDI | HPELCE02_BHDHDN05 | 5 | 0 | 1.1 | Unlikely
HOUPARRHNBHDHCN09_OLDI_FHPELCE02_D50 | Residential heating technology - Direct district heating substation - plus connection pipe - plus distribution (heating density: low ) - single-family house - existing building - distributed MEAN level | HOUDHC | HOUPARRHN_OLDI_DMD | MKr20 | 2020 | 11.5057 | 0.030272 | [6 empty] | PAR | I | OLD |  |  | RHNBHDHC | 3 | 0.5 | HOUPARRHNBHDHCN09_OLDI_FHPELCE02 | 1 | HOUPARRHNBHDHCN09_OLDI | HOUPARRHNHPELCE02_OLDI | HPELCE02 | BHDHCN09 | PAR_OLDI | HPELCE02_BHDHCN09 | 5 | 0 | 1.1 | Unlikely
HOUPARRHNBHDHCN09_OLDI_FHPELCE02_D50 | Residential heating technology - Direct district heating substation - plus connection pipe - plus distribution (heating density: low ) - single-family house - existing building - distributed MEAN level | HOUDHC | HOUPARRHN_OLDI_DMD | MKr20 | 2025 | 11.4647 | 0.030048 | [6 empty] | PAR | I | OLD |  |  | RHNBHDHC | 3 | 0.5 | HOUPARRHNBHDHCN09_OLDI_FHPELCE02 | 1 | HOUPARRHNBHDHCN09_OLDI | HOUPARRHNHPELCE02_OLDI | HPELCE02 | BHDHCN09 | PAR_OLDI | HPELCE02_BHDHCN09 | 5 | 0 | 1.1 | Unlikely
HOUPARRHNBHDHCN09_OLDI_FHPELCE02_D50 | Residential heating technology - Direct district heating substation - plus connection pipe - plus distribution (heating density: low ) - single-family house - existing building - distributed MEAN level | HOUDHC | HOUPARRHN_OLDI_DMD | MKr20 | 2030 | 11.4306 | 0.029511 | [6 empty] | PAR | I | OLD |  |  | RHNBHDHC | 3 | 0.5 | HOUPARRHNBHDHCN09_OLDI_FHPELCE02 | 1 | HOUPARRHNBHDHCN09_OLDI | HOUPARRHNHPELCE02_OLDI | HPELCE02 | BHDHCN09 | PAR_OLDI | HPELCE02_BHDHCN09 | 5 | 0 | 1.1 | Unlikely
HOUPARRHNBHDHCN09_OLDI_FHPELCE02_D50 | Residential heating technology - Direct district heating substation - plus connection pipe - plus distribution (heating density: low ) - single-family house - existing building - distributed MEAN level | HOUDHC | HOUPARRHN_OLDI_DMD | MKr20 | 2040 | 11.3691 | 0.02824 | [6 empty] | PAR | I | OLD |  |  | RHNBHDHC | 3 | 0.5 | HOUPARRHNBHDHCN09_OLDI_FHPELCE02 | 1 | HOUPARRHNBHDHCN09_OLDI | HOUPARRHNHPELCE02_OLDI | HPELCE02 | BHDHCN09 | PAR_OLDI | HPELCE02_BHDHCN09 | 5 | 0 | 1.1 | Unlikely
HOUPARRHNBHDHCN09_OLDI_FHPELCE02_D50 | Residential heating technology - Direct district heating substation - plus connection pipe - plus distribution (heating density: low ) - single-family house - existing building - distributed MEAN level | HOUDHC | HOUPARRHN_OLDI_DMD | MKr20 | 2050 | 11.3008 | 0.026392 | [6 empty] | PAR | I | OLD |  |  | RHNBHDHC | 3 | 0.5 | HOUPARRHNBHDHCN09_OLDI_FHPELCE02 | 1 | HOUPARRHNBHDHCN09_OLDI | HOUPARRHNHPELCE02_OLDI | HPELCE02 | BHDHCN09 | PAR_OLDI | HPELCE02_BHDHCN09 | 5 | 0 | 1.1 | Unlikely
HOUPARRHNBHDHCN07_OLDI_FHPELCE02_D50 | Residential heating technology - Direct district heating substation - plus connection pipe - plus distribution (heating density: medium ) - single-family house - existing building - distributed MEAN level | HOUDHC | HOUPARRHN_OLDI_DMD | MKr20 | 2020 | 4.6307 | 0.030272 | [6 empty] | PAR | I | OLD |  |  | RHNBHDHC | 3 | 0.5 | HOUPARRHNBHDHCN07_OLDI_FHPELCE02 | 1 | HOUPARRHNBHDHCN07_OLDI | HOUPARRHNHPELCE02_OLDI | HPELCE02 | BHDHCN07 | PAR_OLDI | HPELCE02_BHDHCN07 | 5 | 0 | 1.1 | Unlikely
HOUPARRHNBHDHCN07_OLDI_FHPELCE02_D50 | Residential heating technology - Direct district heating substation - plus connection pipe - plus distribution (heating density: medium ) - single-family house - existing building - distributed MEAN level | HOUDHC | HOUPARRHN_OLDI_DMD | MKr20 | 2025 | 4.5897 | 0.030048 | [6 empty] | PAR | I | OLD |  |  | RHNBHDHC | 3 | 0.5 | HOUPARRHNBHDHCN07_OLDI_FHPELCE02 | 1 | HOUPARRHNBHDHCN07_OLDI | HOUPARRHNHPELCE02_OLDI | HPELCE02 | BHDHCN07 | PAR_OLDI | HPELCE02_BHDHCN07 | 5 | 0 | 1.1 | Unlikely
HOUPARRHNBHDHCN07_OLDI_FHPELCE02_D50 | Residential heating technology - Direct district heating substation - plus connection pipe - plus distribution (heating density: medium ) - single-family house - existing building - distributed MEAN level | HOUDHC | HOUPARRHN_OLDI_DMD | MKr20 | 2030 | 4.5556 | 0.029511 | [6 empty] | PAR | I | OLD |  |  | RHNBHDHC | 3 | 0.5 | HOUPARRHNBHDHCN07_OLDI_FHPELCE02 | 1 | HOUPARRHNBHDHCN07_OLDI | HOUPARRHNHPELCE02_OLDI | HPELCE02 | BHDHCN07 | PAR_OLDI | HPELCE02_BHDHCN07 | 5 | 0 | 1.1 | Unlikely
HOUPARRHNBHDHCN07_OLDI_FHPELCE02_D50 | Residential heating technology - Direct district heating substation - plus connection pipe - plus distribution (heating density: medium ) - single-family house - existing building - distributed MEAN level | HOUDHC | HOUPARRHN_OLDI_DMD | MKr20 | 2040 | 4.4941 | 0.02824 | [6 empty] | PAR | I | OLD |  |  | RHNBHDHC | 3 | 0.5 | HOUPARRHNBHDHCN07_OLDI_FHPELCE02 | 1 | HOUPARRHNBHDHCN07_OLDI | HOUPARRHNHPELCE02_OLDI | HPELCE02 | BHDHCN07 | PAR_OLDI | HPELCE02_BHDHCN07 | 5 | 0 | 1.1 | Unlikely
HOUPARRHNBHDHCN07_OLDI_FHPELCE02_D50 | Residential heating technology - Direct district heating substation - plus connection pipe - plus distribution (heating density: medium ) - single-family house - existing building - distributed MEAN level | HOUDHC | HOUPARRHN_OLDI_DMD | MKr20 | 2050 | 4.4258 | 0.026392 | [6 empty] | PAR | I | OLD |  |  | RHNBHDHC | 3 | 0.5 | HOUPARRHNBHDHCN07_OLDI_FHPELCE02 | 1 | HOUPARRHNBHDHCN07_OLDI | HOUPARRHNHPELCE02_OLDI | HPELCE02 | BHDHCN07 | PAR_OLDI | HPELCE02_BHDHCN07 | 5 | 0 | 1.1 | Unlikely
HOUPARRHNBHDHCN05_OLDI_FHPELCE02_D50 | Residential heating technology - Direct district heating substation - plus connection pipe - plus distribution (heating density: high ) - single-family house - existing building - distributed MEAN level | HOUDHC | HOUPARRHN_OLDI_DMD | MKr20 | 2020 | 3.5307 | 0.030272 | [6 empty] | PAR | I | OLD |  |  | RHNBHDHC | 3 | 0.5 | HOUPARRHNBHDHCN05_OLDI_FHPELCE02 | 1 | HOUPARRHNBHDHCN05_OLDI | HOUPARRHNHPELCE02_OLDI | HPELCE02 | BHDHCN05 | PAR_OLDI | HPELCE02_BHDHCN05 | 5 | 0 | 1.1 | Unlikely
HOUPARRHNBHDHCN05_OLDI_FHPELCE02_D50 | Residential heating technology - Direct district heating substation - plus connection pipe - plus distribution (heating density: high ) - single-family house - existing building - distributed MEAN level | HOUDHC | HOUPARRHN_OLDI_DMD | MKr20 | 2025 | 3.4897 | 0.030048 | [6 empty] | PAR | I | OLD |  |  | RHNBHDHC | 3 | 0.5 | HOUPARRHNBHDHCN05_OLDI_FHPELCE02 | 1 | HOUPARRHNBHDHCN05_OLDI | HOUPARRHNHPELCE02_OLDI | HPELCE02 | BHDHCN05 | PAR_OLDI | HPELCE02_BHDHCN05 | 5 | 0 | 1.1 | Unlikely
HOUPARRHNBHDHCN05_OLDI_FHPELCE02_D50 | Residential heating technology - Direct district heating substation - plus connection pipe - plus distribution (heating density: high ) - single-family house - existing building - distributed MEAN level | HOUDHC | HOUPARRHN_OLDI_DMD | MKr20 | 2030 | 3.4556 | 0.029511 | [6 empty] | PAR | I | OLD |  |  | RHNBHDHC | 3 | 0.5 | HOUPARRHNBHDHCN05_OLDI_FHPELCE02 | 1 | HOUPARRHNBHDHCN05_OLDI | HOUPARRHNHPELCE02_OLDI | HPELCE02 | BHDHCN05 | PAR_OLDI | HPELCE02_BHDHCN05 | 5 | 0 | 1.1 | Unlikely
HOUPARRHNBHDHCN05_OLDI_FHPELCE02_D50 | Residential heating technology - Direct district heating substation - plus connection pipe - plus distribution (heating density: high ) - single-family house - existing building - distributed MEAN level | HOUDHC | HOUPARRHN_OLDI_DMD | MKr20 | 2040 | 3.3941 | 0.02824 | [6 empty] | PAR | I | OLD |  |  | RHNBHDHC | 3 | 0.5 | HOUPARRHNBHDHCN05_OLDI_FHPELCE02 | 1 | HOUPARRHNBHDHCN05_OLDI | HOUPARRHNHPELCE02_OLDI | HPELCE02 | BHDHCN05 | PAR_OLDI | HPELCE02_BHDHCN05 | 5 | 0 | 1.1 | Unlikely
HOUPARRHNBHDHCN05_OLDI_FHPELCE02_D50 | Residential heating technology - Direct district heating substation - plus connection pipe - plus distribution (heating density: high ) - single-family house - existing building - distributed MEAN level | HOUDHC | HOUPARRHN_OLDI_DMD | MKr20 | 2050 | 3.3258 | 0.026392 | [6 empty] | PAR | I | OLD |  |  | RHNBHDHC | 3 | 0.5 | HOUPARRHNBHDHCN05_OLDI_FHPELCE02 | 1 | HOUPARRHNBHDHCN05_OLDI | HOUPARRHNHPELCE02_OLDI | HPELCE02 | BHDHCN05 | PAR_OLDI | HPELCE02_BHDHCN05 | 5 | 0 | 1.1 | Unlikely
HOUPARRHNHPELCN07_OLDC_FHPELCE03_D50 | Residential heating technology - Heat pump, Air-to-water, low-price product - single-family house - existing building - distributed MEAN level | HOUELC, HOUAMB | HOUPARRHN_OLDC_DMD | MKr20 | 2020 | 8.2337 | 0.38286 | 0.33333 | [5 empty] | PAR | C | OLD | 3 |  | RHNHPELC | 3 | 0.5 | HOUPARRHNHPELCN07_OLDC_FHPELCE03 | 1 | HOUPARRHNHPELCN07_OLDC | HOUPARRHNHPELCE03_OLDC | HPELCE03 | HPELCN07 | PAR_OLDC | HPELCE03_HPELCN07 | 2 | 0 | 0.9 | Same
HOUPARRHNHPELCN07_OLDC_FHPELCE03_D50 | Residential heating technology - Heat pump, Air-to-water, low-price product - single-family house - existing building - distributed MEAN level | HOUELC, HOUAMB | HOUPARRHN_OLDC_DMD | MKr20 | 2025 | 7.5324 | 0.29365 | 0.31746 | [5 empty] | PAR | C | OLD | 3.15 |  | RHNHPELC | 3 | 0.5 | HOUPARRHNHPELCN07_OLDC_FHPELCE03 | 1 | HOUPARRHNHPELCN07_OLDC | HOUPARRHNHPELCE03_OLDC | HPELCE03 | HPELCN07 | PAR_OLDC | HPELCE03_HPELCN07 | 2 | 0 | 0.9 | Same
HOUPARRHNHPELCN07_OLDC_FHPELCE03_D50 | Residential heating technology - Heat pump, Air-to-water, low-price product - single-family house - existing building - distributed MEAN level | HOUELC, HOUAMB | HOUPARRHN_OLDC_DMD | MKr20 | 2030 | 6.831 | 0.29016 | 0.30303 | [5 empty] | PAR | C | OLD | 3.3 |  | RHNHPELC | 3 | 0.5 | HOUPARRHNHPELCN07_OLDC_FHPELCE03 | 1 | HOUPARRHNHPELCN07_OLDC | HOUPARRHNHPELCE03_OLDC | HPELCE03 | HPELCN07 | PAR_OLDC | HPELCE03_HPELCN07 | 2 | 0 | 0.9 | Same
HOUPARRHNHPELCN07_OLDC_FHPELCE03_D50 | Residential heating technology - Heat pump, Air-to-water, low-price product - single-family house - existing building - distributed MEAN level | HOUELC, HOUAMB | HOUPARRHN_OLDC_DMD | MKr20 | 2040 | 6.2722 | 0.28368 | 0.28986 | [5 empty] | PAR | C | OLD | 3.45 |  | RHNHPELC | 3 | 0.5 | HOUPARRHNHPELCN07_OLDC_FHPELCE03 | 1 | HOUPARRHNHPELCN07_OLDC | HOUPARRHNHPELCE03_OLDC | HPELCE03 | HPELCN07 | PAR_OLDC | HPELCE03_HPELCN07 | 2 | 0 | 0.9 | Same
HOUPARRHNHPELCN07_OLDC_FHPELCE03_D50 | Residential heating technology - Heat pump, Air-to-water, low-price product - single-family house - existing building - distributed MEAN level | HOUELC, HOUAMB | HOUPARRHN_OLDC_DMD | MKr20 | 2050 | 5.7134 | 0.2772 | 0.28169 | [5 empty] | PAR | C | OLD | 3.55 |  | RHNHPELC | 3 | 0.5 | HOUPARRHNHPELCN07_OLDC_FHPELCE03 | 1 | HOUPARRHNHPELCN07_OLDC | HOUPARRHNHPELCE03_OLDC | HPELCE03 | HPELCN07 | PAR_OLDC | HPELCE03_HPELCN07 | 2 | 0 | 0.9 | Same
HOUPARRHNHPELCN05_OLDC_FHPELCE03_D50 | Residential heating technology - Heat pump, Air-to-water - leasing - single-family house - existing building - distributed MEAN level | HOUELC, HOUAMB | HOUPARRHN_OLDC_DMD | MKr20 | 2020 | 5.2457 | 1.06 | 0.31746 | [5 empty] | PAR | C | OLD | 3.15 |  | RHNHPELC | 3 | 0.5 | HOUPARRHNHPELCN05_OLDC_FHPELCE03 | 1 | HOUPARRHNHPELCN05_OLDC | HOUPARRHNHPELCE03_OLDC | HPELCE03 | HPELCN05 | PAR_OLDC | HPELCE03_HPELCN05 | 2 | 0 | 0.9 | Same
HOUPARRHNHPELCN05_OLDC_FHPELCE03_D50 | Residential heating technology - Heat pump, Air-to-water - leasing - single-family house - existing building - distributed MEAN level | HOUELC, HOUAMB | HOUPARRHN_OLDC_DMD | MKr20 | 2025 | 4.8386 | 0.91425 | 0.30303 | [5 empty] | PAR | C | OLD | 3.3 |  | RHNHPELC | 3 | 0.5 | HOUPARRHNHPELCN05_OLDC_FHPELCE03 | 1 | HOUPARRHNHPELCN05_OLDC | HOUPARRHNHPELCE03_OLDC | HPELCE03 | HPELCN05 | PAR_OLDC | HPELCE03_HPELCN05 | 2 | 0 | 0.9 | Same
HOUPARRHNHPELCN05_OLDC_FHPELCE03_D50 | Residential heating technology - Heat pump, Air-to-water - leasing - single-family house - existing building - distributed MEAN level | HOUELC, HOUAMB | HOUPARRHN_OLDC_DMD | MKr20 | 2030 | 4.4315 | 0.85421 | 0.28986 | [5 empty] | PAR | C | OLD | 3.45 |  | RHNHPELC | 3 | 0.5 | HOUPARRHNHPELCN05_OLDC_FHPELCE03 | 1 | HOUPARRHNHPELCN05_OLDC | HOUPARRHNHPELCE03_OLDC | HPELCE03 | HPELCN05 | PAR_OLDC | HPELCE03_HPELCN05 | 2 | 0 | 0.9 | Same
HOUPARRHNHPELCN05_OLDC_FHPELCE03_D50 | Residential heating technology - Heat pump, Air-to-water - leasing - single-family house - existing building - distributed MEAN level | HOUELC, HOUAMB | HOUPARRHN_OLDC_DMD | MKr20 | 2040 | 4.1013 | 0.80187 | 0.27778 | [5 empty] | PAR | C | OLD | 3.6 |  | RHNHPELC | 3 | 0.5 | HOUPARRHNHPELCN05_OLDC_FHPELCE03 | 1 | HOUPARRHNHPELCN05_OLDC | HOUPARRHNHPELCE03_OLDC | HPELCE03 | HPELCN05 | PAR_OLDC | HPELCE03_HPELCN05 | 2 | 0 | 0.9 | Same
HOUPARRHNHPELCN05_OLDC_FHPELCE03_D50 | Residential heating technology - Heat pump, Air-to-water - leasing - single-family house - existing building - distributed MEAN level | HOUELC, HOUAMB | HOUPARRHN_OLDC_DMD | MKr20 | 2050 | 3.7711 | 0.74953 | 0.27027 | [5 empty] | PAR | C | OLD | 3.7 |  | RHNHPELC | 3 | 0.5 | HOUPARRHNHPELCN05_OLDC_FHPELCE03 | 1 | HOUPARRHNHPELCN05_OLDC | HOUPARRHNHPELCE03_OLDC | HPELCE03 | HPELCN05 | PAR_OLDC | HPELCE03_HPELCN05 | 2 | 0 | 0.9 | Same
HOUPARRHNHPELCN04_OLDC_FHPELCE03_D50 | Residential heating technology - Heat pump, Ground source - single-family house - existing building - distributed MEAN level | HOUELC, HOUAMB | HOUPARRHN_OLDC_DMD | MKr20 | 2020 | 14.6662 | 0.30571 | 0.28986 | [5 empty] | PAR | C | OLD | 3.45 |  | RHNHPELC | 3 | 0.5 | HOUPARRHNHPELCN04_OLDC_FHPELCE03 | 1 | HOUPARRHNHPELCN04_OLDC | HOUPARRHNHPELCE03_OLDC | HPELCE03 | HPELCN04 | PAR_OLDC | HPELCE03_HPELCN04 | 3 | 0 | 0.95 | Similar
HOUPARRHNHPELCN04_OLDC_FHPELCE03_D50 | Residential heating technology - Heat pump, Ground source - single-family house - existing building - distributed MEAN level | HOUELC, HOUAMB | HOUPARRHN_OLDC_DMD | MKr20 | 2025 | 13.9329 | 0.21651 | 0.28169 | [5 empty] | PAR | C | OLD | 3.55 |  | RHNHPELC | 3 | 0.5 | HOUPARRHNHPELCN04_OLDC_FHPELCE03 | 1 | HOUPARRHNHPELCN04_OLDC | HOUPARRHNHPELCE03_OLDC | HPELCE03 | HPELCN04 | PAR_OLDC | HPELCE03_HPELCN04 | 3 | 0 | 0.95 | Similar
HOUPARRHNHPELCN04_OLDC_FHPELCE03_D50 | Residential heating technology - Heat pump, Ground source - single-family house - existing building - distributed MEAN level | HOUELC, HOUAMB | HOUPARRHN_OLDC_DMD | MKr20 | 2030 | 13.1996 | 0.21302 | 0.27397 | [5 empty] | PAR | C | OLD | 3.65 |  | RHNHPELC | 3 | 0.5 | HOUPARRHNHPELCN04_OLDC_FHPELCE03 | 1 | HOUPARRHNHPELCN04_OLDC | HOUPARRHNHPELCE03_OLDC | HPELCE03 | HPELCN04 | PAR_OLDC | HPELCE03_HPELCN04 | 3 | 0 | 0.95 | Similar
HOUPARRHNHPELCN04_OLDC_FHPELCE03_D50 | Residential heating technology - Heat pump, Ground source - single-family house - existing building - distributed MEAN level | HOUELC, HOUAMB | HOUPARRHN_OLDC_DMD | MKr20 | 2040 | 12.5396 | 0.20654 | 0.26316 | [5 empty] | PAR | C | OLD | 3.8 |  | RHNHPELC | 3 | 0.5 | HOUPARRHNHPELCN04_OLDC_FHPELCE03 | 1 | HOUPARRHNHPELCN04_OLDC | HOUPARRHNHPELCE03_OLDC | HPELCE03 | HPELCN04 | PAR_OLDC | HPELCE03_HPELCN04 | 3 | 0 | 0.95 | Similar
HOUPARRHNHPELCN04_OLDC_FHPELCE03_D50 | Residential heating technology - Heat pump, Ground source - single-family house - existing building - distributed MEAN level | HOUELC, HOUAMB | HOUPARRHN_OLDC_DMD | MKr20 | 2050 | 11.8796 | 0.20005 | 0.25974 | [5 empty] | PAR | C | OLD | 3.85 |  | RHNHPELC | 3 | 0.5 | HOUPARRHNHPELCN04_OLDC_FHPELCE03 | 1 | HOUPARRHNHPELCN04_OLDC | HOUPARRHNHPELCE03_OLDC | HPELCE03 | HPELCN04 | PAR_OLDC | HPELCE03_HPELCN04 | 3 | 0 | 0.95 | Similar
HOUPARRHNHPELCN03_OLDC_FHPELCE03_D50 | Residential heating technology - Heat pump, Air-to-water - single-family house - existing building - distributed MEAN level | HOUELC, HOUAMB | HOUPARRHN_OLDC_DMD | MKr20 | 2020 | 10.4914 | 0.33143 | 0.31746 | [5 empty] | PAR | C | OLD | 3.15 |  | RHNHPELC | 3 | 0.5 | HOUPARRHNHPELCN03_OLDC_FHPELCE03 | 1 | HOUPARRHNHPELCN03_OLDC | HOUPARRHNHPELCE03_OLDC | HPELCE03 | HPELCN03 | PAR_OLDC | HPELCE03_HPELCN03 | 2 | 0 | 0.9 | Same
HOUPARRHNHPELCN03_OLDC_FHPELCE03_D50 | Residential heating technology - Heat pump, Air-to-water - single-family house - existing building - distributed MEAN level | HOUELC, HOUAMB | HOUPARRHN_OLDC_DMD | MKr20 | 2025 | 9.6772 | 0.24222 | 0.30303 | [5 empty] | PAR | C | OLD | 3.3 |  | RHNHPELC | 3 | 0.5 | HOUPARRHNHPELCN03_OLDC_FHPELCE03 | 1 | HOUPARRHNHPELCN03_OLDC | HOUPARRHNHPELCE03_OLDC | HPELCE03 | HPELCN03 | PAR_OLDC | HPELCE03_HPELCN03 | 2 | 0 | 0.9 | Same
HOUPARRHNHPELCN03_OLDC_FHPELCE03_D50 | Residential heating technology - Heat pump, Air-to-water - single-family house - existing building - distributed MEAN level | HOUELC, HOUAMB | HOUPARRHN_OLDC_DMD | MKr20 | 2030 | 8.8629 | 0.23873 | 0.28986 | [5 empty] | PAR | C | OLD | 3.45 |  | RHNHPELC | 3 | 0.5 | HOUPARRHNHPELCN03_OLDC_FHPELCE03 | 1 | HOUPARRHNHPELCN03_OLDC | HOUPARRHNHPELCE03_OLDC | HPELCE03 | HPELCN03 | PAR_OLDC | HPELCE03_HPELCN03 | 2 | 0 | 0.9 | Same
HOUPARRHNHPELCN03_OLDC_FHPELCE03_D50 | Residential heating technology - Heat pump, Air-to-water - single-family house - existing building - distributed MEAN level | HOUELC, HOUAMB | HOUPARRHN_OLDC_DMD | MKr20 | 2040 | 8.2025 | 0.23225 | 0.27778 | [5 empty] | PAR | C | OLD | 3.6 |  | RHNHPELC | 3 | 0.5 | HOUPARRHNHPELCN03_OLDC_FHPELCE03 | 1 | HOUPARRHNHPELCN03_OLDC | HOUPARRHNHPELCE03_OLDC | HPELCE03 | HPELCN03 | PAR_OLDC | HPELCE03_HPELCN03 | 2 | 0 | 0.9 | Same
HOUPARRHNHPELCN03_OLDC_FHPELCE03_D50 | Residential heating technology - Heat pump, Air-to-water - single-family house - existing building - distributed MEAN level | HOUELC, HOUAMB | HOUPARRHN_OLDC_DMD | MKr20 | 2050 | 7.5421 | 0.22577 | 0.27027 | [5 empty] | PAR | C | OLD | 3.7 |  | RHNHPELC | 3 | 0.5 | HOUPARRHNHPELCN03_OLDC_FHPELCE03 | 1 | HOUPARRHNHPELCN03_OLDC | HOUPARRHNHPELCE03_OLDC | HPELCE03 | HPELCN03 | PAR_OLDC | HPELCE03_HPELCN03 | 2 | 0 | 0.9 | Same
HOUPARRHNHPELCN02_OLDC_FHPELCE03_D50 | Residential heating technology - Heat pump, Air-to-air - single-family house - existing building - distributed MEAN level | HOUELC, HOUAMB | HOUPARRHN_OLDC_DMD | MKr20 | 2020 | 2.1408 | 0.17231 | 0.20619 | [5 empty] | PAR | C | OLD | 4.85 |  | RHNHPELC | 3 | 0.5 | HOUPARRHNHPELCN02_OLDC_FHPELCE03 | 1 | HOUPARRHNHPELCN02_OLDC | HOUPARRHNHPELCE03_OLDC | HPELCE03 | HPELCN02 | PAR_OLDC | HPELCE03_HPELCN02 | 5 | 0 | 1.1 | Unlikely
HOUPARRHNHPELCN02_OLDC_FHPELCE03_D50 | Residential heating technology - Heat pump, Air-to-air - single-family house - existing building - distributed MEAN level | HOUELC, HOUAMB | HOUPARRHN_OLDC_DMD | MKr20 | 2025 | 2.0884 | 0.11707 | 0.19608 | [5 empty] | PAR | C | OLD | 5.1 |  | RHNHPELC | 3 | 0.5 | HOUPARRHNHPELCN02_OLDC_FHPELCE03 | 1 | HOUPARRHNHPELCN02_OLDC | HOUPARRHNHPELCE03_OLDC | HPELCE03 | HPELCN02 | PAR_OLDC | HPELCE03_HPELCN02 | 5 | 0 | 1.1 | Unlikely
HOUPARRHNHPELCN02_OLDC_FHPELCE03_D50 | Residential heating technology - Heat pump, Air-to-air - single-family house - existing building - distributed MEAN level | HOUELC, HOUAMB | HOUPARRHN_OLDC_DMD | MKr20 | 2030 | 2.0361 | 0.11491 | 0.18868 | [5 empty] | PAR | C | OLD | 5.3 |  | RHNHPELC | 3 | 0.5 | HOUPARRHNHPELCN02_OLDC_FHPELCE03 | 1 | HOUPARRHNHPELCN02_OLDC | HOUPARRHNHPELCE03_OLDC | HPELCE03 | HPELCN02 | PAR_OLDC | HPELCE03_HPELCN02 | 5 | 0 | 1.1 | Unlikely
HOUPARRHNHPELCN02_OLDC_FHPELCE03_D50 | Residential heating technology - Heat pump, Air-to-air - single-family house - existing building - distributed MEAN level | HOUELC, HOUAMB | HOUPARRHN_OLDC_DMD | MKr20 | 2040 | 1.939 | 0.11089 | 0.18182 | [5 empty] | PAR | C | OLD | 5.5 |  | RHNHPELC | 3 | 0.5 | HOUPARRHNHPELCN02_OLDC_FHPELCE03 | 1 | HOUPARRHNHPELCN02_OLDC | HOUPARRHNHPELCE03_OLDC | HPELCE03 | HPELCN02 | PAR_OLDC | HPELCE03_HPELCN02 | 5 | 0 | 1.1 | Unlikely
HOUPARRHNHPELCN02_OLDC_FHPELCE03_D50 | Residential heating technology - Heat pump, Air-to-air - single-family house - existing building - distributed MEAN level | HOUELC, HOUAMB | HOUPARRHN_OLDC_DMD | MKr20 | 2050 | 1.8419 | 0.10688 | 0.17857 | [5 empty] | PAR | C | OLD | 5.6 |  | RHNHPELC | 3 | 0.5 | HOUPARRHNHPELCN02_OLDC_FHPELCE03 | 1 | HOUPARRHNHPELCN02_OLDC | HOUPARRHNHPELCE03_OLDC | HPELCE03 | HPELCN02 | PAR_OLDC | HPELCE03_HPELCN02 | 5 | 0 | 1.1 | Unlikely
HOUPARRHNDIELCN06_OLDC_FHPELCE03_D50 | Residential heating technology - Electric heating - electric panel from Bauhaus - single-family house - new building - distributed MEAN level | HOUELC | HOUPARRHN_OLDC_DMD | MKr20 | 2020 | 0.605 | 0 | [6 empty] | PAR | C | OLD |  |  | RHNDIELC | 3 | 0.5 | HOUPARRHNDIELCN06_OLDC_FHPELCE03 | 1 | HOUPARRHNDIELCN06_OLDC | HOUPARRHNHPELCE03_OLDC | HPELCE03 | DIELCN06 | PAR_OLDC | HPELCE03_DIELCN06 | 5 | 0 | 1.1 | Unlikely
HOUPARRHNDIELCN06_OLDC_FHPELCE03_D50 | Residential heating technology - Electric heating - electric panel from Bauhaus - single-family house - new building - distributed MEAN level | HOUELC | HOUPARRHN_OLDC_DMD | MKr20 | 2025 | 0.605 | 0 | [6 empty] | PAR | C | OLD |  |  | RHNDIELC | 3 | 0.5 | HOUPARRHNDIELCN06_OLDC_FHPELCE03 | 1 | HOUPARRHNDIELCN06_OLDC | HOUPARRHNHPELCE03_OLDC | HPELCE03 | DIELCN06 | PAR_OLDC | HPELCE03_DIELCN06 | 5 | 0 | 1.1 | Unlikely
HOUPARRHNDIELCN06_OLDC_FHPELCE03_D50 | Residential heating technology - Electric heating - electric panel from Bauhaus - single-family house - new building - distributed MEAN level | HOUELC | HOUPARRHN_OLDC_DMD | MKr20 | 2030 | 0.605 | 0 | [6 empty] | PAR | C | OLD |  |  | RHNDIELC | 3 | 0.5 | HOUPARRHNDIELCN06_OLDC_FHPELCE03 | 1 | HOUPARRHNDIELCN06_OLDC | HOUPARRHNHPELCE03_OLDC | HPELCE03 | DIELCN06 | PAR_OLDC | HPELCE03_DIELCN06 | 5 | 0 | 1.1 | Unlikely
HOUPARRHNDIELCN06_OLDC_FHPELCE03_D50 | Residential heating technology - Electric heating - electric panel from Bauhaus - single-family house - new building - distributed MEAN level | HOUELC | HOUPARRHN_OLDC_DMD | MKr20 | 2040 | 0.605 | 0 | [6 empty] | PAR | C | OLD |  |  | RHNDIELC | 3 | 0.5 | HOUPARRHNDIELCN06_OLDC_FHPELCE03 | 1 | HOUPARRHNDIELCN06_OLDC | HOUPARRHNHPELCE03_OLDC | HPELCE03 | DIELCN06 | PAR_OLDC | HPELCE03_DIELCN06 | 5 | 0 | 1.1 | Unlikely
HOUPARRHNDIELCN06_OLDC_FHPELCE03_D50 | Residential heating technology - Electric heating - electric panel from Bauhaus - single-family house - new building - distributed MEAN level | HOUELC | HOUPARRHN_OLDC_DMD | MKr20 | 2050 | 0.605 | 0 | [6 empty] | PAR | C | OLD |  |  | RHNDIELC | 3 | 0.5 | HOUPARRHNDIELCN06_OLDC_FHPELCE03 | 1 | HOUPARRHNDIELCN06_OLDC | HOUPARRHNHPELCE03_OLDC | HPELCE03 | DIELCN06 | PAR_OLDC | HPELCE03_DIELCN06 | 5 | 0 | 1.1 | Unlikely
HOUPARRHNDIELCN01_OLDC_FHPELCE03_D50 | Residential heating technology - Electric heating - single-family house - new building - distributed MEAN level | HOUELC | HOUPARRHN_OLDC_DMD | MKr20 | 2020 | 7.3509 | 0.0596 | [6 empty] | PAR | C | OLD |  |  | RHNDIELC | 3 | 0.5 | HOUPARRHNDIELCN01_OLDC_FHPELCE03 | 1 | HOUPARRHNDIELCN01_OLDC | HOUPARRHNHPELCE03_OLDC | HPELCE03 | DIELCN01 | PAR_OLDC | HPELCE03_DIELCN01 | 5 | 0 | 1.1 | Unlikely
HOUPARRHNDIELCN01_OLDC_FHPELCE03_D50 | Residential heating technology - Electric heating - single-family house - new building - distributed MEAN level | HOUELC | HOUPARRHN_OLDC_DMD | MKr20 | 2025 | 7.169 | 0.0596 | [6 empty] | PAR | C | OLD |  |  | RHNDIELC | 3 | 0.5 | HOUPARRHNDIELCN01_OLDC_FHPELCE03 | 1 | HOUPARRHNDIELCN01_OLDC | HOUPARRHNHPELCE03_OLDC | HPELCE03 | DIELCN01 | PAR_OLDC | HPELCE03_DIELCN01 | 5 | 0 | 1.1 | Unlikely
HOUPARRHNDIELCN01_OLDC_FHPELCE03_D50 | Residential heating technology - Electric heating - single-family house - new building - distributed MEAN level | HOUELC | HOUPARRHN_OLDC_DMD | MKr20 | 2030 | 6.9915 | 0.057117 | [6 empty] | PAR | C | OLD |  |  | RHNDIELC | 3 | 0.5 | HOUPARRHNDIELCN01_OLDC_FHPELCE03 | 1 | HOUPARRHNDIELCN01_OLDC | HOUPARRHNHPELCE03_OLDC | HPELCE03 | DIELCN01 | PAR_OLDC | HPELCE03_DIELCN01 | 5 | 0 | 1.1 | Unlikely
HOUPARRHNDIELCN01_OLDC_FHPELCE03_D50 | Residential heating technology - Electric heating - single-family house - new building - distributed MEAN level | HOUELC | HOUPARRHN_OLDC_DMD | MKr20 | 2040 | 6.6497 | 0.054633 | [6 empty] | PAR | C | OLD |  |  | RHNDIELC | 3 | 0.5 | HOUPARRHNDIELCN01_OLDC_FHPELCE03 | 1 | HOUPARRHNDIELCN01_OLDC | HOUPARRHNHPELCE03_OLDC | HPELCE03 | DIELCN01 | PAR_OLDC | HPELCE03_DIELCN01 | 5 | 0 | 1.1 | Unlikely
HOUPARRHNDIELCN01_OLDC_FHPELCE03_D50 | Residential heating technology - Electric heating - single-family house - new building - distributed MEAN level | HOUELC | HOUPARRHN_OLDC_DMD | MKr20 | 2050 | 6.3246 | 0.05215 | [6 empty] | PAR | C | OLD |  |  | RHNDIELC | 3 | 0.5 | HOUPARRHNDIELCN01_OLDC_FHPELCE03 | 1 | HOUPARRHNDIELCN01_OLDC | HOUPARRHNHPELCE03_OLDC | HPELCE03 | DIELCN01 | PAR_OLDC | HPELCE03_DIELCN01 | 5 | 0 | 1.1 | Unlikely
HOUPARRHNBHSOLN01_OLDC_FHPELCE03_D50 | Residential heating technology - Solar heating system - single-family house - existing building - distributed MEAN level | HOUSOL | HOUPARRHN_OLDC_DMD | MKr20 | 2020 | 8.0779 | 0.093036 | [6 empty] | PAR | C | OLD |  |  | RHNBHSOL | 3 | 0.5 | HOUPARRHNBHSOLN01_OLDC_FHPELCE03 | 1 | HOUPARRHNBHSOLN01_OLDC | HOUPARRHNHPELCE03_OLDC | HPELCE03 | BHSOLN01 | PAR_OLDC | HPELCE03_BHSOLN01 | 5 | 0 | 1.1 | Unlikely
HOUPARRHNBHSOLN01_OLDC_FHPELCE03_D50 | Residential heating technology - Solar heating system - single-family house - existing building - distributed MEAN level | HOUSOL | HOUPARRHN_OLDC_DMD | MKr20 | 2025 | 7.878 | 0.08736 | [6 empty] | PAR | C | OLD |  |  | RHNBHSOL | 3 | 0.5 | HOUPARRHNBHSOLN01_OLDC_FHPELCE03 | 1 | HOUPARRHNBHSOLN01_OLDC | HOUPARRHNHPELCE03_OLDC | HPELCE03 | BHSOLN01 | PAR_OLDC | HPELCE03_BHSOLN01 | 5 | 0 | 1.1 | Unlikely
HOUPARRHNBHSOLN01_OLDC_FHPELCE03_D50 | Residential heating technology - Solar heating system - single-family house - existing building - distributed MEAN level | HOUSOL | HOUPARRHN_OLDC_DMD | MKr20 | 2030 | 7.683 | 0.085232 | [6 empty] | PAR | C | OLD |  |  | RHNBHSOL | 3 | 0.5 | HOUPARRHNBHSOLN01_OLDC_FHPELCE03 | 1 | HOUPARRHNBHSOLN01_OLDC | HOUPARRHNHPELCE03_OLDC | HPELCE03 | BHSOLN01 | PAR_OLDC | HPELCE03_BHSOLN01 | 5 | 0 | 1.1 | Unlikely
HOUPARRHNBHSOLN01_OLDC_FHPELCE03_D50 | Residential heating technology - Solar heating system - single-family house - existing building - distributed MEAN level | HOUSOL | HOUPARRHN_OLDC_DMD | MKr20 | 2040 | 7.3074 | 0.08062 | [6 empty] | PAR | C | OLD |  |  | RHNBHSOL | 3 | 0.5 | HOUPARRHNBHSOLN01_OLDC_FHPELCE03 | 1 | HOUPARRHNBHSOLN01_OLDC | HOUPARRHNHPELCE03_OLDC | HPELCE03 | BHSOLN01 | PAR_OLDC | HPELCE03_BHSOLN01 | 5 | 0 | 1.1 | Unlikely
HOUPARRHNBHSOLN01_OLDC_FHPELCE03_D50 | Residential heating technology - Solar heating system - single-family house - existing building - distributed MEAN level | HOUSOL | HOUPARRHN_OLDC_DMD | MKr20 | 2050 | 6.9501 | 0.076008 | [6 empty] | PAR | C | OLD |  |  | RHNBHSOL | 3 | 0.5 | HOUPARRHNBHSOLN01_OLDC_FHPELCE03 | 1 | HOUPARRHNBHSOLN01_OLDC | HOUPARRHNHPELCE03_OLDC | HPELCE03 | BHSOLN01 | PAR_OLDC | HPELCE03_BHSOLN01 | 5 | 0 | 1.1 | Unlikely
HOUPARRHNBHDHCN03_OLDC_FHPELCE03_D50 | Residential heating technology - Direct district heating substation - plus connection pipe - single-family house - existing building - distributed MEAN level | HOUDHC | HOUPARRHN_OLDC_DMD | MKr20 | 2020 | 3.2097 | 0.030272 | [6 empty] | PAR | C | OLD |  |  | RHNBHDHC | 3 | 0.5 | HOUPARRHNBHDHCN03_OLDC_FHPELCE03 | 1 | HOUPARRHNBHDHCN03_OLDC | HOUPARRHNHPELCE03_OLDC | HPELCE03 | BHDHCN03 | PAR_OLDC | HPELCE03_BHDHCN03 | 6 | 0 | 1 | New
HOUPARRHNBHDHCN03_OLDC_FHPELCE03_D50 | Residential heating technology - Direct district heating substation - plus connection pipe - single-family house - existing building - distributed MEAN level | HOUDHC | HOUPARRHN_OLDC_DMD | MKr20 | 2025 | 3.1725 | 0.030048 | [6 empty] | PAR | C | OLD |  |  | RHNBHDHC | 3 | 0.5 | HOUPARRHNBHDHCN03_OLDC_FHPELCE03 | 1 | HOUPARRHNBHDHCN03_OLDC | HOUPARRHNHPELCE03_OLDC | HPELCE03 | BHDHCN03 | PAR_OLDC | HPELCE03_BHDHCN03 | 6 | 0 | 1 | New
HOUPARRHNBHDHCN03_OLDC_FHPELCE03_D50 | Residential heating technology - Direct district heating substation - plus connection pipe - single-family house - existing building - distributed MEAN level | HOUDHC | HOUPARRHN_OLDC_DMD | MKr20 | 2030 | 3.1414 | 0.029511 | [6 empty] | PAR | C | OLD |  |  | RHNBHDHC | 3 | 0.5 | HOUPARRHNBHDHCN03_OLDC_FHPELCE03 | 1 | HOUPARRHNBHDHCN03_OLDC | HOUPARRHNHPELCE03_OLDC | HPELCE03 | BHDHCN03 | PAR_OLDC | HPELCE03_BHDHCN03 | 6 | 0 | 1 | New
HOUPARRHNBHDHCN03_OLDC_FHPELCE03_D50 | Residential heating technology - Direct district heating substation - plus connection pipe - single-family house - existing building - distributed MEAN level | HOUDHC | HOUPARRHN_OLDC_DMD | MKr20 | 2040 | 3.0855 | 0.02824 | [6 empty] | PAR | C | OLD |  |  | RHNBHDHC | 3 | 0.5 | HOUPARRHNBHDHCN03_OLDC_FHPELCE03 | 1 | HOUPARRHNBHDHCN03_OLDC | HOUPARRHNHPELCE03_OLDC | HPELCE03 | BHDHCN03 | PAR_OLDC | HPELCE03_BHDHCN03 | 6 | 0 | 1 | New
HOUPARRHNBHDHCN03_OLDC_FHPELCE03_D50 | Residential heating technology - Direct district heating substation - plus connection pipe - single-family house - existing building - distributed MEAN level | HOUDHC | HOUPARRHN_OLDC_DMD | MKr20 | 2050 | 3.0235 | 0.026392 | [6 empty] | PAR | C | OLD |  |  | RHNBHDHC | 3 | 0.5 | HOUPARRHNBHDHCN03_OLDC_FHPELCE03 | 1 | HOUPARRHNBHDHCN03_OLDC | HOUPARRHNHPELCE03_OLDC | HPELCE03 | BHDHCN03 | PAR_OLDC | HPELCE03_BHDHCN03 | 6 | 0 | 1 | New
HOUPARRHNHPELCN07_OLDD_FHPELCE03_D50 | Residential heating technology - Heat pump, Air-to-water, low-price product - single-family house - existing building - distributed MEAN level | HOUELC, HOUAMB | HOUPARRHN_OLDD_DMD | MKr20 | 2020 | 8.2337 | 0.38286 | 0.33333 | [5 empty] | PAR | D | OLD | 3 |  | RHNHPELC | 3 | 0.5 | HOUPARRHNHPELCN07_OLDD_FHPELCE03 | 1 | HOUPARRHNHPELCN07_OLDD | HOUPARRHNHPELCE03_OLDD | HPELCE03 | HPELCN07 | PAR_OLDD | HPELCE03_HPELCN07 | 2 | 0 | 0.9 | Same
HOUPARRHNHPELCN07_OLDD_FHPELCE03_D50 | Residential heating technology - Heat pump, Air-to-water, low-price product - single-family house - existing building - distributed MEAN level | HOUELC, HOUAMB | HOUPARRHN_OLDD_DMD | MKr20 | 2025 | 7.5324 | 0.29365 | 0.31746 | [5 empty] | PAR | D | OLD | 3.15 |  | RHNHPELC | 3 | 0.5 | HOUPARRHNHPELCN07_OLDD_FHPELCE03 | 1 | HOUPARRHNHPELCN07_OLDD | HOUPARRHNHPELCE03_OLDD | HPELCE03 | HPELCN07 | PAR_OLDD | HPELCE03_HPELCN07 | 2 | 0 | 0.9 | Same
HOUPARRHNHPELCN07_OLDD_FHPELCE03_D50 | Residential heating technology - Heat pump, Air-to-water, low-price product - single-family house - existing building - distributed MEAN level | HOUELC, HOUAMB | HOUPARRHN_OLDD_DMD | MKr20 | 2030 | 6.831 | 0.29016 | 0.30303 | [5 empty] | PAR | D | OLD | 3.3 |  | RHNHPELC | 3 | 0.5 | HOUPARRHNHPELCN07_OLDD_FHPELCE03 | 1 | HOUPARRHNHPELCN07_OLDD | HOUPARRHNHPELCE03_OLDD | HPELCE03 | HPELCN07 | PAR_OLDD | HPELCE03_HPELCN07 | 2 | 0 | 0.9 | Same
HOUPARRHNHPELCN07_OLDD_FHPELCE03_D50 | Residential heating technology - Heat pump, Air-to-water, low-price product - single-family house - existing building - distributed MEAN level | HOUELC, HOUAMB | HOUPARRHN_OLDD_DMD | MKr20 | 2040 | 6.2722 | 0.28368 | 0.28986 | [5 empty] | PAR | D | OLD | 3.45 |  | RHNHPELC | 3 | 0.5 | HOUPARRHNHPELCN07_OLDD_FHPELCE03 | 1 | HOUPARRHNHPELCN07_OLDD | HOUPARRHNHPELCE03_OLDD | HPELCE03 | HPELCN07 | PAR_OLDD | HPELCE03_HPELCN07 | 2 | 0 | 0.9 | Same
HOUPARRHNHPELCN07_OLDD_FHPELCE03_D50 | Residential heating technology - Heat pump, Air-to-water, low-price product - single-family house - existing building - distributed MEAN level | HOUELC, HOUAMB | HOUPARRHN_OLDD_DMD | MKr20 | 2050 | 5.7134 | 0.2772 | 0.28169 | [5 empty] | PAR | D | OLD | 3.55 |  | RHNHPELC | 3 | 0.5 | HOUPARRHNHPELCN07_OLDD_FHPELCE03 | 1 | HOUPARRHNHPELCN07_OLDD | HOUPARRHNHPELCE03_OLDD | HPELCE03 | HPELCN07 | PAR_OLDD | HPELCE03_HPELCN07 | 2 | 0 | 0.9 | Same
HOUPARRHNHPELCN05_OLDD_FHPELCE03_D50 | Residential heating technology - Heat pump, Air-to-water - leasing - single-family house - existing building - distributed MEAN level | HOUELC, HOUAMB | HOUPARRHN_OLDD_DMD | MKr20 | 2020 | 5.2457 | 1.06 | 0.31746 | [5 empty] | PAR | D | OLD | 3.15 |  | RHNHPELC | 3 | 0.5 | HOUPARRHNHPELCN05_OLDD_FHPELCE03 | 1 | HOUPARRHNHPELCN05_OLDD | HOUPARRHNHPELCE03_OLDD | HPELCE03 | HPELCN05 | PAR_OLDD | HPELCE03_HPELCN05 | 2 | 0 | 0.9 | Same
HOUPARRHNHPELCN05_OLDD_FHPELCE03_D50 | Residential heating technology - Heat pump, Air-to-water - leasing - single-family house - existing building - distributed MEAN level | HOUELC, HOUAMB | HOUPARRHN_OLDD_DMD | MKr20 | 2025 | 4.8386 | 0.91425 | 0.30303 | [5 empty] | PAR | D | OLD | 3.3 |  | RHNHPELC | 3 | 0.5 | HOUPARRHNHPELCN05_OLDD_FHPELCE03 | 1 | HOUPARRHNHPELCN05_OLDD | HOUPARRHNHPELCE03_OLDD | HPELCE03 | HPELCN05 | PAR_OLDD | HPELCE03_HPELCN05 | 2 | 0 | 0.9 | Same
HOUPARRHNHPELCN05_OLDD_FHPELCE03_D50 | Residential heating technology - Heat pump, Air-to-water - leasing - single-family house - existing building - distributed MEAN level | HOUELC, HOUAMB | HOUPARRHN_OLDD_DMD | MKr20 | 2030 | 4.4315 | 0.85421 | 0.28986 | [5 empty] | PAR | D | OLD | 3.45 |  | RHNHPELC | 3 | 0.5 | HOUPARRHNHPELCN05_OLDD_FHPELCE03 | 1 | HOUPARRHNHPELCN05_OLDD | HOUPARRHNHPELCE03_OLDD | HPELCE03 | HPELCN05 | PAR_OLDD | HPELCE03_HPELCN05 | 2 | 0 | 0.9 | Same
HOUPARRHNHPELCN05_OLDD_FHPELCE03_D50 | Residential heating technology - Heat pump, Air-to-water - leasing - single-family house - existing building - distributed MEAN level | HOUELC, HOUAMB | HOUPARRHN_OLDD_DMD | MKr20 | 2040 | 4.1013 | 0.80187 | 0.27778 | [5 empty] | PAR | D | OLD | 3.6 |  | RHNHPELC | 3 | 0.5 | HOUPARRHNHPELCN05_OLDD_FHPELCE03 | 1 | HOUPARRHNHPELCN05_OLDD | HOUPARRHNHPELCE03_OLDD | HPELCE03 | HPELCN05 | PAR_OLDD | HPELCE03_HPELCN05 | 2 | 0 | 0.9 | Same
HOUPARRHNHPELCN05_OLDD_FHPELCE03_D50 | Residential heating technology - Heat pump, Air-to-water - leasing - single-family house - existing building - distributed MEAN level | HOUELC, HOUAMB | HOUPARRHN_OLDD_DMD | MKr20 | 2050 | 3.7711 | 0.74953 | 0.27027 | [5 empty] | PAR | D | OLD | 3.7 |  | RHNHPELC | 3 | 0.5 | HOUPARRHNHPELCN05_OLDD_FHPELCE03 | 1 | HOUPARRHNHPELCN05_OLDD | HOUPARRHNHPELCE03_OLDD | HPELCE03 | HPELCN05 | PAR_OLDD | HPELCE03_HPELCN05 | 2 | 0 | 0.9 | Same
HOUPARRHNHPELCN04_OLDD_FHPELCE03_D50 | Residential heating technology - Heat pump, Ground source - single-family house - existing building - distributed MEAN level | HOUELC, HOUAMB | HOUPARRHN_OLDD_DMD | MKr20 | 2020 | 14.6662 | 0.30571 | 0.28986 | [5 empty] | PAR | D | OLD | 3.45 |  | RHNHPELC | 3 | 0.5 | HOUPARRHNHPELCN04_OLDD_FHPELCE03 | 1 | HOUPARRHNHPELCN04_OLDD | HOUPARRHNHPELCE03_OLDD | HPELCE03 | HPELCN04 | PAR_OLDD | HPELCE03_HPELCN04 | 3 | 0 | 0.95 | Similar
HOUPARRHNHPELCN04_OLDD_FHPELCE03_D50 | Residential heating technology - Heat pump, Ground source - single-family house - existing building - distributed MEAN level | HOUELC, HOUAMB | HOUPARRHN_OLDD_DMD | MKr20 | 2025 | 13.9329 | 0.21651 | 0.28169 | [5 empty] | PAR | D | OLD | 3.55 |  | RHNHPELC | 3 | 0.5 | HOUPARRHNHPELCN04_OLDD_FHPELCE03 | 1 | HOUPARRHNHPELCN04_OLDD | HOUPARRHNHPELCE03_OLDD | HPELCE03 | HPELCN04 | PAR_OLDD | HPELCE03_HPELCN04 | 3 | 0 | 0.95 | Similar
HOUPARRHNHPELCN04_OLDD_FHPELCE03_D50 | Residential heating technology - Heat pump, Ground source - single-family house - existing building - distributed MEAN level | HOUELC, HOUAMB | HOUPARRHN_OLDD_DMD | MKr20 | 2030 | 13.1996 | 0.21302 | 0.27397 | [5 empty] | PAR | D | OLD | 3.65 |  | RHNHPELC | 3 | 0.5 | HOUPARRHNHPELCN04_OLDD_FHPELCE03 | 1 | HOUPARRHNHPELCN04_OLDD | HOUPARRHNHPELCE03_OLDD | HPELCE03 | HPELCN04 | PAR_OLDD | HPELCE03_HPELCN04 | 3 | 0 | 0.95 | Similar
HOUPARRHNHPELCN04_OLDD_FHPELCE03_D50 | Residential heating technology - Heat pump, Ground source - single-family house - existing building - distributed MEAN level | HOUELC, HOUAMB | HOUPARRHN_OLDD_DMD | MKr20 | 2040 | 12.5396 | 0.20654 | 0.26316 | [5 empty] | PAR | D | OLD | 3.8 |  | RHNHPELC | 3 | 0.5 | HOUPARRHNHPELCN04_OLDD_FHPELCE03 | 1 | HOUPARRHNHPELCN04_OLDD | HOUPARRHNHPELCE03_OLDD | HPELCE03 | HPELCN04 | PAR_OLDD | HPELCE03_HPELCN04 | 3 | 0 | 0.95 | Similar
HOUPARRHNHPELCN04_OLDD_FHPELCE03_D50 | Residential heating technology - Heat pump, Ground source - single-family house - existing building - distributed MEAN level | HOUELC, HOUAMB | HOUPARRHN_OLDD_DMD | MKr20 | 2050 | 11.8796 | 0.20005 | 0.25974 | [5 empty] | PAR | D | OLD | 3.85 |  | RHNHPELC | 3 | 0.5 | HOUPARRHNHPELCN04_OLDD_FHPELCE03 | 1 | HOUPARRHNHPELCN04_OLDD | HOUPARRHNHPELCE03_OLDD | HPELCE03 | HPELCN04 | PAR_OLDD | HPELCE03_HPELCN04 | 3 | 0 | 0.95 | Similar
HOUPARRHNHPELCN03_OLDD_FHPELCE03_D50 | Residential heating technology - Heat pump, Air-to-water - single-family house - existing building - distributed MEAN level | HOUELC, HOUAMB | HOUPARRHN_OLDD_DMD | MKr20 | 2020 | 10.4914 | 0.33143 | 0.31746 | [5 empty] | PAR | D | OLD | 3.15 |  | RHNHPELC | 3 | 0.5 | HOUPARRHNHPELCN03_OLDD_FHPELCE03 | 1 | HOUPARRHNHPELCN03_OLDD | HOUPARRHNHPELCE03_OLDD | HPELCE03 | HPELCN03 | PAR_OLDD | HPELCE03_HPELCN03 | 2 | 0 | 0.9 | Same
HOUPARRHNHPELCN03_OLDD_FHPELCE03_D50 | Residential heating technology - Heat pump, Air-to-water - single-family house - existing building - distributed MEAN level | HOUELC, HOUAMB | HOUPARRHN_OLDD_DMD | MKr20 | 2025 | 9.6772 | 0.24222 | 0.30303 | [5 empty] | PAR | D | OLD | 3.3 |  | RHNHPELC | 3 | 0.5 | HOUPARRHNHPELCN03_OLDD_FHPELCE03 | 1 | HOUPARRHNHPELCN03_OLDD | HOUPARRHNHPELCE03_OLDD | HPELCE03 | HPELCN03 | PAR_OLDD | HPELCE03_HPELCN03 | 2 | 0 | 0.9 | Same
HOUPARRHNHPELCN03_OLDD_FHPELCE03_D50 | Residential heating technology - Heat pump, Air-to-water - single-family house - existing building - distributed MEAN level | HOUELC, HOUAMB | HOUPARRHN_OLDD_DMD | MKr20 | 2030 | 8.8629 | 0.23873 | 0.28986 | [5 empty] | PAR | D | OLD | 3.45 |  | RHNHPELC | 3 | 0.5 | HOUPARRHNHPELCN03_OLDD_FHPELCE03 | 1 | HOUPARRHNHPELCN03_OLDD | HOUPARRHNHPELCE03_OLDD | HPELCE03 | HPELCN03 | PAR_OLDD | HPELCE03_HPELCN03 | 2 | 0 | 0.9 | Same
HOUPARRHNHPELCN03_OLDD_FHPELCE03_D50 | Residential heating technology - Heat pump, Air-to-water - single-family house - existing building - distributed MEAN level | HOUELC, HOUAMB | HOUPARRHN_OLDD_DMD | MKr20 | 2040 | 8.2025 | 0.23225 | 0.27778 | [5 empty] | PAR | D | OLD | 3.6 |  | RHNHPELC | 3 | 0.5 | HOUPARRHNHPELCN03_OLDD_FHPELCE03 | 1 | HOUPARRHNHPELCN03_OLDD | HOUPARRHNHPELCE03_OLDD | HPELCE03 | HPELCN03 | PAR_OLDD | HPELCE03_HPELCN03 | 2 | 0 | 0.9 | Same
HOUPARRHNHPELCN03_OLDD_FHPELCE03_D50 | Residential heating technology - Heat pump, Air-to-water - single-family house - existing building - distributed MEAN level | HOUELC, HOUAMB | HOUPARRHN_OLDD_DMD | MKr20 | 2050 | 7.5421 | 0.22577 | 0.27027 | [5 empty] | PAR | D | OLD | 3.7 |  | RHNHPELC | 3 | 0.5 | HOUPARRHNHPELCN03_OLDD_FHPELCE03 | 1 | HOUPARRHNHPELCN03_OLDD | HOUPARRHNHPELCE03_OLDD | HPELCE03 | HPELCN03 | PAR_OLDD | HPELCE03_HPELCN03 | 2 | 0 | 0.9 | Same
HOUPARRHNHPELCN02_OLDD_FHPELCE03_D50 | Residential heating technology - Heat pump, Air-to-air - single-family house - existing building - distributed MEAN level | HOUELC, HOUAMB | HOUPARRHN_OLDD_DMD | MKr20 | 2020 | 2.1408 | 0.17231 | 0.20619 | [5 empty] | PAR | D | OLD | 4.85 |  | RHNHPELC | 3 | 0.5 | HOUPARRHNHPELCN02_OLDD_FHPELCE03 | 1 | HOUPARRHNHPELCN02_OLDD | HOUPARRHNHPELCE03_OLDD | HPELCE03 | HPELCN02 | PAR_OLDD | HPELCE03_HPELCN02 | 5 | 0 | 1.1 | Unlikely
HOUPARRHNHPELCN02_OLDD_FHPELCE03_D50 | Residential heating technology - Heat pump, Air-to-air - single-family house - existing building - distributed MEAN level | HOUELC, HOUAMB | HOUPARRHN_OLDD_DMD | MKr20 | 2025 | 2.0884 | 0.11707 | 0.19608 | [5 empty] | PAR | D | OLD | 5.1 |  | RHNHPELC | 3 | 0.5 | HOUPARRHNHPELCN02_OLDD_FHPELCE03 | 1 | HOUPARRHNHPELCN02_OLDD | HOUPARRHNHPELCE03_OLDD | HPELCE03 | HPELCN02 | PAR_OLDD | HPELCE03_HPELCN02 | 5 | 0 | 1.1 | Unlikely
HOUPARRHNHPELCN02_OLDD_FHPELCE03_D50 | Residential heating technology - Heat pump, Air-to-air - single-family house - existing building - distributed MEAN level | HOUELC, HOUAMB | HOUPARRHN_OLDD_DMD | MKr20 | 2030 | 2.0361 | 0.11491 | 0.18868 | [5 empty] | PAR | D | OLD | 5.3 |  | RHNHPELC | 3 | 0.5 | HOUPARRHNHPELCN02_OLDD_FHPELCE03 | 1 | HOUPARRHNHPELCN02_OLDD | HOUPARRHNHPELCE03_OLDD | HPELCE03 | HPELCN02 | PAR_OLDD | HPELCE03_HPELCN02 | 5 | 0 | 1.1 | Unlikely
HOUPARRHNHPELCN02_OLDD_FHPELCE03_D50 | Residential heating technology - Heat pump, Air-to-air - single-family house - existing building - distributed MEAN level | HOUELC, HOUAMB | HOUPARRHN_OLDD_DMD | MKr20 | 2040 | 1.939 | 0.11089 | 0.18182 | [5 empty] | PAR | D | OLD | 5.5 |  | RHNHPELC | 3 | 0.5 | HOUPARRHNHPELCN02_OLDD_FHPELCE03 | 1 | HOUPARRHNHPELCN02_OLDD | HOUPARRHNHPELCE03_OLDD | HPELCE03 | HPELCN02 | PAR_OLDD | HPELCE03_HPELCN02 | 5 | 0 | 1.1 | Unlikely
HOUPARRHNHPELCN02_OLDD_FHPELCE03_D50 | Residential heating technology - Heat pump, Air-to-air - single-family house - existing building - distributed MEAN level | HOUELC, HOUAMB | HOUPARRHN_OLDD_DMD | MKr20 | 2050 | 1.8419 | 0.10688 | 0.17857 | [5 empty] | PAR | D | OLD | 5.6 |  | RHNHPELC | 3 | 0.5 | HOUPARRHNHPELCN02_OLDD_FHPELCE03 | 1 | HOUPARRHNHPELCN02_OLDD | HOUPARRHNHPELCE03_OLDD | HPELCE03 | HPELCN02 | PAR_OLDD | HPELCE03_HPELCN02 | 5 | 0 | 1.1 | Unlikely
HOUPARRHNDIELCN06_OLDD_FHPELCE03_D50 | Residential heating technology - Electric heating - electric panel from Bauhaus - single-family house - new building - distributed MEAN level | HOUELC | HOUPARRHN_OLDD_DMD | MKr20 | 2020 | 0.605 | 0 | [6 empty] | PAR | D | OLD |  |  | RHNDIELC | 3 | 0.5 | HOUPARRHNDIELCN06_OLDD_FHPELCE03 | 1 | HOUPARRHNDIELCN06_OLDD | HOUPARRHNHPELCE03_OLDD | HPELCE03 | DIELCN06 | PAR_OLDD | HPELCE03_DIELCN06 | 5 | 0 | 1.1 | Unlikely
HOUPARRHNDIELCN06_OLDD_FHPELCE03_D50 | Residential heating technology - Electric heating - electric panel from Bauhaus - single-family house - new building - distributed MEAN level | HOUELC | HOUPARRHN_OLDD_DMD | MKr20 | 2025 | 0.605 | 0 | [6 empty] | PAR | D | OLD |  |  | RHNDIELC | 3 | 0.5 | HOUPARRHNDIELCN06_OLDD_FHPELCE03 | 1 | HOUPARRHNDIELCN06_OLDD | HOUPARRHNHPELCE03_OLDD | HPELCE03 | DIELCN06 | PAR_OLDD | HPELCE03_DIELCN06 | 5 | 0 | 1.1 | Unlikely
HOUPARRHNDIELCN06_OLDD_FHPELCE03_D50 | Residential heating technology - Electric heating - electric panel from Bauhaus - single-family house - new building - distributed MEAN level | HOUELC | HOUPARRHN_OLDD_DMD | MKr20 | 2030 | 0.605 | 0 | [6 empty] | PAR | D | OLD |  |  | RHNDIELC | 3 | 0.5 | HOUPARRHNDIELCN06_OLDD_FHPELCE03 | 1 | HOUPARRHNDIELCN06_OLDD | HOUPARRHNHPELCE03_OLDD | HPELCE03 | DIELCN06 | PAR_OLDD | HPELCE03_DIELCN06 | 5 | 0 | 1.1 | Unlikely
HOUPARRHNDIELCN06_OLDD_FHPELCE03_D50 | Residential heating technology - Electric heating - electric panel from Bauhaus - single-family house - new building - distributed MEAN level | HOUELC | HOUPARRHN_OLDD_DMD | MKr20 | 2040 | 0.605 | 0 | [6 empty] | PAR | D | OLD |  |  | RHNDIELC | 3 | 0.5 | HOUPARRHNDIELCN06_OLDD_FHPELCE03 | 1 | HOUPARRHNDIELCN06_OLDD | HOUPARRHNHPELCE03_OLDD | HPELCE03 | DIELCN06 | PAR_OLDD | HPELCE03_DIELCN06 | 5 | 0 | 1.1 | Unlikely
HOUPARRHNDIELCN06_OLDD_FHPELCE03_D50 | Residential heating technology - Electric heating - electric panel from Bauhaus - single-family house - new building - distributed MEAN level | HOUELC | HOUPARRHN_OLDD_DMD | MKr20 | 2050 | 0.605 | 0 | [6 empty] | PAR | D | OLD |  |  | RHNDIELC | 3 | 0.5 | HOUPARRHNDIELCN06_OLDD_FHPELCE03 | 1 | HOUPARRHNDIELCN06_OLDD | HOUPARRHNHPELCE03_OLDD | HPELCE03 | DIELCN06 | PAR_OLDD | HPELCE03_DIELCN06 | 5 | 0 | 1.1 | Unlikely
HOUPARRHNDIELCN01_OLDD_FHPELCE03_D50 | Residential heating technology - Electric heating - single-family house - new building - distributed MEAN level | HOUELC | HOUPARRHN_OLDD_DMD | MKr20 | 2020 | 7.3509 | 0.0596 | [6 empty] | PAR | D | OLD |  |  | RHNDIELC | 3 | 0.5 | HOUPARRHNDIELCN01_OLDD_FHPELCE03 | 1 | HOUPARRHNDIELCN01_OLDD | HOUPARRHNHPELCE03_OLDD | HPELCE03 | DIELCN01 | PAR_OLDD | HPELCE03_DIELCN01 | 5 | 0 | 1.1 | Unlikely
HOUPARRHNDIELCN01_OLDD_FHPELCE03_D50 | Residential heating technology - Electric heating - single-family house - new building - distributed MEAN level | HOUELC | HOUPARRHN_OLDD_DMD | MKr20 | 2025 | 7.169 | 0.0596 | [6 empty] | PAR | D | OLD |  |  | RHNDIELC | 3 | 0.5 | HOUPARRHNDIELCN01_OLDD_FHPELCE03 | 1 | HOUPARRHNDIELCN01_OLDD | HOUPARRHNHPELCE03_OLDD | HPELCE03 | DIELCN01 | PAR_OLDD | HPELCE03_DIELCN01 | 5 | 0 | 1.1 | Unlikely
HOUPARRHNDIELCN01_OLDD_FHPELCE03_D50 | Residential heating technology - Electric heating - single-family house - new building - distributed MEAN level | HOUELC | HOUPARRHN_OLDD_DMD | MKr20 | 2030 | 6.9915 | 0.057117 | [6 empty] | PAR | D | OLD |  |  | RHNDIELC | 3 | 0.5 | HOUPARRHNDIELCN01_OLDD_FHPELCE03 | 1 | HOUPARRHNDIELCN01_OLDD | HOUPARRHNHPELCE03_OLDD | HPELCE03 | DIELCN01 | PAR_OLDD | HPELCE03_DIELCN01 | 5 | 0 | 1.1 | Unlikely
HOUPARRHNDIELCN01_OLDD_FHPELCE03_D50 | Residential heating technology - Electric heating - single-family house - new building - distributed MEAN level | HOUELC | HOUPARRHN_OLDD_DMD | MKr20 | 2040 | 6.6497 | 0.054633 | [6 empty] | PAR | D | OLD |  |  | RHNDIELC | 3 | 0.5 | HOUPARRHNDIELCN01_OLDD_FHPELCE03 | 1 | HOUPARRHNDIELCN01_OLDD | HOUPARRHNHPELCE03_OLDD | HPELCE03 | DIELCN01 | PAR_OLDD | HPELCE03_DIELCN01 | 5 | 0 | 1.1 | Unlikely
HOUPARRHNDIELCN01_OLDD_FHPELCE03_D50 | Residential heating technology - Electric heating - single-family house - new building - distributed MEAN level | HOUELC | HOUPARRHN_OLDD_DMD | MKr20 | 2050 | 6.3246 | 0.05215 | [6 empty] | PAR | D | OLD |  |  | RHNDIELC | 3 | 0.5 | HOUPARRHNDIELCN01_OLDD_FHPELCE03 | 1 | HOUPARRHNDIELCN01_OLDD | HOUPARRHNHPELCE03_OLDD | HPELCE03 | DIELCN01 | PAR_OLDD | HPELCE03_DIELCN01 | 5 | 0 | 1.1 | Unlikely
HOUPARRHNBHSOLN01_OLDD_FHPELCE03_D50 | Residential heating technology - Solar heating system - single-family house - existing building - distributed MEAN level | HOUSOL | HOUPARRHN_OLDD_DMD | MKr20 | 2020 | 8.0779 | 0.093036 | [6 empty] | PAR | D | OLD |  |  | RHNBHSOL | 3 | 0.5 | HOUPARRHNBHSOLN01_OLDD_FHPELCE03 | 1 | HOUPARRHNBHSOLN01_OLDD | HOUPARRHNHPELCE03_OLDD | HPELCE03 | BHSOLN01 | PAR_OLDD | HPELCE03_BHSOLN01 | 5 | 0 | 1.1 | Unlikely
HOUPARRHNBHSOLN01_OLDD_FHPELCE03_D50 | Residential heating technology - Solar heating system - single-family house - existing building - distributed MEAN level | HOUSOL | HOUPARRHN_OLDD_DMD | MKr20 | 2025 | 7.878 | 0.08736 | [6 empty] | PAR | D | OLD |  |  | RHNBHSOL | 3 | 0.5 | HOUPARRHNBHSOLN01_OLDD_FHPELCE03 | 1 | HOUPARRHNBHSOLN01_OLDD | HOUPARRHNHPELCE03_OLDD | HPELCE03 | BHSOLN01 | PAR_OLDD | HPELCE03_BHSOLN01 | 5 | 0 | 1.1 | Unlikely
HOUPARRHNBHSOLN01_OLDD_FHPELCE03_D50 | Residential heating technology - Solar heating system - single-family house - existing building - distributed MEAN level | HOUSOL | HOUPARRHN_OLDD_DMD | MKr20 | 2030 | 7.683 | 0.085232 | [6 empty] | PAR | D | OLD |  |  | RHNBHSOL | 3 | 0.5 | HOUPARRHNBHSOLN01_OLDD_FHPELCE03 | 1 | HOUPARRHNBHSOLN01_OLDD | HOUPARRHNHPELCE03_OLDD | HPELCE03 | BHSOLN01 | PAR_OLDD | HPELCE03_BHSOLN01 | 5 | 0 | 1.1 | Unlikely
HOUPARRHNBHSOLN01_OLDD_FHPELCE03_D50 | Residential heating technology - Solar heating system - single-family house - existing building - distributed MEAN level | HOUSOL | HOUPARRHN_OLDD_DMD | MKr20 | 2040 | 7.3074 | 0.08062 | [6 empty] | PAR | D | OLD |  |  | RHNBHSOL | 3 | 0.5 | HOUPARRHNBHSOLN01_OLDD_FHPELCE03 | 1 | HOUPARRHNBHSOLN01_OLDD | HOUPARRHNHPELCE03_OLDD | HPELCE03 | BHSOLN01 | PAR_OLDD | HPELCE03_BHSOLN01 | 5 | 0 | 1.1 | Unlikely
HOUPARRHNBHSOLN01_OLDD_FHPELCE03_D50 | Residential heating technology - Solar heating system - single-family house - existing building - distributed MEAN level | HOUSOL | HOUPARRHN_OLDD_DMD | MKr20 | 2050 | 6.9501 | 0.076008 | [6 empty] | PAR | D | OLD |  |  | RHNBHSOL | 3 | 0.5 | HOUPARRHNBHSOLN01_OLDD_FHPELCE03 | 1 | HOUPARRHNBHSOLN01_OLDD | HOUPARRHNHPELCE03_OLDD | HPELCE03 | BHSOLN01 | PAR_OLDD | HPELCE03_BHSOLN01 | 5 | 0 | 1.1 | Unlikely
HOUPARRHNBHDHDN03_OLDD_FHPELCE03_D50 | Residential heating technology - Direct district heating substation - plus connection pipe - single-family house - existing building - distributed MEAN level | HOUDHD | HOUPARRHN_OLDD_DMD | MKr20 | 2020 | 3.2097 | 0.030272 | [6 empty] | PAR | D | OLD |  |  | RHNBHDHD | 3 | 0.5 | HOUPARRHNBHDHDN03_OLDD_FHPELCE03 | 1 | HOUPARRHNBHDHDN03_OLDD | HOUPARRHNHPELCE03_OLDD | HPELCE03 | BHDHDN03 | PAR_OLDD | HPELCE03_BHDHDN03 | 6 | 0 | 1 | New
HOUPARRHNBHDHDN03_OLDD_FHPELCE03_D50 | Residential heating technology - Direct district heating substation - plus connection pipe - single-family house - existing building - distributed MEAN level | HOUDHD | HOUPARRHN_OLDD_DMD | MKr20 | 2025 | 3.1725 | 0.030048 | [6 empty] | PAR | D | OLD |  |  | RHNBHDHD | 3 | 0.5 | HOUPARRHNBHDHDN03_OLDD_FHPELCE03 | 1 | HOUPARRHNBHDHDN03_OLDD | HOUPARRHNHPELCE03_OLDD | HPELCE03 | BHDHDN03 | PAR_OLDD | HPELCE03_BHDHDN03 | 6 | 0 | 1 | New
HOUPARRHNBHDHDN03_OLDD_FHPELCE03_D50 | Residential heating technology - Direct district heating substation - plus connection pipe - single-family house - existing building - distributed MEAN level | HOUDHD | HOUPARRHN_OLDD_DMD | MKr20 | 2030 | 3.1414 | 0.029511 | [6 empty] | PAR | D | OLD |  |  | RHNBHDHD | 3 | 0.5 | HOUPARRHNBHDHDN03_OLDD_FHPELCE03 | 1 | HOUPARRHNBHDHDN03_OLDD | HOUPARRHNHPELCE03_OLDD | HPELCE03 | BHDHDN03 | PAR_OLDD | HPELCE03_BHDHDN03 | 6 | 0 | 1 | New
HOUPARRHNBHDHDN03_OLDD_FHPELCE03_D50 | Residential heating technology - Direct district heating substation - plus connection pipe - single-family house - existing building - distributed MEAN level | HOUDHD | HOUPARRHN_OLDD_DMD | MKr20 | 2040 | 3.0855 | 0.02824 | [6 empty] | PAR | D | OLD |  |  | RHNBHDHD | 3 | 0.5 | HOUPARRHNBHDHDN03_OLDD_FHPELCE03 | 1 | HOUPARRHNBHDHDN03_OLDD | HOUPARRHNHPELCE03_OLDD | HPELCE03 | BHDHDN03 | PAR_OLDD | HPELCE03_BHDHDN03 | 6 | 0 | 1 | New
HOUPARRHNBHDHDN03_OLDD_FHPELCE03_D50 | Residential heating technology - Direct district heating substation - plus connection pipe - single-family house - existing building - distributed MEAN level | HOUDHD | HOUPARRHN_OLDD_DMD | MKr20 | 2050 | 3.0235 | 0.026392 | [6 empty] | PAR | D | OLD |  |  | RHNBHDHD | 3 | 0.5 | HOUPARRHNBHDHDN03_OLDD_FHPELCE03 | 1 | HOUPARRHNBHDHDN03_OLDD | HOUPARRHNHPELCE03_OLDD | HPELCE03 | BHDHDN03 | PAR_OLDD | HPELCE03_BHDHDN03 | 6 | 0 | 1 | New
HOUPARRHNHPELCN07_OLDI_FHPELCE03_D50 | Residential heating technology - Heat pump, Air-to-water, low-price product - single-family house - existing building - distributed MEAN level | HOUELC, HOUAMB | HOUPARRHN_OLDI_DMD | MKr20 | 2020 | 8.2337 | 0.38286 | 0.33333 | [5 empty] | PAR | I | OLD | 3 |  | RHNHPELC | 3 | 0.5 | HOUPARRHNHPELCN07_OLDI_FHPELCE03 | 1 | HOUPARRHNHPELCN07_OLDI | HOUPARRHNHPELCE03_OLDI | HPELCE03 | HPELCN07 | PAR_OLDI | HPELCE03_HPELCN07 | 2 | 0 | 0.9 | Same
HOUPARRHNHPELCN07_OLDI_FHPELCE03_D50 | Residential heating technology - Heat pump, Air-to-water, low-price product - single-family house - existing building - distributed MEAN level | HOUELC, HOUAMB | HOUPARRHN_OLDI_DMD | MKr20 | 2025 | 7.5324 | 0.29365 | 0.31746 | [5 empty] | PAR | I | OLD | 3.15 |  | RHNHPELC | 3 | 0.5 | HOUPARRHNHPELCN07_OLDI_FHPELCE03 | 1 | HOUPARRHNHPELCN07_OLDI | HOUPARRHNHPELCE03_OLDI | HPELCE03 | HPELCN07 | PAR_OLDI | HPELCE03_HPELCN07 | 2 | 0 | 0.9 | Same
HOUPARRHNHPELCN07_OLDI_FHPELCE03_D50 | Residential heating technology - Heat pump, Air-to-water, low-price product - single-family house - existing building - distributed MEAN level | HOUELC, HOUAMB | HOUPARRHN_OLDI_DMD | MKr20 | 2030 | 6.831 | 0.29016 | 0.30303 | [5 empty] | PAR | I | OLD | 3.3 |  | RHNHPELC | 3 | 0.5 | HOUPARRHNHPELCN07_OLDI_FHPELCE03 | 1 | HOUPARRHNHPELCN07_OLDI | HOUPARRHNHPELCE03_OLDI | HPELCE03 | HPELCN07 | PAR_OLDI | HPELCE03_HPELCN07 | 2 | 0 | 0.9 | Same
HOUPARRHNHPELCN07_OLDI_FHPELCE03_D50 | Residential heating technology - Heat pump, Air-to-water, low-price product - single-family house - existing building - distributed MEAN level | HOUELC, HOUAMB | HOUPARRHN_OLDI_DMD | MKr20 | 2040 | 6.2722 | 0.28368 | 0.28986 | [5 empty] | PAR | I | OLD | 3.45 |  | RHNHPELC | 3 | 0.5 | HOUPARRHNHPELCN07_OLDI_FHPELCE03 | 1 | HOUPARRHNHPELCN07_OLDI | HOUPARRHNHPELCE03_OLDI | HPELCE03 | HPELCN07 | PAR_OLDI | HPELCE03_HPELCN07 | 2 | 0 | 0.9 | Same
HOUPARRHNHPELCN07_OLDI_FHPELCE03_D50 | Residential heating technology - Heat pump, Air-to-water, low-price product - single-family house - existing building - distributed MEAN level | HOUELC, HOUAMB | HOUPARRHN_OLDI_DMD | MKr20 | 2050 | 5.7134 | 0.2772 | 0.28169 | [5 empty] | PAR | I | OLD | 3.55 |  | RHNHPELC | 3 | 0.5 | HOUPARRHNHPELCN07_OLDI_FHPELCE03 | 1 | HOUPARRHNHPELCN07_OLDI | HOUPARRHNHPELCE03_OLDI | HPELCE03 | HPELCN07 | PAR_OLDI | HPELCE03_HPELCN07 | 2 | 0 | 0.9 | Same
HOUPARRHNHPELCN05_OLDI_FHPELCE03_D50 | Residential heating technology - Heat pump, Air-to-water - leasing - single-family house - existing building - distributed MEAN level | HOUELC, HOUAMB | HOUPARRHN_OLDI_DMD | MKr20 | 2020 | 5.2457 | 1.06 | 0.31746 | [5 empty] | PAR | I | OLD | 3.15 |  | RHNHPELC | 3 | 0.5 | HOUPARRHNHPELCN05_OLDI_FHPELCE03 | 1 | HOUPARRHNHPELCN05_OLDI | HOUPARRHNHPELCE03_OLDI | HPELCE03 | HPELCN05 | PAR_OLDI | HPELCE03_HPELCN05 | 2 | 0 | 0.9 | Same
HOUPARRHNHPELCN05_OLDI_FHPELCE03_D50 | Residential heating technology - Heat pump, Air-to-water - leasing - single-family house - existing building - distributed MEAN level | HOUELC, HOUAMB | HOUPARRHN_OLDI_DMD | MKr20 | 2025 | 4.8386 | 0.91425 | 0.30303 | [5 empty] | PAR | I | OLD | 3.3 |  | RHNHPELC | 3 | 0.5 | HOUPARRHNHPELCN05_OLDI_FHPELCE03 | 1 | HOUPARRHNHPELCN05_OLDI | HOUPARRHNHPELCE03_OLDI | HPELCE03 | HPELCN05 | PAR_OLDI | HPELCE03_HPELCN05 | 2 | 0 | 0.9 | Same
HOUPARRHNHPELCN05_OLDI_FHPELCE03_D50 | Residential heating technology - Heat pump, Air-to-water - leasing - single-family house - existing building - distributed MEAN level | HOUELC, HOUAMB | HOUPARRHN_OLDI_DMD | MKr20 | 2030 | 4.4315 | 0.85421 | 0.28986 | [5 empty] | PAR | I | OLD | 3.45 |  | RHNHPELC | 3 | 0.5 | HOUPARRHNHPELCN05_OLDI_FHPELCE03 | 1 | HOUPARRHNHPELCN05_OLDI | HOUPARRHNHPELCE03_OLDI | HPELCE03 | HPELCN05 | PAR_OLDI | HPELCE03_HPELCN05 | 2 | 0 | 0.9 | Same
HOUPARRHNHPELCN05_OLDI_FHPELCE03_D50 | Residential heating technology - Heat pump, Air-to-water - leasing - single-family house - existing building - distributed MEAN level | HOUELC, HOUAMB | HOUPARRHN_OLDI_DMD | MKr20 | 2040 | 4.1013 | 0.80187 | 0.27778 | [5 empty] | PAR | I | OLD | 3.6 |  | RHNHPELC | 3 | 0.5 | HOUPARRHNHPELCN05_OLDI_FHPELCE03 | 1 | HOUPARRHNHPELCN05_OLDI | HOUPARRHNHPELCE03_OLDI | HPELCE03 | HPELCN05 | PAR_OLDI | HPELCE03_HPELCN05 | 2 | 0 | 0.9 | Same
HOUPARRHNHPELCN05_OLDI_FHPELCE03_D50 | Residential heating technology - Heat pump, Air-to-water - leasing - single-family house - existing building - distributed MEAN level | HOUELC, HOUAMB | HOUPARRHN_OLDI_DMD | MKr20 | 2050 | 3.7711 | 0.74953 | 0.27027 | [5 empty] | PAR | I | OLD | 3.7 |  | RHNHPELC | 3 | 0.5 | HOUPARRHNHPELCN05_OLDI_FHPELCE03 | 1 | HOUPARRHNHPELCN05_OLDI | HOUPARRHNHPELCE03_OLDI | HPELCE03 | HPELCN05 | PAR_OLDI | HPELCE03_HPELCN05 | 2 | 0 | 0.9 | Same
HOUPARRHNHPELCN04_OLDI_FHPELCE03_D50 | Residential heating technology - Heat pump, Ground source - single-family house - existing building - distributed MEAN level | HOUELC, HOUAMB | HOUPARRHN_OLDI_DMD | MKr20 | 2020 | 14.6662 | 0.30571 | 0.28986 | [5 empty] | PAR | I | OLD | 3.45 |  | RHNHPELC | 3 | 0.5 | HOUPARRHNHPELCN04_OLDI_FHPELCE03 | 1 | HOUPARRHNHPELCN04_OLDI | HOUPARRHNHPELCE03_OLDI | HPELCE03 | HPELCN04 | PAR_OLDI | HPELCE03_HPELCN04 | 3 | 0 | 0.95 | Similar
HOUPARRHNHPELCN04_OLDI_FHPELCE03_D50 | Residential heating technology - Heat pump, Ground source - single-family house - existing building - distributed MEAN level | HOUELC, HOUAMB | HOUPARRHN_OLDI_DMD | MKr20 | 2025 | 13.9329 | 0.21651 | 0.28169 | [5 empty] | PAR | I | OLD | 3.55 |  | RHNHPELC | 3 | 0.5 | HOUPARRHNHPELCN04_OLDI_FHPELCE03 | 1 | HOUPARRHNHPELCN04_OLDI | HOUPARRHNHPELCE03_OLDI | HPELCE03 | HPELCN04 | PAR_OLDI | HPELCE03_HPELCN04 | 3 | 0 | 0.95 | Similar
HOUPARRHNHPELCN04_OLDI_FHPELCE03_D50 | Residential heating technology - Heat pump, Ground source - single-family house - existing building - distributed MEAN level | HOUELC, HOUAMB | HOUPARRHN_OLDI_DMD | MKr20 | 2030 | 13.1996 | 0.21302 | 0.27397 | [5 empty] | PAR | I | OLD | 3.65 |  | RHNHPELC | 3 | 0.5 | HOUPARRHNHPELCN04_OLDI_FHPELCE03 | 1 | HOUPARRHNHPELCN04_OLDI | HOUPARRHNHPELCE03_OLDI | HPELCE03 | HPELCN04 | PAR_OLDI | HPELCE03_HPELCN04 | 3 | 0 | 0.95 | Similar
HOUPARRHNHPELCN04_OLDI_FHPELCE03_D50 | Residential heating technology - Heat pump, Ground source - single-family house - existing building - distributed MEAN level | HOUELC, HOUAMB | HOUPARRHN_OLDI_DMD | MKr20 | 2040 | 12.5396 | 0.20654 | 0.26316 | [5 empty] | PAR | I | OLD | 3.8 |  | RHNHPELC | 3 | 0.5 | HOUPARRHNHPELCN04_OLDI_FHPELCE03 | 1 | HOUPARRHNHPELCN04_OLDI | HOUPARRHNHPELCE03_OLDI | HPELCE03 | HPELCN04 | PAR_OLDI | HPELCE03_HPELCN04 | 3 | 0 | 0.95 | Similar
HOUPARRHNHPELCN04_OLDI_FHPELCE03_D50 | Residential heating technology - Heat pump, Ground source - single-family house - existing building - distributed MEAN level | HOUELC, HOUAMB | HOUPARRHN_OLDI_DMD | MKr20 | 2050 | 11.8796 | 0.20005 | 0.25974 | [5 empty] | PAR | I | OLD | 3.85 |  | RHNHPELC | 3 | 0.5 | HOUPARRHNHPELCN04_OLDI_FHPELCE03 | 1 | HOUPARRHNHPELCN04_OLDI | HOUPARRHNHPELCE03_OLDI | HPELCE03 | HPELCN04 | PAR_OLDI | HPELCE03_HPELCN04 | 3 | 0 | 0.95 | Similar
HOUPARRHNHPELCN03_OLDI_FHPELCE03_D50 | Residential heating technology - Heat pump, Air-to-water - single-family house - existing building - distributed MEAN level | HOUELC, HOUAMB | HOUPARRHN_OLDI_DMD | MKr20 | 2020 | 10.4914 | 0.33143 | 0.31746 | [5 empty] | PAR | I | OLD | 3.15 |  | RHNHPELC | 3 | 0.5 | HOUPARRHNHPELCN03_OLDI_FHPELCE03 | 1 | HOUPARRHNHPELCN03_OLDI | HOUPARRHNHPELCE03_OLDI | HPELCE03 | HPELCN03 | PAR_OLDI | HPELCE03_HPELCN03 | 2 | 0 | 0.9 | Same
HOUPARRHNHPELCN03_OLDI_FHPELCE03_D50 | Residential heating technology - Heat pump, Air-to-water - single-family house - existing building - distributed MEAN level | HOUELC, HOUAMB | HOUPARRHN_OLDI_DMD | MKr20 | 2025 | 9.6772 | 0.24222 | 0.30303 | [5 empty] | PAR | I | OLD | 3.3 |  | RHNHPELC | 3 | 0.5 | HOUPARRHNHPELCN03_OLDI_FHPELCE03 | 1 | HOUPARRHNHPELCN03_OLDI | HOUPARRHNHPELCE03_OLDI | HPELCE03 | HPELCN03 | PAR_OLDI | HPELCE03_HPELCN03 | 2 | 0 | 0.9 | Same
HOUPARRHNHPELCN03_OLDI_FHPELCE03_D50 | Residential heating technology - Heat pump, Air-to-water - single-family house - existing building - distributed MEAN level | HOUELC, HOUAMB | HOUPARRHN_OLDI_DMD | MKr20 | 2030 | 8.8629 | 0.23873 | 0.28986 | [5 empty] | PAR | I | OLD | 3.45 |  | RHNHPELC | 3 | 0.5 | HOUPARRHNHPELCN03_OLDI_FHPELCE03 | 1 | HOUPARRHNHPELCN03_OLDI | HOUPARRHNHPELCE03_OLDI | HPELCE03 | HPELCN03 | PAR_OLDI | HPELCE03_HPELCN03 | 2 | 0 | 0.9 | Same
HOUPARRHNHPELCN03_OLDI_FHPELCE03_D50 | Residential heating technology - Heat pump, Air-to-water - single-family house - existing building - distributed MEAN level | HOUELC, HOUAMB | HOUPARRHN_OLDI_DMD | MKr20 | 2040 | 8.2025 | 0.23225 | 0.27778 | [5 empty] | PAR | I | OLD | 3.6 |  | RHNHPELC | 3 | 0.5 | HOUPARRHNHPELCN03_OLDI_FHPELCE03 | 1 | HOUPARRHNHPELCN03_OLDI | HOUPARRHNHPELCE03_OLDI | HPELCE03 | HPELCN03 | PAR_OLDI | HPELCE03_HPELCN03 | 2 | 0 | 0.9 | Same
HOUPARRHNHPELCN03_OLDI_FHPELCE03_D50 | Residential heating technology - Heat pump, Air-to-water - single-family house - existing building - distributed MEAN level | HOUELC, HOUAMB | HOUPARRHN_OLDI_DMD | MKr20 | 2050 | 7.5421 | 0.22577 | 0.27027 | [5 empty] | PAR | I | OLD | 3.7 |  | RHNHPELC | 3 | 0.5 | HOUPARRHNHPELCN03_OLDI_FHPELCE03 | 1 | HOUPARRHNHPELCN03_OLDI | HOUPARRHNHPELCE03_OLDI | HPELCE03 | HPELCN03 | PAR_OLDI | HPELCE03_HPELCN03 | 2 | 0 | 0.9 | Same
HOUPARRHNHPELCN02_OLDI_FHPELCE03_D50 | Residential heating technology - Heat pump, Air-to-air - single-family house - existing building - distributed MEAN level | HOUELC, HOUAMB | HOUPARRHN_OLDI_DMD | MKr20 | 2020 | 2.1408 | 0.17231 | 0.20619 | [5 empty] | PAR | I | OLD | 4.85 |  | RHNHPELC | 3 | 0.5 | HOUPARRHNHPELCN02_OLDI_FHPELCE03 | 1 | HOUPARRHNHPELCN02_OLDI | HOUPARRHNHPELCE03_OLDI | HPELCE03 | HPELCN02 | PAR_OLDI | HPELCE03_HPELCN02 | 5 | 0 | 1.1 | Unlikely
HOUPARRHNHPELCN02_OLDI_FHPELCE03_D50 | Residential heating technology - Heat pump, Air-to-air - single-family house - existing building - distributed MEAN level | HOUELC, HOUAMB | HOUPARRHN_OLDI_DMD | MKr20 | 2025 | 2.0884 | 0.11707 | 0.19608 | [5 empty] | PAR | I | OLD | 5.1 |  | RHNHPELC | 3 | 0.5 | HOUPARRHNHPELCN02_OLDI_FHPELCE03 | 1 | HOUPARRHNHPELCN02_OLDI | HOUPARRHNHPELCE03_OLDI | HPELCE03 | HPELCN02 | PAR_OLDI | HPELCE03_HPELCN02 | 5 | 0 | 1.1 | Unlikely
HOUPARRHNHPELCN02_OLDI_FHPELCE03_D50 | Residential heating technology - Heat pump, Air-to-air - single-family house - existing building - distributed MEAN level | HOUELC, HOUAMB | HOUPARRHN_OLDI_DMD | MKr20 | 2030 | 2.0361 | 0.11491 | 0.18868 | [5 empty] | PAR | I | OLD | 5.3 |  | RHNHPELC | 3 | 0.5 | HOUPARRHNHPELCN02_OLDI_FHPELCE03 | 1 | HOUPARRHNHPELCN02_OLDI | HOUPARRHNHPELCE03_OLDI | HPELCE03 | HPELCN02 | PAR_OLDI | HPELCE03_HPELCN02 | 5 | 0 | 1.1 | Unlikely
HOUPARRHNHPELCN02_OLDI_FHPELCE03_D50 | Residential heating technology - Heat pump, Air-to-air - single-family house - existing building - distributed MEAN level | HOUELC, HOUAMB | HOUPARRHN_OLDI_DMD | MKr20 | 2040 | 1.939 | 0.11089 | 0.18182 | [5 empty] | PAR | I | OLD | 5.5 |  | RHNHPELC | 3 | 0.5 | HOUPARRHNHPELCN02_OLDI_FHPELCE03 | 1 | HOUPARRHNHPELCN02_OLDI | HOUPARRHNHPELCE03_OLDI | HPELCE03 | HPELCN02 | PAR_OLDI | HPELCE03_HPELCN02 | 5 | 0 | 1.1 | Unlikely
HOUPARRHNHPELCN02_OLDI_FHPELCE03_D50 | Residential heating technology - Heat pump, Air-to-air - single-family house - existing building - distributed MEAN level | HOUELC, HOUAMB | HOUPARRHN_OLDI_DMD | MKr20 | 2050 | 1.8419 | 0.10688 | 0.17857 | [5 empty] | PAR | I | OLD | 5.6 |  | RHNHPELC | 3 | 0.5 | HOUPARRHNHPELCN02_OLDI_FHPELCE03 | 1 | HOUPARRHNHPELCN02_OLDI | HOUPARRHNHPELCE03_OLDI | HPELCE03 | HPELCN02 | PAR_OLDI | HPELCE03_HPELCN02 | 5 | 0 | 1.1 | Unlikely
HOUPARRHNDIELCN06_OLDI_FHPELCE03_D50 | Residential heating technology - Electric heating - electric panel from Bauhaus - single-family house - new building - distributed MEAN level | HOUELC | HOUPARRHN_OLDI_DMD | MKr20 | 2020 | 0.605 | 0 | [6 empty] | PAR | I | OLD |  |  | RHNDIELC | 3 | 0.5 | HOUPARRHNDIELCN06_OLDI_FHPELCE03 | 1 | HOUPARRHNDIELCN06_OLDI | HOUPARRHNHPELCE03_OLDI | HPELCE03 | DIELCN06 | PAR_OLDI | HPELCE03_DIELCN06 | 5 | 0 | 1.1 | Unlikely
HOUPARRHNDIELCN06_OLDI_FHPELCE03_D50 | Residential heating technology - Electric heating - electric panel from Bauhaus - single-family house - new building - distributed MEAN level | HOUELC | HOUPARRHN_OLDI_DMD | MKr20 | 2025 | 0.605 | 0 | [6 empty] | PAR | I | OLD |  |  | RHNDIELC | 3 | 0.5 | HOUPARRHNDIELCN06_OLDI_FHPELCE03 | 1 | HOUPARRHNDIELCN06_OLDI | HOUPARRHNHPELCE03_OLDI | HPELCE03 | DIELCN06 | PAR_OLDI | HPELCE03_DIELCN06 | 5 | 0 | 1.1 | Unlikely
HOUPARRHNDIELCN06_OLDI_FHPELCE03_D50 | Residential heating technology - Electric heating - electric panel from Bauhaus - single-family house - new building - distributed MEAN level | HOUELC | HOUPARRHN_OLDI_DMD | MKr20 | 2030 | 0.605 | 0 | [6 empty] | PAR | I | OLD |  |  | RHNDIELC | 3 | 0.5 | HOUPARRHNDIELCN06_OLDI_FHPELCE03 | 1 | HOUPARRHNDIELCN06_OLDI | HOUPARRHNHPELCE03_OLDI | HPELCE03 | DIELCN06 | PAR_OLDI | HPELCE03_DIELCN06 | 5 | 0 | 1.1 | Unlikely
HOUPARRHNDIELCN06_OLDI_FHPELCE03_D50 | Residential heating technology - Electric heating - electric panel from Bauhaus - single-family house - new building - distributed MEAN level | HOUELC | HOUPARRHN_OLDI_DMD | MKr20 | 2040 | 0.605 | 0 | [6 empty] | PAR | I | OLD |  |  | RHNDIELC | 3 | 0.5 | HOUPARRHNDIELCN06_OLDI_FHPELCE03 | 1 | HOUPARRHNDIELCN06_OLDI | HOUPARRHNHPELCE03_OLDI | HPELCE03 | DIELCN06 | PAR_OLDI | HPELCE03_DIELCN06 | 5 | 0 | 1.1 | Unlikely
HOUPARRHNDIELCN06_OLDI_FHPELCE03_D50 | Residential heating technology - Electric heating - electric panel from Bauhaus - single-family house - new building - distributed MEAN level | HOUELC | HOUPARRHN_OLDI_DMD | MKr20 | 2050 | 0.605 | 0 | [6 empty] | PAR | I | OLD |  |  | RHNDIELC | 3 | 0.5 | HOUPARRHNDIELCN06_OLDI_FHPELCE03 | 1 | HOUPARRHNDIELCN06_OLDI | HOUPARRHNHPELCE03_OLDI | HPELCE03 | DIELCN06 | PAR_OLDI | HPELCE03_DIELCN06 | 5 | 0 | 1.1 | Unlikely
HOUPARRHNDIELCN01_OLDI_FHPELCE03_D50 | Residential heating technology - Electric heating - single-family house - new building - distributed MEAN level | HOUELC | HOUPARRHN_OLDI_DMD | MKr20 | 2020 | 7.3509 | 0.0596 | [6 empty] | PAR | I | OLD |  |  | RHNDIELC | 3 | 0.5 | HOUPARRHNDIELCN01_OLDI_FHPELCE03 | 1 | HOUPARRHNDIELCN01_OLDI | HOUPARRHNHPELCE03_OLDI | HPELCE03 | DIELCN01 | PAR_OLDI | HPELCE03_DIELCN01 | 5 | 0 | 1.1 | Unlikely
HOUPARRHNDIELCN01_OLDI_FHPELCE03_D50 | Residential heating technology - Electric heating - single-family house - new building - distributed MEAN level | HOUELC | HOUPARRHN_OLDI_DMD | MKr20 | 2025 | 7.169 | 0.0596 | [6 empty] | PAR | I | OLD |  |  | RHNDIELC | 3 | 0.5 | HOUPARRHNDIELCN01_OLDI_FHPELCE03 | 1 | HOUPARRHNDIELCN01_OLDI | HOUPARRHNHPELCE03_OLDI | HPELCE03 | DIELCN01 | PAR_OLDI | HPELCE03_DIELCN01 | 5 | 0 | 1.1 | Unlikely
HOUPARRHNDIELCN01_OLDI_FHPELCE03_D50 | Residential heating technology - Electric heating - single-family house - new building - distributed MEAN level | HOUELC | HOUPARRHN_OLDI_DMD | MKr20 | 2030 | 6.9915 | 0.057117 | [6 empty] | PAR | I | OLD |  |  | RHNDIELC | 3 | 0.5 | HOUPARRHNDIELCN01_OLDI_FHPELCE03 | 1 | HOUPARRHNDIELCN01_OLDI | HOUPARRHNHPELCE03_OLDI | HPELCE03 | DIELCN01 | PAR_OLDI | HPELCE03_DIELCN01 | 5 | 0 | 1.1 | Unlikely
HOUPARRHNDIELCN01_OLDI_FHPELCE03_D50 | Residential heating technology - Electric heating - single-family house - new building - distributed MEAN level | HOUELC | HOUPARRHN_OLDI_DMD | MKr20 | 2040 | 6.6497 | 0.054633 | [6 empty] | PAR | I | OLD |  |  | RHNDIELC | 3 | 0.5 | HOUPARRHNDIELCN01_OLDI_FHPELCE03 | 1 | HOUPARRHNDIELCN01_OLDI | HOUPARRHNHPELCE03_OLDI | HPELCE03 | DIELCN01 | PAR_OLDI | HPELCE03_DIELCN01 | 5 | 0 | 1.1 | Unlikely
HOUPARRHNDIELCN01_OLDI_FHPELCE03_D50 | Residential heating technology - Electric heating - single-family house - new building - distributed MEAN level | HOUELC | HOUPARRHN_OLDI_DMD | MKr20 | 2050 | 6.3246 | 0.05215 | [6 empty] | PAR | I | OLD |  |  | RHNDIELC | 3 | 0.5 | HOUPARRHNDIELCN01_OLDI_FHPELCE03 | 1 | HOUPARRHNDIELCN01_OLDI | HOUPARRHNHPELCE03_OLDI | HPELCE03 | DIELCN01 | PAR_OLDI | HPELCE03_DIELCN01 | 5 | 0 | 1.1 | Unlikely
HOUPARRHNBHSOLN01_OLDI_FHPELCE03_D50 | Residential heating technology - Solar heating system - single-family house - existing building - distributed MEAN level | HOUSOL | HOUPARRHN_OLDI_DMD | MKr20 | 2020 | 8.0779 | 0.093036 | [6 empty] | PAR | I | OLD |  |  | RHNBHSOL | 3 | 0.5 | HOUPARRHNBHSOLN01_OLDI_FHPELCE03 | 1 | HOUPARRHNBHSOLN01_OLDI | HOUPARRHNHPELCE03_OLDI | HPELCE03 | BHSOLN01 | PAR_OLDI | HPELCE03_BHSOLN01 | 5 | 0 | 1.1 | Unlikely
HOUPARRHNBHSOLN01_OLDI_FHPELCE03_D50 | Residential heating technology - Solar heating system - single-family house - existing building - distributed MEAN level | HOUSOL | HOUPARRHN_OLDI_DMD | MKr20 | 2025 | 7.878 | 0.08736 | [6 empty] | PAR | I | OLD |  |  | RHNBHSOL | 3 | 0.5 | HOUPARRHNBHSOLN01_OLDI_FHPELCE03 | 1 | HOUPARRHNBHSOLN01_OLDI | HOUPARRHNHPELCE03_OLDI | HPELCE03 | BHSOLN01 | PAR_OLDI | HPELCE03_BHSOLN01 | 5 | 0 | 1.1 | Unlikely
HOUPARRHNBHSOLN01_OLDI_FHPELCE03_D50 | Residential heating technology - Solar heating system - single-family house - existing building - distributed MEAN level | HOUSOL | HOUPARRHN_OLDI_DMD | MKr20 | 2030 | 7.683 | 0.085232 | [6 empty] | PAR | I | OLD |  |  | RHNBHSOL | 3 | 0.5 | HOUPARRHNBHSOLN01_OLDI_FHPELCE03 | 1 | HOUPARRHNBHSOLN01_OLDI | HOUPARRHNHPELCE03_OLDI | HPELCE03 | BHSOLN01 | PAR_OLDI | HPELCE03_BHSOLN01 | 5 | 0 | 1.1 | Unlikely
HOUPARRHNBHSOLN01_OLDI_FHPELCE03_D50 | Residential heating technology - Solar heating system - single-family house - existing building - distributed MEAN level | HOUSOL | HOUPARRHN_OLDI_DMD | MKr20 | 2040 | 7.3074 | 0.08062 | [6 empty] | PAR | I | OLD |  |  | RHNBHSOL | 3 | 0.5 | HOUPARRHNBHSOLN01_OLDI_FHPELCE03 | 1 | HOUPARRHNBHSOLN01_OLDI | HOUPARRHNHPELCE03_OLDI | HPELCE03 | BHSOLN01 | PAR_OLDI | HPELCE03_BHSOLN01 | 5 | 0 | 1.1 | Unlikely
HOUPARRHNBHSOLN01_OLDI_FHPELCE03_D50 | Residential heating technology - Solar heating system - single-family house - existing building - distributed MEAN level | HOUSOL | HOUPARRHN_OLDI_DMD | MKr20 | 2050 | 6.9501 | 0.076008 | [6 empty] | PAR | I | OLD |  |  | RHNBHSOL | 3 | 0.5 | HOUPARRHNBHSOLN01_OLDI_FHPELCE03 | 1 | HOUPARRHNBHSOLN01_OLDI | HOUPARRHNHPELCE03_OLDI | HPELCE03 | BHSOLN01 | PAR_OLDI | HPELCE03_BHSOLN01 | 5 | 0 | 1.1 | Unlikely
HOUPARRHNBHDHDN09_OLDI_FHPELCE03_D50 | Residential heating technology - Direct district heating substation - plus connection pipe - plus distribution (heating density: low ) - single-family house - existing building - distributed MEAN level | HOUDHD | HOUPARRHN_OLDI_DMD | MKr20 | 2020 | 10.4597 | 0.030272 | [6 empty] | PAR | I | OLD |  |  | RHNBHDHD | 3 | 0.5 | HOUPARRHNBHDHDN09_OLDI_FHPELCE03 | 1 | HOUPARRHNBHDHDN09_OLDI | HOUPARRHNHPELCE03_OLDI | HPELCE03 | BHDHDN09 | PAR_OLDI | HPELCE03_BHDHDN09 | 6 | 0 | 1 | New
HOUPARRHNBHDHDN09_OLDI_FHPELCE03_D50 | Residential heating technology - Direct district heating substation - plus connection pipe - plus distribution (heating density: low ) - single-family house - existing building - distributed MEAN level | HOUDHD | HOUPARRHN_OLDI_DMD | MKr20 | 2025 | 10.4225 | 0.030048 | [6 empty] | PAR | I | OLD |  |  | RHNBHDHD | 3 | 0.5 | HOUPARRHNBHDHDN09_OLDI_FHPELCE03 | 1 | HOUPARRHNBHDHDN09_OLDI | HOUPARRHNHPELCE03_OLDI | HPELCE03 | BHDHDN09 | PAR_OLDI | HPELCE03_BHDHDN09 | 6 | 0 | 1 | New
HOUPARRHNBHDHDN09_OLDI_FHPELCE03_D50 | Residential heating technology - Direct district heating substation - plus connection pipe - plus distribution (heating density: low ) - single-family house - existing building - distributed MEAN level | HOUDHD | HOUPARRHN_OLDI_DMD | MKr20 | 2030 | 10.3914 | 0.029511 | [6 empty] | PAR | I | OLD |  |  | RHNBHDHD | 3 | 0.5 | HOUPARRHNBHDHDN09_OLDI_FHPELCE03 | 1 | HOUPARRHNBHDHDN09_OLDI | HOUPARRHNHPELCE03_OLDI | HPELCE03 | BHDHDN09 | PAR_OLDI | HPELCE03_BHDHDN09 | 6 | 0 | 1 | New
HOUPARRHNBHDHDN09_OLDI_FHPELCE03_D50 | Residential heating technology - Direct district heating substation - plus connection pipe - plus distribution (heating density: low ) - single-family house - existing building - distributed MEAN level | HOUDHD | HOUPARRHN_OLDI_DMD | MKr20 | 2040 | 10.3355 | 0.02824 | [6 empty] | PAR | I | OLD |  |  | RHNBHDHD | 3 | 0.5 | HOUPARRHNBHDHDN09_OLDI_FHPELCE03 | 1 | HOUPARRHNBHDHDN09_OLDI | HOUPARRHNHPELCE03_OLDI | HPELCE03 | BHDHDN09 | PAR_OLDI | HPELCE03_BHDHDN09 | 6 | 0 | 1 | New
HOUPARRHNBHDHDN09_OLDI_FHPELCE03_D50 | Residential heating technology - Direct district heating substation - plus connection pipe - plus distribution (heating density: low ) - single-family house - existing building - distributed MEAN level | HOUDHD | HOUPARRHN_OLDI_DMD | MKr20 | 2050 | 10.2735 | 0.026392 | [6 empty] | PAR | I | OLD |  |  | RHNBHDHD | 3 | 0.5 | HOUPARRHNBHDHDN09_OLDI_FHPELCE03 | 1 | HOUPARRHNBHDHDN09_OLDI | HOUPARRHNHPELCE03_OLDI | HPELCE03 | BHDHDN09 | PAR_OLDI | HPELCE03_BHDHDN09 | 6 | 0 | 1 | New
HOUPARRHNBHDHDN07_OLDI_FHPELCE03_D50 | Residential heating technology - Direct district heating substation - plus connection pipe - plus distribution (heating density: medium ) - single-family house - existing building - distributed MEAN level | HOUDHD | HOUPARRHN_OLDI_DMD | MKr20 | 2020 | 4.2097 | 0.030272 | [6 empty] | PAR | I | OLD |  |  | RHNBHDHD | 3 | 0.5 | HOUPARRHNBHDHDN07_OLDI_FHPELCE03 | 1 | HOUPARRHNBHDHDN07_OLDI | HOUPARRHNHPELCE03_OLDI | HPELCE03 | BHDHDN07 | PAR_OLDI | HPELCE03_BHDHDN07 | 6 | 0 | 1 | New
HOUPARRHNBHDHDN07_OLDI_FHPELCE03_D50 | Residential heating technology - Direct district heating substation - plus connection pipe - plus distribution (heating density: medium ) - single-family house - existing building - distributed MEAN level | HOUDHD | HOUPARRHN_OLDI_DMD | MKr20 | 2025 | 4.1725 | 0.030048 | [6 empty] | PAR | I | OLD |  |  | RHNBHDHD | 3 | 0.5 | HOUPARRHNBHDHDN07_OLDI_FHPELCE03 | 1 | HOUPARRHNBHDHDN07_OLDI | HOUPARRHNHPELCE03_OLDI | HPELCE03 | BHDHDN07 | PAR_OLDI | HPELCE03_BHDHDN07 | 6 | 0 | 1 | New
HOUPARRHNBHDHDN07_OLDI_FHPELCE03_D50 | Residential heating technology - Direct district heating substation - plus connection pipe - plus distribution (heating density: medium ) - single-family house - existing building - distributed MEAN level | HOUDHD | HOUPARRHN_OLDI_DMD | MKr20 | 2030 | 4.1414 | 0.029511 | [6 empty] | PAR | I | OLD |  |  | RHNBHDHD | 3 | 0.5 | HOUPARRHNBHDHDN07_OLDI_FHPELCE03 | 1 | HOUPARRHNBHDHDN07_OLDI | HOUPARRHNHPELCE03_OLDI | HPELCE03 | BHDHDN07 | PAR_OLDI | HPELCE03_BHDHDN07 | 6 | 0 | 1 | New
HOUPARRHNBHDHDN07_OLDI_FHPELCE03_D50 | Residential heating technology - Direct district heating substation - plus connection pipe - plus distribution (heating density: medium ) - single-family house - existing building - distributed MEAN level | HOUDHD | HOUPARRHN_OLDI_DMD | MKr20 | 2040 | 4.0855 | 0.02824 | [6 empty] | PAR | I | OLD |  |  | RHNBHDHD | 3 | 0.5 | HOUPARRHNBHDHDN07_OLDI_FHPELCE03 | 1 | HOUPARRHNBHDHDN07_OLDI | HOUPARRHNHPELCE03_OLDI | HPELCE03 | BHDHDN07 | PAR_OLDI | HPELCE03_BHDHDN07 | 6 | 0 | 1 | New
HOUPARRHNBHDHDN07_OLDI_FHPELCE03_D50 | Residential heating technology - Direct district heating substation - plus connection pipe - plus distribution (heating density: medium ) - single-family house - existing building - distributed MEAN level | HOUDHD | HOUPARRHN_OLDI_DMD | MKr20 | 2050 | 4.0235 | 0.026392 | [6 empty] | PAR | I | OLD |  |  | RHNBHDHD | 3 | 0.5 | HOUPARRHNBHDHDN07_OLDI_FHPELCE03 | 1 | HOUPARRHNBHDHDN07_OLDI | HOUPARRHNHPELCE03_OLDI | HPELCE03 | BHDHDN07 | PAR_OLDI | HPELCE03_BHDHDN07 | 6 | 0 | 1 | New
HOUPARRHNBHDHDN05_OLDI_FHPELCE03_D50 | Residential heating technology - Direct district heating substation - plus connection pipe - plus distribution (heating density: high ) - single-family house - existing building - distributed MEAN level | HOUDHD | HOUPARRHN_OLDI_DMD | MKr20 | 2020 | 3.2097 | 0.030272 | [6 empty] | PAR | I | OLD |  |  | RHNBHDHD | 3 | 0.5 | HOUPARRHNBHDHDN05_OLDI_FHPELCE03 | 1 | HOUPARRHNBHDHDN05_OLDI | HOUPARRHNHPELCE03_OLDI | HPELCE03 | BHDHDN05 | PAR_OLDI | HPELCE03_BHDHDN05 | 6 | 0 | 1 | New
HOUPARRHNBHDHDN05_OLDI_FHPELCE03_D50 | Residential heating technology - Direct district heating substation - plus connection pipe - plus distribution (heating density: high ) - single-family house - existing building - distributed MEAN level | HOUDHD | HOUPARRHN_OLDI_DMD | MKr20 | 2025 | 3.1725 | 0.030048 | [6 empty] | PAR | I | OLD |  |  | RHNBHDHD | 3 | 0.5 | HOUPARRHNBHDHDN05_OLDI_FHPELCE03 | 1 | HOUPARRHNBHDHDN05_OLDI | HOUPARRHNHPELCE03_OLDI | HPELCE03 | BHDHDN05 | PAR_OLDI | HPELCE03_BHDHDN05 | 6 | 0 | 1 | New
HOUPARRHNBHDHDN05_OLDI_FHPELCE03_D50 | Residential heating technology - Direct district heating substation - plus connection pipe - plus distribution (heating density: high ) - single-family house - existing building - distributed MEAN level | HOUDHD | HOUPARRHN_OLDI_DMD | MKr20 | 2030 | 3.1414 | 0.029511 | [6 empty] | PAR | I | OLD |  |  | RHNBHDHD | 3 | 0.5 | HOUPARRHNBHDHDN05_OLDI_FHPELCE03 | 1 | HOUPARRHNBHDHDN05_OLDI | HOUPARRHNHPELCE03_OLDI | HPELCE03 | BHDHDN05 | PAR_OLDI | HPELCE03_BHDHDN05 | 6 | 0 | 1 | New
HOUPARRHNBHDHDN05_OLDI_FHPELCE03_D50 | Residential heating technology - Direct district heating substation - plus connection pipe - plus distribution (heating density: high ) - single-family house - existing building - distributed MEAN level | HOUDHD | HOUPARRHN_OLDI_DMD | MKr20 | 2040 | 3.0855 | 0.02824 | [6 empty] | PAR | I | OLD |  |  | RHNBHDHD | 3 | 0.5 | HOUPARRHNBHDHDN05_OLDI_FHPELCE03 | 1 | HOUPARRHNBHDHDN05_OLDI | HOUPARRHNHPELCE03_OLDI | HPELCE03 | BHDHDN05 | PAR_OLDI | HPELCE03_BHDHDN05 | 6 | 0 | 1 | New
HOUPARRHNBHDHDN05_OLDI_FHPELCE03_D50 | Residential heating technology - Direct district heating substation - plus connection pipe - plus distribution (heating density: high ) - single-family house - existing building - distributed MEAN level | HOUDHD | HOUPARRHN_OLDI_DMD | MKr20 | 2050 | 3.0235 | 0.026392 | [6 empty] | PAR | I | OLD |  |  | RHNBHDHD | 3 | 0.5 | HOUPARRHNBHDHDN05_OLDI_FHPELCE03 | 1 | HOUPARRHNBHDHDN05_OLDI | HOUPARRHNHPELCE03_OLDI | HPELCE03 | BHDHDN05 | PAR_OLDI | HPELCE03_BHDHDN05 | 6 | 0 | 1 | New
HOUPARRHNBHDHCN09_OLDI_FHPELCE03_D50 | Residential heating technology - Direct district heating substation - plus connection pipe - plus distribution (heating density: low ) - single-family house - existing building - distributed MEAN level | HOUDHC | HOUPARRHN_OLDI_DMD | MKr20 | 2020 | 10.4597 | 0.030272 | [6 empty] | PAR | I | OLD |  |  | RHNBHDHC | 3 | 0.5 | HOUPARRHNBHDHCN09_OLDI_FHPELCE03 | 1 | HOUPARRHNBHDHCN09_OLDI | HOUPARRHNHPELCE03_OLDI | HPELCE03 | BHDHCN09 | PAR_OLDI | HPELCE03_BHDHCN09 | 6 | 0 | 1 | New
HOUPARRHNBHDHCN09_OLDI_FHPELCE03_D50 | Residential heating technology - Direct district heating substation - plus connection pipe - plus distribution (heating density: low ) - single-family house - existing building - distributed MEAN level | HOUDHC | HOUPARRHN_OLDI_DMD | MKr20 | 2025 | 10.4225 | 0.030048 | [6 empty] | PAR | I | OLD |  |  | RHNBHDHC | 3 | 0.5 | HOUPARRHNBHDHCN09_OLDI_FHPELCE03 | 1 | HOUPARRHNBHDHCN09_OLDI | HOUPARRHNHPELCE03_OLDI | HPELCE03 | BHDHCN09 | PAR_OLDI | HPELCE03_BHDHCN09 | 6 | 0 | 1 | New
HOUPARRHNBHDHCN09_OLDI_FHPELCE03_D50 | Residential heating technology - Direct district heating substation - plus connection pipe - plus distribution (heating density: low ) - single-family house - existing building - distributed MEAN level | HOUDHC | HOUPARRHN_OLDI_DMD | MKr20 | 2030 | 10.3914 | 0.029511 | [6 empty] | PAR | I | OLD |  |  | RHNBHDHC | 3 | 0.5 | HOUPARRHNBHDHCN09_OLDI_FHPELCE03 | 1 | HOUPARRHNBHDHCN09_OLDI | HOUPARRHNHPELCE03_OLDI | HPELCE03 | BHDHCN09 | PAR_OLDI | HPELCE03_BHDHCN09 | 6 | 0 | 1 | New
HOUPARRHNBHDHCN09_OLDI_FHPELCE03_D50 | Residential heating technology - Direct district heating substation - plus connection pipe - plus distribution (heating density: low ) - single-family house - existing building - distributed MEAN level | HOUDHC | HOUPARRHN_OLDI_DMD | MKr20 | 2040 | 10.3355 | 0.02824 | [6 empty] | PAR | I | OLD |  |  | RHNBHDHC | 3 | 0.5 | HOUPARRHNBHDHCN09_OLDI_FHPELCE03 | 1 | HOUPARRHNBHDHCN09_OLDI | HOUPARRHNHPELCE03_OLDI | HPELCE03 | BHDHCN09 | PAR_OLDI | HPELCE03_BHDHCN09 | 6 | 0 | 1 | New
HOUPARRHNBHDHCN09_OLDI_FHPELCE03_D50 | Residential heating technology - Direct district heating substation - plus connection pipe - plus distribution (heating density: low ) - single-family house - existing building - distributed MEAN level | HOUDHC | HOUPARRHN_OLDI_DMD | MKr20 | 2050 | 10.2735 | 0.026392 | [6 empty] | PAR | I | OLD |  |  | RHNBHDHC | 3 | 0.5 | HOUPARRHNBHDHCN09_OLDI_FHPELCE03 | 1 | HOUPARRHNBHDHCN09_OLDI | HOUPARRHNHPELCE03_OLDI | HPELCE03 | BHDHCN09 | PAR_OLDI | HPELCE03_BHDHCN09 | 6 | 0 | 1 | New
HOUPARRHNBHDHCN07_OLDI_FHPELCE03_D50 | Residential heating technology - Direct district heating substation - plus connection pipe - plus distribution (heating density: medium ) - single-family house - existing building - distributed MEAN level | HOUDHC | HOUPARRHN_OLDI_DMD | MKr20 | 2020 | 4.2097 | 0.030272 | [6 empty] | PAR | I | OLD |  |  | RHNBHDHC | 3 | 0.5 | HOUPARRHNBHDHCN07_OLDI_FHPELCE03 | 1 | HOUPARRHNBHDHCN07_OLDI | HOUPARRHNHPELCE03_OLDI | HPELCE03 | BHDHCN07 | PAR_OLDI | HPELCE03_BHDHCN07 | 6 | 0 | 1 | New
HOUPARRHNBHDHCN07_OLDI_FHPELCE03_D50 | Residential heating technology - Direct district heating substation - plus connection pipe - plus distribution (heating density: medium ) - single-family house - existing building - distributed MEAN level | HOUDHC | HOUPARRHN_OLDI_DMD | MKr20 | 2025 | 4.1725 | 0.030048 | [6 empty] | PAR | I | OLD |  |  | RHNBHDHC | 3 | 0.5 | HOUPARRHNBHDHCN07_OLDI_FHPELCE03 | 1 | HOUPARRHNBHDHCN07_OLDI | HOUPARRHNHPELCE03_OLDI | HPELCE03 | BHDHCN07 | PAR_OLDI | HPELCE03_BHDHCN07 | 6 | 0 | 1 | New
HOUPARRHNBHDHCN07_OLDI_FHPELCE03_D50 | Residential heating technology - Direct district heating substation - plus connection pipe - plus distribution (heating density: medium ) - single-family house - existing building - distributed MEAN level | HOUDHC | HOUPARRHN_OLDI_DMD | MKr20 | 2030 | 4.1414 | 0.029511 | [6 empty] | PAR | I | OLD |  |  | RHNBHDHC | 3 | 0.5 | HOUPARRHNBHDHCN07_OLDI_FHPELCE03 | 1 | HOUPARRHNBHDHCN07_OLDI | HOUPARRHNHPELCE03_OLDI | HPELCE03 | BHDHCN07 | PAR_OLDI | HPELCE03_BHDHCN07 | 6 | 0 | 1 | New
HOUPARRHNBHDHCN07_OLDI_FHPELCE03_D50 | Residential heating technology - Direct district heating substation - plus connection pipe - plus distribution (heating density: medium ) - single-family house - existing building - distributed MEAN level | HOUDHC | HOUPARRHN_OLDI_DMD | MKr20 | 2040 | 4.0855 | 0.02824 | [6 empty] | PAR | I | OLD |  |  | RHNBHDHC | 3 | 0.5 | HOUPARRHNBHDHCN07_OLDI_FHPELCE03 | 1 | HOUPARRHNBHDHCN07_OLDI | HOUPARRHNHPELCE03_OLDI | HPELCE03 | BHDHCN07 | PAR_OLDI | HPELCE03_BHDHCN07 | 6 | 0 | 1 | New
HOUPARRHNBHDHCN07_OLDI_FHPELCE03_D50 | Residential heating technology - Direct district heating substation - plus connection pipe - plus distribution (heating density: medium ) - single-family house - existing building - distributed MEAN level | HOUDHC | HOUPARRHN_OLDI_DMD | MKr20 | 2050 | 4.0235 | 0.026392 | [6 empty] | PAR | I | OLD |  |  | RHNBHDHC | 3 | 0.5 | HOUPARRHNBHDHCN07_OLDI_FHPELCE03 | 1 | HOUPARRHNBHDHCN07_OLDI | HOUPARRHNHPELCE03_OLDI | HPELCE03 | BHDHCN07 | PAR_OLDI | HPELCE03_BHDHCN07 | 6 | 0 | 1 | New
HOUPARRHNBHDHCN05_OLDI_FHPELCE03_D50 | Residential heating technology - Direct district heating substation - plus connection pipe - plus distribution (heating density: high ) - single-family house - existing building - distributed MEAN level | HOUDHC | HOUPARRHN_OLDI_DMD | MKr20 | 2020 | 3.2097 | 0.030272 | [6 empty] | PAR | I | OLD |  |  | RHNBHDHC | 3 | 0.5 | HOUPARRHNBHDHCN05_OLDI_FHPELCE03 | 1 | HOUPARRHNBHDHCN05_OLDI | HOUPARRHNHPELCE03_OLDI | HPELCE03 | BHDHCN05 | PAR_OLDI | HPELCE03_BHDHCN05 | 6 | 0 | 1 | New
HOUPARRHNBHDHCN05_OLDI_FHPELCE03_D50 | Residential heating technology - Direct district heating substation - plus connection pipe - plus distribution (heating density: high ) - single-family house - existing building - distributed MEAN level | HOUDHC | HOUPARRHN_OLDI_DMD | MKr20 | 2025 | 3.1725 | 0.030048 | [6 empty] | PAR | I | OLD |  |  | RHNBHDHC | 3 | 0.5 | HOUPARRHNBHDHCN05_OLDI_FHPELCE03 | 1 | HOUPARRHNBHDHCN05_OLDI | HOUPARRHNHPELCE03_OLDI | HPELCE03 | BHDHCN05 | PAR_OLDI | HPELCE03_BHDHCN05 | 6 | 0 | 1 | New
HOUPARRHNBHDHCN05_OLDI_FHPELCE03_D50 | Residential heating technology - Direct district heating substation - plus connection pipe - plus distribution (heating density: high ) - single-family house - existing building - distributed MEAN level | HOUDHC | HOUPARRHN_OLDI_DMD | MKr20 | 2030 | 3.1414 | 0.029511 | [6 empty] | PAR | I | OLD |  |  | RHNBHDHC | 3 | 0.5 | HOUPARRHNBHDHCN05_OLDI_FHPELCE03 | 1 | HOUPARRHNBHDHCN05_OLDI | HOUPARRHNHPELCE03_OLDI | HPELCE03 | BHDHCN05 | PAR_OLDI | HPELCE03_BHDHCN05 | 6 | 0 | 1 | New
HOUPARRHNBHDHCN05_OLDI_FHPELCE03_D50 | Residential heating technology - Direct district heating substation - plus connection pipe - plus distribution (heating density: high ) - single-family house - existing building - distributed MEAN level | HOUDHC | HOUPARRHN_OLDI_DMD | MKr20 | 2040 | 3.0855 | 0.02824 | [6 empty] | PAR | I | OLD |  |  | RHNBHDHC | 3 | 0.5 | HOUPARRHNBHDHCN05_OLDI_FHPELCE03 | 1 | HOUPARRHNBHDHCN05_OLDI | HOUPARRHNHPELCE03_OLDI | HPELCE03 | BHDHCN05 | PAR_OLDI | HPELCE03_BHDHCN05 | 6 | 0 | 1 | New
HOUPARRHNBHDHCN05_OLDI_FHPELCE03_D50 | Residential heating technology - Direct district heating substation - plus connection pipe - plus distribution (heating density: high ) - single-family house - existing building - distributed MEAN level | HOUDHC | HOUPARRHN_OLDI_DMD | MKr20 | 2050 | 3.0235 | 0.026392 | [6 empty] | PAR | I | OLD |  |  | RHNBHDHC | 3 | 0.5 | HOUPARRHNBHDHCN05_OLDI_FHPELCE03 | 1 | HOUPARRHNBHDHCN05_OLDI | HOUPARRHNHPELCE03_OLDI | HPELCE03 | BHDHCN05 | PAR_OLDI | HPELCE03_BHDHCN05 | 6 | 0 | 1 | New
HOUPARRHNHPELCN07_OLDC_FHPELCE04_D50 | Residential heating technology - Heat pump, Air-to-water, low-price product - single-family house - existing building - distributed MEAN level | HOUELC, HOUAMB | HOUPARRHN_OLDC_DMD | MKr20 | 2020 | 8.6911 | 0.38286 | 0.33333 | [5 empty] | PAR | C | OLD | 3 |  | RHNHPELC | 3 | 0.5 | HOUPARRHNHPELCN07_OLDC_FHPELCE04 | 1 | HOUPARRHNHPELCN07_OLDC | HOUPARRHNHPELCE04_OLDC | HPELCE04 | HPELCN07 | PAR_OLDC | HPELCE04_HPELCN07 | 3 | 0 | 0.95 | Similar
HOUPARRHNHPELCN07_OLDC_FHPELCE04_D50 | Residential heating technology - Heat pump, Air-to-water, low-price product - single-family house - existing building - distributed MEAN level | HOUELC, HOUAMB | HOUPARRHN_OLDC_DMD | MKr20 | 2025 | 7.9508 | 0.29365 | 0.31746 | [5 empty] | PAR | C | OLD | 3.15 |  | RHNHPELC | 3 | 0.5 | HOUPARRHNHPELCN07_OLDC_FHPELCE04 | 1 | HOUPARRHNHPELCN07_OLDC | HOUPARRHNHPELCE04_OLDC | HPELCE04 | HPELCN07 | PAR_OLDC | HPELCE04_HPELCN07 | 3 | 0 | 0.95 | Similar
HOUPARRHNHPELCN07_OLDC_FHPELCE04_D50 | Residential heating technology - Heat pump, Air-to-water, low-price product - single-family house - existing building - distributed MEAN level | HOUELC, HOUAMB | HOUPARRHN_OLDC_DMD | MKr20 | 2030 | 7.2105 | 0.29016 | 0.30303 | [5 empty] | PAR | C | OLD | 3.3 |  | RHNHPELC | 3 | 0.5 | HOUPARRHNHPELCN07_OLDC_FHPELCE04 | 1 | HOUPARRHNHPELCN07_OLDC | HOUPARRHNHPELCE04_OLDC | HPELCE04 | HPELCN07 | PAR_OLDC | HPELCE04_HPELCN07 | 3 | 0 | 0.95 | Similar
HOUPARRHNHPELCN07_OLDC_FHPELCE04_D50 | Residential heating technology - Heat pump, Air-to-water, low-price product - single-family house - existing building - distributed MEAN level | HOUELC, HOUAMB | HOUPARRHN_OLDC_DMD | MKr20 | 2040 | 6.6207 | 0.28368 | 0.28986 | [5 empty] | PAR | C | OLD | 3.45 |  | RHNHPELC | 3 | 0.5 | HOUPARRHNHPELCN07_OLDC_FHPELCE04 | 1 | HOUPARRHNHPELCN07_OLDC | HOUPARRHNHPELCE04_OLDC | HPELCE04 | HPELCN07 | PAR_OLDC | HPELCE04_HPELCN07 | 3 | 0 | 0.95 | Similar
HOUPARRHNHPELCN07_OLDC_FHPELCE04_D50 | Residential heating technology - Heat pump, Air-to-water, low-price product - single-family house - existing building - distributed MEAN level | HOUELC, HOUAMB | HOUPARRHN_OLDC_DMD | MKr20 | 2050 | 6.0308 | 0.2772 | 0.28169 | [5 empty] | PAR | C | OLD | 3.55 |  | RHNHPELC | 3 | 0.5 | HOUPARRHNHPELCN07_OLDC_FHPELCE04 | 1 | HOUPARRHNHPELCN07_OLDC | HOUPARRHNHPELCE04_OLDC | HPELCE04 | HPELCN07 | PAR_OLDC | HPELCE04_HPELCN07 | 3 | 0 | 0.95 | Similar
HOUPARRHNHPELCN05_OLDC_FHPELCE04_D50 | Residential heating technology - Heat pump, Air-to-water - leasing - single-family house - existing building - distributed MEAN level | HOUELC, HOUAMB | HOUPARRHN_OLDC_DMD | MKr20 | 2020 | 5.5371 | 1.06 | 0.31746 | [5 empty] | PAR | C | OLD | 3.15 |  | RHNHPELC | 3 | 0.5 | HOUPARRHNHPELCN05_OLDC_FHPELCE04 | 1 | HOUPARRHNHPELCN05_OLDC | HOUPARRHNHPELCE04_OLDC | HPELCE04 | HPELCN05 | PAR_OLDC | HPELCE04_HPELCN05 | 3 | 0 | 0.95 | Similar
HOUPARRHNHPELCN05_OLDC_FHPELCE04_D50 | Residential heating technology - Heat pump, Air-to-water - leasing - single-family house - existing building - distributed MEAN level | HOUELC, HOUAMB | HOUPARRHN_OLDC_DMD | MKr20 | 2025 | 5.1074 | 0.91425 | 0.30303 | [5 empty] | PAR | C | OLD | 3.3 |  | RHNHPELC | 3 | 0.5 | HOUPARRHNHPELCN05_OLDC_FHPELCE04 | 1 | HOUPARRHNHPELCN05_OLDC | HOUPARRHNHPELCE04_OLDC | HPELCE04 | HPELCN05 | PAR_OLDC | HPELCE04_HPELCN05 | 3 | 0 | 0.95 | Similar
HOUPARRHNHPELCN05_OLDC_FHPELCE04_D50 | Residential heating technology - Heat pump, Air-to-water - leasing - single-family house - existing building - distributed MEAN level | HOUELC, HOUAMB | HOUPARRHN_OLDC_DMD | MKr20 | 2030 | 4.6777 | 0.85421 | 0.28986 | [5 empty] | PAR | C | OLD | 3.45 |  | RHNHPELC | 3 | 0.5 | HOUPARRHNHPELCN05_OLDC_FHPELCE04 | 1 | HOUPARRHNHPELCN05_OLDC | HOUPARRHNHPELCE04_OLDC | HPELCE04 | HPELCN05 | PAR_OLDC | HPELCE04_HPELCN05 | 3 | 0 | 0.95 | Similar
HOUPARRHNHPELCN05_OLDC_FHPELCE04_D50 | Residential heating technology - Heat pump, Air-to-water - leasing - single-family house - existing building - distributed MEAN level | HOUELC, HOUAMB | HOUPARRHN_OLDC_DMD | MKr20 | 2040 | 4.3291 | 0.80187 | 0.27778 | [5 empty] | PAR | C | OLD | 3.6 |  | RHNHPELC | 3 | 0.5 | HOUPARRHNHPELCN05_OLDC_FHPELCE04 | 1 | HOUPARRHNHPELCN05_OLDC | HOUPARRHNHPELCE04_OLDC | HPELCE04 | HPELCN05 | PAR_OLDC | HPELCE04_HPELCN05 | 3 | 0 | 0.95 | Similar
HOUPARRHNHPELCN05_OLDC_FHPELCE04_D50 | Residential heating technology - Heat pump, Air-to-water - leasing - single-family house - existing building - distributed MEAN level | HOUELC, HOUAMB | HOUPARRHN_OLDC_DMD | MKr20 | 2050 | 3.9806 | 0.74953 | 0.27027 | [5 empty] | PAR | C | OLD | 3.7 |  | RHNHPELC | 3 | 0.5 | HOUPARRHNHPELCN05_OLDC_FHPELCE04 | 1 | HOUPARRHNHPELCN05_OLDC | HOUPARRHNHPELCE04_OLDC | HPELCE04 | HPELCN05 | PAR_OLDC | HPELCE04_HPELCN05 | 3 | 0 | 0.95 | Similar
HOUPARRHNHPELCN04_OLDC_FHPELCE04_D50 | Residential heating technology - Heat pump, Ground source - single-family house - existing building - distributed MEAN level | HOUELC, HOUAMB | HOUPARRHN_OLDC_DMD | MKr20 | 2020 | 13.8943 | 0.30571 | 0.28986 | [5 empty] | PAR | C | OLD | 3.45 |  | RHNHPELC | 3 | 0.5 | HOUPARRHNHPELCN04_OLDC_FHPELCE04 | 1 | HOUPARRHNHPELCN04_OLDC | HOUPARRHNHPELCE04_OLDC | HPELCE04 | HPELCN04 | PAR_OLDC | HPELCE04_HPELCN04 | 2 | 0 | 0.9 | Same
HOUPARRHNHPELCN04_OLDC_FHPELCE04_D50 | Residential heating technology - Heat pump, Ground source - single-family house - existing building - distributed MEAN level | HOUELC, HOUAMB | HOUPARRHN_OLDC_DMD | MKr20 | 2025 | 13.1996 | 0.21651 | 0.28169 | [5 empty] | PAR | C | OLD | 3.55 |  | RHNHPELC | 3 | 0.5 | HOUPARRHNHPELCN04_OLDC_FHPELCE04 | 1 | HOUPARRHNHPELCN04_OLDC | HOUPARRHNHPELCE04_OLDC | HPELCE04 | HPELCN04 | PAR_OLDC | HPELCE04_HPELCN04 | 2 | 0 | 0.9 | Same
HOUPARRHNHPELCN04_OLDC_FHPELCE04_D50 | Residential heating technology - Heat pump, Ground source - single-family house - existing building - distributed MEAN level | HOUELC, HOUAMB | HOUPARRHN_OLDC_DMD | MKr20 | 2030 | 12.5049 | 0.21302 | 0.27397 | [5 empty] | PAR | C | OLD | 3.65 |  | RHNHPELC | 3 | 0.5 | HOUPARRHNHPELCN04_OLDC_FHPELCE04 | 1 | HOUPARRHNHPELCN04_OLDC | HOUPARRHNHPELCE04_OLDC | HPELCE04 | HPELCN04 | PAR_OLDC | HPELCE04_HPELCN04 | 2 | 0 | 0.9 | Same
HOUPARRHNHPELCN04_OLDC_FHPELCE04_D50 | Residential heating technology - Heat pump, Ground source - single-family house - existing building - distributed MEAN level | HOUELC, HOUAMB | HOUPARRHN_OLDC_DMD | MKr20 | 2040 | 11.8796 | 0.20654 | 0.26316 | [5 empty] | PAR | C | OLD | 3.8 |  | RHNHPELC | 3 | 0.5 | HOUPARRHNHPELCN04_OLDC_FHPELCE04 | 1 | HOUPARRHNHPELCN04_OLDC | HOUPARRHNHPELCE04_OLDC | HPELCE04 | HPELCN04 | PAR_OLDC | HPELCE04_HPELCN04 | 2 | 0 | 0.9 | Same
HOUPARRHNHPELCN04_OLDC_FHPELCE04_D50 | Residential heating technology - Heat pump, Ground source - single-family house - existing building - distributed MEAN level | HOUELC, HOUAMB | HOUPARRHN_OLDC_DMD | MKr20 | 2050 | 11.2544 | 0.20005 | 0.25974 | [5 empty] | PAR | C | OLD | 3.85 |  | RHNHPELC | 3 | 0.5 | HOUPARRHNHPELCN04_OLDC_FHPELCE04 | 1 | HOUPARRHNHPELCN04_OLDC | HOUPARRHNHPELCE04_OLDC | HPELCE04 | HPELCN04 | PAR_OLDC | HPELCE04_HPELCN04 | 2 | 0 | 0.9 | Same
HOUPARRHNHPELCN03_OLDC_FHPELCE04_D50 | Residential heating technology - Heat pump, Air-to-water - single-family house - existing building - distributed MEAN level | HOUELC, HOUAMB | HOUPARRHN_OLDC_DMD | MKr20 | 2020 | 11.0743 | 0.33143 | 0.31746 | [5 empty] | PAR | C | OLD | 3.15 |  | RHNHPELC | 3 | 0.5 | HOUPARRHNHPELCN03_OLDC_FHPELCE04 | 1 | HOUPARRHNHPELCN03_OLDC | HOUPARRHNHPELCE04_OLDC | HPELCE04 | HPELCN03 | PAR_OLDC | HPELCE04_HPELCN03 | 3 | 0 | 0.95 | Similar
HOUPARRHNHPELCN03_OLDC_FHPELCE04_D50 | Residential heating technology - Heat pump, Air-to-water - single-family house - existing building - distributed MEAN level | HOUELC, HOUAMB | HOUPARRHN_OLDC_DMD | MKr20 | 2025 | 10.2148 | 0.24222 | 0.30303 | [5 empty] | PAR | C | OLD | 3.3 |  | RHNHPELC | 3 | 0.5 | HOUPARRHNHPELCN03_OLDC_FHPELCE04 | 1 | HOUPARRHNHPELCN03_OLDC | HOUPARRHNHPELCE04_OLDC | HPELCE04 | HPELCN03 | PAR_OLDC | HPELCE04_HPELCN03 | 3 | 0 | 0.95 | Similar
HOUPARRHNHPELCN03_OLDC_FHPELCE04_D50 | Residential heating technology - Heat pump, Air-to-water - single-family house - existing building - distributed MEAN level | HOUELC, HOUAMB | HOUPARRHN_OLDC_DMD | MKr20 | 2030 | 9.3553 | 0.23873 | 0.28986 | [5 empty] | PAR | C | OLD | 3.45 |  | RHNHPELC | 3 | 0.5 | HOUPARRHNHPELCN03_OLDC_FHPELCE04 | 1 | HOUPARRHNHPELCN03_OLDC | HOUPARRHNHPELCE04_OLDC | HPELCE04 | HPELCN03 | PAR_OLDC | HPELCE04_HPELCN03 | 3 | 0 | 0.95 | Similar
HOUPARRHNHPELCN03_OLDC_FHPELCE04_D50 | Residential heating technology - Heat pump, Air-to-water - single-family house - existing building - distributed MEAN level | HOUELC, HOUAMB | HOUPARRHN_OLDC_DMD | MKr20 | 2040 | 8.6582 | 0.23225 | 0.27778 | [5 empty] | PAR | C | OLD | 3.6 |  | RHNHPELC | 3 | 0.5 | HOUPARRHNHPELCN03_OLDC_FHPELCE04 | 1 | HOUPARRHNHPELCN03_OLDC | HOUPARRHNHPELCE04_OLDC | HPELCE04 | HPELCN03 | PAR_OLDC | HPELCE04_HPELCN03 | 3 | 0 | 0.95 | Similar
HOUPARRHNHPELCN03_OLDC_FHPELCE04_D50 | Residential heating technology - Heat pump, Air-to-water - single-family house - existing building - distributed MEAN level | HOUELC, HOUAMB | HOUPARRHN_OLDC_DMD | MKr20 | 2050 | 7.9611 | 0.22577 | 0.27027 | [5 empty] | PAR | C | OLD | 3.7 |  | RHNHPELC | 3 | 0.5 | HOUPARRHNHPELCN03_OLDC_FHPELCE04 | 1 | HOUPARRHNHPELCN03_OLDC | HOUPARRHNHPELCE04_OLDC | HPELCE04 | HPELCN03 | PAR_OLDC | HPELCE04_HPELCN03 | 3 | 0 | 0.95 | Similar
HOUPARRHNHPELCN02_OLDC_FHPELCE04_D50 | Residential heating technology - Heat pump, Air-to-air - single-family house - existing building - distributed MEAN level | HOUELC, HOUAMB | HOUPARRHN_OLDC_DMD | MKr20 | 2020 | 2.1408 | 0.17231 | 0.20619 | [5 empty] | PAR | C | OLD | 4.85 |  | RHNHPELC | 3 | 0.5 | HOUPARRHNHPELCN02_OLDC_FHPELCE04 | 1 | HOUPARRHNHPELCN02_OLDC | HOUPARRHNHPELCE04_OLDC | HPELCE04 | HPELCN02 | PAR_OLDC | HPELCE04_HPELCN02 | 5 | 0 | 1.1 | Unlikely
HOUPARRHNHPELCN02_OLDC_FHPELCE04_D50 | Residential heating technology - Heat pump, Air-to-air - single-family house - existing building - distributed MEAN level | HOUELC, HOUAMB | HOUPARRHN_OLDC_DMD | MKr20 | 2025 | 2.0884 | 0.11707 | 0.19608 | [5 empty] | PAR | C | OLD | 5.1 |  | RHNHPELC | 3 | 0.5 | HOUPARRHNHPELCN02_OLDC_FHPELCE04 | 1 | HOUPARRHNHPELCN02_OLDC | HOUPARRHNHPELCE04_OLDC | HPELCE04 | HPELCN02 | PAR_OLDC | HPELCE04_HPELCN02 | 5 | 0 | 1.1 | Unlikely
HOUPARRHNHPELCN02_OLDC_FHPELCE04_D50 | Residential heating technology - Heat pump, Air-to-air - single-family house - existing building - distributed MEAN level | HOUELC, HOUAMB | HOUPARRHN_OLDC_DMD | MKr20 | 2030 | 2.0361 | 0.11491 | 0.18868 | [5 empty] | PAR | C | OLD | 5.3 |  | RHNHPELC | 3 | 0.5 | HOUPARRHNHPELCN02_OLDC_FHPELCE04 | 1 | HOUPARRHNHPELCN02_OLDC | HOUPARRHNHPELCE04_OLDC | HPELCE04 | HPELCN02 | PAR_OLDC | HPELCE04_HPELCN02 | 5 | 0 | 1.1 | Unlikely
HOUPARRHNHPELCN02_OLDC_FHPELCE04_D50 | Residential heating technology - Heat pump, Air-to-air - single-family house - existing building - distributed MEAN level | HOUELC, HOUAMB | HOUPARRHN_OLDC_DMD | MKr20 | 2040 | 1.939 | 0.11089 | 0.18182 | [5 empty] | PAR | C | OLD | 5.5 |  | RHNHPELC | 3 | 0.5 | HOUPARRHNHPELCN02_OLDC_FHPELCE04 | 1 | HOUPARRHNHPELCN02_OLDC | HOUPARRHNHPELCE04_OLDC | HPELCE04 | HPELCN02 | PAR_OLDC | HPELCE04_HPELCN02 | 5 | 0 | 1.1 | Unlikely
HOUPARRHNHPELCN02_OLDC_FHPELCE04_D50 | Residential heating technology - Heat pump, Air-to-air - single-family house - existing building - distributed MEAN level | HOUELC, HOUAMB | HOUPARRHN_OLDC_DMD | MKr20 | 2050 | 1.8419 | 0.10688 | 0.17857 | [5 empty] | PAR | C | OLD | 5.6 |  | RHNHPELC | 3 | 0.5 | HOUPARRHNHPELCN02_OLDC_FHPELCE04 | 1 | HOUPARRHNHPELCN02_OLDC | HOUPARRHNHPELCE04_OLDC | HPELCE04 | HPELCN02 | PAR_OLDC | HPELCE04_HPELCN02 | 5 | 0 | 1.1 | Unlikely
HOUPARRHNDIELCN06_OLDC_FHPELCE04_D50 | Residential heating technology - Electric heating - electric panel from Bauhaus - single-family house - new building - distributed MEAN level | HOUELC | HOUPARRHN_OLDC_DMD | MKr20 | 2020 | 0.605 | 0 | [6 empty] | PAR | C | OLD |  |  | RHNDIELC | 3 | 0.5 | HOUPARRHNDIELCN06_OLDC_FHPELCE04 | 1 | HOUPARRHNDIELCN06_OLDC | HOUPARRHNHPELCE04_OLDC | HPELCE04 | DIELCN06 | PAR_OLDC | HPELCE04_DIELCN06 | 5 | 0 | 1.1 | Unlikely
HOUPARRHNDIELCN06_OLDC_FHPELCE04_D50 | Residential heating technology - Electric heating - electric panel from Bauhaus - single-family house - new building - distributed MEAN level | HOUELC | HOUPARRHN_OLDC_DMD | MKr20 | 2025 | 0.605 | 0 | [6 empty] | PAR | C | OLD |  |  | RHNDIELC | 3 | 0.5 | HOUPARRHNDIELCN06_OLDC_FHPELCE04 | 1 | HOUPARRHNDIELCN06_OLDC | HOUPARRHNHPELCE04_OLDC | HPELCE04 | DIELCN06 | PAR_OLDC | HPELCE04_DIELCN06 | 5 | 0 | 1.1 | Unlikely
HOUPARRHNDIELCN06_OLDC_FHPELCE04_D50 | Residential heating technology - Electric heating - electric panel from Bauhaus - single-family house - new building - distributed MEAN level | HOUELC | HOUPARRHN_OLDC_DMD | MKr20 | 2030 | 0.605 | 0 | [6 empty] | PAR | C | OLD |  |  | RHNDIELC | 3 | 0.5 | HOUPARRHNDIELCN06_OLDC_FHPELCE04 | 1 | HOUPARRHNDIELCN06_OLDC | HOUPARRHNHPELCE04_OLDC | HPELCE04 | DIELCN06 | PAR_OLDC | HPELCE04_DIELCN06 | 5 | 0 | 1.1 | Unlikely
HOUPARRHNDIELCN06_OLDC_FHPELCE04_D50 | Residential heating technology - Electric heating - electric panel from Bauhaus - single-family house - new building - distributed MEAN level | HOUELC | HOUPARRHN_OLDC_DMD | MKr20 | 2040 | 0.605 | 0 | [6 empty] | PAR | C | OLD |  |  | RHNDIELC | 3 | 0.5 | HOUPARRHNDIELCN06_OLDC_FHPELCE04 | 1 | HOUPARRHNDIELCN06_OLDC | HOUPARRHNHPELCE04_OLDC | HPELCE04 | DIELCN06 | PAR_OLDC | HPELCE04_DIELCN06 | 5 | 0 | 1.1 | Unlikely
HOUPARRHNDIELCN06_OLDC_FHPELCE04_D50 | Residential heating technology - Electric heating - electric panel from Bauhaus - single-family house - new building - distributed MEAN level | HOUELC | HOUPARRHN_OLDC_DMD | MKr20 | 2050 | 0.605 | 0 | [6 empty] | PAR | C | OLD |  |  | RHNDIELC | 3 | 0.5 | HOUPARRHNDIELCN06_OLDC_FHPELCE04 | 1 | HOUPARRHNDIELCN06_OLDC | HOUPARRHNHPELCE04_OLDC | HPELCE04 | DIELCN06 | PAR_OLDC | HPELCE04_DIELCN06 | 5 | 0 | 1.1 | Unlikely
HOUPARRHNDIELCN01_OLDC_FHPELCE04_D50 | Residential heating technology - Electric heating - single-family house - new building - distributed MEAN level | HOUELC | HOUPARRHN_OLDC_DMD | MKr20 | 2020 | 7.3509 | 0.0596 | [6 empty] | PAR | C | OLD |  |  | RHNDIELC | 3 | 0.5 | HOUPARRHNDIELCN01_OLDC_FHPELCE04 | 1 | HOUPARRHNDIELCN01_OLDC | HOUPARRHNHPELCE04_OLDC | HPELCE04 | DIELCN01 | PAR_OLDC | HPELCE04_DIELCN01 | 5 | 0 | 1.1 | Unlikely
HOUPARRHNDIELCN01_OLDC_FHPELCE04_D50 | Residential heating technology - Electric heating - single-family house - new building - distributed MEAN level | HOUELC | HOUPARRHN_OLDC_DMD | MKr20 | 2025 | 7.169 | 0.0596 | [6 empty] | PAR | C | OLD |  |  | RHNDIELC | 3 | 0.5 | HOUPARRHNDIELCN01_OLDC_FHPELCE04 | 1 | HOUPARRHNDIELCN01_OLDC | HOUPARRHNHPELCE04_OLDC | HPELCE04 | DIELCN01 | PAR_OLDC | HPELCE04_DIELCN01 | 5 | 0 | 1.1 | Unlikely
HOUPARRHNDIELCN01_OLDC_FHPELCE04_D50 | Residential heating technology - Electric heating - single-family house - new building - distributed MEAN level | HOUELC | HOUPARRHN_OLDC_DMD | MKr20 | 2030 | 6.9915 | 0.057117 | [6 empty] | PAR | C | OLD |  |  | RHNDIELC | 3 | 0.5 | HOUPARRHNDIELCN01_OLDC_FHPELCE04 | 1 | HOUPARRHNDIELCN01_OLDC | HOUPARRHNHPELCE04_OLDC | HPELCE04 | DIELCN01 | PAR_OLDC | HPELCE04_DIELCN01 | 5 | 0 | 1.1 | Unlikely
HOUPARRHNDIELCN01_OLDC_FHPELCE04_D50 | Residential heating technology - Electric heating - single-family house - new building - distributed MEAN level | HOUELC | HOUPARRHN_OLDC_DMD | MKr20 | 2040 | 6.6497 | 0.054633 | [6 empty] | PAR | C | OLD |  |  | RHNDIELC | 3 | 0.5 | HOUPARRHNDIELCN01_OLDC_FHPELCE04 | 1 | HOUPARRHNDIELCN01_OLDC | HOUPARRHNHPELCE04_OLDC | HPELCE04 | DIELCN01 | PAR_OLDC | HPELCE04_DIELCN01 | 5 | 0 | 1.1 | Unlikely
HOUPARRHNDIELCN01_OLDC_FHPELCE04_D50 | Residential heating technology - Electric heating - single-family house - new building - distributed MEAN level | HOUELC | HOUPARRHN_OLDC_DMD | MKr20 | 2050 | 6.3246 | 0.05215 | [6 empty] | PAR | C | OLD |  |  | RHNDIELC | 3 | 0.5 | HOUPARRHNDIELCN01_OLDC_FHPELCE04 | 1 | HOUPARRHNDIELCN01_OLDC | HOUPARRHNHPELCE04_OLDC | HPELCE04 | DIELCN01 | PAR_OLDC | HPELCE04_DIELCN01 | 5 | 0 | 1.1 | Unlikely
HOUPARRHNBHSOLN01_OLDC_FHPELCE04_D50 | Residential heating technology - Solar heating system - single-family house - existing building - distributed MEAN level | HOUSOL | HOUPARRHN_OLDC_DMD | MKr20 | 2020 | 8.0779 | 0.093036 | [6 empty] | PAR | C | OLD |  |  | RHNBHSOL | 3 | 0.5 | HOUPARRHNBHSOLN01_OLDC_FHPELCE04 | 1 | HOUPARRHNBHSOLN01_OLDC | HOUPARRHNHPELCE04_OLDC | HPELCE04 | BHSOLN01 | PAR_OLDC | HPELCE04_BHSOLN01 | 5 | 0 | 1.1 | Unlikely
HOUPARRHNBHSOLN01_OLDC_FHPELCE04_D50 | Residential heating technology - Solar heating system - single-family house - existing building - distributed MEAN level | HOUSOL | HOUPARRHN_OLDC_DMD | MKr20 | 2025 | 7.878 | 0.08736 | [6 empty] | PAR | C | OLD |  |  | RHNBHSOL | 3 | 0.5 | HOUPARRHNBHSOLN01_OLDC_FHPELCE04 | 1 | HOUPARRHNBHSOLN01_OLDC | HOUPARRHNHPELCE04_OLDC | HPELCE04 | BHSOLN01 | PAR_OLDC | HPELCE04_BHSOLN01 | 5 | 0 | 1.1 | Unlikely
HOUPARRHNBHSOLN01_OLDC_FHPELCE04_D50 | Residential heating technology - Solar heating system - single-family house - existing building - distributed MEAN level | HOUSOL | HOUPARRHN_OLDC_DMD | MKr20 | 2030 | 7.683 | 0.085232 | [6 empty] | PAR | C | OLD |  |  | RHNBHSOL | 3 | 0.5 | HOUPARRHNBHSOLN01_OLDC_FHPELCE04 | 1 | HOUPARRHNBHSOLN01_OLDC | HOUPARRHNHPELCE04_OLDC | HPELCE04 | BHSOLN01 | PAR_OLDC | HPELCE04_BHSOLN01 | 5 | 0 | 1.1 | Unlikely
HOUPARRHNBHSOLN01_OLDC_FHPELCE04_D50 | Residential heating technology - Solar heating system - single-family house - existing building - distributed MEAN level | HOUSOL | HOUPARRHN_OLDC_DMD | MKr20 | 2040 | 7.3074 | 0.08062 | [6 empty] | PAR | C | OLD |  |  | RHNBHSOL | 3 | 0.5 | HOUPARRHNBHSOLN01_OLDC_FHPELCE04 | 1 | HOUPARRHNBHSOLN01_OLDC | HOUPARRHNHPELCE04_OLDC | HPELCE04 | BHSOLN01 | PAR_OLDC | HPELCE04_BHSOLN01 | 5 | 0 | 1.1 | Unlikely
HOUPARRHNBHSOLN01_OLDC_FHPELCE04_D50 | Residential heating technology - Solar heating system - single-family house - existing building - distributed MEAN level | HOUSOL | HOUPARRHN_OLDC_DMD | MKr20 | 2050 | 6.9501 | 0.076008 | [6 empty] | PAR | C | OLD |  |  | RHNBHSOL | 3 | 0.5 | HOUPARRHNBHSOLN01_OLDC_FHPELCE04 | 1 | HOUPARRHNBHSOLN01_OLDC | HOUPARRHNHPELCE04_OLDC | HPELCE04 | BHSOLN01 | PAR_OLDC | HPELCE04_BHSOLN01 | 5 | 0 | 1.1 | Unlikely
HOUPARRHNBHDHCN03_OLDC_FHPELCE04_D50 | Residential heating technology - Direct district heating substation - plus connection pipe - single-family house - existing building - distributed MEAN level | HOUDHC | HOUPARRHN_OLDC_DMD | MKr20 | 2020 | 3.2097 | 0.030272 | [6 empty] | PAR | C | OLD |  |  | RHNBHDHC | 3 | 0.5 | HOUPARRHNBHDHCN03_OLDC_FHPELCE04 | 1 | HOUPARRHNBHDHCN03_OLDC | HOUPARRHNHPELCE04_OLDC | HPELCE04 | BHDHCN03 | PAR_OLDC | HPELCE04_BHDHCN03 | 6 | 0 | 1 | New
HOUPARRHNBHDHCN03_OLDC_FHPELCE04_D50 | Residential heating technology - Direct district heating substation - plus connection pipe - single-family house - existing building - distributed MEAN level | HOUDHC | HOUPARRHN_OLDC_DMD | MKr20 | 2025 | 3.1725 | 0.030048 | [6 empty] | PAR | C | OLD |  |  | RHNBHDHC | 3 | 0.5 | HOUPARRHNBHDHCN03_OLDC_FHPELCE04 | 1 | HOUPARRHNBHDHCN03_OLDC | HOUPARRHNHPELCE04_OLDC | HPELCE04 | BHDHCN03 | PAR_OLDC | HPELCE04_BHDHCN03 | 6 | 0 | 1 | New
HOUPARRHNBHDHCN03_OLDC_FHPELCE04_D50 | Residential heating technology - Direct district heating substation - plus connection pipe - single-family house - existing building - distributed MEAN level | HOUDHC | HOUPARRHN_OLDC_DMD | MKr20 | 2030 | 3.1414 | 0.029511 | [6 empty] | PAR | C | OLD |  |  | RHNBHDHC | 3 | 0.5 | HOUPARRHNBHDHCN03_OLDC_FHPELCE04 | 1 | HOUPARRHNBHDHCN03_OLDC | HOUPARRHNHPELCE04_OLDC | HPELCE04 | BHDHCN03 | PAR_OLDC | HPELCE04_BHDHCN03 | 6 | 0 | 1 | New
HOUPARRHNBHDHCN03_OLDC_FHPELCE04_D50 | Residential heating technology - Direct district heating substation - plus connection pipe - single-family house - existing building - distributed MEAN level | HOUDHC | HOUPARRHN_OLDC_DMD | MKr20 | 2040 | 3.0855 | 0.02824 | [6 empty] | PAR | C | OLD |  |  | RHNBHDHC | 3 | 0.5 | HOUPARRHNBHDHCN03_OLDC_FHPELCE04 | 1 | HOUPARRHNBHDHCN03_OLDC | HOUPARRHNHPELCE04_OLDC | HPELCE04 | BHDHCN03 | PAR_OLDC | HPELCE04_BHDHCN03 | 6 | 0 | 1 | New
HOUPARRHNBHDHCN03_OLDC_FHPELCE04_D50 | Residential heating technology - Direct district heating substation - plus connection pipe - single-family house - existing building - distributed MEAN level | HOUDHC | HOUPARRHN_OLDC_DMD | MKr20 | 2050 | 3.0235 | 0.026392 | [6 empty] | PAR | C | OLD |  |  | RHNBHDHC | 3 | 0.5 | HOUPARRHNBHDHCN03_OLDC_FHPELCE04 | 1 | HOUPARRHNBHDHCN03_OLDC | HOUPARRHNHPELCE04_OLDC | HPELCE04 | BHDHCN03 | PAR_OLDC | HPELCE04_BHDHCN03 | 6 | 0 | 1 | New
HOUPARRHNHPELCN07_OLDD_FHPELCE04_D50 | Residential heating technology - Heat pump, Air-to-water, low-price product - single-family house - existing building - distributed MEAN level | HOUELC, HOUAMB | HOUPARRHN_OLDD_DMD | MKr20 | 2020 | 8.6911 | 0.38286 | 0.33333 | [5 empty] | PAR | D | OLD | 3 |  | RHNHPELC | 3 | 0.5 | HOUPARRHNHPELCN07_OLDD_FHPELCE04 | 1 | HOUPARRHNHPELCN07_OLDD | HOUPARRHNHPELCE04_OLDD | HPELCE04 | HPELCN07 | PAR_OLDD | HPELCE04_HPELCN07 | 3 | 0 | 0.95 | Similar
HOUPARRHNHPELCN07_OLDD_FHPELCE04_D50 | Residential heating technology - Heat pump, Air-to-water, low-price product - single-family house - existing building - distributed MEAN level | HOUELC, HOUAMB | HOUPARRHN_OLDD_DMD | MKr20 | 2025 | 7.9508 | 0.29365 | 0.31746 | [5 empty] | PAR | D | OLD | 3.15 |  | RHNHPELC | 3 | 0.5 | HOUPARRHNHPELCN07_OLDD_FHPELCE04 | 1 | HOUPARRHNHPELCN07_OLDD | HOUPARRHNHPELCE04_OLDD | HPELCE04 | HPELCN07 | PAR_OLDD | HPELCE04_HPELCN07 | 3 | 0 | 0.95 | Similar
HOUPARRHNHPELCN07_OLDD_FHPELCE04_D50 | Residential heating technology - Heat pump, Air-to-water, low-price product - single-family house - existing building - distributed MEAN level | HOUELC, HOUAMB | HOUPARRHN_OLDD_DMD | MKr20 | 2030 | 7.2105 | 0.29016 | 0.30303 | [5 empty] | PAR | D | OLD | 3.3 |  | RHNHPELC | 3 | 0.5 | HOUPARRHNHPELCN07_OLDD_FHPELCE04 | 1 | HOUPARRHNHPELCN07_OLDD | HOUPARRHNHPELCE04_OLDD | HPELCE04 | HPELCN07 | PAR_OLDD | HPELCE04_HPELCN07 | 3 | 0 | 0.95 | Similar
HOUPARRHNHPELCN07_OLDD_FHPELCE04_D50 | Residential heating technology - Heat pump, Air-to-water, low-price product - single-family house - existing building - distributed MEAN level | HOUELC, HOUAMB | HOUPARRHN_OLDD_DMD | MKr20 | 2040 | 6.6207 | 0.28368 | 0.28986 | [5 empty] | PAR | D | OLD | 3.45 |  | RHNHPELC | 3 | 0.5 | HOUPARRHNHPELCN07_OLDD_FHPELCE04 | 1 | HOUPARRHNHPELCN07_OLDD | HOUPARRHNHPELCE04_OLDD | HPELCE04 | HPELCN07 | PAR_OLDD | HPELCE04_HPELCN07 | 3 | 0 | 0.95 | Similar
HOUPARRHNHPELCN07_OLDD_FHPELCE04_D50 | Residential heating technology - Heat pump, Air-to-water, low-price product - single-family house - existing building - distributed MEAN level | HOUELC, HOUAMB | HOUPARRHN_OLDD_DMD | MKr20 | 2050 | 6.0308 | 0.2772 | 0.28169 | [5 empty] | PAR | D | OLD | 3.55 |  | RHNHPELC | 3 | 0.5 | HOUPARRHNHPELCN07_OLDD_FHPELCE04 | 1 | HOUPARRHNHPELCN07_OLDD | HOUPARRHNHPELCE04_OLDD | HPELCE04 | HPELCN07 | PAR_OLDD | HPELCE04_HPELCN07 | 3 | 0 | 0.95 | Similar
HOUPARRHNHPELCN05_OLDD_FHPELCE04_D50 | Residential heating technology - Heat pump, Air-to-water - leasing - single-family house - existing building - distributed MEAN level | HOUELC, HOUAMB | HOUPARRHN_OLDD_DMD | MKr20 | 2020 | 5.5371 | 1.06 | 0.31746 | [5 empty] | PAR | D | OLD | 3.15 |  | RHNHPELC | 3 | 0.5 | HOUPARRHNHPELCN05_OLDD_FHPELCE04 | 1 | HOUPARRHNHPELCN05_OLDD | HOUPARRHNHPELCE04_OLDD | HPELCE04 | HPELCN05 | PAR_OLDD | HPELCE04_HPELCN05 | 3 | 0 | 0.95 | Similar
HOUPARRHNHPELCN05_OLDD_FHPELCE04_D50 | Residential heating technology - Heat pump, Air-to-water - leasing - single-family house - existing building - distributed MEAN level | HOUELC, HOUAMB | HOUPARRHN_OLDD_DMD | MKr20 | 2025 | 5.1074 | 0.91425 | 0.30303 | [5 empty] | PAR | D | OLD | 3.3 |  | RHNHPELC | 3 | 0.5 | HOUPARRHNHPELCN05_OLDD_FHPELCE04 | 1 | HOUPARRHNHPELCN05_OLDD | HOUPARRHNHPELCE04_OLDD | HPELCE04 | HPELCN05 | PAR_OLDD | HPELCE04_HPELCN05 | 3 | 0 | 0.95 | Similar
HOUPARRHNHPELCN05_OLDD_FHPELCE04_D50 | Residential heating technology - Heat pump, Air-to-water - leasing - single-family house - existing building - distributed MEAN level | HOUELC, HOUAMB | HOUPARRHN_OLDD_DMD | MKr20 | 2030 | 4.6777 | 0.85421 | 0.28986 | [5 empty] | PAR | D | OLD | 3.45 |  | RHNHPELC | 3 | 0.5 | HOUPARRHNHPELCN05_OLDD_FHPELCE04 | 1 | HOUPARRHNHPELCN05_OLDD | HOUPARRHNHPELCE04_OLDD | HPELCE04 | HPELCN05 | PAR_OLDD | HPELCE04_HPELCN05 | 3 | 0 | 0.95 | Similar
HOUPARRHNHPELCN05_OLDD_FHPELCE04_D50 | Residential heating technology - Heat pump, Air-to-water - leasing - single-family house - existing building - distributed MEAN level | HOUELC, HOUAMB | HOUPARRHN_OLDD_DMD | MKr20 | 2040 | 4.3291 | 0.80187 | 0.27778 | [5 empty] | PAR | D | OLD | 3.6 |  | RHNHPELC | 3 | 0.5 | HOUPARRHNHPELCN05_OLDD_FHPELCE04 | 1 | HOUPARRHNHPELCN05_OLDD | HOUPARRHNHPELCE04_OLDD | HPELCE04 | HPELCN05 | PAR_OLDD | HPELCE04_HPELCN05 | 3 | 0 | 0.95 | Similar
HOUPARRHNHPELCN05_OLDD_FHPELCE04_D50 | Residential heating technology - Heat pump, Air-to-water - leasing - single-family house - existing building - distributed MEAN level | HOUELC, HOUAMB | HOUPARRHN_OLDD_DMD | MKr20 | 2050 | 3.9806 | 0.74953 | 0.27027 | [5 empty] | PAR | D | OLD | 3.7 |  | RHNHPELC | 3 | 0.5 | HOUPARRHNHPELCN05_OLDD_FHPELCE04 | 1 | HOUPARRHNHPELCN05_OLDD | HOUPARRHNHPELCE04_OLDD | HPELCE04 | HPELCN05 | PAR_OLDD | HPELCE04_HPELCN05 | 3 | 0 | 0.95 | Similar
HOUPARRHNHPELCN04_OLDD_FHPELCE04_D50 | Residential heating technology - Heat pump, Ground source - single-family house - existing building - distributed MEAN level | HOUELC, HOUAMB | HOUPARRHN_OLDD_DMD | MKr20 | 2020 | 13.8943 | 0.30571 | 0.28986 | [5 empty] | PAR | D | OLD | 3.45 |  | RHNHPELC | 3 | 0.5 | HOUPARRHNHPELCN04_OLDD_FHPELCE04 | 1 | HOUPARRHNHPELCN04_OLDD | HOUPARRHNHPELCE04_OLDD | HPELCE04 | HPELCN04 | PAR_OLDD | HPELCE04_HPELCN04 | 2 | 0 | 0.9 | Same
HOUPARRHNHPELCN04_OLDD_FHPELCE04_D50 | Residential heating technology - Heat pump, Ground source - single-family house - existing building - distributed MEAN level | HOUELC, HOUAMB | HOUPARRHN_OLDD_DMD | MKr20 | 2025 | 13.1996 | 0.21651 | 0.28169 | [5 empty] | PAR | D | OLD | 3.55 |  | RHNHPELC | 3 | 0.5 | HOUPARRHNHPELCN04_OLDD_FHPELCE04 | 1 | HOUPARRHNHPELCN04_OLDD | HOUPARRHNHPELCE04_OLDD | HPELCE04 | HPELCN04 | PAR_OLDD | HPELCE04_HPELCN04 | 2 | 0 | 0.9 | Same
HOUPARRHNHPELCN04_OLDD_FHPELCE04_D50 | Residential heating technology - Heat pump, Ground source - single-family house - existing building - distributed MEAN level | HOUELC, HOUAMB | HOUPARRHN_OLDD_DMD | MKr20 | 2030 | 12.5049 | 0.21302 | 0.27397 | [5 empty] | PAR | D | OLD | 3.65 |  | RHNHPELC | 3 | 0.5 | HOUPARRHNHPELCN04_OLDD_FHPELCE04 | 1 | HOUPARRHNHPELCN04_OLDD | HOUPARRHNHPELCE04_OLDD | HPELCE04 | HPELCN04 | PAR_OLDD | HPELCE04_HPELCN04 | 2 | 0 | 0.9 | Same
HOUPARRHNHPELCN04_OLDD_FHPELCE04_D50 | Residential heating technology - Heat pump, Ground source - single-family house - existing building - distributed MEAN level | HOUELC, HOUAMB | HOUPARRHN_OLDD_DMD | MKr20 | 2040 | 11.8796 | 0.20654 | 0.26316 | [5 empty] | PAR | D | OLD | 3.8 |  | RHNHPELC | 3 | 0.5 | HOUPARRHNHPELCN04_OLDD_FHPELCE04 | 1 | HOUPARRHNHPELCN04_OLDD | HOUPARRHNHPELCE04_OLDD | HPELCE04 | HPELCN04 | PAR_OLDD | HPELCE04_HPELCN04 | 2 | 0 | 0.9 | Same
HOUPARRHNHPELCN04_OLDD_FHPELCE04_D50 | Residential heating technology - Heat pump, Ground source - single-family house - existing building - distributed MEAN level | HOUELC, HOUAMB | HOUPARRHN_OLDD_DMD | MKr20 | 2050 | 11.2544 | 0.20005 | 0.25974 | [5 empty] | PAR | D | OLD | 3.85 |  | RHNHPELC | 3 | 0.5 | HOUPARRHNHPELCN04_OLDD_FHPELCE04 | 1 | HOUPARRHNHPELCN04_OLDD | HOUPARRHNHPELCE04_OLDD | HPELCE04 | HPELCN04 | PAR_OLDD | HPELCE04_HPELCN04 | 2 | 0 | 0.9 | Same
HOUPARRHNHPELCN03_OLDD_FHPELCE04_D50 | Residential heating technology - Heat pump, Air-to-water - single-family house - existing building - distributed MEAN level | HOUELC, HOUAMB | HOUPARRHN_OLDD_DMD | MKr20 | 2020 | 11.0743 | 0.33143 | 0.31746 | [5 empty] | PAR | D | OLD | 3.15 |  | RHNHPELC | 3 | 0.5 | HOUPARRHNHPELCN03_OLDD_FHPELCE04 | 1 | HOUPARRHNHPELCN03_OLDD | HOUPARRHNHPELCE04_OLDD | HPELCE04 | HPELCN03 | PAR_OLDD | HPELCE04_HPELCN03 | 3 | 0 | 0.95 | Similar
HOUPARRHNHPELCN03_OLDD_FHPELCE04_D50 | Residential heating technology - Heat pump, Air-to-water - single-family house - existing building - distributed MEAN level | HOUELC, HOUAMB | HOUPARRHN_OLDD_DMD | MKr20 | 2025 | 10.2148 | 0.24222 | 0.30303 | [5 empty] | PAR | D | OLD | 3.3 |  | RHNHPELC | 3 | 0.5 | HOUPARRHNHPELCN03_OLDD_FHPELCE04 | 1 | HOUPARRHNHPELCN03_OLDD | HOUPARRHNHPELCE04_OLDD | HPELCE04 | HPELCN03 | PAR_OLDD | HPELCE04_HPELCN03 | 3 | 0 | 0.95 | Similar
HOUPARRHNHPELCN03_OLDD_FHPELCE04_D50 | Residential heating technology - Heat pump, Air-to-water - single-family house - existing building - distributed MEAN level | HOUELC, HOUAMB | HOUPARRHN_OLDD_DMD | MKr20 | 2030 | 9.3553 | 0.23873 | 0.28986 | [5 empty] | PAR | D | OLD | 3.45 |  | RHNHPELC | 3 | 0.5 | HOUPARRHNHPELCN03_OLDD_FHPELCE04 | 1 | HOUPARRHNHPELCN03_OLDD | HOUPARRHNHPELCE04_OLDD | HPELCE04 | HPELCN03 | PAR_OLDD | HPELCE04_HPELCN03 | 3 | 0 | 0.95 | Similar
HOUPARRHNHPELCN03_OLDD_FHPELCE04_D50 | Residential heating technology - Heat pump, Air-to-water - single-family house - existing building - distributed MEAN level | HOUELC, HOUAMB | HOUPARRHN_OLDD_DMD | MKr20 | 2040 | 8.6582 | 0.23225 | 0.27778 | [5 empty] | PAR | D | OLD | 3.6 |  | RHNHPELC | 3 | 0.5 | HOUPARRHNHPELCN03_OLDD_FHPELCE04 | 1 | HOUPARRHNHPELCN03_OLDD | HOUPARRHNHPELCE04_OLDD | HPELCE04 | HPELCN03 | PAR_OLDD | HPELCE04_HPELCN03 | 3 | 0 | 0.95 | Similar
HOUPARRHNHPELCN03_OLDD_FHPELCE04_D50 | Residential heating technology - Heat pump, Air-to-water - single-family house - existing building - distributed MEAN level | HOUELC, HOUAMB | HOUPARRHN_OLDD_DMD | MKr20 | 2050 | 7.9611 | 0.22577 | 0.27027 | [5 empty] | PAR | D | OLD | 3.7 |  | RHNHPELC | 3 | 0.5 | HOUPARRHNHPELCN03_OLDD_FHPELCE04 | 1 | HOUPARRHNHPELCN03_OLDD | HOUPARRHNHPELCE04_OLDD | HPELCE04 | HPELCN03 | PAR_OLDD | HPELCE04_HPELCN03 | 3 | 0 | 0.95 | Similar
HOUPARRHNHPELCN02_OLDD_FHPELCE04_D50 | Residential heating technology - Heat pump, Air-to-air - single-family house - existing building - distributed MEAN level | HOUELC, HOUAMB | HOUPARRHN_OLDD_DMD | MKr20 | 2020 | 2.1408 | 0.17231 | 0.20619 | [5 empty] | PAR | D | OLD | 4.85 |  | RHNHPELC | 3 | 0.5 | HOUPARRHNHPELCN02_OLDD_FHPELCE04 | 1 | HOUPARRHNHPELCN02_OLDD | HOUPARRHNHPELCE04_OLDD | HPELCE04 | HPELCN02 | PAR_OLDD | HPELCE04_HPELCN02 | 5 | 0 | 1.1 | Unlikely
HOUPARRHNHPELCN02_OLDD_FHPELCE04_D50 | Residential heating technology - Heat pump, Air-to-air - single-family house - existing building - distributed MEAN level | HOUELC, HOUAMB | HOUPARRHN_OLDD_DMD | MKr20 | 2025 | 2.0884 | 0.11707 | 0.19608 | [5 empty] | PAR | D | OLD | 5.1 |  | RHNHPELC | 3 | 0.5 | HOUPARRHNHPELCN02_OLDD_FHPELCE04 | 1 | HOUPARRHNHPELCN02_OLDD | HOUPARRHNHPELCE04_OLDD | HPELCE04 | HPELCN02 | PAR_OLDD | HPELCE04_HPELCN02 | 5 | 0 | 1.1 | Unlikely
HOUPARRHNHPELCN02_OLDD_FHPELCE04_D50 | Residential heating technology - Heat pump, Air-to-air - single-family house - existing building - distributed MEAN level | HOUELC, HOUAMB | HOUPARRHN_OLDD_DMD | MKr20 | 2030 | 2.0361 | 0.11491 | 0.18868 | [5 empty] | PAR | D | OLD | 5.3 |  | RHNHPELC | 3 | 0.5 | HOUPARRHNHPELCN02_OLDD_FHPELCE04 | 1 | HOUPARRHNHPELCN02_OLDD | HOUPARRHNHPELCE04_OLDD | HPELCE04 | HPELCN02 | PAR_OLDD | HPELCE04_HPELCN02 | 5 | 0 | 1.1 | Unlikely
HOUPARRHNHPELCN02_OLDD_FHPELCE04_D50 | Residential heating technology - Heat pump, Air-to-air - single-family house - existing building - distributed MEAN level | HOUELC, HOUAMB | HOUPARRHN_OLDD_DMD | MKr20 | 2040 | 1.939 | 0.11089 | 0.18182 | [5 empty] | PAR | D | OLD | 5.5 |  | RHNHPELC | 3 | 0.5 | HOUPARRHNHPELCN02_OLDD_FHPELCE04 | 1 | HOUPARRHNHPELCN02_OLDD | HOUPARRHNHPELCE04_OLDD | HPELCE04 | HPELCN02 | PAR_OLDD | HPELCE04_HPELCN02 | 5 | 0 | 1.1 | Unlikely
HOUPARRHNHPELCN02_OLDD_FHPELCE04_D50 | Residential heating technology - Heat pump, Air-to-air - single-family house - existing building - distributed MEAN level | HOUELC, HOUAMB | HOUPARRHN_OLDD_DMD | MKr20 | 2050 | 1.8419 | 0.10688 | 0.17857 | [5 empty] | PAR | D | OLD | 5.6 |  | RHNHPELC | 3 | 0.5 | HOUPARRHNHPELCN02_OLDD_FHPELCE04 | 1 | HOUPARRHNHPELCN02_OLDD | HOUPARRHNHPELCE04_OLDD | HPELCE04 | HPELCN02 | PAR_OLDD | HPELCE04_HPELCN02 | 5 | 0 | 1.1 | Unlikely
HOUPARRHNDIELCN06_OLDD_FHPELCE04_D50 | Residential heating technology - Electric heating - electric panel from Bauhaus - single-family house - new building - distributed MEAN level | HOUELC | HOUPARRHN_OLDD_DMD | MKr20 | 2020 | 0.605 | 0 | [6 empty] | PAR | D | OLD |  |  | RHNDIELC | 3 | 0.5 | HOUPARRHNDIELCN06_OLDD_FHPELCE04 | 1 | HOUPARRHNDIELCN06_OLDD | HOUPARRHNHPELCE04_OLDD | HPELCE04 | DIELCN06 | PAR_OLDD | HPELCE04_DIELCN06 | 5 | 0 | 1.1 | Unlikely
HOUPARRHNDIELCN06_OLDD_FHPELCE04_D50 | Residential heating technology - Electric heating - electric panel from Bauhaus - single-family house - new building - distributed MEAN level | HOUELC | HOUPARRHN_OLDD_DMD | MKr20 | 2025 | 0.605 | 0 | [6 empty] | PAR | D | OLD |  |  | RHNDIELC | 3 | 0.5 | HOUPARRHNDIELCN06_OLDD_FHPELCE04 | 1 | HOUPARRHNDIELCN06_OLDD | HOUPARRHNHPELCE04_OLDD | HPELCE04 | DIELCN06 | PAR_OLDD | HPELCE04_DIELCN06 | 5 | 0 | 1.1 | Unlikely
HOUPARRHNDIELCN06_OLDD_FHPELCE04_D50 | Residential heating technology - Electric heating - electric panel from Bauhaus - single-family house - new building - distributed MEAN level | HOUELC | HOUPARRHN_OLDD_DMD | MKr20 | 2030 | 0.605 | 0 | [6 empty] | PAR | D | OLD |  |  | RHNDIELC | 3 | 0.5 | HOUPARRHNDIELCN06_OLDD_FHPELCE04 | 1 | HOUPARRHNDIELCN06_OLDD | HOUPARRHNHPELCE04_OLDD | HPELCE04 | DIELCN06 | PAR_OLDD | HPELCE04_DIELCN06 | 5 | 0 | 1.1 | Unlikely
HOUPARRHNDIELCN06_OLDD_FHPELCE04_D50 | Residential heating technology - Electric heating - electric panel from Bauhaus - single-family house - new building - distributed MEAN level | HOUELC | HOUPARRHN_OLDD_DMD | MKr20 | 2040 | 0.605 | 0 | [6 empty] | PAR | D | OLD |  |  | RHNDIELC | 3 | 0.5 | HOUPARRHNDIELCN06_OLDD_FHPELCE04 | 1 | HOUPARRHNDIELCN06_OLDD | HOUPARRHNHPELCE04_OLDD | HPELCE04 | DIELCN06 | PAR_OLDD | HPELCE04_DIELCN06 | 5 | 0 | 1.1 | Unlikely
HOUPARRHNDIELCN06_OLDD_FHPELCE04_D50 | Residential heating technology - Electric heating - electric panel from Bauhaus - single-family house - new building - distributed MEAN level | HOUELC | HOUPARRHN_OLDD_DMD | MKr20 | 2050 | 0.605 | 0 | [6 empty] | PAR | D | OLD |  |  | RHNDIELC | 3 | 0.5 | HOUPARRHNDIELCN06_OLDD_FHPELCE04 | 1 | HOUPARRHNDIELCN06_OLDD | HOUPARRHNHPELCE04_OLDD | HPELCE04 | DIELCN06 | PAR_OLDD | HPELCE04_DIELCN06 | 5 | 0 | 1.1 | Unlikely
HOUPARRHNDIELCN01_OLDD_FHPELCE04_D50 | Residential heating technology - Electric heating - single-family house - new building - distributed MEAN level | HOUELC | HOUPARRHN_OLDD_DMD | MKr20 | 2020 | 7.3509 | 0.0596 | [6 empty] | PAR | D | OLD |  |  | RHNDIELC | 3 | 0.5 | HOUPARRHNDIELCN01_OLDD_FHPELCE04 | 1 | HOUPARRHNDIELCN01_OLDD | HOUPARRHNHPELCE04_OLDD | HPELCE04 | DIELCN01 | PAR_OLDD | HPELCE04_DIELCN01 | 5 | 0 | 1.1 | Unlikely
HOUPARRHNDIELCN01_OLDD_FHPELCE04_D50 | Residential heating technology - Electric heating - single-family house - new building - distributed MEAN level | HOUELC | HOUPARRHN_OLDD_DMD | MKr20 | 2025 | 7.169 | 0.0596 | [6 empty] | PAR | D | OLD |  |  | RHNDIELC | 3 | 0.5 | HOUPARRHNDIELCN01_OLDD_FHPELCE04 | 1 | HOUPARRHNDIELCN01_OLDD | HOUPARRHNHPELCE04_OLDD | HPELCE04 | DIELCN01 | PAR_OLDD | HPELCE04_DIELCN01 | 5 | 0 | 1.1 | Unlikely
HOUPARRHNDIELCN01_OLDD_FHPELCE04_D50 | Residential heating technology - Electric heating - single-family house - new building - distributed MEAN level | HOUELC | HOUPARRHN_OLDD_DMD | MKr20 | 2030 | 6.9915 | 0.057117 | [6 empty] | PAR | D | OLD |  |  | RHNDIELC | 3 | 0.5 | HOUPARRHNDIELCN01_OLDD_FHPELCE04 | 1 | HOUPARRHNDIELCN01_OLDD | HOUPARRHNHPELCE04_OLDD | HPELCE04 | DIELCN01 | PAR_OLDD | HPELCE04_DIELCN01 | 5 | 0 | 1.1 | Unlikely
HOUPARRHNDIELCN01_OLDD_FHPELCE04_D50 | Residential heating technology - Electric heating - single-family house - new building - distributed MEAN level | HOUELC | HOUPARRHN_OLDD_DMD | MKr20 | 2040 | 6.6497 | 0.054633 | [6 empty] | PAR | D | OLD |  |  | RHNDIELC | 3 | 0.5 | HOUPARRHNDIELCN01_OLDD_FHPELCE04 | 1 | HOUPARRHNDIELCN01_OLDD | HOUPARRHNHPELCE04_OLDD | HPELCE04 | DIELCN01 | PAR_OLDD | HPELCE04_DIELCN01 | 5 | 0 | 1.1 | Unlikely
HOUPARRHNDIELCN01_OLDD_FHPELCE04_D50 | Residential heating technology - Electric heating - single-family house - new building - distributed MEAN level | HOUELC | HOUPARRHN_OLDD_DMD | MKr20 | 2050 | 6.3246 | 0.05215 | [6 empty] | PAR | D | OLD |  |  | RHNDIELC | 3 | 0.5 | HOUPARRHNDIELCN01_OLDD_FHPELCE04 | 1 | HOUPARRHNDIELCN01_OLDD | HOUPARRHNHPELCE04_OLDD | HPELCE04 | DIELCN01 | PAR_OLDD | HPELCE04_DIELCN01 | 5 | 0 | 1.1 | Unlikely
HOUPARRHNBHSOLN01_OLDD_FHPELCE04_D50 | Residential heating technology - Solar heating system - single-family house - existing building - distributed MEAN level | HOUSOL | HOUPARRHN_OLDD_DMD | MKr20 | 2020 | 8.0779 | 0.093036 | [6 empty] | PAR | D | OLD |  |  | RHNBHSOL | 3 | 0.5 | HOUPARRHNBHSOLN01_OLDD_FHPELCE04 | 1 | HOUPARRHNBHSOLN01_OLDD | HOUPARRHNHPELCE04_OLDD | HPELCE04 | BHSOLN01 | PAR_OLDD | HPELCE04_BHSOLN01 | 5 | 0 | 1.1 | Unlikely
HOUPARRHNBHSOLN01_OLDD_FHPELCE04_D50 | Residential heating technology - Solar heating system - single-family house - existing building - distributed MEAN level | HOUSOL | HOUPARRHN_OLDD_DMD | MKr20 | 2025 | 7.878 | 0.08736 | [6 empty] | PAR | D | OLD |  |  | RHNBHSOL | 3 | 0.5 | HOUPARRHNBHSOLN01_OLDD_FHPELCE04 | 1 | HOUPARRHNBHSOLN01_OLDD | HOUPARRHNHPELCE04_OLDD | HPELCE04 | BHSOLN01 | PAR_OLDD | HPELCE04_BHSOLN01 | 5 | 0 | 1.1 | Unlikely
HOUPARRHNBHSOLN01_OLDD_FHPELCE04_D50 | Residential heating technology - Solar heating system - single-family house - existing building - distributed MEAN level | HOUSOL | HOUPARRHN_OLDD_DMD | MKr20 | 2030 | 7.683 | 0.085232 | [6 empty] | PAR | D | OLD |  |  | RHNBHSOL | 3 | 0.5 | HOUPARRHNBHSOLN01_OLDD_FHPELCE04 | 1 | HOUPARRHNBHSOLN01_OLDD | HOUPARRHNHPELCE04_OLDD | HPELCE04 | BHSOLN01 | PAR_OLDD | HPELCE04_BHSOLN01 | 5 | 0 | 1.1 | Unlikely
HOUPARRHNBHSOLN01_OLDD_FHPELCE04_D50 | Residential heating technology - Solar heating system - single-family house - existing building - distributed MEAN level | HOUSOL | HOUPARRHN_OLDD_DMD | MKr20 | 2040 | 7.3074 | 0.08062 | [6 empty] | PAR | D | OLD |  |  | RHNBHSOL | 3 | 0.5 | HOUPARRHNBHSOLN01_OLDD_FHPELCE04 | 1 | HOUPARRHNBHSOLN01_OLDD | HOUPARRHNHPELCE04_OLDD | HPELCE04 | BHSOLN01 | PAR_OLDD | HPELCE04_BHSOLN01 | 5 | 0 | 1.1 | Unlikely
HOUPARRHNBHSOLN01_OLDD_FHPELCE04_D50 | Residential heating technology - Solar heating system - single-family house - existing building - distributed MEAN level | HOUSOL | HOUPARRHN_OLDD_DMD | MKr20 | 2050 | 6.9501 | 0.076008 | [6 empty] | PAR | D | OLD |  |  | RHNBHSOL | 3 | 0.5 | HOUPARRHNBHSOLN01_OLDD_FHPELCE04 | 1 | HOUPARRHNBHSOLN01_OLDD | HOUPARRHNHPELCE04_OLDD | HPELCE04 | BHSOLN01 | PAR_OLDD | HPELCE04_BHSOLN01 | 5 | 0 | 1.1 | Unlikely
HOUPARRHNBHDHDN03_OLDD_FHPELCE04_D50 | Residential heating technology - Direct district heating substation - plus connection pipe - single-family house - existing building - distributed MEAN level | HOUDHD | HOUPARRHN_OLDD_DMD | MKr20 | 2020 | 3.2097 | 0.030272 | [6 empty] | PAR | D | OLD |  |  | RHNBHDHD | 3 | 0.5 | HOUPARRHNBHDHDN03_OLDD_FHPELCE04 | 1 | HOUPARRHNBHDHDN03_OLDD | HOUPARRHNHPELCE04_OLDD | HPELCE04 | BHDHDN03 | PAR_OLDD | HPELCE04_BHDHDN03 | 6 | 0 | 1 | New
HOUPARRHNBHDHDN03_OLDD_FHPELCE04_D50 | Residential heating technology - Direct district heating substation - plus connection pipe - single-family house - existing building - distributed MEAN level | HOUDHD | HOUPARRHN_OLDD_DMD | MKr20 | 2025 | 3.1725 | 0.030048 | [6 empty] | PAR | D | OLD |  |  | RHNBHDHD | 3 | 0.5 | HOUPARRHNBHDHDN03_OLDD_FHPELCE04 | 1 | HOUPARRHNBHDHDN03_OLDD | HOUPARRHNHPELCE04_OLDD | HPELCE04 | BHDHDN03 | PAR_OLDD | HPELCE04_BHDHDN03 | 6 | 0 | 1 | New
HOUPARRHNBHDHDN03_OLDD_FHPELCE04_D50 | Residential heating technology - Direct district heating substation - plus connection pipe - single-family house - existing building - distributed MEAN level | HOUDHD | HOUPARRHN_OLDD_DMD | MKr20 | 2030 | 3.1414 | 0.029511 | [6 empty] | PAR | D | OLD |  |  | RHNBHDHD | 3 | 0.5 | HOUPARRHNBHDHDN03_OLDD_FHPELCE04 | 1 | HOUPARRHNBHDHDN03_OLDD | HOUPARRHNHPELCE04_OLDD | HPELCE04 | BHDHDN03 | PAR_OLDD | HPELCE04_BHDHDN03 | 6 | 0 | 1 | New
HOUPARRHNBHDHDN03_OLDD_FHPELCE04_D50 | Residential heating technology - Direct district heating substation - plus connection pipe - single-family house - existing building - distributed MEAN level | HOUDHD | HOUPARRHN_OLDD_DMD | MKr20 | 2040 | 3.0855 | 0.02824 | [6 empty] | PAR | D | OLD |  |  | RHNBHDHD | 3 | 0.5 | HOUPARRHNBHDHDN03_OLDD_FHPELCE04 | 1 | HOUPARRHNBHDHDN03_OLDD | HOUPARRHNHPELCE04_OLDD | HPELCE04 | BHDHDN03 | PAR_OLDD | HPELCE04_BHDHDN03 | 6 | 0 | 1 | New
HOUPARRHNBHDHDN03_OLDD_FHPELCE04_D50 | Residential heating technology - Direct district heating substation - plus connection pipe - single-family house - existing building - distributed MEAN level | HOUDHD | HOUPARRHN_OLDD_DMD | MKr20 | 2050 | 3.0235 | 0.026392 | [6 empty] | PAR | D | OLD |  |  | RHNBHDHD | 3 | 0.5 | HOUPARRHNBHDHDN03_OLDD_FHPELCE04 | 1 | HOUPARRHNBHDHDN03_OLDD | HOUPARRHNHPELCE04_OLDD | HPELCE04 | BHDHDN03 | PAR_OLDD | HPELCE04_BHDHDN03 | 6 | 0 | 1 | New
HOUPARRHNHPELCN07_OLDI_FHPELCE04_D50 | Residential heating technology - Heat pump, Air-to-water, low-price product - single-family house - existing building - distributed MEAN level | HOUELC, HOUAMB | HOUPARRHN_OLDI_DMD | MKr20 | 2020 | 8.6911 | 0.38286 | 0.33333 | [5 empty] | PAR | I | OLD | 3 |  | RHNHPELC | 3 | 0.5 | HOUPARRHNHPELCN07_OLDI_FHPELCE04 | 1 | HOUPARRHNHPELCN07_OLDI | HOUPARRHNHPELCE04_OLDI | HPELCE04 | HPELCN07 | PAR_OLDI | HPELCE04_HPELCN07 | 3 | 0 | 0.95 | Similar
HOUPARRHNHPELCN07_OLDI_FHPELCE04_D50 | Residential heating technology - Heat pump, Air-to-water, low-price product - single-family house - existing building - distributed MEAN level | HOUELC, HOUAMB | HOUPARRHN_OLDI_DMD | MKr20 | 2025 | 7.9508 | 0.29365 | 0.31746 | [5 empty] | PAR | I | OLD | 3.15 |  | RHNHPELC | 3 | 0.5 | HOUPARRHNHPELCN07_OLDI_FHPELCE04 | 1 | HOUPARRHNHPELCN07_OLDI | HOUPARRHNHPELCE04_OLDI | HPELCE04 | HPELCN07 | PAR_OLDI | HPELCE04_HPELCN07 | 3 | 0 | 0.95 | Similar
HOUPARRHNHPELCN07_OLDI_FHPELCE04_D50 | Residential heating technology - Heat pump, Air-to-water, low-price product - single-family house - existing building - distributed MEAN level | HOUELC, HOUAMB | HOUPARRHN_OLDI_DMD | MKr20 | 2030 | 7.2105 | 0.29016 | 0.30303 | [5 empty] | PAR | I | OLD | 3.3 |  | RHNHPELC | 3 | 0.5 | HOUPARRHNHPELCN07_OLDI_FHPELCE04 | 1 | HOUPARRHNHPELCN07_OLDI | HOUPARRHNHPELCE04_OLDI | HPELCE04 | HPELCN07 | PAR_OLDI | HPELCE04_HPELCN07 | 3 | 0 | 0.95 | Similar
HOUPARRHNHPELCN07_OLDI_FHPELCE04_D50 | Residential heating technology - Heat pump, Air-to-water, low-price product - single-family house - existing building - distributed MEAN level | HOUELC, HOUAMB | HOUPARRHN_OLDI_DMD | MKr20 | 2040 | 6.6207 | 0.28368 | 0.28986 | [5 empty] | PAR | I | OLD | 3.45 |  | RHNHPELC | 3 | 0.5 | HOUPARRHNHPELCN07_OLDI_FHPELCE04 | 1 | HOUPARRHNHPELCN07_OLDI | HOUPARRHNHPELCE04_OLDI | HPELCE04 | HPELCN07 | PAR_OLDI | HPELCE04_HPELCN07 | 3 | 0 | 0.95 | Similar
HOUPARRHNHPELCN07_OLDI_FHPELCE04_D50 | Residential heating technology - Heat pump, Air-to-water, low-price product - single-family house - existing building - distributed MEAN level | HOUELC, HOUAMB | HOUPARRHN_OLDI_DMD | MKr20 | 2050 | 6.0308 | 0.2772 | 0.28169 | [5 empty] | PAR | I | OLD | 3.55 |  | RHNHPELC | 3 | 0.5 | HOUPARRHNHPELCN07_OLDI_FHPELCE04 | 1 | HOUPARRHNHPELCN07_OLDI | HOUPARRHNHPELCE04_OLDI | HPELCE04 | HPELCN07 | PAR_OLDI | HPELCE04_HPELCN07 | 3 | 0 | 0.95 | Similar
HOUPARRHNHPELCN05_OLDI_FHPELCE04_D50 | Residential heating technology - Heat pump, Air-to-water - leasing - single-family house - existing building - distributed MEAN level | HOUELC, HOUAMB | HOUPARRHN_OLDI_DMD | MKr20 | 2020 | 5.5371 | 1.06 | 0.31746 | [5 empty] | PAR | I | OLD | 3.15 |  | RHNHPELC | 3 | 0.5 | HOUPARRHNHPELCN05_OLDI_FHPELCE04 | 1 | HOUPARRHNHPELCN05_OLDI | HOUPARRHNHPELCE04_OLDI | HPELCE04 | HPELCN05 | PAR_OLDI | HPELCE04_HPELCN05 | 3 | 0 | 0.95 | Similar
HOUPARRHNHPELCN05_OLDI_FHPELCE04_D50 | Residential heating technology - Heat pump, Air-to-water - leasing - single-family house - existing building - distributed MEAN level | HOUELC, HOUAMB | HOUPARRHN_OLDI_DMD | MKr20 | 2025 | 5.1074 | 0.91425 | 0.30303 | [5 empty] | PAR | I | OLD | 3.3 |  | RHNHPELC | 3 | 0.5 | HOUPARRHNHPELCN05_OLDI_FHPELCE04 | 1 | HOUPARRHNHPELCN05_OLDI | HOUPARRHNHPELCE04_OLDI | HPELCE04 | HPELCN05 | PAR_OLDI | HPELCE04_HPELCN05 | 3 | 0 | 0.95 | Similar
HOUPARRHNHPELCN05_OLDI_FHPELCE04_D50 | Residential heating technology - Heat pump, Air-to-water - leasing - single-family house - existing building - distributed MEAN level | HOUELC, HOUAMB | HOUPARRHN_OLDI_DMD | MKr20 | 2030 | 4.6777 | 0.85421 | 0.28986 | [5 empty] | PAR | I | OLD | 3.45 |  | RHNHPELC | 3 | 0.5 | HOUPARRHNHPELCN05_OLDI_FHPELCE04 | 1 | HOUPARRHNHPELCN05_OLDI | HOUPARRHNHPELCE04_OLDI | HPELCE04 | HPELCN05 | PAR_OLDI | HPELCE04_HPELCN05 | 3 | 0 | 0.95 | Similar
HOUPARRHNHPELCN05_OLDI_FHPELCE04_D50 | Residential heating technology - Heat pump, Air-to-water - leasing - single-family house - existing building - distributed MEAN level | HOUELC, HOUAMB | HOUPARRHN_OLDI_DMD | MKr20 | 2040 | 4.3291 | 0.80187 | 0.27778 | [5 empty] | PAR | I | OLD | 3.6 |  | RHNHPELC | 3 | 0.5 | HOUPARRHNHPELCN05_OLDI_FHPELCE04 | 1 | HOUPARRHNHPELCN05_OLDI | HOUPARRHNHPELCE04_OLDI | HPELCE04 | HPELCN05 | PAR_OLDI | HPELCE04_HPELCN05 | 3 | 0 | 0.95 | Similar
HOUPARRHNHPELCN05_OLDI_FHPELCE04_D50 | Residential heating technology - Heat pump, Air-to-water - leasing - single-family house - existing building - distributed MEAN level | HOUELC, HOUAMB | HOUPARRHN_OLDI_DMD | MKr20 | 2050 | 3.9806 | 0.74953 | 0.27027 | [5 empty] | PAR | I | OLD | 3.7 |  | RHNHPELC | 3 | 0.5 | HOUPARRHNHPELCN05_OLDI_FHPELCE04 | 1 | HOUPARRHNHPELCN05_OLDI | HOUPARRHNHPELCE04_OLDI | HPELCE04 | HPELCN05 | PAR_OLDI | HPELCE04_HPELCN05 | 3 | 0 | 0.95 | Similar
HOUPARRHNHPELCN04_OLDI_FHPELCE04_D50 | Residential heating technology - Heat pump, Ground source - single-family house - existing building - distributed MEAN level | HOUELC, HOUAMB | HOUPARRHN_OLDI_DMD | MKr20 | 2020 | 13.8943 | 0.30571 | 0.28986 | [5 empty] | PAR | I | OLD | 3.45 |  | RHNHPELC | 3 | 0.5 | HOUPARRHNHPELCN04_OLDI_FHPELCE04 | 1 | HOUPARRHNHPELCN04_OLDI | HOUPARRHNHPELCE04_OLDI | HPELCE04 | HPELCN04 | PAR_OLDI | HPELCE04_HPELCN04 | 2 | 0 | 0.9 | Same
HOUPARRHNHPELCN04_OLDI_FHPELCE04_D50 | Residential heating technology - Heat pump, Ground source - single-family house - existing building - distributed MEAN level | HOUELC, HOUAMB | HOUPARRHN_OLDI_DMD | MKr20 | 2025 | 13.1996 | 0.21651 | 0.28169 | [5 empty] | PAR | I | OLD | 3.55 |  | RHNHPELC | 3 | 0.5 | HOUPARRHNHPELCN04_OLDI_FHPELCE04 | 1 | HOUPARRHNHPELCN04_OLDI | HOUPARRHNHPELCE04_OLDI | HPELCE04 | HPELCN04 | PAR_OLDI | HPELCE04_HPELCN04 | 2 | 0 | 0.9 | Same
HOUPARRHNHPELCN04_OLDI_FHPELCE04_D50 | Residential heating technology - Heat pump, Ground source - single-family house - existing building - distributed MEAN level | HOUELC, HOUAMB | HOUPARRHN_OLDI_DMD | MKr20 | 2030 | 12.5049 | 0.21302 | 0.27397 | [5 empty] | PAR | I | OLD | 3.65 |  | RHNHPELC | 3 | 0.5 | HOUPARRHNHPELCN04_OLDI_FHPELCE04 | 1 | HOUPARRHNHPELCN04_OLDI | HOUPARRHNHPELCE04_OLDI | HPELCE04 | HPELCN04 | PAR_OLDI | HPELCE04_HPELCN04 | 2 | 0 | 0.9 | Same
HOUPARRHNHPELCN04_OLDI_FHPELCE04_D50 | Residential heating technology - Heat pump, Ground source - single-family house - existing building - distributed MEAN level | HOUELC, HOUAMB | HOUPARRHN_OLDI_DMD | MKr20 | 2040 | 11.8796 | 0.20654 | 0.26316 | [5 empty] | PAR | I | OLD | 3.8 |  | RHNHPELC | 3 | 0.5 | HOUPARRHNHPELCN04_OLDI_FHPELCE04 | 1 | HOUPARRHNHPELCN04_OLDI | HOUPARRHNHPELCE04_OLDI | HPELCE04 | HPELCN04 | PAR_OLDI | HPELCE04_HPELCN04 | 2 | 0 | 0.9 | Same
HOUPARRHNHPELCN04_OLDI_FHPELCE04_D50 | Residential heating technology - Heat pump, Ground source - single-family house - existing building - distributed MEAN level | HOUELC, HOUAMB | HOUPARRHN_OLDI_DMD | MKr20 | 2050 | 11.2544 | 0.20005 | 0.25974 | [5 empty] | PAR | I | OLD | 3.85 |  | RHNHPELC | 3 | 0.5 | HOUPARRHNHPELCN04_OLDI_FHPELCE04 | 1 | HOUPARRHNHPELCN04_OLDI | HOUPARRHNHPELCE04_OLDI | HPELCE04 | HPELCN04 | PAR_OLDI | HPELCE04_HPELCN04 | 2 | 0 | 0.9 | Same
HOUPARRHNHPELCN03_OLDI_FHPELCE04_D50 | Residential heating technology - Heat pump, Air-to-water - single-family house - existing building - distributed MEAN level | HOUELC, HOUAMB | HOUPARRHN_OLDI_DMD | MKr20 | 2020 | 11.0743 | 0.33143 | 0.31746 | [5 empty] | PAR | I | OLD | 3.15 |  | RHNHPELC | 3 | 0.5 | HOUPARRHNHPELCN03_OLDI_FHPELCE04 | 1 | HOUPARRHNHPELCN03_OLDI | HOUPARRHNHPELCE04_OLDI | HPELCE04 | HPELCN03 | PAR_OLDI | HPELCE04_HPELCN03 | 3 | 0 | 0.95 | Similar
HOUPARRHNHPELCN03_OLDI_FHPELCE04_D50 | Residential heating technology - Heat pump, Air-to-water - single-family house - existing building - distributed MEAN level | HOUELC, HOUAMB | HOUPARRHN_OLDI_DMD | MKr20 | 2025 | 10.2148 | 0.24222 | 0.30303 | [5 empty] | PAR | I | OLD | 3.3 |  | RHNHPELC | 3 | 0.5 | HOUPARRHNHPELCN03_OLDI_FHPELCE04 | 1 | HOUPARRHNHPELCN03_OLDI | HOUPARRHNHPELCE04_OLDI | HPELCE04 | HPELCN03 | PAR_OLDI | HPELCE04_HPELCN03 | 3 | 0 | 0.95 | Similar
HOUPARRHNHPELCN03_OLDI_FHPELCE04_D50 | Residential heating technology - Heat pump, Air-to-water - single-family house - existing building - distributed MEAN level | HOUELC, HOUAMB | HOUPARRHN_OLDI_DMD | MKr20 | 2030 | 9.3553 | 0.23873 | 0.28986 | [5 empty] | PAR | I | OLD | 3.45 |  | RHNHPELC | 3 | 0.5 | HOUPARRHNHPELCN03_OLDI_FHPELCE04 | 1 | HOUPARRHNHPELCN03_OLDI | HOUPARRHNHPELCE04_OLDI | HPELCE04 | HPELCN03 | PAR_OLDI | HPELCE04_HPELCN03 | 3 | 0 | 0.95 | Similar
HOUPARRHNHPELCN03_OLDI_FHPELCE04_D50 | Residential heating technology - Heat pump, Air-to-water - single-family house - existing building - distributed MEAN level | HOUELC, HOUAMB | HOUPARRHN_OLDI_DMD | MKr20 | 2040 | 8.6582 | 0.23225 | 0.27778 | [5 empty] | PAR | I | OLD | 3.6 |  | RHNHPELC | 3 | 0.5 | HOUPARRHNHPELCN03_OLDI_FHPELCE04 | 1 | HOUPARRHNHPELCN03_OLDI | HOUPARRHNHPELCE04_OLDI | HPELCE04 | HPELCN03 | PAR_OLDI | HPELCE04_HPELCN03 | 3 | 0 | 0.95 | Similar
HOUPARRHNHPELCN03_OLDI_FHPELCE04_D50 | Residential heating technology - Heat pump, Air-to-water - single-family house - existing building - distributed MEAN level | HOUELC, HOUAMB | HOUPARRHN_OLDI_DMD | MKr20 | 2050 | 7.9611 | 0.22577 | 0.27027 | [5 empty] | PAR | I | OLD | 3.7 |  | RHNHPELC | 3 | 0.5 | HOUPARRHNHPELCN03_OLDI_FHPELCE04 | 1 | HOUPARRHNHPELCN03_OLDI | HOUPARRHNHPELCE04_OLDI | HPELCE04 | HPELCN03 | PAR_OLDI | HPELCE04_HPELCN03 | 3 | 0 | 0.95 | Similar
HOUPARRHNHPELCN02_OLDI_FHPELCE04_D50 | Residential heating technology - Heat pump, Air-to-air - single-family house - existing building - distributed MEAN level | HOUELC, HOUAMB | HOUPARRHN_OLDI_DMD | MKr20 | 2020 | 2.1408 | 0.17231 | 0.20619 | [5 empty] | PAR | I | OLD | 4.85 |  | RHNHPELC | 3 | 0.5 | HOUPARRHNHPELCN02_OLDI_FHPELCE04 | 1 | HOUPARRHNHPELCN02_OLDI | HOUPARRHNHPELCE04_OLDI | HPELCE04 | HPELCN02 | PAR_OLDI | HPELCE04_HPELCN02 | 5 | 0 | 1.1 | Unlikely
HOUPARRHNHPELCN02_OLDI_FHPELCE04_D50 | Residential heating technology - Heat pump, Air-to-air - single-family house - existing building - distributed MEAN level | HOUELC, HOUAMB | HOUPARRHN_OLDI_DMD | MKr20 | 2025 | 2.0884 | 0.11707 | 0.19608 | [5 empty] | PAR | I | OLD | 5.1 |  | RHNHPELC | 3 | 0.5 | HOUPARRHNHPELCN02_OLDI_FHPELCE04 | 1 | HOUPARRHNHPELCN02_OLDI | HOUPARRHNHPELCE04_OLDI | HPELCE04 | HPELCN02 | PAR_OLDI | HPELCE04_HPELCN02 | 5 | 0 | 1.1 | Unlikely
HOUPARRHNHPELCN02_OLDI_FHPELCE04_D50 | Residential heating technology - Heat pump, Air-to-air - single-family house - existing building - distributed MEAN level | HOUELC, HOUAMB | HOUPARRHN_OLDI_DMD | MKr20 | 2030 | 2.0361 | 0.11491 | 0.18868 | [5 empty] | PAR | I | OLD | 5.3 |  | RHNHPELC | 3 | 0.5 | HOUPARRHNHPELCN02_OLDI_FHPELCE04 | 1 | HOUPARRHNHPELCN02_OLDI | HOUPARRHNHPELCE04_OLDI | HPELCE04 | HPELCN02 | PAR_OLDI | HPELCE04_HPELCN02 | 5 | 0 | 1.1 | Unlikely
HOUPARRHNHPELCN02_OLDI_FHPELCE04_D50 | Residential heating technology - Heat pump, Air-to-air - single-family house - existing building - distributed MEAN level | HOUELC, HOUAMB | HOUPARRHN_OLDI_DMD | MKr20 | 2040 | 1.939 | 0.11089 | 0.18182 | [5 empty] | PAR | I | OLD | 5.5 |  | RHNHPELC | 3 | 0.5 | HOUPARRHNHPELCN02_OLDI_FHPELCE04 | 1 | HOUPARRHNHPELCN02_OLDI | HOUPARRHNHPELCE04_OLDI | HPELCE04 | HPELCN02 | PAR_OLDI | HPELCE04_HPELCN02 | 5 | 0 | 1.1 | Unlikely
HOUPARRHNHPELCN02_OLDI_FHPELCE04_D50 | Residential heating technology - Heat pump, Air-to-air - single-family house - existing building - distributed MEAN level | HOUELC, HOUAMB | HOUPARRHN_OLDI_DMD | MKr20 | 2050 | 1.8419 | 0.10688 | 0.17857 | [5 empty] | PAR | I | OLD | 5.6 |  | RHNHPELC | 3 | 0.5 | HOUPARRHNHPELCN02_OLDI_FHPELCE04 | 1 | HOUPARRHNHPELCN02_OLDI | HOUPARRHNHPELCE04_OLDI | HPELCE04 | HPELCN02 | PAR_OLDI | HPELCE04_HPELCN02 | 5 | 0 | 1.1 | Unlikely
HOUPARRHNDIELCN06_OLDI_FHPELCE04_D50 | Residential heating technology - Electric heating - electric panel from Bauhaus - single-family house - new building - distributed MEAN level | HOUELC | HOUPARRHN_OLDI_DMD | MKr20 | 2020 | 0.605 | 0 | [6 empty] | PAR | I | OLD |  |  | RHNDIELC | 3 | 0.5 | HOUPARRHNDIELCN06_OLDI_FHPELCE04 | 1 | HOUPARRHNDIELCN06_OLDI | HOUPARRHNHPELCE04_OLDI | HPELCE04 | DIELCN06 | PAR_OLDI | HPELCE04_DIELCN06 | 5 | 0 | 1.1 | Unlikely
HOUPARRHNDIELCN06_OLDI_FHPELCE04_D50 | Residential heating technology - Electric heating - electric panel from Bauhaus - single-family house - new building - distributed MEAN level | HOUELC | HOUPARRHN_OLDI_DMD | MKr20 | 2025 | 0.605 | 0 | [6 empty] | PAR | I | OLD |  |  | RHNDIELC | 3 | 0.5 | HOUPARRHNDIELCN06_OLDI_FHPELCE04 | 1 | HOUPARRHNDIELCN06_OLDI | HOUPARRHNHPELCE04_OLDI | HPELCE04 | DIELCN06 | PAR_OLDI | HPELCE04_DIELCN06 | 5 | 0 | 1.1 | Unlikely
HOUPARRHNDIELCN06_OLDI_FHPELCE04_D50 | Residential heating technology - Electric heating - electric panel from Bauhaus - single-family house - new building - distributed MEAN level | HOUELC | HOUPARRHN_OLDI_DMD | MKr20 | 2030 | 0.605 | 0 | [6 empty] | PAR | I | OLD |  |  | RHNDIELC | 3 | 0.5 | HOUPARRHNDIELCN06_OLDI_FHPELCE04 | 1 | HOUPARRHNDIELCN06_OLDI | HOUPARRHNHPELCE04_OLDI | HPELCE04 | DIELCN06 | PAR_OLDI | HPELCE04_DIELCN06 | 5 | 0 | 1.1 | Unlikely
HOUPARRHNDIELCN06_OLDI_FHPELCE04_D50 | Residential heating technology - Electric heating - electric panel from Bauhaus - single-family house - new building - distributed MEAN level | HOUELC | HOUPARRHN_OLDI_DMD | MKr20 | 2040 | 0.605 | 0 | [6 empty] | PAR | I | OLD |  |  | RHNDIELC | 3 | 0.5 | HOUPARRHNDIELCN06_OLDI_FHPELCE04 | 1 | HOUPARRHNDIELCN06_OLDI | HOUPARRHNHPELCE04_OLDI | HPELCE04 | DIELCN06 | PAR_OLDI | HPELCE04_DIELCN06 | 5 | 0 | 1.1 | Unlikely
HOUPARRHNDIELCN06_OLDI_FHPELCE04_D50 | Residential heating technology - Electric heating - electric panel from Bauhaus - single-family house - new building - distributed MEAN level | HOUELC | HOUPARRHN_OLDI_DMD | MKr20 | 2050 | 0.605 | 0 | [6 empty] | PAR | I | OLD |  |  | RHNDIELC | 3 | 0.5 | HOUPARRHNDIELCN06_OLDI_FHPELCE04 | 1 | HOUPARRHNDIELCN06_OLDI | HOUPARRHNHPELCE04_OLDI | HPELCE04 | DIELCN06 | PAR_OLDI | HPELCE04_DIELCN06 | 5 | 0 | 1.1 | Unlikely
HOUPARRHNDIELCN01_OLDI_FHPELCE04_D50 | Residential heating technology - Electric heating - single-family house - new building - distributed MEAN level | HOUELC | HOUPARRHN_OLDI_DMD | MKr20 | 2020 | 7.3509 | 0.0596 | [6 empty] | PAR | I | OLD |  |  | RHNDIELC | 3 | 0.5 | HOUPARRHNDIELCN01_OLDI_FHPELCE04 | 1 | HOUPARRHNDIELCN01_OLDI | HOUPARRHNHPELCE04_OLDI | HPELCE04 | DIELCN01 | PAR_OLDI | HPELCE04_DIELCN01 | 5 | 0 | 1.1 | Unlikely
HOUPARRHNDIELCN01_OLDI_FHPELCE04_D50 | Residential heating technology - Electric heating - single-family house - new building - distributed MEAN level | HOUELC | HOUPARRHN_OLDI_DMD | MKr20 | 2025 | 7.169 | 0.0596 | [6 empty] | PAR | I | OLD |  |  | RHNDIELC | 3 | 0.5 | HOUPARRHNDIELCN01_OLDI_FHPELCE04 | 1 | HOUPARRHNDIELCN01_OLDI | HOUPARRHNHPELCE04_OLDI | HPELCE04 | DIELCN01 | PAR_OLDI | HPELCE04_DIELCN01 | 5 | 0 | 1.1 | Unlikely
HOUPARRHNDIELCN01_OLDI_FHPELCE04_D50 | Residential heating technology - Electric heating - single-family house - new building - distributed MEAN level | HOUELC | HOUPARRHN_OLDI_DMD | MKr20 | 2030 | 6.9915 | 0.057117 | [6 empty] | PAR | I | OLD |  |  | RHNDIELC | 3 | 0.5 | HOUPARRHNDIELCN01_OLDI_FHPELCE04 | 1 | HOUPARRHNDIELCN01_OLDI | HOUPARRHNHPELCE04_OLDI | HPELCE04 | DIELCN01 | PAR_OLDI | HPELCE04_DIELCN01 | 5 | 0 | 1.1 | Unlikely
HOUPARRHNDIELCN01_OLDI_FHPELCE04_D50 | Residential heating technology - Electric heating - single-family house - new building - distributed MEAN level | HOUELC | HOUPARRHN_OLDI_DMD | MKr20 | 2040 | 6.6497 | 0.054633 | [6 empty] | PAR | I | OLD |  |  | RHNDIELC | 3 | 0.5 | HOUPARRHNDIELCN01_OLDI_FHPELCE04 | 1 | HOUPARRHNDIELCN01_OLDI | HOUPARRHNHPELCE04_OLDI | HPELCE04 | DIELCN01 | PAR_OLDI | HPELCE04_DIELCN01 | 5 | 0 | 1.1 | Unlikely
HOUPARRHNDIELCN01_OLDI_FHPELCE04_D50 | Residential heating technology - Electric heating - single-family house - new building - distributed MEAN level | HOUELC | HOUPARRHN_OLDI_DMD | MKr20 | 2050 | 6.3246 | 0.05215 | [6 empty] | PAR | I | OLD |  |  | RHNDIELC | 3 | 0.5 | HOUPARRHNDIELCN01_OLDI_FHPELCE04 | 1 | HOUPARRHNDIELCN01_OLDI | HOUPARRHNHPELCE04_OLDI | HPELCE04 | DIELCN01 | PAR_OLDI | HPELCE04_DIELCN01 | 5 | 0 | 1.1 | Unlikely
HOUPARRHNBHSOLN01_OLDI_FHPELCE04_D50 | Residential heating technology - Solar heating system - single-family house - existing building - distributed MEAN level | HOUSOL | HOUPARRHN_OLDI_DMD | MKr20 | 2020 | 8.0779 | 0.093036 | [6 empty] | PAR | I | OLD |  |  | RHNBHSOL | 3 | 0.5 | HOUPARRHNBHSOLN01_OLDI_FHPELCE04 | 1 | HOUPARRHNBHSOLN01_OLDI | HOUPARRHNHPELCE04_OLDI | HPELCE04 | BHSOLN01 | PAR_OLDI | HPELCE04_BHSOLN01 | 5 | 0 | 1.1 | Unlikely
HOUPARRHNBHSOLN01_OLDI_FHPELCE04_D50 | Residential heating technology - Solar heating system - single-family house - existing building - distributed MEAN level | HOUSOL | HOUPARRHN_OLDI_DMD | MKr20 | 2025 | 7.878 | 0.08736 | [6 empty] | PAR | I | OLD |  |  | RHNBHSOL | 3 | 0.5 | HOUPARRHNBHSOLN01_OLDI_FHPELCE04 | 1 | HOUPARRHNBHSOLN01_OLDI | HOUPARRHNHPELCE04_OLDI | HPELCE04 | BHSOLN01 | PAR_OLDI | HPELCE04_BHSOLN01 | 5 | 0 | 1.1 | Unlikely
HOUPARRHNBHSOLN01_OLDI_FHPELCE04_D50 | Residential heating technology - Solar heating system - single-family house - existing building - distributed MEAN level | HOUSOL | HOUPARRHN_OLDI_DMD | MKr20 | 2030 | 7.683 | 0.085232 | [6 empty] | PAR | I | OLD |  |  | RHNBHSOL | 3 | 0.5 | HOUPARRHNBHSOLN01_OLDI_FHPELCE04 | 1 | HOUPARRHNBHSOLN01_OLDI | HOUPARRHNHPELCE04_OLDI | HPELCE04 | BHSOLN01 | PAR_OLDI | HPELCE04_BHSOLN01 | 5 | 0 | 1.1 | Unlikely
HOUPARRHNBHSOLN01_OLDI_FHPELCE04_D50 | Residential heating technology - Solar heating system - single-family house - existing building - distributed MEAN level | HOUSOL | HOUPARRHN_OLDI_DMD | MKr20 | 2040 | 7.3074 | 0.08062 | [6 empty] | PAR | I | OLD |  |  | RHNBHSOL | 3 | 0.5 | HOUPARRHNBHSOLN01_OLDI_FHPELCE04 | 1 | HOUPARRHNBHSOLN01_OLDI | HOUPARRHNHPELCE04_OLDI | HPELCE04 | BHSOLN01 | PAR_OLDI | HPELCE04_BHSOLN01 | 5 | 0 | 1.1 | Unlikely
HOUPARRHNBHSOLN01_OLDI_FHPELCE04_D50 | Residential heating technology - Solar heating system - single-family house - existing building - distributed MEAN level | HOUSOL | HOUPARRHN_OLDI_DMD | MKr20 | 2050 | 6.9501 | 0.076008 | [6 empty] | PAR | I | OLD |  |  | RHNBHSOL | 3 | 0.5 | HOUPARRHNBHSOLN01_OLDI_FHPELCE04 | 1 | HOUPARRHNBHSOLN01_OLDI | HOUPARRHNHPELCE04_OLDI | HPELCE04 | BHSOLN01 | PAR_OLDI | HPELCE04_BHSOLN01 | 5 | 0 | 1.1 | Unlikely
HOUPARRHNBHDHDN09_OLDI_FHPELCE04_D50 | Residential heating technology - Direct district heating substation - plus connection pipe - plus distribution (heating density: low ) - single-family house - existing building - distributed MEAN level | HOUDHD | HOUPARRHN_OLDI_DMD | MKr20 | 2020 | 10.4597 | 0.030272 | [6 empty] | PAR | I | OLD |  |  | RHNBHDHD | 3 | 0.5 | HOUPARRHNBHDHDN09_OLDI_FHPELCE04 | 1 | HOUPARRHNBHDHDN09_OLDI | HOUPARRHNHPELCE04_OLDI | HPELCE04 | BHDHDN09 | PAR_OLDI | HPELCE04_BHDHDN09 | 6 | 0 | 1 | New
HOUPARRHNBHDHDN09_OLDI_FHPELCE04_D50 | Residential heating technology - Direct district heating substation - plus connection pipe - plus distribution (heating density: low ) - single-family house - existing building - distributed MEAN level | HOUDHD | HOUPARRHN_OLDI_DMD | MKr20 | 2025 | 10.4225 | 0.030048 | [6 empty] | PAR | I | OLD |  |  | RHNBHDHD | 3 | 0.5 | HOUPARRHNBHDHDN09_OLDI_FHPELCE04 | 1 | HOUPARRHNBHDHDN09_OLDI | HOUPARRHNHPELCE04_OLDI | HPELCE04 | BHDHDN09 | PAR_OLDI | HPELCE04_BHDHDN09 | 6 | 0 | 1 | New
HOUPARRHNBHDHDN09_OLDI_FHPELCE04_D50 | Residential heating technology - Direct district heating substation - plus connection pipe - plus distribution (heating density: low ) - single-family house - existing building - distributed MEAN level | HOUDHD | HOUPARRHN_OLDI_DMD | MKr20 | 2030 | 10.3914 | 0.029511 | [6 empty] | PAR | I | OLD |  |  | RHNBHDHD | 3 | 0.5 | HOUPARRHNBHDHDN09_OLDI_FHPELCE04 | 1 | HOUPARRHNBHDHDN09_OLDI | HOUPARRHNHPELCE04_OLDI | HPELCE04 | BHDHDN09 | PAR_OLDI | HPELCE04_BHDHDN09 | 6 | 0 | 1 | New
HOUPARRHNBHDHDN09_OLDI_FHPELCE04_D50 | Residential heating technology - Direct district heating substation - plus connection pipe - plus distribution (heating density: low ) - single-family house - existing building - distributed MEAN level | HOUDHD | HOUPARRHN_OLDI_DMD | MKr20 | 2040 | 10.3355 | 0.02824 | [6 empty] | PAR | I | OLD |  |  | RHNBHDHD | 3 | 0.5 | HOUPARRHNBHDHDN09_OLDI_FHPELCE04 | 1 | HOUPARRHNBHDHDN09_OLDI | HOUPARRHNHPELCE04_OLDI | HPELCE04 | BHDHDN09 | PAR_OLDI | HPELCE04_BHDHDN09 | 6 | 0 | 1 | New
HOUPARRHNBHDHDN09_OLDI_FHPELCE04_D50 | Residential heating technology - Direct district heating substation - plus connection pipe - plus distribution (heating density: low ) - single-family house - existing building - distributed MEAN level | HOUDHD | HOUPARRHN_OLDI_DMD | MKr20 | 2050 | 10.2735 | 0.026392 | [6 empty] | PAR | I | OLD |  |  | RHNBHDHD | 3 | 0.5 | HOUPARRHNBHDHDN09_OLDI_FHPELCE04 | 1 | HOUPARRHNBHDHDN09_OLDI | HOUPARRHNHPELCE04_OLDI | HPELCE04 | BHDHDN09 | PAR_OLDI | HPELCE04_BHDHDN09 | 6 | 0 | 1 | New
HOUPARRHNBHDHDN07_OLDI_FHPELCE04_D50 | Residential heating technology - Direct district heating substation - plus connection pipe - plus distribution (heating density: medium ) - single-family house - existing building - distributed MEAN level | HOUDHD | HOUPARRHN_OLDI_DMD | MKr20 | 2020 | 4.2097 | 0.030272 | [6 empty] | PAR | I | OLD |  |  | RHNBHDHD | 3 | 0.5 | HOUPARRHNBHDHDN07_OLDI_FHPELCE04 | 1 | HOUPARRHNBHDHDN07_OLDI | HOUPARRHNHPELCE04_OLDI | HPELCE04 | BHDHDN07 | PAR_OLDI | HPELCE04_BHDHDN07 | 6 | 0 | 1 | New
HOUPARRHNBHDHDN07_OLDI_FHPELCE04_D50 | Residential heating technology - Direct district heating substation - plus connection pipe - plus distribution (heating density: medium ) - single-family house - existing building - distributed MEAN level | HOUDHD | HOUPARRHN_OLDI_DMD | MKr20 | 2025 | 4.1725 | 0.030048 | [6 empty] | PAR | I | OLD |  |  | RHNBHDHD | 3 | 0.5 | HOUPARRHNBHDHDN07_OLDI_FHPELCE04 | 1 | HOUPARRHNBHDHDN07_OLDI | HOUPARRHNHPELCE04_OLDI | HPELCE04 | BHDHDN07 | PAR_OLDI | HPELCE04_BHDHDN07 | 6 | 0 | 1 | New
HOUPARRHNBHDHDN07_OLDI_FHPELCE04_D50 | Residential heating technology - Direct district heating substation - plus connection pipe - plus distribution (heating density: medium ) - single-family house - existing building - distributed MEAN level | HOUDHD | HOUPARRHN_OLDI_DMD | MKr20 | 2030 | 4.1414 | 0.029511 | [6 empty] | PAR | I | OLD |  |  | RHNBHDHD | 3 | 0.5 | HOUPARRHNBHDHDN07_OLDI_FHPELCE04 | 1 | HOUPARRHNBHDHDN07_OLDI | HOUPARRHNHPELCE04_OLDI | HPELCE04 | BHDHDN07 | PAR_OLDI | HPELCE04_BHDHDN07 | 6 | 0 | 1 | New
HOUPARRHNBHDHDN07_OLDI_FHPELCE04_D50 | Residential heating technology - Direct district heating substation - plus connection pipe - plus distribution (heating density: medium ) - single-family house - existing building - distributed MEAN level | HOUDHD | HOUPARRHN_OLDI_DMD | MKr20 | 2040 | 4.0855 | 0.02824 | [6 empty] | PAR | I | OLD |  |  | RHNBHDHD | 3 | 0.5 | HOUPARRHNBHDHDN07_OLDI_FHPELCE04 | 1 | HOUPARRHNBHDHDN07_OLDI | HOUPARRHNHPELCE04_OLDI | HPELCE04 | BHDHDN07 | PAR_OLDI | HPELCE04_BHDHDN07 | 6 | 0 | 1 | New
HOUPARRHNBHDHDN07_OLDI_FHPELCE04_D50 | Residential heating technology - Direct district heating substation - plus connection pipe - plus distribution (heating density: medium ) - single-family house - existing building - distributed MEAN level | HOUDHD | HOUPARRHN_OLDI_DMD | MKr20 | 2050 | 4.0235 | 0.026392 | [6 empty] | PAR | I | OLD |  |  | RHNBHDHD | 3 | 0.5 | HOUPARRHNBHDHDN07_OLDI_FHPELCE04 | 1 | HOUPARRHNBHDHDN07_OLDI | HOUPARRHNHPELCE04_OLDI | HPELCE04 | BHDHDN07 | PAR_OLDI | HPELCE04_BHDHDN07 | 6 | 0 | 1 | New
HOUPARRHNBHDHDN05_OLDI_FHPELCE04_D50 | Residential heating technology - Direct district heating substation - plus connection pipe - plus distribution (heating density: high ) - single-family house - existing building - distributed MEAN level | HOUDHD | HOUPARRHN_OLDI_DMD | MKr20 | 2020 | 3.2097 | 0.030272 | [6 empty] | PAR | I | OLD |  |  | RHNBHDHD | 3 | 0.5 | HOUPARRHNBHDHDN05_OLDI_FHPELCE04 | 1 | HOUPARRHNBHDHDN05_OLDI | HOUPARRHNHPELCE04_OLDI | HPELCE04 | BHDHDN05 | PAR_OLDI | HPELCE04_BHDHDN05 | 6 | 0 | 1 | New
HOUPARRHNBHDHDN05_OLDI_FHPELCE04_D50 | Residential heating technology - Direct district heating substation - plus connection pipe - plus distribution (heating density: high ) - single-family house - existing building - distributed MEAN level | HOUDHD | HOUPARRHN_OLDI_DMD | MKr20 | 2025 | 3.1725 | 0.030048 | [6 empty] | PAR | I | OLD |  |  | RHNBHDHD | 3 | 0.5 | HOUPARRHNBHDHDN05_OLDI_FHPELCE04 | 1 | HOUPARRHNBHDHDN05_OLDI | HOUPARRHNHPELCE04_OLDI | HPELCE04 | BHDHDN05 | PAR_OLDI | HPELCE04_BHDHDN05 | 6 | 0 | 1 | New
HOUPARRHNBHDHDN05_OLDI_FHPELCE04_D50 | Residential heating technology - Direct district heating substation - plus connection pipe - plus distribution (heating density: high ) - single-family house - existing building - distributed MEAN level | HOUDHD | HOUPARRHN_OLDI_DMD | MKr20 | 2030 | 3.1414 | 0.029511 | [6 empty] | PAR | I | OLD |  |  | RHNBHDHD | 3 | 0.5 | HOUPARRHNBHDHDN05_OLDI_FHPELCE04 | 1 | HOUPARRHNBHDHDN05_OLDI | HOUPARRHNHPELCE04_OLDI | HPELCE04 | BHDHDN05 | PAR_OLDI | HPELCE04_BHDHDN05 | 6 | 0 | 1 | New
HOUPARRHNBHDHDN05_OLDI_FHPELCE04_D50 | Residential heating technology - Direct district heating substation - plus connection pipe - plus distribution (heating density: high ) - single-family house - existing building - distributed MEAN level | HOUDHD | HOUPARRHN_OLDI_DMD | MKr20 | 2040 | 3.0855 | 0.02824 | [6 empty] | PAR | I | OLD |  |  | RHNBHDHD | 3 | 0.5 | HOUPARRHNBHDHDN05_OLDI_FHPELCE04 | 1 | HOUPARRHNBHDHDN05_OLDI | HOUPARRHNHPELCE04_OLDI | HPELCE04 | BHDHDN05 | PAR_OLDI | HPELCE04_BHDHDN05 | 6 | 0 | 1 | New
HOUPARRHNBHDHDN05_OLDI_FHPELCE04_D50 | Residential heating technology - Direct district heating substation - plus connection pipe - plus distribution (heating density: high ) - single-family house - existing building - distributed MEAN level | HOUDHD | HOUPARRHN_OLDI_DMD | MKr20 | 2050 | 3.0235 | 0.026392 | [6 empty] | PAR | I | OLD |  |  | RHNBHDHD | 3 | 0.5 | HOUPARRHNBHDHDN05_OLDI_FHPELCE04 | 1 | HOUPARRHNBHDHDN05_OLDI | HOUPARRHNHPELCE04_OLDI | HPELCE04 | BHDHDN05 | PAR_OLDI | HPELCE04_BHDHDN05 | 6 | 0 | 1 | New
HOUPARRHNBHDHCN09_OLDI_FHPELCE04_D50 | Residential heating technology - Direct district heating substation - plus connection pipe - plus distribution (heating density: low ) - single-family house - existing building - distributed MEAN level | HOUDHC | HOUPARRHN_OLDI_DMD | MKr20 | 2020 | 10.4597 | 0.030272 | [6 empty] | PAR | I | OLD |  |  | RHNBHDHC | 3 | 0.5 | HOUPARRHNBHDHCN09_OLDI_FHPELCE04 | 1 | HOUPARRHNBHDHCN09_OLDI | HOUPARRHNHPELCE04_OLDI | HPELCE04 | BHDHCN09 | PAR_OLDI | HPELCE04_BHDHCN09 | 6 | 0 | 1 | New
HOUPARRHNBHDHCN09_OLDI_FHPELCE04_D50 | Residential heating technology - Direct district heating substation - plus connection pipe - plus distribution (heating density: low ) - single-family house - existing building - distributed MEAN level | HOUDHC | HOUPARRHN_OLDI_DMD | MKr20 | 2025 | 10.4225 | 0.030048 | [6 empty] | PAR | I | OLD |  |  | RHNBHDHC | 3 | 0.5 | HOUPARRHNBHDHCN09_OLDI_FHPELCE04 | 1 | HOUPARRHNBHDHCN09_OLDI | HOUPARRHNHPELCE04_OLDI | HPELCE04 | BHDHCN09 | PAR_OLDI | HPELCE04_BHDHCN09 | 6 | 0 | 1 | New
HOUPARRHNBHDHCN09_OLDI_FHPELCE04_D50 | Residential heating technology - Direct district heating substation - plus connection pipe - plus distribution (heating density: low ) - single-family house - existing building - distributed MEAN level | HOUDHC | HOUPARRHN_OLDI_DMD | MKr20 | 2030 | 10.3914 | 0.029511 | [6 empty] | PAR | I | OLD |  |  | RHNBHDHC | 3 | 0.5 | HOUPARRHNBHDHCN09_OLDI_FHPELCE04 | 1 | HOUPARRHNBHDHCN09_OLDI | HOUPARRHNHPELCE04_OLDI | HPELCE04 | BHDHCN09 | PAR_OLDI | HPELCE04_BHDHCN09 | 6 | 0 | 1 | New
HOUPARRHNBHDHCN09_OLDI_FHPELCE04_D50 | Residential heating technology - Direct district heating substation - plus connection pipe - plus distribution (heating density: low ) - single-family house - existing building - distributed MEAN level | HOUDHC | HOUPARRHN_OLDI_DMD | MKr20 | 2040 | 10.3355 | 0.02824 | [6 empty] | PAR | I | OLD |  |  | RHNBHDHC | 3 | 0.5 | HOUPARRHNBHDHCN09_OLDI_FHPELCE04 | 1 | HOUPARRHNBHDHCN09_OLDI | HOUPARRHNHPELCE04_OLDI | HPELCE04 | BHDHCN09 | PAR_OLDI | HPELCE04_BHDHCN09 | 6 | 0 | 1 | New
HOUPARRHNBHDHCN09_OLDI_FHPELCE04_D50 | Residential heating technology - Direct district heating substation - plus connection pipe - plus distribution (heating density: low ) - single-family house - existing building - distributed MEAN level | HOUDHC | HOUPARRHN_OLDI_DMD | MKr20 | 2050 | 10.2735 | 0.026392 | [6 empty] | PAR | I | OLD |  |  | RHNBHDHC | 3 | 0.5 | HOUPARRHNBHDHCN09_OLDI_FHPELCE04 | 1 | HOUPARRHNBHDHCN09_OLDI | HOUPARRHNHPELCE04_OLDI | HPELCE04 | BHDHCN09 | PAR_OLDI | HPELCE04_BHDHCN09 | 6 | 0 | 1 | New
HOUPARRHNBHDHCN07_OLDI_FHPELCE04_D50 | Residential heating technology - Direct district heating substation - plus connection pipe - plus distribution (heating density: medium ) - single-family house - existing building - distributed MEAN level | HOUDHC | HOUPARRHN_OLDI_DMD | MKr20 | 2020 | 4.2097 | 0.030272 | [6 empty] | PAR | I | OLD |  |  | RHNBHDHC | 3 | 0.5 | HOUPARRHNBHDHCN07_OLDI_FHPELCE04 | 1 | HOUPARRHNBHDHCN07_OLDI | HOUPARRHNHPELCE04_OLDI | HPELCE04 | BHDHCN07 | PAR_OLDI | HPELCE04_BHDHCN07 | 6 | 0 | 1 | New
HOUPARRHNBHDHCN07_OLDI_FHPELCE04_D50 | Residential heating technology - Direct district heating substation - plus connection pipe - plus distribution (heating density: medium ) - single-family house - existing building - distributed MEAN level | HOUDHC | HOUPARRHN_OLDI_DMD | MKr20 | 2025 | 4.1725 | 0.030048 | [6 empty] | PAR | I | OLD |  |  | RHNBHDHC | 3 | 0.5 | HOUPARRHNBHDHCN07_OLDI_FHPELCE04 | 1 | HOUPARRHNBHDHCN07_OLDI | HOUPARRHNHPELCE04_OLDI | HPELCE04 | BHDHCN07 | PAR_OLDI | HPELCE04_BHDHCN07 | 6 | 0 | 1 | New
HOUPARRHNBHDHCN07_OLDI_FHPELCE04_D50 | Residential heating technology - Direct district heating substation - plus connection pipe - plus distribution (heating density: medium ) - single-family house - existing building - distributed MEAN level | HOUDHC | HOUPARRHN_OLDI_DMD | MKr20 | 2030 | 4.1414 | 0.029511 | [6 empty] | PAR | I | OLD |  |  | RHNBHDHC | 3 | 0.5 | HOUPARRHNBHDHCN07_OLDI_FHPELCE04 | 1 | HOUPARRHNBHDHCN07_OLDI | HOUPARRHNHPELCE04_OLDI | HPELCE04 | BHDHCN07 | PAR_OLDI | HPELCE04_BHDHCN07 | 6 | 0 | 1 | New
HOUPARRHNBHDHCN07_OLDI_FHPELCE04_D50 | Residential heating technology - Direct district heating substation - plus connection pipe - plus distribution (heating density: medium ) - single-family house - existing building - distributed MEAN level | HOUDHC | HOUPARRHN_OLDI_DMD | MKr20 | 2040 | 4.0855 | 0.02824 | [6 empty] | PAR | I | OLD |  |  | RHNBHDHC | 3 | 0.5 | HOUPARRHNBHDHCN07_OLDI_FHPELCE04 | 1 | HOUPARRHNBHDHCN07_OLDI | HOUPARRHNHPELCE04_OLDI | HPELCE04 | BHDHCN07 | PAR_OLDI | HPELCE04_BHDHCN07 | 6 | 0 | 1 | New
HOUPARRHNBHDHCN07_OLDI_FHPELCE04_D50 | Residential heating technology - Direct district heating substation - plus connection pipe - plus distribution (heating density: medium ) - single-family house - existing building - distributed MEAN level | HOUDHC | HOUPARRHN_OLDI_DMD | MKr20 | 2050 | 4.0235 | 0.026392 | [6 empty] | PAR | I | OLD |  |  | RHNBHDHC | 3 | 0.5 | HOUPARRHNBHDHCN07_OLDI_FHPELCE04 | 1 | HOUPARRHNBHDHCN07_OLDI | HOUPARRHNHPELCE04_OLDI | HPELCE04 | BHDHCN07 | PAR_OLDI | HPELCE04_BHDHCN07 | 6 | 0 | 1 | New
HOUPARRHNBHDHCN05_OLDI_FHPELCE04_D50 | Residential heating technology - Direct district heating substation - plus connection pipe - plus distribution (heating density: high ) - single-family house - existing building - distributed MEAN level | HOUDHC | HOUPARRHN_OLDI_DMD | MKr20 | 2020 | 3.2097 | 0.030272 | [6 empty] | PAR | I | OLD |  |  | RHNBHDHC | 3 | 0.5 | HOUPARRHNBHDHCN05_OLDI_FHPELCE04 | 1 | HOUPARRHNBHDHCN05_OLDI | HOUPARRHNHPELCE04_OLDI | HPELCE04 | BHDHCN05 | PAR_OLDI | HPELCE04_BHDHCN05 | 6 | 0 | 1 | New
HOUPARRHNBHDHCN05_OLDI_FHPELCE04_D50 | Residential heating technology - Direct district heating substation - plus connection pipe - plus distribution (heating density: high ) - single-family house - existing building - distributed MEAN level | HOUDHC | HOUPARRHN_OLDI_DMD | MKr20 | 2025 | 3.1725 | 0.030048 | [6 empty] | PAR | I | OLD |  |  | RHNBHDHC | 3 | 0.5 | HOUPARRHNBHDHCN05_OLDI_FHPELCE04 | 1 | HOUPARRHNBHDHCN05_OLDI | HOUPARRHNHPELCE04_OLDI | HPELCE04 | BHDHCN05 | PAR_OLDI | HPELCE04_BHDHCN05 | 6 | 0 | 1 | New
HOUPARRHNBHDHCN05_OLDI_FHPELCE04_D50 | Residential heating technology - Direct district heating substation - plus connection pipe - plus distribution (heating density: high ) - single-family house - existing building - distributed MEAN level | HOUDHC | HOUPARRHN_OLDI_DMD | MKr20 | 2030 | 3.1414 | 0.029511 | [6 empty] | PAR | I | OLD |  |  | RHNBHDHC | 3 | 0.5 | HOUPARRHNBHDHCN05_OLDI_FHPELCE04 | 1 | HOUPARRHNBHDHCN05_OLDI | HOUPARRHNHPELCE04_OLDI | HPELCE04 | BHDHCN05 | PAR_OLDI | HPELCE04_BHDHCN05 | 6 | 0 | 1 | New
HOUPARRHNBHDHCN05_OLDI_FHPELCE04_D50 | Residential heating technology - Direct district heating substation - plus connection pipe - plus distribution (heating density: high ) - single-family house - existing building - distributed MEAN level | HOUDHC | HOUPARRHN_OLDI_DMD | MKr20 | 2040 | 3.0855 | 0.02824 | [6 empty] | PAR | I | OLD |  |  | RHNBHDHC | 3 | 0.5 | HOUPARRHNBHDHCN05_OLDI_FHPELCE04 | 1 | HOUPARRHNBHDHCN05_OLDI | HOUPARRHNHPELCE04_OLDI | HPELCE04 | BHDHCN05 | PAR_OLDI | HPELCE04_BHDHCN05 | 6 | 0 | 1 | New
HOUPARRHNBHDHCN05_OLDI_FHPELCE04_D50 | Residential heating technology - Direct district heating substation - plus connection pipe - plus distribution (heating density: high ) - single-family house - existing building - distributed MEAN level | HOUDHC | HOUPARRHN_OLDI_DMD | MKr20 | 2050 | 3.0235 | 0.026392 | [6 empty] | PAR | I | OLD |  |  | RHNBHDHC | 3 | 0.5 | HOUPARRHNBHDHCN05_OLDI_FHPELCE04 | 1 | HOUPARRHNBHDHCN05_OLDI | HOUPARRHNHPELCE04_OLDI | HPELCE04 | BHDHCN05 | PAR_OLDI | HPELCE04_BHDHCN05 | 6 | 0 | 1 | New
HOUETARHNHPELCN05_OLDC_FBHWPEE01_D50 | Residential heating technology - Heat pump, Air-to-water - leasing - apartment complex - existing building - distributed MEAN level | HOUELC, HOUAMB | HOUETARHN_OLDC_DMD | MKr20 | 2020 | 2.5625 | 0.33694 | 0.34483 | [5 empty] | ETA | C | OLD | 2.9 |  | RHNHPELC | 3 | 0.5 | HOUETARHNHPELCN05_OLDC_FBHWPEE01 | 0.75 | HOUETARHNHPELCN05_OLDC | HOUETARHNBHWPEE01_OLDC | BHWPEE01 | HPELCN05 | ETA_OLDC | BHWPEE01_HPELCN05 | 6 | 0 | 1 | New
HOUETARHNHPELCN05_OLDC_FBHWPEE01_D50 | Residential heating technology - Heat pump, Air-to-water - leasing - apartment complex - existing building - distributed MEAN level | HOUELC, HOUAMB | HOUETARHN_OLDC_DMD | MKr20 | 2025 | 2.2945 | 0.30975 | 0.32787 | [5 empty] | ETA | C | OLD | 3.05 |  | RHNHPELC | 3 | 0.5 | HOUETARHNHPELCN05_OLDC_FBHWPEE01 | 0.75 | HOUETARHNHPELCN05_OLDC | HOUETARHNBHWPEE01_OLDC | BHWPEE01 | HPELCN05 | ETA_OLDC | BHWPEE01_HPELCN05 | 6 | 0 | 1 | New
HOUETARHNHPELCN05_OLDC_FBHWPEE01_D50 | Residential heating technology - Heat pump, Air-to-water - leasing - apartment complex - existing building - distributed MEAN level | HOUELC, HOUAMB | HOUETARHN_OLDC_DMD | MKr20 | 2030 | 2.0266 | 0.28252 | 0.3125 | [5 empty] | ETA | C | OLD | 3.2 |  | RHNHPELC | 3 | 0.5 | HOUETARHNHPELCN05_OLDC_FBHWPEE01 | 0.75 | HOUETARHNHPELCN05_OLDC | HOUETARHNBHWPEE01_OLDC | BHWPEE01 | HPELCN05 | ETA_OLDC | BHWPEE01_HPELCN05 | 6 | 0 | 1 | New
HOUETARHNHPELCN05_OLDC_FBHWPEE01_D50 | Residential heating technology - Heat pump, Air-to-water - leasing - apartment complex - existing building - distributed MEAN level | HOUELC, HOUAMB | HOUETARHN_OLDC_DMD | MKr20 | 2040 | 1.8151 | 0.26038 | 0.29851 | [5 empty] | ETA | C | OLD | 3.35 |  | RHNHPELC | 3 | 0.5 | HOUETARHNHPELCN05_OLDC_FBHWPEE01 | 0.75 | HOUETARHNHPELCN05_OLDC | HOUETARHNBHWPEE01_OLDC | BHWPEE01 | HPELCN05 | ETA_OLDC | BHWPEE01_HPELCN05 | 6 | 0 | 1 | New
HOUETARHNHPELCN05_OLDC_FBHWPEE01_D50 | Residential heating technology - Heat pump, Air-to-water - leasing - apartment complex - existing building - distributed MEAN level | HOUELC, HOUAMB | HOUETARHN_OLDC_DMD | MKr20 | 2050 | 1.6037 | 0.23822 | 0.28571 | [5 empty] | ETA | C | OLD | 3.5 |  | RHNHPELC | 3 | 0.5 | HOUETARHNHPELCN05_OLDC_FBHWPEE01 | 0.75 | HOUETARHNHPELCN05_OLDC | HOUETARHNBHWPEE01_OLDC | BHWPEE01 | HPELCN05 | ETA_OLDC | BHWPEE01_HPELCN05 | 6 | 0 | 1 | New
HOUETARHNHPELCN04_OLDC_FBHWPEE01_D50 | Residential heating technology - Heat pump, Ground source - apartment complex - existing building - distributed MEAN level | HOUELC, HOUAMB | HOUETARHN_OLDC_DMD | MKr20 | 2020 | 4.775 | 0.049932 | 0.3125 | [5 empty] | ETA | C | OLD | 3.2 |  | RHNHPELC | 3 | 0.5 | HOUETARHNHPELCN04_OLDC_FBHWPEE01 | 0.75 | HOUETARHNHPELCN04_OLDC | HOUETARHNBHWPEE01_OLDC | BHWPEE01 | HPELCN04 | ETA_OLDC | BHWPEE01_HPELCN04 | 6 | 0 | 1 | New
HOUETARHNHPELCN04_OLDC_FBHWPEE01_D50 | Residential heating technology - Heat pump, Ground source - apartment complex - existing building - distributed MEAN level | HOUELC, HOUAMB | HOUETARHN_OLDC_DMD | MKr20 | 2025 | 4.4169 | 0.049538 | 0.30303 | [5 empty] | ETA | C | OLD | 3.3 |  | RHNHPELC | 3 | 0.5 | HOUETARHNHPELCN04_OLDC_FBHWPEE01 | 0.75 | HOUETARHNHPELCN04_OLDC | HOUETARHNBHWPEE01_OLDC | BHWPEE01 | HPELCN04 | ETA_OLDC | BHWPEE01_HPELCN04 | 6 | 0 | 1 | New
HOUETARHNHPELCN04_OLDC_FBHWPEE01_D50 | Residential heating technology - Heat pump, Ground source - apartment complex - existing building - distributed MEAN level | HOUELC, HOUAMB | HOUETARHN_OLDC_DMD | MKr20 | 2030 | 4.0587 | 0.049105 | 0.29412 | [5 empty] | ETA | C | OLD | 3.4 |  | RHNHPELC | 3 | 0.5 | HOUETARHNHPELCN04_OLDC_FBHWPEE01 | 0.75 | HOUETARHNHPELCN04_OLDC | HOUETARHNBHWPEE01_OLDC | BHWPEE01 | HPELCN04 | ETA_OLDC | BHWPEE01_HPELCN04 | 6 | 0 | 1 | New
HOUETARHNHPELCN04_OLDC_FBHWPEE01_D50 | Residential heating technology - Heat pump, Ground source - apartment complex - existing building - distributed MEAN level | HOUELC, HOUAMB | HOUETARHN_OLDC_DMD | MKr20 | 2040 | 3.7543 | 0.048108 | 0.28169 | [5 empty] | ETA | C | OLD | 3.55 |  | RHNHPELC | 3 | 0.5 | HOUETARHNHPELCN04_OLDC_FBHWPEE01 | 0.75 | HOUETARHNHPELCN04_OLDC | HOUETARHNBHWPEE01_OLDC | BHWPEE01 | HPELCN04 | ETA_OLDC | BHWPEE01_HPELCN04 | 6 | 0 | 1 | New
HOUETARHNHPELCN04_OLDC_FBHWPEE01_D50 | Residential heating technology - Heat pump, Ground source - apartment complex - existing building - distributed MEAN level | HOUELC, HOUAMB | HOUETARHN_OLDC_DMD | MKr20 | 2050 | 3.4499 | 0.047091 | 0.27778 | [5 empty] | ETA | C | OLD | 3.6 |  | RHNHPELC | 3 | 0.5 | HOUETARHNHPELCN04_OLDC_FBHWPEE01 | 0.75 | HOUETARHNHPELCN04_OLDC | HOUETARHNBHWPEE01_OLDC | BHWPEE01 | HPELCN04 | ETA_OLDC | BHWPEE01_HPELCN04 | 6 | 0 | 1 | New
HOUETARHNHPELCN03_OLDC_FBHWPEE01_D50 | Residential heating technology - Heat pump, Air-to-water - apartment complex - existing building - distributed MEAN level | HOUELC, HOUAMB | HOUETARHN_OLDC_DMD | MKr20 | 2020 | 5.125 | 0.080689 | 0.34483 | [5 empty] | ETA | C | OLD | 2.9 |  | RHNHPELC | 3 | 0.5 | HOUETARHNHPELCN03_OLDC_FBHWPEE01 | 0.75 | HOUETARHNHPELCN03_OLDC | HOUETARHNBHWPEE01_OLDC | BHWPEE01 | HPELCN03 | ETA_OLDC | BHWPEE01_HPELCN03 | 6 | 0 | 1 | New
HOUETARHNHPELCN03_OLDC_FBHWPEE01_D50 | Residential heating technology - Heat pump, Air-to-water - apartment complex - existing building - distributed MEAN level | HOUELC, HOUAMB | HOUETARHN_OLDC_DMD | MKr20 | 2025 | 4.5891 | 0.080295 | 0.32787 | [5 empty] | ETA | C | OLD | 3.05 |  | RHNHPELC | 3 | 0.5 | HOUETARHNHPELCN03_OLDC_FBHWPEE01 | 0.75 | HOUETARHNHPELCN03_OLDC | HOUETARHNBHWPEE01_OLDC | BHWPEE01 | HPELCN03 | ETA_OLDC | BHWPEE01_HPELCN03 | 6 | 0 | 1 | New
HOUETARHNHPELCN03_OLDC_FBHWPEE01_D50 | Residential heating technology - Heat pump, Air-to-water - apartment complex - existing building - distributed MEAN level | HOUELC, HOUAMB | HOUETARHN_OLDC_DMD | MKr20 | 2030 | 4.0531 | 0.079862 | 0.3125 | [5 empty] | ETA | C | OLD | 3.2 |  | RHNHPELC | 3 | 0.5 | HOUETARHNHPELCN03_OLDC_FBHWPEE01 | 0.75 | HOUETARHNHPELCN03_OLDC | HOUETARHNBHWPEE01_OLDC | BHWPEE01 | HPELCN03 | ETA_OLDC | BHWPEE01_HPELCN03 | 6 | 0 | 1 | New
HOUETARHNHPELCN03_OLDC_FBHWPEE01_D50 | Residential heating technology - Heat pump, Air-to-water - apartment complex - existing building - distributed MEAN level | HOUELC, HOUAMB | HOUETARHN_OLDC_DMD | MKr20 | 2040 | 3.6302 | 0.078865 | 0.29851 | [5 empty] | ETA | C | OLD | 3.35 |  | RHNHPELC | 3 | 0.5 | HOUETARHNHPELCN03_OLDC_FBHWPEE01 | 0.75 | HOUETARHNHPELCN03_OLDC | HOUETARHNBHWPEE01_OLDC | BHWPEE01 | HPELCN03 | ETA_OLDC | BHWPEE01_HPELCN03 | 6 | 0 | 1 | New
HOUETARHNHPELCN03_OLDC_FBHWPEE01_D50 | Residential heating technology - Heat pump, Air-to-water - apartment complex - existing building - distributed MEAN level | HOUELC, HOUAMB | HOUETARHN_OLDC_DMD | MKr20 | 2050 | 3.2073 | 0.077848 | 0.28571 | [5 empty] | ETA | C | OLD | 3.5 |  | RHNHPELC | 3 | 0.5 | HOUETARHNHPELCN03_OLDC_FBHWPEE01 | 0.75 | HOUETARHNHPELCN03_OLDC | HOUETARHNBHWPEE01_OLDC | BHWPEE01 | HPELCN03 | ETA_OLDC | BHWPEE01_HPELCN03 | 6 | 0 | 1 | New
HOUETARHNHPELCN02_OLDC_FBHWPEE01_D50 | Residential heating technology - Heat pump, Air-to-air - single-family house - existing building - distributed MEAN level | HOUELC, HOUAMB | HOUETARHN_OLDC_DMD | MKr20 | 2020 | 2.1408 | 0.17231 | 0.20619 | [5 empty] | ETA | C | OLD | 4.85 |  | RHNHPELC | 3 | 0.5 | HOUETARHNHPELCN02_OLDC_FBHWPEE01 | 0.75 | HOUETARHNHPELCN02_OLDC | HOUETARHNBHWPEE01_OLDC | BHWPEE01 | HPELCN02 | ETA_OLDC | BHWPEE01_HPELCN02 | 5 | 0 | 1.1 | Unlikely
HOUETARHNHPELCN02_OLDC_FBHWPEE01_D50 | Residential heating technology - Heat pump, Air-to-air - single-family house - existing building - distributed MEAN level | HOUELC, HOUAMB | HOUETARHN_OLDC_DMD | MKr20 | 2025 | 2.0884 | 0.11707 | 0.19608 | [5 empty] | ETA | C | OLD | 5.1 |  | RHNHPELC | 3 | 0.5 | HOUETARHNHPELCN02_OLDC_FBHWPEE01 | 0.75 | HOUETARHNHPELCN02_OLDC | HOUETARHNBHWPEE01_OLDC | BHWPEE01 | HPELCN02 | ETA_OLDC | BHWPEE01_HPELCN02 | 5 | 0 | 1.1 | Unlikely
HOUETARHNHPELCN02_OLDC_FBHWPEE01_D50 | Residential heating technology - Heat pump, Air-to-air - single-family house - existing building - distributed MEAN level | HOUELC, HOUAMB | HOUETARHN_OLDC_DMD | MKr20 | 2030 | 2.0361 | 0.11491 | 0.18868 | [5 empty] | ETA | C | OLD | 5.3 |  | RHNHPELC | 3 | 0.5 | HOUETARHNHPELCN02_OLDC_FBHWPEE01 | 0.75 | HOUETARHNHPELCN02_OLDC | HOUETARHNBHWPEE01_OLDC | BHWPEE01 | HPELCN02 | ETA_OLDC | BHWPEE01_HPELCN02 | 5 | 0 | 1.1 | Unlikely
HOUETARHNHPELCN02_OLDC_FBHWPEE01_D50 | Residential heating technology - Heat pump, Air-to-air - single-family house - existing building - distributed MEAN level | HOUELC, HOUAMB | HOUETARHN_OLDC_DMD | MKr20 | 2040 | 1.939 | 0.11089 | 0.18182 | [5 empty] | ETA | C | OLD | 5.5 |  | RHNHPELC | 3 | 0.5 | HOUETARHNHPELCN02_OLDC_FBHWPEE01 | 0.75 | HOUETARHNHPELCN02_OLDC | HOUETARHNBHWPEE01_OLDC | BHWPEE01 | HPELCN02 | ETA_OLDC | BHWPEE01_HPELCN02 | 5 | 0 | 1.1 | Unlikely
HOUETARHNHPELCN02_OLDC_FBHWPEE01_D50 | Residential heating technology - Heat pump, Air-to-air - single-family house - existing building - distributed MEAN level | HOUELC, HOUAMB | HOUETARHN_OLDC_DMD | MKr20 | 2050 | 1.8419 | 0.10688 | 0.17857 | [5 empty] | ETA | C | OLD | 5.6 |  | RHNHPELC | 3 | 0.5 | HOUETARHNHPELCN02_OLDC_FBHWPEE01 | 0.75 | HOUETARHNHPELCN02_OLDC | HOUETARHNBHWPEE01_OLDC | BHWPEE01 | HPELCN02 | ETA_OLDC | BHWPEE01_HPELCN02 | 5 | 0 | 1.1 | Unlikely
HOUETARHNDIELCN06_OLDC_FBHWPEE01_D50 | Residential heating technology - Electric heating - electric panel from Bauhaus - apartment complex - new building - distributed MEAN level | HOUELC | HOUETARHN_OLDC_DMD | MKr20 | 2020 | 0.605 | 0 | [6 empty] | ETA | C | OLD |  |  | RHNDIELC | 3 | 0.5 | HOUETARHNDIELCN06_OLDC_FBHWPEE01 | 0.75 | HOUETARHNDIELCN06_OLDC | HOUETARHNBHWPEE01_OLDC | BHWPEE01 | DIELCN06 | ETA_OLDC | BHWPEE01_DIELCN06 | 5 | 0 | 1.1 | Unlikely
HOUETARHNDIELCN06_OLDC_FBHWPEE01_D50 | Residential heating technology - Electric heating - electric panel from Bauhaus - apartment complex - new building - distributed MEAN level | HOUELC | HOUETARHN_OLDC_DMD | MKr20 | 2025 | 0.605 | 0 | [6 empty] | ETA | C | OLD |  |  | RHNDIELC | 3 | 0.5 | HOUETARHNDIELCN06_OLDC_FBHWPEE01 | 0.75 | HOUETARHNDIELCN06_OLDC | HOUETARHNBHWPEE01_OLDC | BHWPEE01 | DIELCN06 | ETA_OLDC | BHWPEE01_DIELCN06 | 5 | 0 | 1.1 | Unlikely
HOUETARHNDIELCN06_OLDC_FBHWPEE01_D50 | Residential heating technology - Electric heating - electric panel from Bauhaus - apartment complex - new building - distributed MEAN level | HOUELC | HOUETARHN_OLDC_DMD | MKr20 | 2030 | 0.605 | 0 | [6 empty] | ETA | C | OLD |  |  | RHNDIELC | 3 | 0.5 | HOUETARHNDIELCN06_OLDC_FBHWPEE01 | 0.75 | HOUETARHNDIELCN06_OLDC | HOUETARHNBHWPEE01_OLDC | BHWPEE01 | DIELCN06 | ETA_OLDC | BHWPEE01_DIELCN06 | 5 | 0 | 1.1 | Unlikely
HOUETARHNDIELCN06_OLDC_FBHWPEE01_D50 | Residential heating technology - Electric heating - electric panel from Bauhaus - apartment complex - new building - distributed MEAN level | HOUELC | HOUETARHN_OLDC_DMD | MKr20 | 2040 | 0.605 | 0 | [6 empty] | ETA | C | OLD |  |  | RHNDIELC | 3 | 0.5 | HOUETARHNDIELCN06_OLDC_FBHWPEE01 | 0.75 | HOUETARHNDIELCN06_OLDC | HOUETARHNBHWPEE01_OLDC | BHWPEE01 | DIELCN06 | ETA_OLDC | BHWPEE01_DIELCN06 | 5 | 0 | 1.1 | Unlikely
HOUETARHNDIELCN06_OLDC_FBHWPEE01_D50 | Residential heating technology - Electric heating - electric panel from Bauhaus - apartment complex - new building - distributed MEAN level | HOUELC | HOUETARHN_OLDC_DMD | MKr20 | 2050 | 0.605 | 0 | [6 empty] | ETA | C | OLD |  |  | RHNDIELC | 3 | 0.5 | HOUETARHNDIELCN06_OLDC_FBHWPEE01 | 0.75 | HOUETARHNDIELCN06_OLDC | HOUETARHNBHWPEE01_OLDC | BHWPEE01 | DIELCN06 | ETA_OLDC | BHWPEE01_DIELCN06 | 5 | 0 | 1.1 | Unlikely
HOUETARHNDIELCN01_OLDC_FBHWPEE01_D50 | Residential heating technology - Electric heating - apartment complex - new building - distributed MEAN level | HOUELC | HOUETARHN_OLDC_DMD | MKr20 | 2020 | 5.6192 | 0.0022816 | [6 empty] | ETA | C | OLD |  |  | RHNDIELC | 3 | 0.5 | HOUETARHNDIELCN01_OLDC_FBHWPEE01 | 0.75 | HOUETARHNDIELCN01_OLDC | HOUETARHNBHWPEE01_OLDC | BHWPEE01 | DIELCN01 | ETA_OLDC | BHWPEE01_DIELCN01 | 5 | 0 | 1.1 | Unlikely
HOUETARHNDIELCN01_OLDC_FBHWPEE01_D50 | Residential heating technology - Electric heating - apartment complex - new building - distributed MEAN level | HOUELC | HOUETARHN_OLDC_DMD | MKr20 | 2025 | 5.4801 | 0.0021884 | [6 empty] | ETA | C | OLD |  |  | RHNDIELC | 3 | 0.5 | HOUETARHNDIELCN01_OLDC_FBHWPEE01 | 0.75 | HOUETARHNDIELCN01_OLDC | HOUETARHNBHWPEE01_OLDC | BHWPEE01 | DIELCN01 | ETA_OLDC | BHWPEE01_DIELCN01 | 5 | 0 | 1.1 | Unlikely
HOUETARHNDIELCN01_OLDC_FBHWPEE01_D50 | Residential heating technology - Electric heating - apartment complex - new building - distributed MEAN level | HOUELC | HOUETARHN_OLDC_DMD | MKr20 | 2030 | 5.3445 | 0.0021419 | [6 empty] | ETA | C | OLD |  |  | RHNDIELC | 3 | 0.5 | HOUETARHNDIELCN01_OLDC_FBHWPEE01 | 0.75 | HOUETARHNDIELCN01_OLDC | HOUETARHNBHWPEE01_OLDC | BHWPEE01 | DIELCN01 | ETA_OLDC | BHWPEE01_DIELCN01 | 5 | 0 | 1.1 | Unlikely
HOUETARHNDIELCN01_OLDC_FBHWPEE01_D50 | Residential heating technology - Electric heating - apartment complex - new building - distributed MEAN level | HOUELC | HOUETARHN_OLDC_DMD | MKr20 | 2040 | 5.0832 | 0.0020487 | [6 empty] | ETA | C | OLD |  |  | RHNDIELC | 3 | 0.5 | HOUETARHNDIELCN01_OLDC_FBHWPEE01 | 0.75 | HOUETARHNDIELCN01_OLDC | HOUETARHNBHWPEE01_OLDC | BHWPEE01 | DIELCN01 | ETA_OLDC | BHWPEE01_DIELCN01 | 5 | 0 | 1.1 | Unlikely
HOUETARHNDIELCN01_OLDC_FBHWPEE01_D50 | Residential heating technology - Electric heating - apartment complex - new building - distributed MEAN level | HOUELC | HOUETARHN_OLDC_DMD | MKr20 | 2050 | 4.8347 | 0.0019556 | [6 empty] | ETA | C | OLD |  |  | RHNDIELC | 3 | 0.5 | HOUETARHNDIELCN01_OLDC_FBHWPEE01 | 0.75 | HOUETARHNDIELCN01_OLDC | HOUETARHNBHWPEE01_OLDC | BHWPEE01 | DIELCN01 | ETA_OLDC | BHWPEE01_DIELCN01 | 5 | 0 | 1.1 | Unlikely
HOUETARHNBHWPEN01_OLDC_FBHWPEE01_D50 | Residential heating technology - Biomass boiler, automatic stoking , wood pellets or wood chips - apartment complex - existing building - distributed MEAN level | HOUWPE | HOUETARHN_OLDC_DMD | MKr20 | 2020 | 1.4751 | 0.027963 |  | 25 | 14 | 70 | 2 | 4 | ETA | C | OLD |  |  | RHNBHWPE | 3 | 0.5 | HOUETARHNBHWPEN01_OLDC_FBHWPEE01 | 0.75 | HOUETARHNBHWPEN01_OLDC | HOUETARHNBHWPEE01_OLDC | BHWPEE01 | BHWPEN01 | ETA_OLDC | BHWPEE01_BHWPEN01 | 2 | 0 | 0.9 | Same
HOUETARHNBHWPEN01_OLDC_FBHWPEE01_D50 | Residential heating technology - Biomass boiler, automatic stoking , wood pellets or wood chips - apartment complex - existing building - distributed MEAN level | HOUWPE | HOUETARHN_OLDC_DMD | MKr20 | 2025 | 1.4386 | 0.027765 |  | 25 | 14 | 60 | 2 | 4 | ETA | C | OLD |  |  | RHNBHWPE | 3 | 0.5 | HOUETARHNBHWPEN01_OLDC_FBHWPEE01 | 0.75 | HOUETARHNBHWPEN01_OLDC | HOUETARHNBHWPEE01_OLDC | BHWPEE01 | BHWPEN01 | ETA_OLDC | BHWPEE01_BHWPEN01 | 2 | 0 | 0.9 | Same
HOUETARHNBHWPEN01_OLDC_FBHWPEE01_D50 | Residential heating technology - Biomass boiler, automatic stoking , wood pellets or wood chips - apartment complex - existing building - distributed MEAN level | HOUWPE | HOUETARHN_OLDC_DMD | MKr20 | 2030 | 1.403 | 0.027889 |  | 25 | 11 | 50 | 1 | 4 | ETA | C | OLD |  |  | RHNBHWPE | 3 | 0.5 | HOUETARHNBHWPEN01_OLDC_FBHWPEE01 | 0.75 | HOUETARHNBHWPEN01_OLDC | HOUETARHNBHWPEE01_OLDC | BHWPEE01 | BHWPEN01 | ETA_OLDC | BHWPEE01_BHWPEN01 | 2 | 0 | 0.9 | Same
HOUETARHNBHWPEN01_OLDC_FBHWPEE01_D50 | Residential heating technology - Biomass boiler, automatic stoking , wood pellets or wood chips - apartment complex - existing building - distributed MEAN level | HOUWPE | HOUETARHN_OLDC_DMD | MKr20 | 2040 | 1.3344 | 0.026999 |  | 25 | 9 | 45 | 1 | 4 | ETA | C | OLD |  |  | RHNBHWPE | 3 | 0.5 | HOUETARHNBHWPEN01_OLDC_FBHWPEE01 | 0.75 | HOUETARHNBHWPEN01_OLDC | HOUETARHNBHWPEE01_OLDC | BHWPEE01 | BHWPEN01 | ETA_OLDC | BHWPEE01_BHWPEN01 | 2 | 0 | 0.9 | Same
HOUETARHNBHWPEN01_OLDC_FBHWPEE01_D50 | Residential heating technology - Biomass boiler, automatic stoking , wood pellets or wood chips - apartment complex - existing building - distributed MEAN level | HOUWPE | HOUETARHN_OLDC_DMD | MKr20 | 2050 | 1.2692 | 0.025837 |  | 25 | 9 | 40 | 0 | 4 | ETA | C | OLD |  |  | RHNBHWPE | 3 | 0.5 | HOUETARHNBHWPEN01_OLDC_FBHWPEE01 | 0.75 | HOUETARHNBHWPEN01_OLDC | HOUETARHNBHWPEE01_OLDC | BHWPEE01 | BHWPEN01 | ETA_OLDC | BHWPEE01_BHWPEN01 | 2 | 0 | 0.9 | Same
HOUETARHNBHSOLN01_OLDC_FBHWPEE01_D50 | Residential heating technology - Solar heating system - apartment complex - existing building - distributed MEAN level | HOUSOL | HOUETARHN_OLDC_DMD | MKr20 | 2020 | 4.7414 | 0.02219 | [6 empty] | ETA | C | OLD |  |  | RHNBHSOL | 3 | 0.5 | HOUETARHNBHSOLN01_OLDC_FBHWPEE01 | 0.75 | HOUETARHNBHSOLN01_OLDC | HOUETARHNBHWPEE01_OLDC | BHWPEE01 | BHSOLN01 | ETA_OLDC | BHWPEE01_BHSOLN01 | 5 | 0 | 1.1 | Unlikely
HOUETARHNBHSOLN01_OLDC_FBHWPEE01_D50 | Residential heating technology - Solar heating system - apartment complex - existing building - distributed MEAN level | HOUSOL | HOUETARHN_OLDC_DMD | MKr20 | 2025 | 4.5365 | 0.023521 | [6 empty] | ETA | C | OLD |  |  | RHNBHSOL | 3 | 0.5 | HOUETARHNBHSOLN01_OLDC_FBHWPEE01 | 0.75 | HOUETARHNBHSOLN01_OLDC | HOUETARHNBHWPEE01_OLDC | BHWPEE01 | BHSOLN01 | ETA_OLDC | BHWPEE01_BHSOLN01 | 5 | 0 | 1.1 | Unlikely
HOUETARHNBHSOLN01_OLDC_FBHWPEE01_D50 | Residential heating technology - Solar heating system - apartment complex - existing building - distributed MEAN level | HOUSOL | HOUETARHN_OLDC_DMD | MKr20 | 2030 | 4.3316 | 0.024026 | [6 empty] | ETA | C | OLD |  |  | RHNBHSOL | 3 | 0.5 | HOUETARHNBHSOLN01_OLDC_FBHWPEE01 | 0.75 | HOUETARHNBHSOLN01_OLDC | HOUETARHNBHWPEE01_OLDC | BHWPEE01 | BHSOLN01 | ETA_OLDC | BHWPEE01_BHSOLN01 | 5 | 0 | 1.1 | Unlikely
HOUETARHNBHSOLN01_OLDC_FBHWPEE01_D50 | Residential heating technology - Solar heating system - apartment complex - existing building - distributed MEAN level | HOUSOL | HOUETARHN_OLDC_DMD | MKr20 | 2040 | 4.1268 | 0.023374 | [6 empty] | ETA | C | OLD |  |  | RHNBHSOL | 3 | 0.5 | HOUETARHNBHSOLN01_OLDC_FBHWPEE01 | 0.75 | HOUETARHNBHSOLN01_OLDC | HOUETARHNBHWPEE01_OLDC | BHWPEE01 | BHSOLN01 | ETA_OLDC | BHWPEE01_BHSOLN01 | 5 | 0 | 1.1 | Unlikely
HOUETARHNBHSOLN01_OLDC_FBHWPEE01_D50 | Residential heating technology - Solar heating system - apartment complex - existing building - distributed MEAN level | HOUSOL | HOUETARHN_OLDC_DMD | MKr20 | 2050 | 3.9219 | 0.02219 | [6 empty] | ETA | C | OLD |  |  | RHNBHSOL | 3 | 0.5 | HOUETARHNBHSOLN01_OLDC_FBHWPEE01 | 0.75 | HOUETARHNBHSOLN01_OLDC | HOUETARHNBHWPEE01_OLDC | BHWPEE01 | BHSOLN01 | ETA_OLDC | BHWPEE01_BHSOLN01 | 5 | 0 | 1.1 | Unlikely
HOUETARHNBHDHCN03_OLDC_FBHWPEE01_D50 | Residential heating technology - Direct district heating substation - plus connection pipe - apartment complex - existing building - distributed MEAN level | HOUDHC | HOUETARHN_OLDC_DMD | MKr20 | 2020 | 0.30389 | 0.0016539 | [6 empty] | ETA | C | OLD |  |  | RHNBHDHC | 3 | 0.5 | HOUETARHNBHDHCN03_OLDC_FBHWPEE01 | 0.75 | HOUETARHNBHDHCN03_OLDC | HOUETARHNBHWPEE01_OLDC | BHWPEE01 | BHDHCN03 | ETA_OLDC | BHWPEE01_BHDHCN03 | 6 | 0 | 1 | New
HOUETARHNBHDHCN03_OLDC_FBHWPEE01_D50 | Residential heating technology - Direct district heating substation - plus connection pipe - apartment complex - existing building - distributed MEAN level | HOUDHC | HOUETARHN_OLDC_DMD | MKr20 | 2025 | 0.29822 | 0.0016763 | [6 empty] | ETA | C | OLD |  |  | RHNBHDHC | 3 | 0.5 | HOUETARHNBHDHCN03_OLDC_FBHWPEE01 | 0.75 | HOUETARHNBHDHCN03_OLDC | HOUETARHNBHWPEE01_OLDC | BHWPEE01 | BHDHCN03 | ETA_OLDC | BHWPEE01_BHDHCN03 | 6 | 0 | 1 | New
HOUETARHNBHDHCN03_OLDC_FBHWPEE01_D50 | Residential heating technology - Direct district heating substation - plus connection pipe - apartment complex - existing building - distributed MEAN level | HOUDHC | HOUETARHN_OLDC_DMD | MKr20 | 2030 | 0.29268 | 0.0016516 | [6 empty] | ETA | C | OLD |  |  | RHNBHDHC | 3 | 0.5 | HOUETARHNBHDHCN03_OLDC_FBHWPEE01 | 0.75 | HOUETARHNBHDHCN03_OLDC | HOUETARHNBHWPEE01_OLDC | BHWPEE01 | BHDHCN03 | ETA_OLDC | BHWPEE01_BHDHCN03 | 6 | 0 | 1 | New
HOUETARHNBHDHCN03_OLDC_FBHWPEE01_D50 | Residential heating technology - Direct district heating substation - plus connection pipe - apartment complex - existing building - distributed MEAN level | HOUDHC | HOUETARHN_OLDC_DMD | MKr20 | 2040 | 0.28201 | 0.0016015 | [6 empty] | ETA | C | OLD |  |  | RHNBHDHC | 3 | 0.5 | HOUETARHNBHDHCN03_OLDC_FBHWPEE01 | 0.75 | HOUETARHNBHDHCN03_OLDC | HOUETARHNBHWPEE01_OLDC | BHWPEE01 | BHDHCN03 | ETA_OLDC | BHWPEE01_BHDHCN03 | 6 | 0 | 1 | New
HOUETARHNBHDHCN03_OLDC_FBHWPEE01_D50 | Residential heating technology - Direct district heating substation - plus connection pipe - apartment complex - existing building - distributed MEAN level | HOUDHC | HOUETARHN_OLDC_DMD | MKr20 | 2050 | 0.27187 | 0.0015375 | [6 empty] | ETA | C | OLD |  |  | RHNBHDHC | 3 | 0.5 | HOUETARHNBHDHCN03_OLDC_FBHWPEE01 | 0.75 | HOUETARHNBHDHCN03_OLDC | HOUETARHNBHWPEE01_OLDC | BHWPEE01 | BHDHCN03 | ETA_OLDC | BHWPEE01_BHDHCN03 | 6 | 0 | 1 | New
HOUETARHNHPELCN05_OLDD_FBHWPEE01_D50 | Residential heating technology - Heat pump, Air-to-water - leasing - apartment complex - existing building - distributed MEAN level | HOUELC, HOUAMB | HOUETARHN_OLDD_DMD | MKr20 | 2020 | 2.5625 | 0.33694 | 0.34483 | [5 empty] | ETA | D | OLD | 2.9 |  | RHNHPELC | 3 | 0.5 | HOUETARHNHPELCN05_OLDD_FBHWPEE01 | 0.75 | HOUETARHNHPELCN05_OLDD | HOUETARHNBHWPEE01_OLDD | BHWPEE01 | HPELCN05 | ETA_OLDD | BHWPEE01_HPELCN05 | 6 | 0 | 1 | New
HOUETARHNHPELCN05_OLDD_FBHWPEE01_D50 | Residential heating technology - Heat pump, Air-to-water - leasing - apartment complex - existing building - distributed MEAN level | HOUELC, HOUAMB | HOUETARHN_OLDD_DMD | MKr20 | 2025 | 2.2945 | 0.30975 | 0.32787 | [5 empty] | ETA | D | OLD | 3.05 |  | RHNHPELC | 3 | 0.5 | HOUETARHNHPELCN05_OLDD_FBHWPEE01 | 0.75 | HOUETARHNHPELCN05_OLDD | HOUETARHNBHWPEE01_OLDD | BHWPEE01 | HPELCN05 | ETA_OLDD | BHWPEE01_HPELCN05 | 6 | 0 | 1 | New
HOUETARHNHPELCN05_OLDD_FBHWPEE01_D50 | Residential heating technology - Heat pump, Air-to-water - leasing - apartment complex - existing building - distributed MEAN level | HOUELC, HOUAMB | HOUETARHN_OLDD_DMD | MKr20 | 2030 | 2.0266 | 0.28252 | 0.3125 | [5 empty] | ETA | D | OLD | 3.2 |  | RHNHPELC | 3 | 0.5 | HOUETARHNHPELCN05_OLDD_FBHWPEE01 | 0.75 | HOUETARHNHPELCN05_OLDD | HOUETARHNBHWPEE01_OLDD | BHWPEE01 | HPELCN05 | ETA_OLDD | BHWPEE01_HPELCN05 | 6 | 0 | 1 | New
HOUETARHNHPELCN05_OLDD_FBHWPEE01_D50 | Residential heating technology - Heat pump, Air-to-water - leasing - apartment complex - existing building - distributed MEAN level | HOUELC, HOUAMB | HOUETARHN_OLDD_DMD | MKr20 | 2040 | 1.8151 | 0.26038 | 0.29851 | [5 empty] | ETA | D | OLD | 3.35 |  | RHNHPELC | 3 | 0.5 | HOUETARHNHPELCN05_OLDD_FBHWPEE01 | 0.75 | HOUETARHNHPELCN05_OLDD | HOUETARHNBHWPEE01_OLDD | BHWPEE01 | HPELCN05 | ETA_OLDD | BHWPEE01_HPELCN05 | 6 | 0 | 1 | New
HOUETARHNHPELCN05_OLDD_FBHWPEE01_D50 | Residential heating technology - Heat pump, Air-to-water - leasing - apartment complex - existing building - distributed MEAN level | HOUELC, HOUAMB | HOUETARHN_OLDD_DMD | MKr20 | 2050 | 1.6037 | 0.23822 | 0.28571 | [5 empty] | ETA | D | OLD | 3.5 |  | RHNHPELC | 3 | 0.5 | HOUETARHNHPELCN05_OLDD_FBHWPEE01 | 0.75 | HOUETARHNHPELCN05_OLDD | HOUETARHNBHWPEE01_OLDD | BHWPEE01 | HPELCN05 | ETA_OLDD | BHWPEE01_HPELCN05 | 6 | 0 | 1 | New
HOUETARHNHPELCN04_OLDD_FBHWPEE01_D50 | Residential heating technology - Heat pump, Ground source - apartment complex - existing building - distributed MEAN level | HOUELC, HOUAMB | HOUETARHN_OLDD_DMD | MKr20 | 2020 | 4.775 | 0.049932 | 0.3125 | [5 empty] | ETA | D | OLD | 3.2 |  | RHNHPELC | 3 | 0.5 | HOUETARHNHPELCN04_OLDD_FBHWPEE01 | 0.75 | HOUETARHNHPELCN04_OLDD | HOUETARHNBHWPEE01_OLDD | BHWPEE01 | HPELCN04 | ETA_OLDD | BHWPEE01_HPELCN04 | 6 | 0 | 1 | New
HOUETARHNHPELCN04_OLDD_FBHWPEE01_D50 | Residential heating technology - Heat pump, Ground source - apartment complex - existing building - distributed MEAN level | HOUELC, HOUAMB | HOUETARHN_OLDD_DMD | MKr20 | 2025 | 4.4169 | 0.049538 | 0.30303 | [5 empty] | ETA | D | OLD | 3.3 |  | RHNHPELC | 3 | 0.5 | HOUETARHNHPELCN04_OLDD_FBHWPEE01 | 0.75 | HOUETARHNHPELCN04_OLDD | HOUETARHNBHWPEE01_OLDD | BHWPEE01 | HPELCN04 | ETA_OLDD | BHWPEE01_HPELCN04 | 6 | 0 | 1 | New
HOUETARHNHPELCN04_OLDD_FBHWPEE01_D50 | Residential heating technology - Heat pump, Ground source - apartment complex - existing building - distributed MEAN level | HOUELC, HOUAMB | HOUETARHN_OLDD_DMD | MKr20 | 2030 | 4.0587 | 0.049105 | 0.29412 | [5 empty] | ETA | D | OLD | 3.4 |  | RHNHPELC | 3 | 0.5 | HOUETARHNHPELCN04_OLDD_FBHWPEE01 | 0.75 | HOUETARHNHPELCN04_OLDD | HOUETARHNBHWPEE01_OLDD | BHWPEE01 | HPELCN04 | ETA_OLDD | BHWPEE01_HPELCN04 | 6 | 0 | 1 | New
HOUETARHNHPELCN04_OLDD_FBHWPEE01_D50 | Residential heating technology - Heat pump, Ground source - apartment complex - existing building - distributed MEAN level | HOUELC, HOUAMB | HOUETARHN_OLDD_DMD | MKr20 | 2040 | 3.7543 | 0.048108 | 0.28169 | [5 empty] | ETA | D | OLD | 3.55 |  | RHNHPELC | 3 | 0.5 | HOUETARHNHPELCN04_OLDD_FBHWPEE01 | 0.75 | HOUETARHNHPELCN04_OLDD | HOUETARHNBHWPEE01_OLDD | BHWPEE01 | HPELCN04 | ETA_OLDD | BHWPEE01_HPELCN04 | 6 | 0 | 1 | New
HOUETARHNHPELCN04_OLDD_FBHWPEE01_D50 | Residential heating technology - Heat pump, Ground source - apartment complex - existing building - distributed MEAN level | HOUELC, HOUAMB | HOUETARHN_OLDD_DMD | MKr20 | 2050 | 3.4499 | 0.047091 | 0.27778 | [5 empty] | ETA | D | OLD | 3.6 |  | RHNHPELC | 3 | 0.5 | HOUETARHNHPELCN04_OLDD_FBHWPEE01 | 0.75 | HOUETARHNHPELCN04_OLDD | HOUETARHNBHWPEE01_OLDD | BHWPEE01 | HPELCN04 | ETA_OLDD | BHWPEE01_HPELCN04 | 6 | 0 | 1 | New
HOUETARHNHPELCN03_OLDD_FBHWPEE01_D50 | Residential heating technology - Heat pump, Air-to-water - apartment complex - existing building - distributed MEAN level | HOUELC, HOUAMB | HOUETARHN_OLDD_DMD | MKr20 | 2020 | 5.125 | 0.080689 | 0.34483 | [5 empty] | ETA | D | OLD | 2.9 |  | RHNHPELC | 3 | 0.5 | HOUETARHNHPELCN03_OLDD_FBHWPEE01 | 0.75 | HOUETARHNHPELCN03_OLDD | HOUETARHNBHWPEE01_OLDD | BHWPEE01 | HPELCN03 | ETA_OLDD | BHWPEE01_HPELCN03 | 6 | 0 | 1 | New
HOUETARHNHPELCN03_OLDD_FBHWPEE01_D50 | Residential heating technology - Heat pump, Air-to-water - apartment complex - existing building - distributed MEAN level | HOUELC, HOUAMB | HOUETARHN_OLDD_DMD | MKr20 | 2025 | 4.5891 | 0.080295 | 0.32787 | [5 empty] | ETA | D | OLD | 3.05 |  | RHNHPELC | 3 | 0.5 | HOUETARHNHPELCN03_OLDD_FBHWPEE01 | 0.75 | HOUETARHNHPELCN03_OLDD | HOUETARHNBHWPEE01_OLDD | BHWPEE01 | HPELCN03 | ETA_OLDD | BHWPEE01_HPELCN03 | 6 | 0 | 1 | New
HOUETARHNHPELCN03_OLDD_FBHWPEE01_D50 | Residential heating technology - Heat pump, Air-to-water - apartment complex - existing building - distributed MEAN level | HOUELC, HOUAMB | HOUETARHN_OLDD_DMD | MKr20 | 2030 | 4.0531 | 0.079862 | 0.3125 | [5 empty] | ETA | D | OLD | 3.2 |  | RHNHPELC | 3 | 0.5 | HOUETARHNHPELCN03_OLDD_FBHWPEE01 | 0.75 | HOUETARHNHPELCN03_OLDD | HOUETARHNBHWPEE01_OLDD | BHWPEE01 | HPELCN03 | ETA_OLDD | BHWPEE01_HPELCN03 | 6 | 0 | 1 | New
HOUETARHNHPELCN03_OLDD_FBHWPEE01_D50 | Residential heating technology - Heat pump, Air-to-water - apartment complex - existing building - distributed MEAN level | HOUELC, HOUAMB | HOUETARHN_OLDD_DMD | MKr20 | 2040 | 3.6302 | 0.078865 | 0.29851 | [5 empty] | ETA | D | OLD | 3.35 |  | RHNHPELC | 3 | 0.5 | HOUETARHNHPELCN03_OLDD_FBHWPEE01 | 0.75 | HOUETARHNHPELCN03_OLDD | HOUETARHNBHWPEE01_OLDD | BHWPEE01 | HPELCN03 | ETA_OLDD | BHWPEE01_HPELCN03 | 6 | 0 | 1 | New
HOUETARHNHPELCN03_OLDD_FBHWPEE01_D50 | Residential heating technology - Heat pump, Air-to-water - apartment complex - existing building - distributed MEAN level | HOUELC, HOUAMB | HOUETARHN_OLDD_DMD | MKr20 | 2050 | 3.2073 | 0.077848 | 0.28571 | [5 empty] | ETA | D | OLD | 3.5 |  | RHNHPELC | 3 | 0.5 | HOUETARHNHPELCN03_OLDD_FBHWPEE01 | 0.75 | HOUETARHNHPELCN03_OLDD | HOUETARHNBHWPEE01_OLDD | BHWPEE01 | HPELCN03 | ETA_OLDD | BHWPEE01_HPELCN03 | 6 | 0 | 1 | New
HOUETARHNHPELCN02_OLDD_FBHWPEE01_D50 | Residential heating technology - Heat pump, Air-to-air - single-family house - existing building - distributed MEAN level | HOUELC, HOUAMB | HOUETARHN_OLDD_DMD | MKr20 | 2020 | 2.1408 | 0.17231 | 0.20619 | [5 empty] | ETA | D | OLD | 4.85 |  | RHNHPELC | 3 | 0.5 | HOUETARHNHPELCN02_OLDD_FBHWPEE01 | 0.75 | HOUETARHNHPELCN02_OLDD | HOUETARHNBHWPEE01_OLDD | BHWPEE01 | HPELCN02 | ETA_OLDD | BHWPEE01_HPELCN02 | 5 | 0 | 1.1 | Unlikely
HOUETARHNHPELCN02_OLDD_FBHWPEE01_D50 | Residential heating technology - Heat pump, Air-to-air - single-family house - existing building - distributed MEAN level | HOUELC, HOUAMB | HOUETARHN_OLDD_DMD | MKr20 | 2025 | 2.0884 | 0.11707 | 0.19608 | [5 empty] | ETA | D | OLD | 5.1 |  | RHNHPELC | 3 | 0.5 | HOUETARHNHPELCN02_OLDD_FBHWPEE01 | 0.75 | HOUETARHNHPELCN02_OLDD | HOUETARHNBHWPEE01_OLDD | BHWPEE01 | HPELCN02 | ETA_OLDD | BHWPEE01_HPELCN02 | 5 | 0 | 1.1 | Unlikely
HOUETARHNHPELCN02_OLDD_FBHWPEE01_D50 | Residential heating technology - Heat pump, Air-to-air - single-family house - existing building - distributed MEAN level | HOUELC, HOUAMB | HOUETARHN_OLDD_DMD | MKr20 | 2030 | 2.0361 | 0.11491 | 0.18868 | [5 empty] | ETA | D | OLD | 5.3 |  | RHNHPELC | 3 | 0.5 | HOUETARHNHPELCN02_OLDD_FBHWPEE01 | 0.75 | HOUETARHNHPELCN02_OLDD | HOUETARHNBHWPEE01_OLDD | BHWPEE01 | HPELCN02 | ETA_OLDD | BHWPEE01_HPELCN02 | 5 | 0 | 1.1 | Unlikely
HOUETARHNHPELCN02_OLDD_FBHWPEE01_D50 | Residential heating technology - Heat pump, Air-to-air - single-family house - existing building - distributed MEAN level | HOUELC, HOUAMB | HOUETARHN_OLDD_DMD | MKr20 | 2040 | 1.939 | 0.11089 | 0.18182 | [5 empty] | ETA | D | OLD | 5.5 |  | RHNHPELC | 3 | 0.5 | HOUETARHNHPELCN02_OLDD_FBHWPEE01 | 0.75 | HOUETARHNHPELCN02_OLDD | HOUETARHNBHWPEE01_OLDD | BHWPEE01 | HPELCN02 | ETA_OLDD | BHWPEE01_HPELCN02 | 5 | 0 | 1.1 | Unlikely
HOUETARHNHPELCN02_OLDD_FBHWPEE01_D50 | Residential heating technology - Heat pump, Air-to-air - single-family house - existing building - distributed MEAN level | HOUELC, HOUAMB | HOUETARHN_OLDD_DMD | MKr20 | 2050 | 1.8419 | 0.10688 | 0.17857 | [5 empty] | ETA | D | OLD | 5.6 |  | RHNHPELC | 3 | 0.5 | HOUETARHNHPELCN02_OLDD_FBHWPEE01 | 0.75 | HOUETARHNHPELCN02_OLDD | HOUETARHNBHWPEE01_OLDD | BHWPEE01 | HPELCN02 | ETA_OLDD | BHWPEE01_HPELCN02 | 5 | 0 | 1.1 | Unlikely
HOUETARHNDIELCN06_OLDD_FBHWPEE01_D50 | Residential heating technology - Electric heating - electric panel from Bauhaus - apartment complex - new building - distributed MEAN level | HOUELC | HOUETARHN_OLDD_DMD | MKr20 | 2020 | 0.605 | 0 | [6 empty] | ETA | D | OLD |  |  | RHNDIELC | 3 | 0.5 | HOUETARHNDIELCN06_OLDD_FBHWPEE01 | 0.75 | HOUETARHNDIELCN06_OLDD | HOUETARHNBHWPEE01_OLDD | BHWPEE01 | DIELCN06 | ETA_OLDD | BHWPEE01_DIELCN06 | 5 | 0 | 1.1 | Unlikely
HOUETARHNDIELCN06_OLDD_FBHWPEE01_D50 | Residential heating technology - Electric heating - electric panel from Bauhaus - apartment complex - new building - distributed MEAN level | HOUELC | HOUETARHN_OLDD_DMD | MKr20 | 2025 | 0.605 | 0 | [6 empty] | ETA | D | OLD |  |  | RHNDIELC | 3 | 0.5 | HOUETARHNDIELCN06_OLDD_FBHWPEE01 | 0.75 | HOUETARHNDIELCN06_OLDD | HOUETARHNBHWPEE01_OLDD | BHWPEE01 | DIELCN06 | ETA_OLDD | BHWPEE01_DIELCN06 | 5 | 0 | 1.1 | Unlikely
HOUETARHNDIELCN06_OLDD_FBHWPEE01_D50 | Residential heating technology - Electric heating - electric panel from Bauhaus - apartment complex - new building - distributed MEAN level | HOUELC | HOUETARHN_OLDD_DMD | MKr20 | 2030 | 0.605 | 0 | [6 empty] | ETA | D | OLD |  |  | RHNDIELC | 3 | 0.5 | HOUETARHNDIELCN06_OLDD_FBHWPEE01 | 0.75 | HOUETARHNDIELCN06_OLDD | HOUETARHNBHWPEE01_OLDD | BHWPEE01 | DIELCN06 | ETA_OLDD | BHWPEE01_DIELCN06 | 5 | 0 | 1.1 | Unlikely
HOUETARHNDIELCN06_OLDD_FBHWPEE01_D50 | Residential heating technology - Electric heating - electric panel from Bauhaus - apartment complex - new building - distributed MEAN level | HOUELC | HOUETARHN_OLDD_DMD | MKr20 | 2040 | 0.605 | 0 | [6 empty] | ETA | D | OLD |  |  | RHNDIELC | 3 | 0.5 | HOUETARHNDIELCN06_OLDD_FBHWPEE01 | 0.75 | HOUETARHNDIELCN06_OLDD | HOUETARHNBHWPEE01_OLDD | BHWPEE01 | DIELCN06 | ETA_OLDD | BHWPEE01_DIELCN06 | 5 | 0 | 1.1 | Unlikely
HOUETARHNDIELCN06_OLDD_FBHWPEE01_D50 | Residential heating technology - Electric heating - electric panel from Bauhaus - apartment complex - new building - distributed MEAN level | HOUELC | HOUETARHN_OLDD_DMD | MKr20 | 2050 | 0.605 | 0 | [6 empty] | ETA | D | OLD |  |  | RHNDIELC | 3 | 0.5 | HOUETARHNDIELCN06_OLDD_FBHWPEE01 | 0.75 | HOUETARHNDIELCN06_OLDD | HOUETARHNBHWPEE01_OLDD | BHWPEE01 | DIELCN06 | ETA_OLDD | BHWPEE01_DIELCN06 | 5 | 0 | 1.1 | Unlikely
HOUETARHNDIELCN01_OLDD_FBHWPEE01_D50 | Residential heating technology - Electric heating - apartment complex - new building - distributed MEAN level | HOUELC | HOUETARHN_OLDD_DMD | MKr20 | 2020 | 5.6192 | 0.0022816 | [6 empty] | ETA | D | OLD |  |  | RHNDIELC | 3 | 0.5 | HOUETARHNDIELCN01_OLDD_FBHWPEE01 | 0.75 | HOUETARHNDIELCN01_OLDD | HOUETARHNBHWPEE01_OLDD | BHWPEE01 | DIELCN01 | ETA_OLDD | BHWPEE01_DIELCN01 | 5 | 0 | 1.1 | Unlikely
HOUETARHNDIELCN01_OLDD_FBHWPEE01_D50 | Residential heating technology - Electric heating - apartment complex - new building - distributed MEAN level | HOUELC | HOUETARHN_OLDD_DMD | MKr20 | 2025 | 5.4801 | 0.0021884 | [6 empty] | ETA | D | OLD |  |  | RHNDIELC | 3 | 0.5 | HOUETARHNDIELCN01_OLDD_FBHWPEE01 | 0.75 | HOUETARHNDIELCN01_OLDD | HOUETARHNBHWPEE01_OLDD | BHWPEE01 | DIELCN01 | ETA_OLDD | BHWPEE01_DIELCN01 | 5 | 0 | 1.1 | Unlikely
HOUETARHNDIELCN01_OLDD_FBHWPEE01_D50 | Residential heating technology - Electric heating - apartment complex - new building - distributed MEAN level | HOUELC | HOUETARHN_OLDD_DMD | MKr20 | 2030 | 5.3445 | 0.0021419 | [6 empty] | ETA | D | OLD |  |  | RHNDIELC | 3 | 0.5 | HOUETARHNDIELCN01_OLDD_FBHWPEE01 | 0.75 | HOUETARHNDIELCN01_OLDD | HOUETARHNBHWPEE01_OLDD | BHWPEE01 | DIELCN01 | ETA_OLDD | BHWPEE01_DIELCN01 | 5 | 0 | 1.1 | Unlikely
HOUETARHNDIELCN01_OLDD_FBHWPEE01_D50 | Residential heating technology - Electric heating - apartment complex - new building - distributed MEAN level | HOUELC | HOUETARHN_OLDD_DMD | MKr20 | 2040 | 5.0832 | 0.0020487 | [6 empty] | ETA | D | OLD |  |  | RHNDIELC | 3 | 0.5 | HOUETARHNDIELCN01_OLDD_FBHWPEE01 | 0.75 | HOUETARHNDIELCN01_OLDD | HOUETARHNBHWPEE01_OLDD | BHWPEE01 | DIELCN01 | ETA_OLDD | BHWPEE01_DIELCN01 | 5 | 0 | 1.1 | Unlikely
HOUETARHNDIELCN01_OLDD_FBHWPEE01_D50 | Residential heating technology - Electric heating - apartment complex - new building - distributed MEAN level | HOUELC | HOUETARHN_OLDD_DMD | MKr20 | 2050 | 4.8347 | 0.0019556 | [6 empty] | ETA | D | OLD |  |  | RHNDIELC | 3 | 0.5 | HOUETARHNDIELCN01_OLDD_FBHWPEE01 | 0.75 | HOUETARHNDIELCN01_OLDD | HOUETARHNBHWPEE01_OLDD | BHWPEE01 | DIELCN01 | ETA_OLDD | BHWPEE01_DIELCN01 | 5 | 0 | 1.1 | Unlikely
HOUETARHNBHWPEN01_OLDD_FBHWPEE01_D50 | Residential heating technology - Biomass boiler, automatic stoking , wood pellets or wood chips - apartment complex - existing building - distributed MEAN level | HOUWPE | HOUETARHN_OLDD_DMD | MKr20 | 2020 | 1.4751 | 0.027963 |  | 25 | 14 | 70 | 2 | 4 | ETA | D | OLD |  |  | RHNBHWPE | 3 | 0.5 | HOUETARHNBHWPEN01_OLDD_FBHWPEE01 | 0.75 | HOUETARHNBHWPEN01_OLDD | HOUETARHNBHWPEE01_OLDD | BHWPEE01 | BHWPEN01 | ETA_OLDD | BHWPEE01_BHWPEN01 | 2 | 0 | 0.9 | Same
HOUETARHNBHWPEN01_OLDD_FBHWPEE01_D50 | Residential heating technology - Biomass boiler, automatic stoking , wood pellets or wood chips - apartment complex - existing building - distributed MEAN level | HOUWPE | HOUETARHN_OLDD_DMD | MKr20 | 2025 | 1.4386 | 0.027765 |  | 25 | 14 | 60 | 2 | 4 | ETA | D | OLD |  |  | RHNBHWPE | 3 | 0.5 | HOUETARHNBHWPEN01_OLDD_FBHWPEE01 | 0.75 | HOUETARHNBHWPEN01_OLDD | HOUETARHNBHWPEE01_OLDD | BHWPEE01 | BHWPEN01 | ETA_OLDD | BHWPEE01_BHWPEN01 | 2 | 0 | 0.9 | Same
HOUETARHNBHWPEN01_OLDD_FBHWPEE01_D50 | Residential heating technology - Biomass boiler, automatic stoking , wood pellets or wood chips - apartment complex - existing building - distributed MEAN level | HOUWPE | HOUETARHN_OLDD_DMD | MKr20 | 2030 | 1.403 | 0.027889 |  | 25 | 11 | 50 | 1 | 4 | ETA | D | OLD |  |  | RHNBHWPE | 3 | 0.5 | HOUETARHNBHWPEN01_OLDD_FBHWPEE01 | 0.75 | HOUETARHNBHWPEN01_OLDD | HOUETARHNBHWPEE01_OLDD | BHWPEE01 | BHWPEN01 | ETA_OLDD | BHWPEE01_BHWPEN01 | 2 | 0 | 0.9 | Same
HOUETARHNBHWPEN01_OLDD_FBHWPEE01_D50 | Residential heating technology - Biomass boiler, automatic stoking , wood pellets or wood chips - apartment complex - existing building - distributed MEAN level | HOUWPE | HOUETARHN_OLDD_DMD | MKr20 | 2040 | 1.3344 | 0.026999 |  | 25 | 9 | 45 | 1 | 4 | ETA | D | OLD |  |  | RHNBHWPE | 3 | 0.5 | HOUETARHNBHWPEN01_OLDD_FBHWPEE01 | 0.75 | HOUETARHNBHWPEN01_OLDD | HOUETARHNBHWPEE01_OLDD | BHWPEE01 | BHWPEN01 | ETA_OLDD | BHWPEE01_BHWPEN01 | 2 | 0 | 0.9 | Same
HOUETARHNBHWPEN01_OLDD_FBHWPEE01_D50 | Residential heating technology - Biomass boiler, automatic stoking , wood pellets or wood chips - apartment complex - existing building - distributed MEAN level | HOUWPE | HOUETARHN_OLDD_DMD | MKr20 | 2050 | 1.2692 | 0.025837 |  | 25 | 9 | 40 | 0 | 4 | ETA | D | OLD |  |  | RHNBHWPE | 3 | 0.5 | HOUETARHNBHWPEN01_OLDD_FBHWPEE01 | 0.75 | HOUETARHNBHWPEN01_OLDD | HOUETARHNBHWPEE01_OLDD | BHWPEE01 | BHWPEN01 | ETA_OLDD | BHWPEE01_BHWPEN01 | 2 | 0 | 0.9 | Same
HOUETARHNBHSOLN01_OLDD_FBHWPEE01_D50 | Residential heating technology - Solar heating system - apartment complex - existing building - distributed MEAN level | HOUSOL | HOUETARHN_OLDD_DMD | MKr20 | 2020 | 4.7414 | 0.02219 | [6 empty] | ETA | D | OLD |  |  | RHNBHSOL | 3 | 0.5 | HOUETARHNBHSOLN01_OLDD_FBHWPEE01 | 0.75 | HOUETARHNBHSOLN01_OLDD | HOUETARHNBHWPEE01_OLDD | BHWPEE01 | BHSOLN01 | ETA_OLDD | BHWPEE01_BHSOLN01 | 5 | 0 | 1.1 | Unlikely
HOUETARHNBHSOLN01_OLDD_FBHWPEE01_D50 | Residential heating technology - Solar heating system - apartment complex - existing building - distributed MEAN level | HOUSOL | HOUETARHN_OLDD_DMD | MKr20 | 2025 | 4.5365 | 0.023521 | [6 empty] | ETA | D | OLD |  |  | RHNBHSOL | 3 | 0.5 | HOUETARHNBHSOLN01_OLDD_FBHWPEE01 | 0.75 | HOUETARHNBHSOLN01_OLDD | HOUETARHNBHWPEE01_OLDD | BHWPEE01 | BHSOLN01 | ETA_OLDD | BHWPEE01_BHSOLN01 | 5 | 0 | 1.1 | Unlikely
HOUETARHNBHSOLN01_OLDD_FBHWPEE01_D50 | Residential heating technology - Solar heating system - apartment complex - existing building - distributed MEAN level | HOUSOL | HOUETARHN_OLDD_DMD | MKr20 | 2030 | 4.3316 | 0.024026 | [6 empty] | ETA | D | OLD |  |  | RHNBHSOL | 3 | 0.5 | HOUETARHNBHSOLN01_OLDD_FBHWPEE01 | 0.75 | HOUETARHNBHSOLN01_OLDD | HOUETARHNBHWPEE01_OLDD | BHWPEE01 | BHSOLN01 | ETA_OLDD | BHWPEE01_BHSOLN01 | 5 | 0 | 1.1 | Unlikely
HOUETARHNBHSOLN01_OLDD_FBHWPEE01_D50 | Residential heating technology - Solar heating system - apartment complex - existing building - distributed MEAN level | HOUSOL | HOUETARHN_OLDD_DMD | MKr20 | 2040 | 4.1268 | 0.023374 | [6 empty] | ETA | D | OLD |  |  | RHNBHSOL | 3 | 0.5 | HOUETARHNBHSOLN01_OLDD_FBHWPEE01 | 0.75 | HOUETARHNBHSOLN01_OLDD | HOUETARHNBHWPEE01_OLDD | BHWPEE01 | BHSOLN01 | ETA_OLDD | BHWPEE01_BHSOLN01 | 5 | 0 | 1.1 | Unlikely
HOUETARHNBHSOLN01_OLDD_FBHWPEE01_D50 | Residential heating technology - Solar heating system - apartment complex - existing building - distributed MEAN level | HOUSOL | HOUETARHN_OLDD_DMD | MKr20 | 2050 | 3.9219 | 0.02219 | [6 empty] | ETA | D | OLD |  |  | RHNBHSOL | 3 | 0.5 | HOUETARHNBHSOLN01_OLDD_FBHWPEE01 | 0.75 | HOUETARHNBHSOLN01_OLDD | HOUETARHNBHWPEE01_OLDD | BHWPEE01 | BHSOLN01 | ETA_OLDD | BHWPEE01_BHSOLN01 | 5 | 0 | 1.1 | Unlikely
HOUETARHNBHDHDN03_OLDD_FBHWPEE01_D50 | Residential heating technology - Direct district heating substation - plus connection pipe - apartment complex - existing building - distributed MEAN level | HOUDHD | HOUETARHN_OLDD_DMD | MKr20 | 2020 | 0.30389 | 0.0016539 | [6 empty] | ETA | D | OLD |  |  | RHNBHDHD | 3 | 0.5 | HOUETARHNBHDHDN03_OLDD_FBHWPEE01 | 0.75 | HOUETARHNBHDHDN03_OLDD | HOUETARHNBHWPEE01_OLDD | BHWPEE01 | BHDHDN03 | ETA_OLDD | BHWPEE01_BHDHDN03 | 6 | 0 | 1 | New
HOUETARHNBHDHDN03_OLDD_FBHWPEE01_D50 | Residential heating technology - Direct district heating substation - plus connection pipe - apartment complex - existing building - distributed MEAN level | HOUDHD | HOUETARHN_OLDD_DMD | MKr20 | 2025 | 0.29822 | 0.0016763 | [6 empty] | ETA | D | OLD |  |  | RHNBHDHD | 3 | 0.5 | HOUETARHNBHDHDN03_OLDD_FBHWPEE01 | 0.75 | HOUETARHNBHDHDN03_OLDD | HOUETARHNBHWPEE01_OLDD | BHWPEE01 | BHDHDN03 | ETA_OLDD | BHWPEE01_BHDHDN03 | 6 | 0 | 1 | New
HOUETARHNBHDHDN03_OLDD_FBHWPEE01_D50 | Residential heating technology - Direct district heating substation - plus connection pipe - apartment complex - existing building - distributed MEAN level | HOUDHD | HOUETARHN_OLDD_DMD | MKr20 | 2030 | 0.29268 | 0.0016516 | [6 empty] | ETA | D | OLD |  |  | RHNBHDHD | 3 | 0.5 | HOUETARHNBHDHDN03_OLDD_FBHWPEE01 | 0.75 | HOUETARHNBHDHDN03_OLDD | HOUETARHNBHWPEE01_OLDD | BHWPEE01 | BHDHDN03 | ETA_OLDD | BHWPEE01_BHDHDN03 | 6 | 0 | 1 | New
HOUETARHNBHDHDN03_OLDD_FBHWPEE01_D50 | Residential heating technology - Direct district heating substation - plus connection pipe - apartment complex - existing building - distributed MEAN level | HOUDHD | HOUETARHN_OLDD_DMD | MKr20 | 2040 | 0.28201 | 0.0016015 | [6 empty] | ETA | D | OLD |  |  | RHNBHDHD | 3 | 0.5 | HOUETARHNBHDHDN03_OLDD_FBHWPEE01 | 0.75 | HOUETARHNBHDHDN03_OLDD | HOUETARHNBHWPEE01_OLDD | BHWPEE01 | BHDHDN03 | ETA_OLDD | BHWPEE01_BHDHDN03 | 6 | 0 | 1 | New
HOUETARHNBHDHDN03_OLDD_FBHWPEE01_D50 | Residential heating technology - Direct district heating substation - plus connection pipe - apartment complex - existing building - distributed MEAN level | HOUDHD | HOUETARHN_OLDD_DMD | MKr20 | 2050 | 0.27187 | 0.0015375 | [6 empty] | ETA | D | OLD |  |  | RHNBHDHD | 3 | 0.5 | HOUETARHNBHDHDN03_OLDD_FBHWPEE01 | 0.75 | HOUETARHNBHDHDN03_OLDD | HOUETARHNBHWPEE01_OLDD | BHWPEE01 | BHDHDN03 | ETA_OLDD | BHWPEE01_BHDHDN03 | 6 | 0 | 1 | New
HOUETARHNHPELCN05_OLDI_FBHWPEE01_D50 | Residential heating technology - Heat pump, Air-to-water - leasing - apartment complex - existing building - distributed MEAN level | HOUELC, HOUAMB | HOUETARHN_OLDI_DMD | MKr20 | 2020 | 2.5625 | 0.33694 | 0.34483 | [5 empty] | ETA | I | OLD | 2.9 |  | RHNHPELC | 3 | 0.5 | HOUETARHNHPELCN05_OLDI_FBHWPEE01 | 0.75 | HOUETARHNHPELCN05_OLDI | HOUETARHNBHWPEE01_OLDI | BHWPEE01 | HPELCN05 | ETA_OLDI | BHWPEE01_HPELCN05 | 6 | 0 | 1 | New
HOUETARHNHPELCN05_OLDI_FBHWPEE01_D50 | Residential heating technology - Heat pump, Air-to-water - leasing - apartment complex - existing building - distributed MEAN level | HOUELC, HOUAMB | HOUETARHN_OLDI_DMD | MKr20 | 2025 | 2.2945 | 0.30975 | 0.32787 | [5 empty] | ETA | I | OLD | 3.05 |  | RHNHPELC | 3 | 0.5 | HOUETARHNHPELCN05_OLDI_FBHWPEE01 | 0.75 | HOUETARHNHPELCN05_OLDI | HOUETARHNBHWPEE01_OLDI | BHWPEE01 | HPELCN05 | ETA_OLDI | BHWPEE01_HPELCN05 | 6 | 0 | 1 | New
HOUETARHNHPELCN05_OLDI_FBHWPEE01_D50 | Residential heating technology - Heat pump, Air-to-water - leasing - apartment complex - existing building - distributed MEAN level | HOUELC, HOUAMB | HOUETARHN_OLDI_DMD | MKr20 | 2030 | 2.0266 | 0.28252 | 0.3125 | [5 empty] | ETA | I | OLD | 3.2 |  | RHNHPELC | 3 | 0.5 | HOUETARHNHPELCN05_OLDI_FBHWPEE01 | 0.75 | HOUETARHNHPELCN05_OLDI | HOUETARHNBHWPEE01_OLDI | BHWPEE01 | HPELCN05 | ETA_OLDI | BHWPEE01_HPELCN05 | 6 | 0 | 1 | New
HOUETARHNHPELCN05_OLDI_FBHWPEE01_D50 | Residential heating technology - Heat pump, Air-to-water - leasing - apartment complex - existing building - distributed MEAN level | HOUELC, HOUAMB | HOUETARHN_OLDI_DMD | MKr20 | 2040 | 1.8151 | 0.26038 | 0.29851 | [5 empty] | ETA | I | OLD | 3.35 |  | RHNHPELC | 3 | 0.5 | HOUETARHNHPELCN05_OLDI_FBHWPEE01 | 0.75 | HOUETARHNHPELCN05_OLDI | HOUETARHNBHWPEE01_OLDI | BHWPEE01 | HPELCN05 | ETA_OLDI | BHWPEE01_HPELCN05 | 6 | 0 | 1 | New
HOUETARHNHPELCN05_OLDI_FBHWPEE01_D50 | Residential heating technology - Heat pump, Air-to-water - leasing - apartment complex - existing building - distributed MEAN level | HOUELC, HOUAMB | HOUETARHN_OLDI_DMD | MKr20 | 2050 | 1.6037 | 0.23822 | 0.28571 | [5 empty] | ETA | I | OLD | 3.5 |  | RHNHPELC | 3 | 0.5 | HOUETARHNHPELCN05_OLDI_FBHWPEE01 | 0.75 | HOUETARHNHPELCN05_OLDI | HOUETARHNBHWPEE01_OLDI | BHWPEE01 | HPELCN05 | ETA_OLDI | BHWPEE01_HPELCN05 | 6 | 0 | 1 | New
HOUETARHNHPELCN04_OLDI_FBHWPEE01_D50 | Residential heating technology - Heat pump, Ground source - apartment complex - existing building - distributed MEAN level | HOUELC, HOUAMB | HOUETARHN_OLDI_DMD | MKr20 | 2020 | 4.775 | 0.049932 | 0.3125 | [5 empty] | ETA | I | OLD | 3.2 |  | RHNHPELC | 3 | 0.5 | HOUETARHNHPELCN04_OLDI_FBHWPEE01 | 0.75 | HOUETARHNHPELCN04_OLDI | HOUETARHNBHWPEE01_OLDI | BHWPEE01 | HPELCN04 | ETA_OLDI | BHWPEE01_HPELCN04 | 6 | 0 | 1 | New
HOUETARHNHPELCN04_OLDI_FBHWPEE01_D50 | Residential heating technology - Heat pump, Ground source - apartment complex - existing building - distributed MEAN level | HOUELC, HOUAMB | HOUETARHN_OLDI_DMD | MKr20 | 2025 | 4.4169 | 0.049538 | 0.30303 | [5 empty] | ETA | I | OLD | 3.3 |  | RHNHPELC | 3 | 0.5 | HOUETARHNHPELCN04_OLDI_FBHWPEE01 | 0.75 | HOUETARHNHPELCN04_OLDI | HOUETARHNBHWPEE01_OLDI | BHWPEE01 | HPELCN04 | ETA_OLDI | BHWPEE01_HPELCN04 | 6 | 0 | 1 | New
HOUETARHNHPELCN04_OLDI_FBHWPEE01_D50 | Residential heating technology - Heat pump, Ground source - apartment complex - existing building - distributed MEAN level | HOUELC, HOUAMB | HOUETARHN_OLDI_DMD | MKr20 | 2030 | 4.0587 | 0.049105 | 0.29412 | [5 empty] | ETA | I | OLD | 3.4 |  | RHNHPELC | 3 | 0.5 | HOUETARHNHPELCN04_OLDI_FBHWPEE01 | 0.75 | HOUETARHNHPELCN04_OLDI | HOUETARHNBHWPEE01_OLDI | BHWPEE01 | HPELCN04 | ETA_OLDI | BHWPEE01_HPELCN04 | 6 | 0 | 1 | New
HOUETARHNHPELCN04_OLDI_FBHWPEE01_D50 | Residential heating technology - Heat pump, Ground source - apartment complex - existing building - distributed MEAN level | HOUELC, HOUAMB | HOUETARHN_OLDI_DMD | MKr20 | 2040 | 3.7543 | 0.048108 | 0.28169 | [5 empty] | ETA | I | OLD | 3.55 |  | RHNHPELC | 3 | 0.5 | HOUETARHNHPELCN04_OLDI_FBHWPEE01 | 0.75 | HOUETARHNHPELCN04_OLDI | HOUETARHNBHWPEE01_OLDI | BHWPEE01 | HPELCN04 | ETA_OLDI | BHWPEE01_HPELCN04 | 6 | 0 | 1 | New
HOUETARHNHPELCN04_OLDI_FBHWPEE01_D50 | Residential heating technology - Heat pump, Ground source - apartment complex - existing building - distributed MEAN level | HOUELC, HOUAMB | HOUETARHN_OLDI_DMD | MKr20 | 2050 | 3.4499 | 0.047091 | 0.27778 | [5 empty] | ETA | I | OLD | 3.6 |  | RHNHPELC | 3 | 0.5 | HOUETARHNHPELCN04_OLDI_FBHWPEE01 | 0.75 | HOUETARHNHPELCN04_OLDI | HOUETARHNBHWPEE01_OLDI | BHWPEE01 | HPELCN04 | ETA_OLDI | BHWPEE01_HPELCN04 | 6 | 0 | 1 | New
HOUETARHNHPELCN03_OLDI_FBHWPEE01_D50 | Residential heating technology - Heat pump, Air-to-water - apartment complex - existing building - distributed MEAN level | HOUELC, HOUAMB | HOUETARHN_OLDI_DMD | MKr20 | 2020 | 5.125 | 0.080689 | 0.34483 | [5 empty] | ETA | I | OLD | 2.9 |  | RHNHPELC | 3 | 0.5 | HOUETARHNHPELCN03_OLDI_FBHWPEE01 | 0.75 | HOUETARHNHPELCN03_OLDI | HOUETARHNBHWPEE01_OLDI | BHWPEE01 | HPELCN03 | ETA_OLDI | BHWPEE01_HPELCN03 | 6 | 0 | 1 | New
HOUETARHNHPELCN03_OLDI_FBHWPEE01_D50 | Residential heating technology - Heat pump, Air-to-water - apartment complex - existing building - distributed MEAN level | HOUELC, HOUAMB | HOUETARHN_OLDI_DMD | MKr20 | 2025 | 4.5891 | 0.080295 | 0.32787 | [5 empty] | ETA | I | OLD | 3.05 |  | RHNHPELC | 3 | 0.5 | HOUETARHNHPELCN03_OLDI_FBHWPEE01 | 0.75 | HOUETARHNHPELCN03_OLDI | HOUETARHNBHWPEE01_OLDI | BHWPEE01 | HPELCN03 | ETA_OLDI | BHWPEE01_HPELCN03 | 6 | 0 | 1 | New
HOUETARHNHPELCN03_OLDI_FBHWPEE01_D50 | Residential heating technology - Heat pump, Air-to-water - apartment complex - existing building - distributed MEAN level | HOUELC, HOUAMB | HOUETARHN_OLDI_DMD | MKr20 | 2030 | 4.0531 | 0.079862 | 0.3125 | [5 empty] | ETA | I | OLD | 3.2 |  | RHNHPELC | 3 | 0.5 | HOUETARHNHPELCN03_OLDI_FBHWPEE01 | 0.75 | HOUETARHNHPELCN03_OLDI | HOUETARHNBHWPEE01_OLDI | BHWPEE01 | HPELCN03 | ETA_OLDI | BHWPEE01_HPELCN03 | 6 | 0 | 1 | New
HOUETARHNHPELCN03_OLDI_FBHWPEE01_D50 | Residential heating technology - Heat pump, Air-to-water - apartment complex - existing building - distributed MEAN level | HOUELC, HOUAMB | HOUETARHN_OLDI_DMD | MKr20 | 2040 | 3.6302 | 0.078865 | 0.29851 | [5 empty] | ETA | I | OLD | 3.35 |  | RHNHPELC | 3 | 0.5 | HOUETARHNHPELCN03_OLDI_FBHWPEE01 | 0.75 | HOUETARHNHPELCN03_OLDI | HOUETARHNBHWPEE01_OLDI | BHWPEE01 | HPELCN03 | ETA_OLDI | BHWPEE01_HPELCN03 | 6 | 0 | 1 | New
HOUETARHNHPELCN03_OLDI_FBHWPEE01_D50 | Residential heating technology - Heat pump, Air-to-water - apartment complex - existing building - distributed MEAN level | HOUELC, HOUAMB | HOUETARHN_OLDI_DMD | MKr20 | 2050 | 3.2073 | 0.077848 | 0.28571 | [5 empty] | ETA | I | OLD | 3.5 |  | RHNHPELC | 3 | 0.5 | HOUETARHNHPELCN03_OLDI_FBHWPEE01 | 0.75 | HOUETARHNHPELCN03_OLDI | HOUETARHNBHWPEE01_OLDI | BHWPEE01 | HPELCN03 | ETA_OLDI | BHWPEE01_HPELCN03 | 6 | 0 | 1 | New
HOUETARHNHPELCN02_OLDI_FBHWPEE01_D50 | Residential heating technology - Heat pump, Air-to-air - single-family house - existing building - distributed MEAN level | HOUELC, HOUAMB | HOUETARHN_OLDI_DMD | MKr20 | 2020 | 2.1408 | 0.17231 | 0.20619 | [5 empty] | ETA | I | OLD | 4.85 |  | RHNHPELC | 3 | 0.5 | HOUETARHNHPELCN02_OLDI_FBHWPEE01 | 0.75 | HOUETARHNHPELCN02_OLDI | HOUETARHNBHWPEE01_OLDI | BHWPEE01 | HPELCN02 | ETA_OLDI | BHWPEE01_HPELCN02 | 5 | 0 | 1.1 | Unlikely
HOUETARHNHPELCN02_OLDI_FBHWPEE01_D50 | Residential heating technology - Heat pump, Air-to-air - single-family house - existing building - distributed MEAN level | HOUELC, HOUAMB | HOUETARHN_OLDI_DMD | MKr20 | 2025 | 2.0884 | 0.11707 | 0.19608 | [5 empty] | ETA | I | OLD | 5.1 |  | RHNHPELC | 3 | 0.5 | HOUETARHNHPELCN02_OLDI_FBHWPEE01 | 0.75 | HOUETARHNHPELCN02_OLDI | HOUETARHNBHWPEE01_OLDI | BHWPEE01 | HPELCN02 | ETA_OLDI | BHWPEE01_HPELCN02 | 5 | 0 | 1.1 | Unlikely
HOUETARHNHPELCN02_OLDI_FBHWPEE01_D50 | Residential heating technology - Heat pump, Air-to-air - single-family house - existing building - distributed MEAN level | HOUELC, HOUAMB | HOUETARHN_OLDI_DMD | MKr20 | 2030 | 2.0361 | 0.11491 | 0.18868 | [5 empty] | ETA | I | OLD | 5.3 |  | RHNHPELC | 3 | 0.5 | HOUETARHNHPELCN02_OLDI_FBHWPEE01 | 0.75 | HOUETARHNHPELCN02_OLDI | HOUETARHNBHWPEE01_OLDI | BHWPEE01 | HPELCN02 | ETA_OLDI | BHWPEE01_HPELCN02 | 5 | 0 | 1.1 | Unlikely
HOUETARHNHPELCN02_OLDI_FBHWPEE01_D50 | Residential heating technology - Heat pump, Air-to-air - single-family house - existing building - distributed MEAN level | HOUELC, HOUAMB | HOUETARHN_OLDI_DMD | MKr20 | 2040 | 1.939 | 0.11089 | 0.18182 | [5 empty] | ETA | I | OLD | 5.5 |  | RHNHPELC | 3 | 0.5 | HOUETARHNHPELCN02_OLDI_FBHWPEE01 | 0.75 | HOUETARHNHPELCN02_OLDI | HOUETARHNBHWPEE01_OLDI | BHWPEE01 | HPELCN02 | ETA_OLDI | BHWPEE01_HPELCN02 | 5 | 0 | 1.1 | Unlikely
HOUETARHNHPELCN02_OLDI_FBHWPEE01_D50 | Residential heating technology - Heat pump, Air-to-air - single-family house - existing building - distributed MEAN level | HOUELC, HOUAMB | HOUETARHN_OLDI_DMD | MKr20 | 2050 | 1.8419 | 0.10688 | 0.17857 | [5 empty] | ETA | I | OLD | 5.6 |  | RHNHPELC | 3 | 0.5 | HOUETARHNHPELCN02_OLDI_FBHWPEE01 | 0.75 | HOUETARHNHPELCN02_OLDI | HOUETARHNBHWPEE01_OLDI | BHWPEE01 | HPELCN02 | ETA_OLDI | BHWPEE01_HPELCN02 | 5 | 0 | 1.1 | Unlikely
HOUETARHNDIELCN06_OLDI_FBHWPEE01_D50 | Residential heating technology - Electric heating - electric panel from Bauhaus - apartment complex - new building - distributed MEAN level | HOUELC | HOUETARHN_OLDI_DMD | MKr20 | 2020 | 0.605 | 0 | [6 empty] | ETA | I | OLD |  |  | RHNDIELC | 3 | 0.5 | HOUETARHNDIELCN06_OLDI_FBHWPEE01 | 0.75 | HOUETARHNDIELCN06_OLDI | HOUETARHNBHWPEE01_OLDI | BHWPEE01 | DIELCN06 | ETA_OLDI | BHWPEE01_DIELCN06 | 5 | 0 | 1.1 | Unlikely
HOUETARHNDIELCN06_OLDI_FBHWPEE01_D50 | Residential heating technology - Electric heating - electric panel from Bauhaus - apartment complex - new building - distributed MEAN level | HOUELC | HOUETARHN_OLDI_DMD | MKr20 | 2025 | 0.605 | 0 | [6 empty] | ETA | I | OLD |  |  | RHNDIELC | 3 | 0.5 | HOUETARHNDIELCN06_OLDI_FBHWPEE01 | 0.75 | HOUETARHNDIELCN06_OLDI | HOUETARHNBHWPEE01_OLDI | BHWPEE01 | DIELCN06 | ETA_OLDI | BHWPEE01_DIELCN06 | 5 | 0 | 1.1 | Unlikely
HOUETARHNDIELCN06_OLDI_FBHWPEE01_D50 | Residential heating technology - Electric heating - electric panel from Bauhaus - apartment complex - new building - distributed MEAN level | HOUELC | HOUETARHN_OLDI_DMD | MKr20 | 2030 | 0.605 | 0 | [6 empty] | ETA | I | OLD |  |  | RHNDIELC | 3 | 0.5 | HOUETARHNDIELCN06_OLDI_FBHWPEE01 | 0.75 | HOUETARHNDIELCN06_OLDI | HOUETARHNBHWPEE01_OLDI | BHWPEE01 | DIELCN06 | ETA_OLDI | BHWPEE01_DIELCN06 | 5 | 0 | 1.1 | Unlikely
HOUETARHNDIELCN06_OLDI_FBHWPEE01_D50 | Residential heating technology - Electric heating - electric panel from Bauhaus - apartment complex - new building - distributed MEAN level | HOUELC | HOUETARHN_OLDI_DMD | MKr20 | 2040 | 0.605 | 0 | [6 empty] | ETA | I | OLD |  |  | RHNDIELC | 3 | 0.5 | HOUETARHNDIELCN06_OLDI_FBHWPEE01 | 0.75 | HOUETARHNDIELCN06_OLDI | HOUETARHNBHWPEE01_OLDI | BHWPEE01 | DIELCN06 | ETA_OLDI | BHWPEE01_DIELCN06 | 5 | 0 | 1.1 | Unlikely
HOUETARHNDIELCN06_OLDI_FBHWPEE01_D50 | Residential heating technology - Electric heating - electric panel from Bauhaus - apartment complex - new building - distributed MEAN level | HOUELC | HOUETARHN_OLDI_DMD | MKr20 | 2050 | 0.605 | 0 | [6 empty] | ETA | I | OLD |  |  | RHNDIELC | 3 | 0.5 | HOUETARHNDIELCN06_OLDI_FBHWPEE01 | 0.75 | HOUETARHNDIELCN06_OLDI | HOUETARHNBHWPEE01_OLDI | BHWPEE01 | DIELCN06 | ETA_OLDI | BHWPEE01_DIELCN06 | 5 | 0 | 1.1 | Unlikely
HOUETARHNDIELCN01_OLDI_FBHWPEE01_D50 | Residential heating technology - Electric heating - apartment complex - new building - distributed MEAN level | HOUELC | HOUETARHN_OLDI_DMD | MKr20 | 2020 | 5.6192 | 0.0022816 | [6 empty] | ETA | I | OLD |  |  | RHNDIELC | 3 | 0.5 | HOUETARHNDIELCN01_OLDI_FBHWPEE01 | 0.75 | HOUETARHNDIELCN01_OLDI | HOUETARHNBHWPEE01_OLDI | BHWPEE01 | DIELCN01 | ETA_OLDI | BHWPEE01_DIELCN01 | 5 | 0 | 1.1 | Unlikely
HOUETARHNDIELCN01_OLDI_FBHWPEE01_D50 | Residential heating technology - Electric heating - apartment complex - new building - distributed MEAN level | HOUELC | HOUETARHN_OLDI_DMD | MKr20 | 2025 | 5.4801 | 0.0021884 | [6 empty] | ETA | I | OLD |  |  | RHNDIELC | 3 | 0.5 | HOUETARHNDIELCN01_OLDI_FBHWPEE01 | 0.75 | HOUETARHNDIELCN01_OLDI | HOUETARHNBHWPEE01_OLDI | BHWPEE01 | DIELCN01 | ETA_OLDI | BHWPEE01_DIELCN01 | 5 | 0 | 1.1 | Unlikely
HOUETARHNDIELCN01_OLDI_FBHWPEE01_D50 | Residential heating technology - Electric heating - apartment complex - new building - distributed MEAN level | HOUELC | HOUETARHN_OLDI_DMD | MKr20 | 2030 | 5.3445 | 0.0021419 | [6 empty] | ETA | I | OLD |  |  | RHNDIELC | 3 | 0.5 | HOUETARHNDIELCN01_OLDI_FBHWPEE01 | 0.75 | HOUETARHNDIELCN01_OLDI | HOUETARHNBHWPEE01_OLDI | BHWPEE01 | DIELCN01 | ETA_OLDI | BHWPEE01_DIELCN01 | 5 | 0 | 1.1 | Unlikely
HOUETARHNDIELCN01_OLDI_FBHWPEE01_D50 | Residential heating technology - Electric heating - apartment complex - new building - distributed MEAN level | HOUELC | HOUETARHN_OLDI_DMD | MKr20 | 2040 | 5.0832 | 0.0020487 | [6 empty] | ETA | I | OLD |  |  | RHNDIELC | 3 | 0.5 | HOUETARHNDIELCN01_OLDI_FBHWPEE01 | 0.75 | HOUETARHNDIELCN01_OLDI | HOUETARHNBHWPEE01_OLDI | BHWPEE01 | DIELCN01 | ETA_OLDI | BHWPEE01_DIELCN01 | 5 | 0 | 1.1 | Unlikely
HOUETARHNDIELCN01_OLDI_FBHWPEE01_D50 | Residential heating technology - Electric heating - apartment complex - new building - distributed MEAN level | HOUELC | HOUETARHN_OLDI_DMD | MKr20 | 2050 | 4.8347 | 0.0019556 | [6 empty] | ETA | I | OLD |  |  | RHNDIELC | 3 | 0.5 | HOUETARHNDIELCN01_OLDI_FBHWPEE01 | 0.75 | HOUETARHNDIELCN01_OLDI | HOUETARHNBHWPEE01_OLDI | BHWPEE01 | DIELCN01 | ETA_OLDI | BHWPEE01_DIELCN01 | 5 | 0 | 1.1 | Unlikely
HOUETARHNBHWPEN01_OLDI_FBHWPEE01_D50 | Residential heating technology - Biomass boiler, automatic stoking , wood pellets or wood chips - apartment complex - existing building - distributed MEAN level | HOUWPE | HOUETARHN_OLDI_DMD | MKr20 | 2020 | 1.4751 | 0.027963 |  | 25 | 14 | 70 | 2 | 4 | ETA | I | OLD |  |  | RHNBHWPE | 3 | 0.5 | HOUETARHNBHWPEN01_OLDI_FBHWPEE01 | 0.75 | HOUETARHNBHWPEN01_OLDI | HOUETARHNBHWPEE01_OLDI | BHWPEE01 | BHWPEN01 | ETA_OLDI | BHWPEE01_BHWPEN01 | 2 | 0 | 0.9 | Same
HOUETARHNBHWPEN01_OLDI_FBHWPEE01_D50 | Residential heating technology - Biomass boiler, automatic stoking , wood pellets or wood chips - apartment complex - existing building - distributed MEAN level | HOUWPE | HOUETARHN_OLDI_DMD | MKr20 | 2025 | 1.4386 | 0.027765 |  | 25 | 14 | 60 | 2 | 4 | ETA | I | OLD |  |  | RHNBHWPE | 3 | 0.5 | HOUETARHNBHWPEN01_OLDI_FBHWPEE01 | 0.75 | HOUETARHNBHWPEN01_OLDI | HOUETARHNBHWPEE01_OLDI | BHWPEE01 | BHWPEN01 | ETA_OLDI | BHWPEE01_BHWPEN01 | 2 | 0 | 0.9 | Same
HOUETARHNBHWPEN01_OLDI_FBHWPEE01_D50 | Residential heating technology - Biomass boiler, automatic stoking , wood pellets or wood chips - apartment complex - existing building - distributed MEAN level | HOUWPE | HOUETARHN_OLDI_DMD | MKr20 | 2030 | 1.403 | 0.027889 |  | 25 | 11 | 50 | 1 | 4 | ETA | I | OLD |  |  | RHNBHWPE | 3 | 0.5 | HOUETARHNBHWPEN01_OLDI_FBHWPEE01 | 0.75 | HOUETARHNBHWPEN01_OLDI | HOUETARHNBHWPEE01_OLDI | BHWPEE01 | BHWPEN01 | ETA_OLDI | BHWPEE01_BHWPEN01 | 2 | 0 | 0.9 | Same
HOUETARHNBHWPEN01_OLDI_FBHWPEE01_D50 | Residential heating technology - Biomass boiler, automatic stoking , wood pellets or wood chips - apartment complex - existing building - distributed MEAN level | HOUWPE | HOUETARHN_OLDI_DMD | MKr20 | 2040 | 1.3344 | 0.026999 |  | 25 | 9 | 45 | 1 | 4 | ETA | I | OLD |  |  | RHNBHWPE | 3 | 0.5 | HOUETARHNBHWPEN01_OLDI_FBHWPEE01 | 0.75 | HOUETARHNBHWPEN01_OLDI | HOUETARHNBHWPEE01_OLDI | BHWPEE01 | BHWPEN01 | ETA_OLDI | BHWPEE01_BHWPEN01 | 2 | 0 | 0.9 | Same
HOUETARHNBHWPEN01_OLDI_FBHWPEE01_D50 | Residential heating technology - Biomass boiler, automatic stoking , wood pellets or wood chips - apartment complex - existing building - distributed MEAN level | HOUWPE | HOUETARHN_OLDI_DMD | MKr20 | 2050 | 1.2692 | 0.025837 |  | 25 | 9 | 40 | 0 | 4 | ETA | I | OLD |  |  | RHNBHWPE | 3 | 0.5 | HOUETARHNBHWPEN01_OLDI_FBHWPEE01 | 0.75 | HOUETARHNBHWPEN01_OLDI | HOUETARHNBHWPEE01_OLDI | BHWPEE01 | BHWPEN01 | ETA_OLDI | BHWPEE01_BHWPEN01 | 2 | 0 | 0.9 | Same
HOUETARHNBHSOLN01_OLDI_FBHWPEE01_D50 | Residential heating technology - Solar heating system - apartment complex - existing building - distributed MEAN level | HOUSOL | HOUETARHN_OLDI_DMD | MKr20 | 2020 | 4.7414 | 0.02219 | [6 empty] | ETA | I | OLD |  |  | RHNBHSOL | 3 | 0.5 | HOUETARHNBHSOLN01_OLDI_FBHWPEE01 | 0.75 | HOUETARHNBHSOLN01_OLDI | HOUETARHNBHWPEE01_OLDI | BHWPEE01 | BHSOLN01 | ETA_OLDI | BHWPEE01_BHSOLN01 | 5 | 0 | 1.1 | Unlikely
HOUETARHNBHSOLN01_OLDI_FBHWPEE01_D50 | Residential heating technology - Solar heating system - apartment complex - existing building - distributed MEAN level | HOUSOL | HOUETARHN_OLDI_DMD | MKr20 | 2025 | 4.5365 | 0.023521 | [6 empty] | ETA | I | OLD |  |  | RHNBHSOL | 3 | 0.5 | HOUETARHNBHSOLN01_OLDI_FBHWPEE01 | 0.75 | HOUETARHNBHSOLN01_OLDI | HOUETARHNBHWPEE01_OLDI | BHWPEE01 | BHSOLN01 | ETA_OLDI | BHWPEE01_BHSOLN01 | 5 | 0 | 1.1 | Unlikely
HOUETARHNBHSOLN01_OLDI_FBHWPEE01_D50 | Residential heating technology - Solar heating system - apartment complex - existing building - distributed MEAN level | HOUSOL | HOUETARHN_OLDI_DMD | MKr20 | 2030 | 4.3316 | 0.024026 | [6 empty] | ETA | I | OLD |  |  | RHNBHSOL | 3 | 0.5 | HOUETARHNBHSOLN01_OLDI_FBHWPEE01 | 0.75 | HOUETARHNBHSOLN01_OLDI | HOUETARHNBHWPEE01_OLDI | BHWPEE01 | BHSOLN01 | ETA_OLDI | BHWPEE01_BHSOLN01 | 5 | 0 | 1.1 | Unlikely
HOUETARHNBHSOLN01_OLDI_FBHWPEE01_D50 | Residential heating technology - Solar heating system - apartment complex - existing building - distributed MEAN level | HOUSOL | HOUETARHN_OLDI_DMD | MKr20 | 2040 | 4.1268 | 0.023374 | [6 empty] | ETA | I | OLD |  |  | RHNBHSOL | 3 | 0.5 | HOUETARHNBHSOLN01_OLDI_FBHWPEE01 | 0.75 | HOUETARHNBHSOLN01_OLDI | HOUETARHNBHWPEE01_OLDI | BHWPEE01 | BHSOLN01 | ETA_OLDI | BHWPEE01_BHSOLN01 | 5 | 0 | 1.1 | Unlikely
HOUETARHNBHSOLN01_OLDI_FBHWPEE01_D50 | Residential heating technology - Solar heating system - apartment complex - existing building - distributed MEAN level | HOUSOL | HOUETARHN_OLDI_DMD | MKr20 | 2050 | 3.9219 | 0.02219 | [6 empty] | ETA | I | OLD |  |  | RHNBHSOL | 3 | 0.5 | HOUETARHNBHSOLN01_OLDI_FBHWPEE01 | 0.75 | HOUETARHNBHSOLN01_OLDI | HOUETARHNBHWPEE01_OLDI | BHWPEE01 | BHSOLN01 | ETA_OLDI | BHWPEE01_BHSOLN01 | 5 | 0 | 1.1 | Unlikely
HOUETARHNBHDHDN09_OLDI_FBHWPEE01_D50 | Residential heating technology - Direct district heating substation - plus connection pipe - plus distribution (heating density: low ) - apartment complex - existing building - distributed MEAN level | HOUDHD | HOUETARHN_OLDI_DMD | MKr20 | 2020 | 0.42889 | 0.0016539 | [6 empty] | ETA | I | OLD |  |  | RHNBHDHD | 3 | 0.5 | HOUETARHNBHDHDN09_OLDI_FBHWPEE01 | 0.75 | HOUETARHNBHDHDN09_OLDI | HOUETARHNBHWPEE01_OLDI | BHWPEE01 | BHDHDN09 | ETA_OLDI | BHWPEE01_BHDHDN09 | 6 | 0 | 1 | New
HOUETARHNBHDHDN09_OLDI_FBHWPEE01_D50 | Residential heating technology - Direct district heating substation - plus connection pipe - plus distribution (heating density: low ) - apartment complex - existing building - distributed MEAN level | HOUDHD | HOUETARHN_OLDI_DMD | MKr20 | 2025 | 0.42322 | 0.0016763 | [6 empty] | ETA | I | OLD |  |  | RHNBHDHD | 3 | 0.5 | HOUETARHNBHDHDN09_OLDI_FBHWPEE01 | 0.75 | HOUETARHNBHDHDN09_OLDI | HOUETARHNBHWPEE01_OLDI | BHWPEE01 | BHDHDN09 | ETA_OLDI | BHWPEE01_BHDHDN09 | 6 | 0 | 1 | New
HOUETARHNBHDHDN09_OLDI_FBHWPEE01_D50 | Residential heating technology - Direct district heating substation - plus connection pipe - plus distribution (heating density: low ) - apartment complex - existing building - distributed MEAN level | HOUDHD | HOUETARHN_OLDI_DMD | MKr20 | 2030 | 0.41768 | 0.0016516 | [6 empty] | ETA | I | OLD |  |  | RHNBHDHD | 3 | 0.5 | HOUETARHNBHDHDN09_OLDI_FBHWPEE01 | 0.75 | HOUETARHNBHDHDN09_OLDI | HOUETARHNBHWPEE01_OLDI | BHWPEE01 | BHDHDN09 | ETA_OLDI | BHWPEE01_BHDHDN09 | 6 | 0 | 1 | New
HOUETARHNBHDHDN09_OLDI_FBHWPEE01_D50 | Residential heating technology - Direct district heating substation - plus connection pipe - plus distribution (heating density: low ) - apartment complex - existing building - distributed MEAN level | HOUDHD | HOUETARHN_OLDI_DMD | MKr20 | 2040 | 0.40701 | 0.0016015 | [6 empty] | ETA | I | OLD |  |  | RHNBHDHD | 3 | 0.5 | HOUETARHNBHDHDN09_OLDI_FBHWPEE01 | 0.75 | HOUETARHNBHDHDN09_OLDI | HOUETARHNBHWPEE01_OLDI | BHWPEE01 | BHDHDN09 | ETA_OLDI | BHWPEE01_BHDHDN09 | 6 | 0 | 1 | New
HOUETARHNBHDHDN09_OLDI_FBHWPEE01_D50 | Residential heating technology - Direct district heating substation - plus connection pipe - plus distribution (heating density: low ) - apartment complex - existing building - distributed MEAN level | HOUDHD | HOUETARHN_OLDI_DMD | MKr20 | 2050 | 0.39687 | 0.0015375 | [6 empty] | ETA | I | OLD |  |  | RHNBHDHD | 3 | 0.5 | HOUETARHNBHDHDN09_OLDI_FBHWPEE01 | 0.75 | HOUETARHNBHDHDN09_OLDI | HOUETARHNBHWPEE01_OLDI | BHWPEE01 | BHDHDN09 | ETA_OLDI | BHWPEE01_BHDHDN09 | 6 | 0 | 1 | New
HOUETARHNBHDHDN07_OLDI_FBHWPEE01_D50 | Residential heating technology - Direct district heating substation - plus connection pipe - plus distribution (heating density: medium ) - apartment complex - existing building - distributed MEAN level | HOUDHD | HOUETARHN_OLDI_DMD | MKr20 | 2020 | 0.36639 | 0.0016539 | [6 empty] | ETA | I | OLD |  |  | RHNBHDHD | 3 | 0.5 | HOUETARHNBHDHDN07_OLDI_FBHWPEE01 | 0.75 | HOUETARHNBHDHDN07_OLDI | HOUETARHNBHWPEE01_OLDI | BHWPEE01 | BHDHDN07 | ETA_OLDI | BHWPEE01_BHDHDN07 | 6 | 0 | 1 | New
HOUETARHNBHDHDN07_OLDI_FBHWPEE01_D50 | Residential heating technology - Direct district heating substation - plus connection pipe - plus distribution (heating density: medium ) - apartment complex - existing building - distributed MEAN level | HOUDHD | HOUETARHN_OLDI_DMD | MKr20 | 2025 | 0.36072 | 0.0016763 | [6 empty] | ETA | I | OLD |  |  | RHNBHDHD | 3 | 0.5 | HOUETARHNBHDHDN07_OLDI_FBHWPEE01 | 0.75 | HOUETARHNBHDHDN07_OLDI | HOUETARHNBHWPEE01_OLDI | BHWPEE01 | BHDHDN07 | ETA_OLDI | BHWPEE01_BHDHDN07 | 6 | 0 | 1 | New
HOUETARHNBHDHDN07_OLDI_FBHWPEE01_D50 | Residential heating technology - Direct district heating substation - plus connection pipe - plus distribution (heating density: medium ) - apartment complex - existing building - distributed MEAN level | HOUDHD | HOUETARHN_OLDI_DMD | MKr20 | 2030 | 0.35518 | 0.0016516 | [6 empty] | ETA | I | OLD |  |  | RHNBHDHD | 3 | 0.5 | HOUETARHNBHDHDN07_OLDI_FBHWPEE01 | 0.75 | HOUETARHNBHDHDN07_OLDI | HOUETARHNBHWPEE01_OLDI | BHWPEE01 | BHDHDN07 | ETA_OLDI | BHWPEE01_BHDHDN07 | 6 | 0 | 1 | New
HOUETARHNBHDHDN07_OLDI_FBHWPEE01_D50 | Residential heating technology - Direct district heating substation - plus connection pipe - plus distribution (heating density: medium ) - apartment complex - existing building - distributed MEAN level | HOUDHD | HOUETARHN_OLDI_DMD | MKr20 | 2040 | 0.34451 | 0.0016015 | [6 empty] | ETA | I | OLD |  |  | RHNBHDHD | 3 | 0.5 | HOUETARHNBHDHDN07_OLDI_FBHWPEE01 | 0.75 | HOUETARHNBHDHDN07_OLDI | HOUETARHNBHWPEE01_OLDI | BHWPEE01 | BHDHDN07 | ETA_OLDI | BHWPEE01_BHDHDN07 | 6 | 0 | 1 | New
HOUETARHNBHDHDN07_OLDI_FBHWPEE01_D50 | Residential heating technology - Direct district heating substation - plus connection pipe - plus distribution (heating density: medium ) - apartment complex - existing building - distributed MEAN level | HOUDHD | HOUETARHN_OLDI_DMD | MKr20 | 2050 | 0.33437 | 0.0015375 | [6 empty] | ETA | I | OLD |  |  | RHNBHDHD | 3 | 0.5 | HOUETARHNBHDHDN07_OLDI_FBHWPEE01 | 0.75 | HOUETARHNBHDHDN07_OLDI | HOUETARHNBHWPEE01_OLDI | BHWPEE01 | BHDHDN07 | ETA_OLDI | BHWPEE01_BHDHDN07 | 6 | 0 | 1 | New
HOUETARHNBHDHDN05_OLDI_FBHWPEE01_D50 | Residential heating technology - Direct district heating substation - plus connection pipe - plus distribution (heating density: high ) - apartment complex - existing building - distributed MEAN level | HOUDHD | HOUETARHN_OLDI_DMD | MKr20 | 2020 | 0.30389 | 0.0016539 | [6 empty] | ETA | I | OLD |  |  | RHNBHDHD | 3 | 0.5 | HOUETARHNBHDHDN05_OLDI_FBHWPEE01 | 0.75 | HOUETARHNBHDHDN05_OLDI | HOUETARHNBHWPEE01_OLDI | BHWPEE01 | BHDHDN05 | ETA_OLDI | BHWPEE01_BHDHDN05 | 6 | 0 | 1 | New
HOUETARHNBHDHDN05_OLDI_FBHWPEE01_D50 | Residential heating technology - Direct district heating substation - plus connection pipe - plus distribution (heating density: high ) - apartment complex - existing building - distributed MEAN level | HOUDHD | HOUETARHN_OLDI_DMD | MKr20 | 2025 | 0.29822 | 0.0016763 | [6 empty] | ETA | I | OLD |  |  | RHNBHDHD | 3 | 0.5 | HOUETARHNBHDHDN05_OLDI_FBHWPEE01 | 0.75 | HOUETARHNBHDHDN05_OLDI | HOUETARHNBHWPEE01_OLDI | BHWPEE01 | BHDHDN05 | ETA_OLDI | BHWPEE01_BHDHDN05 | 6 | 0 | 1 | New
HOUETARHNBHDHDN05_OLDI_FBHWPEE01_D50 | Residential heating technology - Direct district heating substation - plus connection pipe - plus distribution (heating density: high ) - apartment complex - existing building - distributed MEAN level | HOUDHD | HOUETARHN_OLDI_DMD | MKr20 | 2030 | 0.29268 | 0.0016516 | [6 empty] | ETA | I | OLD |  |  | RHNBHDHD | 3 | 0.5 | HOUETARHNBHDHDN05_OLDI_FBHWPEE01 | 0.75 | HOUETARHNBHDHDN05_OLDI | HOUETARHNBHWPEE01_OLDI | BHWPEE01 | BHDHDN05 | ETA_OLDI | BHWPEE01_BHDHDN05 | 6 | 0 | 1 | New
HOUETARHNBHDHDN05_OLDI_FBHWPEE01_D50 | Residential heating technology - Direct district heating substation - plus connection pipe - plus distribution (heating density: high ) - apartment complex - existing building - distributed MEAN level | HOUDHD | HOUETARHN_OLDI_DMD | MKr20 | 2040 | 0.28201 | 0.0016015 | [6 empty] | ETA | I | OLD |  |  | RHNBHDHD | 3 | 0.5 | HOUETARHNBHDHDN05_OLDI_FBHWPEE01 | 0.75 | HOUETARHNBHDHDN05_OLDI | HOUETARHNBHWPEE01_OLDI | BHWPEE01 | BHDHDN05 | ETA_OLDI | BHWPEE01_BHDHDN05 | 6 | 0 | 1 | New
HOUETARHNBHDHDN05_OLDI_FBHWPEE01_D50 | Residential heating technology - Direct district heating substation - plus connection pipe - plus distribution (heating density: high ) - apartment complex - existing building - distributed MEAN level | HOUDHD | HOUETARHN_OLDI_DMD | MKr20 | 2050 | 0.27187 | 0.0015375 | [6 empty] | ETA | I | OLD |  |  | RHNBHDHD | 3 | 0.5 | HOUETARHNBHDHDN05_OLDI_FBHWPEE01 | 0.75 | HOUETARHNBHDHDN05_OLDI | HOUETARHNBHWPEE01_OLDI | BHWPEE01 | BHDHDN05 | ETA_OLDI | BHWPEE01_BHDHDN05 | 6 | 0 | 1 | New
HOUETARHNBHDHCN09_OLDI_FBHWPEE01_D50 | Residential heating technology - Direct district heating substation - plus connection pipe - plus distribution (heating density: low ) - apartment complex - existing building - distributed MEAN level | HOUDHC | HOUETARHN_OLDI_DMD | MKr20 | 2020 | 0.42889 | 0.0016539 | [6 empty] | ETA | I | OLD |  |  | RHNBHDHC | 3 | 0.5 | HOUETARHNBHDHCN09_OLDI_FBHWPEE01 | 0.75 | HOUETARHNBHDHCN09_OLDI | HOUETARHNBHWPEE01_OLDI | BHWPEE01 | BHDHCN09 | ETA_OLDI | BHWPEE01_BHDHCN09 | 6 | 0 | 1 | New
HOUETARHNBHDHCN09_OLDI_FBHWPEE01_D50 | Residential heating technology - Direct district heating substation - plus connection pipe - plus distribution (heating density: low ) - apartment complex - existing building - distributed MEAN level | HOUDHC | HOUETARHN_OLDI_DMD | MKr20 | 2025 | 0.42322 | 0.0016763 | [6 empty] | ETA | I | OLD |  |  | RHNBHDHC | 3 | 0.5 | HOUETARHNBHDHCN09_OLDI_FBHWPEE01 | 0.75 | HOUETARHNBHDHCN09_OLDI | HOUETARHNBHWPEE01_OLDI | BHWPEE01 | BHDHCN09 | ETA_OLDI | BHWPEE01_BHDHCN09 | 6 | 0 | 1 | New
HOUETARHNBHDHCN09_OLDI_FBHWPEE01_D50 | Residential heating technology - Direct district heating substation - plus connection pipe - plus distribution (heating density: low ) - apartment complex - existing building - distributed MEAN level | HOUDHC | HOUETARHN_OLDI_DMD | MKr20 | 2030 | 0.41768 | 0.0016516 | [6 empty] | ETA | I | OLD |  |  | RHNBHDHC | 3 | 0.5 | HOUETARHNBHDHCN09_OLDI_FBHWPEE01 | 0.75 | HOUETARHNBHDHCN09_OLDI | HOUETARHNBHWPEE01_OLDI | BHWPEE01 | BHDHCN09 | ETA_OLDI | BHWPEE01_BHDHCN09 | 6 | 0 | 1 | New
HOUETARHNBHDHCN09_OLDI_FBHWPEE01_D50 | Residential heating technology - Direct district heating substation - plus connection pipe - plus distribution (heating density: low ) - apartment complex - existing building - distributed MEAN level | HOUDHC | HOUETARHN_OLDI_DMD | MKr20 | 2040 | 0.40701 | 0.0016015 | [6 empty] | ETA | I | OLD |  |  | RHNBHDHC | 3 | 0.5 | HOUETARHNBHDHCN09_OLDI_FBHWPEE01 | 0.75 | HOUETARHNBHDHCN09_OLDI | HOUETARHNBHWPEE01_OLDI | BHWPEE01 | BHDHCN09 | ETA_OLDI | BHWPEE01_BHDHCN09 | 6 | 0 | 1 | New
HOUETARHNBHDHCN09_OLDI_FBHWPEE01_D50 | Residential heating technology - Direct district heating substation - plus connection pipe - plus distribution (heating density: low ) - apartment complex - existing building - distributed MEAN level | HOUDHC | HOUETARHN_OLDI_DMD | MKr20 | 2050 | 0.39687 | 0.0015375 | [6 empty] | ETA | I | OLD |  |  | RHNBHDHC | 3 | 0.5 | HOUETARHNBHDHCN09_OLDI_FBHWPEE01 | 0.75 | HOUETARHNBHDHCN09_OLDI | HOUETARHNBHWPEE01_OLDI | BHWPEE01 | BHDHCN09 | ETA_OLDI | BHWPEE01_BHDHCN09 | 6 | 0 | 1 | New
HOUETARHNBHDHCN07_OLDI_FBHWPEE01_D50 | Residential heating technology - Direct district heating substation - plus connection pipe - plus distribution (heating density: medium ) - apartment complex - existing building - distributed MEAN level | HOUDHC | HOUETARHN_OLDI_DMD | MKr20 | 2020 | 0.36639 | 0.0016539 | [6 empty] | ETA | I | OLD |  |  | RHNBHDHC | 3 | 0.5 | HOUETARHNBHDHCN07_OLDI_FBHWPEE01 | 0.75 | HOUETARHNBHDHCN07_OLDI | HOUETARHNBHWPEE01_OLDI | BHWPEE01 | BHDHCN07 | ETA_OLDI | BHWPEE01_BHDHCN07 | 6 | 0 | 1 | New
HOUETARHNBHDHCN07_OLDI_FBHWPEE01_D50 | Residential heating technology - Direct district heating substation - plus connection pipe - plus distribution (heating density: medium ) - apartment complex - existing building - distributed MEAN level | HOUDHC | HOUETARHN_OLDI_DMD | MKr20 | 2025 | 0.36072 | 0.0016763 | [6 empty] | ETA | I | OLD |  |  | RHNBHDHC | 3 | 0.5 | HOUETARHNBHDHCN07_OLDI_FBHWPEE01 | 0.75 | HOUETARHNBHDHCN07_OLDI | HOUETARHNBHWPEE01_OLDI | BHWPEE01 | BHDHCN07 | ETA_OLDI | BHWPEE01_BHDHCN07 | 6 | 0 | 1 | New
HOUETARHNBHDHCN07_OLDI_FBHWPEE01_D50 | Residential heating technology - Direct district heating substation - plus connection pipe - plus distribution (heating density: medium ) - apartment complex - existing building - distributed MEAN level | HOUDHC | HOUETARHN_OLDI_DMD | MKr20 | 2030 | 0.35518 | 0.0016516 | [6 empty] | ETA | I | OLD |  |  | RHNBHDHC | 3 | 0.5 | HOUETARHNBHDHCN07_OLDI_FBHWPEE01 | 0.75 | HOUETARHNBHDHCN07_OLDI | HOUETARHNBHWPEE01_OLDI | BHWPEE01 | BHDHCN07 | ETA_OLDI | BHWPEE01_BHDHCN07 | 6 | 0 | 1 | New
HOUETARHNBHDHCN07_OLDI_FBHWPEE01_D50 | Residential heating technology - Direct district heating substation - plus connection pipe - plus distribution (heating density: medium ) - apartment complex - existing building - distributed MEAN level | HOUDHC | HOUETARHN_OLDI_DMD | MKr20 | 2040 | 0.34451 | 0.0016015 | [6 empty] | ETA | I | OLD |  |  | RHNBHDHC | 3 | 0.5 | HOUETARHNBHDHCN07_OLDI_FBHWPEE01 | 0.75 | HOUETARHNBHDHCN07_OLDI | HOUETARHNBHWPEE01_OLDI | BHWPEE01 | BHDHCN07 | ETA_OLDI | BHWPEE01_BHDHCN07 | 6 | 0 | 1 | New
HOUETARHNBHDHCN07_OLDI_FBHWPEE01_D50 | Residential heating technology - Direct district heating substation - plus connection pipe - plus distribution (heating density: medium ) - apartment complex - existing building - distributed MEAN level | HOUDHC | HOUETARHN_OLDI_DMD | MKr20 | 2050 | 0.33437 | 0.0015375 | [6 empty] | ETA | I | OLD |  |  | RHNBHDHC | 3 | 0.5 | HOUETARHNBHDHCN07_OLDI_FBHWPEE01 | 0.75 | HOUETARHNBHDHCN07_OLDI | HOUETARHNBHWPEE01_OLDI | BHWPEE01 | BHDHCN07 | ETA_OLDI | BHWPEE01_BHDHCN07 | 6 | 0 | 1 | New
HOUETARHNBHDHCN05_OLDI_FBHWPEE01_D50 | Residential heating technology - Direct district heating substation - plus connection pipe - plus distribution (heating density: high ) - apartment complex - existing building - distributed MEAN level | HOUDHC | HOUETARHN_OLDI_DMD | MKr20 | 2020 | 0.30389 | 0.0016539 | [6 empty] | ETA | I | OLD |  |  | RHNBHDHC | 3 | 0.5 | HOUETARHNBHDHCN05_OLDI_FBHWPEE01 | 0.75 | HOUETARHNBHDHCN05_OLDI | HOUETARHNBHWPEE01_OLDI | BHWPEE01 | BHDHCN05 | ETA_OLDI | BHWPEE01_BHDHCN05 | 6 | 0 | 1 | New
HOUETARHNBHDHCN05_OLDI_FBHWPEE01_D50 | Residential heating technology - Direct district heating substation - plus connection pipe - plus distribution (heating density: high ) - apartment complex - existing building - distributed MEAN level | HOUDHC | HOUETARHN_OLDI_DMD | MKr20 | 2025 | 0.29822 | 0.0016763 | [6 empty] | ETA | I | OLD |  |  | RHNBHDHC | 3 | 0.5 | HOUETARHNBHDHCN05_OLDI_FBHWPEE01 | 0.75 | HOUETARHNBHDHCN05_OLDI | HOUETARHNBHWPEE01_OLDI | BHWPEE01 | BHDHCN05 | ETA_OLDI | BHWPEE01_BHDHCN05 | 6 | 0 | 1 | New
HOUETARHNBHDHCN05_OLDI_FBHWPEE01_D50 | Residential heating technology - Direct district heating substation - plus connection pipe - plus distribution (heating density: high ) - apartment complex - existing building - distributed MEAN level | HOUDHC | HOUETARHN_OLDI_DMD | MKr20 | 2030 | 0.29268 | 0.0016516 | [6 empty] | ETA | I | OLD |  |  | RHNBHDHC | 3 | 0.5 | HOUETARHNBHDHCN05_OLDI_FBHWPEE01 | 0.75 | HOUETARHNBHDHCN05_OLDI | HOUETARHNBHWPEE01_OLDI | BHWPEE01 | BHDHCN05 | ETA_OLDI | BHWPEE01_BHDHCN05 | 6 | 0 | 1 | New
HOUETARHNBHDHCN05_OLDI_FBHWPEE01_D50 | Residential heating technology - Direct district heating substation - plus connection pipe - plus distribution (heating density: high ) - apartment complex - existing building - distributed MEAN level | HOUDHC | HOUETARHN_OLDI_DMD | MKr20 | 2040 | 0.28201 | 0.0016015 | [6 empty] | ETA | I | OLD |  |  | RHNBHDHC | 3 | 0.5 | HOUETARHNBHDHCN05_OLDI_FBHWPEE01 | 0.75 | HOUETARHNBHDHCN05_OLDI | HOUETARHNBHWPEE01_OLDI | BHWPEE01 | BHDHCN05 | ETA_OLDI | BHWPEE01_BHDHCN05 | 6 | 0 | 1 | New
HOUETARHNBHDHCN05_OLDI_FBHWPEE01_D50 | Residential heating technology - Direct district heating substation - plus connection pipe - plus distribution (heating density: high ) - apartment complex - existing building - distributed MEAN level | HOUDHC | HOUETARHN_OLDI_DMD | MKr20 | 2050 | 0.27187 | 0.0015375 | [6 empty] | ETA | I | OLD |  |  | RHNBHDHC | 3 | 0.5 | HOUETARHNBHDHCN05_OLDI_FBHWPEE01 | 0.75 | HOUETARHNBHDHCN05_OLDI | HOUETARHNBHWPEE01_OLDI | BHWPEE01 | BHDHCN05 | ETA_OLDI | BHWPEE01_BHDHCN05 | 6 | 0 | 1 | New
HOUPARRHNHPELCN07_OLDC_FBHWPEE01_D50 | Residential heating technology - Heat pump, Air-to-water, low-price product - single-family house - existing building - distributed MEAN level | HOUELC, HOUAMB | HOUPARRHN_OLDC_DMD | MKr20 | 2020 | 9.1486 | 0.38286 | 0.33333 | [5 empty] | PAR | C | OLD | 3 |  | RHNHPELC | 3 | 0.5 | HOUPARRHNHPELCN07_OLDC_FBHWPEE01 | 0.75 | HOUPARRHNHPELCN07_OLDC | HOUPARRHNBHWPEE01_OLDC | BHWPEE01 | HPELCN07 | PAR_OLDC | BHWPEE01_HPELCN07 | 6 | 0 | 1 | New
HOUPARRHNHPELCN07_OLDC_FBHWPEE01_D50 | Residential heating technology - Heat pump, Air-to-water, low-price product - single-family house - existing building - distributed MEAN level | HOUELC, HOUAMB | HOUPARRHN_OLDC_DMD | MKr20 | 2025 | 8.3693 | 0.29365 | 0.31746 | [5 empty] | PAR | C | OLD | 3.15 |  | RHNHPELC | 3 | 0.5 | HOUPARRHNHPELCN07_OLDC_FBHWPEE01 | 0.75 | HOUPARRHNHPELCN07_OLDC | HOUPARRHNBHWPEE01_OLDC | BHWPEE01 | HPELCN07 | PAR_OLDC | BHWPEE01_HPELCN07 | 6 | 0 | 1 | New
HOUPARRHNHPELCN07_OLDC_FBHWPEE01_D50 | Residential heating technology - Heat pump, Air-to-water, low-price product - single-family house - existing building - distributed MEAN level | HOUELC, HOUAMB | HOUPARRHN_OLDC_DMD | MKr20 | 2030 | 7.59 | 0.29016 | 0.30303 | [5 empty] | PAR | C | OLD | 3.3 |  | RHNHPELC | 3 | 0.5 | HOUPARRHNHPELCN07_OLDC_FBHWPEE01 | 0.75 | HOUPARRHNHPELCN07_OLDC | HOUPARRHNBHWPEE01_OLDC | BHWPEE01 | HPELCN07 | PAR_OLDC | BHWPEE01_HPELCN07 | 6 | 0 | 1 | New
HOUPARRHNHPELCN07_OLDC_FBHWPEE01_D50 | Residential heating technology - Heat pump, Air-to-water, low-price product - single-family house - existing building - distributed MEAN level | HOUELC, HOUAMB | HOUPARRHN_OLDC_DMD | MKr20 | 2040 | 6.9691 | 0.28368 | 0.28986 | [5 empty] | PAR | C | OLD | 3.45 |  | RHNHPELC | 3 | 0.5 | HOUPARRHNHPELCN07_OLDC_FBHWPEE01 | 0.75 | HOUPARRHNHPELCN07_OLDC | HOUPARRHNBHWPEE01_OLDC | BHWPEE01 | HPELCN07 | PAR_OLDC | BHWPEE01_HPELCN07 | 6 | 0 | 1 | New
HOUPARRHNHPELCN07_OLDC_FBHWPEE01_D50 | Residential heating technology - Heat pump, Air-to-water, low-price product - single-family house - existing building - distributed MEAN level | HOUELC, HOUAMB | HOUPARRHN_OLDC_DMD | MKr20 | 2050 | 6.3482 | 0.2772 | 0.28169 | [5 empty] | PAR | C | OLD | 3.55 |  | RHNHPELC | 3 | 0.5 | HOUPARRHNHPELCN07_OLDC_FBHWPEE01 | 0.75 | HOUPARRHNHPELCN07_OLDC | HOUPARRHNBHWPEE01_OLDC | BHWPEE01 | HPELCN07 | PAR_OLDC | BHWPEE01_HPELCN07 | 6 | 0 | 1 | New
HOUPARRHNHPELCN05_OLDC_FBHWPEE01_D50 | Residential heating technology - Heat pump, Air-to-water - leasing - single-family house - existing building - distributed MEAN level | HOUELC, HOUAMB | HOUPARRHN_OLDC_DMD | MKr20 | 2020 | 5.8286 | 1.06 | 0.31746 | [5 empty] | PAR | C | OLD | 3.15 |  | RHNHPELC | 3 | 0.5 | HOUPARRHNHPELCN05_OLDC_FBHWPEE01 | 0.75 | HOUPARRHNHPELCN05_OLDC | HOUPARRHNBHWPEE01_OLDC | BHWPEE01 | HPELCN05 | PAR_OLDC | BHWPEE01_HPELCN05 | 6 | 0 | 1 | New
HOUPARRHNHPELCN05_OLDC_FBHWPEE01_D50 | Residential heating technology - Heat pump, Air-to-water - leasing - single-family house - existing building - distributed MEAN level | HOUELC, HOUAMB | HOUPARRHN_OLDC_DMD | MKr20 | 2025 | 5.3762 | 0.91425 | 0.30303 | [5 empty] | PAR | C | OLD | 3.3 |  | RHNHPELC | 3 | 0.5 | HOUPARRHNHPELCN05_OLDC_FBHWPEE01 | 0.75 | HOUPARRHNHPELCN05_OLDC | HOUPARRHNBHWPEE01_OLDC | BHWPEE01 | HPELCN05 | PAR_OLDC | BHWPEE01_HPELCN05 | 6 | 0 | 1 | New
HOUPARRHNHPELCN05_OLDC_FBHWPEE01_D50 | Residential heating technology - Heat pump, Air-to-water - leasing - single-family house - existing building - distributed MEAN level | HOUELC, HOUAMB | HOUPARRHN_OLDC_DMD | MKr20 | 2030 | 4.9239 | 0.85421 | 0.28986 | [5 empty] | PAR | C | OLD | 3.45 |  | RHNHPELC | 3 | 0.5 | HOUPARRHNHPELCN05_OLDC_FBHWPEE01 | 0.75 | HOUPARRHNHPELCN05_OLDC | HOUPARRHNBHWPEE01_OLDC | BHWPEE01 | HPELCN05 | PAR_OLDC | BHWPEE01_HPELCN05 | 6 | 0 | 1 | New
HOUPARRHNHPELCN05_OLDC_FBHWPEE01_D50 | Residential heating technology - Heat pump, Air-to-water - leasing - single-family house - existing building - distributed MEAN level | HOUELC, HOUAMB | HOUPARRHN_OLDC_DMD | MKr20 | 2040 | 4.557 | 0.80187 | 0.27778 | [5 empty] | PAR | C | OLD | 3.6 |  | RHNHPELC | 3 | 0.5 | HOUPARRHNHPELCN05_OLDC_FBHWPEE01 | 0.75 | HOUPARRHNHPELCN05_OLDC | HOUPARRHNBHWPEE01_OLDC | BHWPEE01 | HPELCN05 | PAR_OLDC | BHWPEE01_HPELCN05 | 6 | 0 | 1 | New
HOUPARRHNHPELCN05_OLDC_FBHWPEE01_D50 | Residential heating technology - Heat pump, Air-to-water - leasing - single-family house - existing building - distributed MEAN level | HOUELC, HOUAMB | HOUPARRHN_OLDC_DMD | MKr20 | 2050 | 4.1901 | 0.74953 | 0.27027 | [5 empty] | PAR | C | OLD | 3.7 |  | RHNHPELC | 3 | 0.5 | HOUPARRHNHPELCN05_OLDC_FBHWPEE01 | 0.75 | HOUPARRHNHPELCN05_OLDC | HOUPARRHNBHWPEE01_OLDC | BHWPEE01 | HPELCN05 | PAR_OLDC | BHWPEE01_HPELCN05 | 6 | 0 | 1 | New
HOUPARRHNHPELCN04_OLDC_FBHWPEE01_D50 | Residential heating technology - Heat pump, Ground source - single-family house - existing building - distributed MEAN level | HOUELC, HOUAMB | HOUPARRHN_OLDC_DMD | MKr20 | 2020 | 15.4381 | 0.30571 | 0.28986 | [5 empty] | PAR | C | OLD | 3.45 |  | RHNHPELC | 3 | 0.5 | HOUPARRHNHPELCN04_OLDC_FBHWPEE01 | 0.75 | HOUPARRHNHPELCN04_OLDC | HOUPARRHNBHWPEE01_OLDC | BHWPEE01 | HPELCN04 | PAR_OLDC | BHWPEE01_HPELCN04 | 6 | 0 | 1 | New
HOUPARRHNHPELCN04_OLDC_FBHWPEE01_D50 | Residential heating technology - Heat pump, Ground source - single-family house - existing building - distributed MEAN level | HOUELC, HOUAMB | HOUPARRHN_OLDC_DMD | MKr20 | 2025 | 14.6662 | 0.21651 | 0.28169 | [5 empty] | PAR | C | OLD | 3.55 |  | RHNHPELC | 3 | 0.5 | HOUPARRHNHPELCN04_OLDC_FBHWPEE01 | 0.75 | HOUPARRHNHPELCN04_OLDC | HOUPARRHNBHWPEE01_OLDC | BHWPEE01 | HPELCN04 | PAR_OLDC | BHWPEE01_HPELCN04 | 6 | 0 | 1 | New
HOUPARRHNHPELCN04_OLDC_FBHWPEE01_D50 | Residential heating technology - Heat pump, Ground source - single-family house - existing building - distributed MEAN level | HOUELC, HOUAMB | HOUPARRHN_OLDC_DMD | MKr20 | 2030 | 13.8943 | 0.21302 | 0.27397 | [5 empty] | PAR | C | OLD | 3.65 |  | RHNHPELC | 3 | 0.5 | HOUPARRHNHPELCN04_OLDC_FBHWPEE01 | 0.75 | HOUPARRHNHPELCN04_OLDC | HOUPARRHNBHWPEE01_OLDC | BHWPEE01 | HPELCN04 | PAR_OLDC | BHWPEE01_HPELCN04 | 6 | 0 | 1 | New
HOUPARRHNHPELCN04_OLDC_FBHWPEE01_D50 | Residential heating technology - Heat pump, Ground source - single-family house - existing building - distributed MEAN level | HOUELC, HOUAMB | HOUPARRHN_OLDC_DMD | MKr20 | 2040 | 13.1996 | 0.20654 | 0.26316 | [5 empty] | PAR | C | OLD | 3.8 |  | RHNHPELC | 3 | 0.5 | HOUPARRHNHPELCN04_OLDC_FBHWPEE01 | 0.75 | HOUPARRHNHPELCN04_OLDC | HOUPARRHNBHWPEE01_OLDC | BHWPEE01 | HPELCN04 | PAR_OLDC | BHWPEE01_HPELCN04 | 6 | 0 | 1 | New
HOUPARRHNHPELCN04_OLDC_FBHWPEE01_D50 | Residential heating technology - Heat pump, Ground source - single-family house - existing building - distributed MEAN level | HOUELC, HOUAMB | HOUPARRHN_OLDC_DMD | MKr20 | 2050 | 12.5049 | 0.20005 | 0.25974 | [5 empty] | PAR | C | OLD | 3.85 |  | RHNHPELC | 3 | 0.5 | HOUPARRHNHPELCN04_OLDC_FBHWPEE01 | 0.75 | HOUPARRHNHPELCN04_OLDC | HOUPARRHNBHWPEE01_OLDC | BHWPEE01 | HPELCN04 | PAR_OLDC | BHWPEE01_HPELCN04 | 6 | 0 | 1 | New
HOUPARRHNHPELCN03_OLDC_FBHWPEE01_D50 | Residential heating technology - Heat pump, Air-to-water - single-family house - existing building - distributed MEAN level | HOUELC, HOUAMB | HOUPARRHN_OLDC_DMD | MKr20 | 2020 | 11.6571 | 0.33143 | 0.31746 | [5 empty] | PAR | C | OLD | 3.15 |  | RHNHPELC | 3 | 0.5 | HOUPARRHNHPELCN03_OLDC_FBHWPEE01 | 0.75 | HOUPARRHNHPELCN03_OLDC | HOUPARRHNBHWPEE01_OLDC | BHWPEE01 | HPELCN03 | PAR_OLDC | BHWPEE01_HPELCN03 | 6 | 0 | 1 | New
HOUPARRHNHPELCN03_OLDC_FBHWPEE01_D50 | Residential heating technology - Heat pump, Air-to-water - single-family house - existing building - distributed MEAN level | HOUELC, HOUAMB | HOUPARRHN_OLDC_DMD | MKr20 | 2025 | 10.7524 | 0.24222 | 0.30303 | [5 empty] | PAR | C | OLD | 3.3 |  | RHNHPELC | 3 | 0.5 | HOUPARRHNHPELCN03_OLDC_FBHWPEE01 | 0.75 | HOUPARRHNHPELCN03_OLDC | HOUPARRHNBHWPEE01_OLDC | BHWPEE01 | HPELCN03 | PAR_OLDC | BHWPEE01_HPELCN03 | 6 | 0 | 1 | New
HOUPARRHNHPELCN03_OLDC_FBHWPEE01_D50 | Residential heating technology - Heat pump, Air-to-water - single-family house - existing building - distributed MEAN level | HOUELC, HOUAMB | HOUPARRHN_OLDC_DMD | MKr20 | 2030 | 9.8477 | 0.23873 | 0.28986 | [5 empty] | PAR | C | OLD | 3.45 |  | RHNHPELC | 3 | 0.5 | HOUPARRHNHPELCN03_OLDC_FBHWPEE01 | 0.75 | HOUPARRHNHPELCN03_OLDC | HOUPARRHNBHWPEE01_OLDC | BHWPEE01 | HPELCN03 | PAR_OLDC | BHWPEE01_HPELCN03 | 6 | 0 | 1 | New
HOUPARRHNHPELCN03_OLDC_FBHWPEE01_D50 | Residential heating technology - Heat pump, Air-to-water - single-family house - existing building - distributed MEAN level | HOUELC, HOUAMB | HOUPARRHN_OLDC_DMD | MKr20 | 2040 | 9.1139 | 0.23225 | 0.27778 | [5 empty] | PAR | C | OLD | 3.6 |  | RHNHPELC | 3 | 0.5 | HOUPARRHNHPELCN03_OLDC_FBHWPEE01 | 0.75 | HOUPARRHNHPELCN03_OLDC | HOUPARRHNBHWPEE01_OLDC | BHWPEE01 | HPELCN03 | PAR_OLDC | BHWPEE01_HPELCN03 | 6 | 0 | 1 | New
HOUPARRHNHPELCN03_OLDC_FBHWPEE01_D50 | Residential heating technology - Heat pump, Air-to-water - single-family house - existing building - distributed MEAN level | HOUELC, HOUAMB | HOUPARRHN_OLDC_DMD | MKr20 | 2050 | 8.3802 | 0.22577 | 0.27027 | [5 empty] | PAR | C | OLD | 3.7 |  | RHNHPELC | 3 | 0.5 | HOUPARRHNHPELCN03_OLDC_FBHWPEE01 | 0.75 | HOUPARRHNHPELCN03_OLDC | HOUPARRHNBHWPEE01_OLDC | BHWPEE01 | HPELCN03 | PAR_OLDC | BHWPEE01_HPELCN03 | 6 | 0 | 1 | New
HOUPARRHNHPELCN02_OLDC_FBHWPEE01_D50 | Residential heating technology - Heat pump, Air-to-air - single-family house - existing building - distributed MEAN level | HOUELC, HOUAMB | HOUPARRHN_OLDC_DMD | MKr20 | 2020 | 2.1408 | 0.17231 | 0.20619 | [5 empty] | PAR | C | OLD | 4.85 |  | RHNHPELC | 3 | 0.5 | HOUPARRHNHPELCN02_OLDC_FBHWPEE01 | 0.75 | HOUPARRHNHPELCN02_OLDC | HOUPARRHNBHWPEE01_OLDC | BHWPEE01 | HPELCN02 | PAR_OLDC | BHWPEE01_HPELCN02 | 5 | 0 | 1.1 | Unlikely
HOUPARRHNHPELCN02_OLDC_FBHWPEE01_D50 | Residential heating technology - Heat pump, Air-to-air - single-family house - existing building - distributed MEAN level | HOUELC, HOUAMB | HOUPARRHN_OLDC_DMD | MKr20 | 2025 | 2.0884 | 0.11707 | 0.19608 | [5 empty] | PAR | C | OLD | 5.1 |  | RHNHPELC | 3 | 0.5 | HOUPARRHNHPELCN02_OLDC_FBHWPEE01 | 0.75 | HOUPARRHNHPELCN02_OLDC | HOUPARRHNBHWPEE01_OLDC | BHWPEE01 | HPELCN02 | PAR_OLDC | BHWPEE01_HPELCN02 | 5 | 0 | 1.1 | Unlikely
HOUPARRHNHPELCN02_OLDC_FBHWPEE01_D50 | Residential heating technology - Heat pump, Air-to-air - single-family house - existing building - distributed MEAN level | HOUELC, HOUAMB | HOUPARRHN_OLDC_DMD | MKr20 | 2030 | 2.0361 | 0.11491 | 0.18868 | [5 empty] | PAR | C | OLD | 5.3 |  | RHNHPELC | 3 | 0.5 | HOUPARRHNHPELCN02_OLDC_FBHWPEE01 | 0.75 | HOUPARRHNHPELCN02_OLDC | HOUPARRHNBHWPEE01_OLDC | BHWPEE01 | HPELCN02 | PAR_OLDC | BHWPEE01_HPELCN02 | 5 | 0 | 1.1 | Unlikely
HOUPARRHNHPELCN02_OLDC_FBHWPEE01_D50 | Residential heating technology - Heat pump, Air-to-air - single-family house - existing building - distributed MEAN level | HOUELC, HOUAMB | HOUPARRHN_OLDC_DMD | MKr20 | 2040 | 1.939 | 0.11089 | 0.18182 | [5 empty] | PAR | C | OLD | 5.5 |  | RHNHPELC | 3 | 0.5 | HOUPARRHNHPELCN02_OLDC_FBHWPEE01 | 0.75 | HOUPARRHNHPELCN02_OLDC | HOUPARRHNBHWPEE01_OLDC | BHWPEE01 | HPELCN02 | PAR_OLDC | BHWPEE01_HPELCN02 | 5 | 0 | 1.1 | Unlikely
HOUPARRHNHPELCN02_OLDC_FBHWPEE01_D50 | Residential heating technology - Heat pump, Air-to-air - single-family house - existing building - distributed MEAN level | HOUELC, HOUAMB | HOUPARRHN_OLDC_DMD | MKr20 | 2050 | 1.8419 | 0.10688 | 0.17857 | [5 empty] | PAR | C | OLD | 5.6 |  | RHNHPELC | 3 | 0.5 | HOUPARRHNHPELCN02_OLDC_FBHWPEE01 | 0.75 | HOUPARRHNHPELCN02_OLDC | HOUPARRHNBHWPEE01_OLDC | BHWPEE01 | HPELCN02 | PAR_OLDC | BHWPEE01_HPELCN02 | 5 | 0 | 1.1 | Unlikely
HOUPARRHNDIELCN06_OLDC_FBHWPEE01_D50 | Residential heating technology - Electric heating - electric panel from Bauhaus - single-family house - new building - distributed MEAN level | HOUELC | HOUPARRHN_OLDC_DMD | MKr20 | 2020 | 0.605 | 0 | [6 empty] | PAR | C | OLD |  |  | RHNDIELC | 3 | 0.5 | HOUPARRHNDIELCN06_OLDC_FBHWPEE01 | 0.75 | HOUPARRHNDIELCN06_OLDC | HOUPARRHNBHWPEE01_OLDC | BHWPEE01 | DIELCN06 | PAR_OLDC | BHWPEE01_DIELCN06 | 5 | 0 | 1.1 | Unlikely
HOUPARRHNDIELCN06_OLDC_FBHWPEE01_D50 | Residential heating technology - Electric heating - electric panel from Bauhaus - single-family house - new building - distributed MEAN level | HOUELC | HOUPARRHN_OLDC_DMD | MKr20 | 2025 | 0.605 | 0 | [6 empty] | PAR | C | OLD |  |  | RHNDIELC | 3 | 0.5 | HOUPARRHNDIELCN06_OLDC_FBHWPEE01 | 0.75 | HOUPARRHNDIELCN06_OLDC | HOUPARRHNBHWPEE01_OLDC | BHWPEE01 | DIELCN06 | PAR_OLDC | BHWPEE01_DIELCN06 | 5 | 0 | 1.1 | Unlikely
HOUPARRHNDIELCN06_OLDC_FBHWPEE01_D50 | Residential heating technology - Electric heating - electric panel from Bauhaus - single-family house - new building - distributed MEAN level | HOUELC | HOUPARRHN_OLDC_DMD | MKr20 | 2030 | 0.605 | 0 | [6 empty] | PAR | C | OLD |  |  | RHNDIELC | 3 | 0.5 | HOUPARRHNDIELCN06_OLDC_FBHWPEE01 | 0.75 | HOUPARRHNDIELCN06_OLDC | HOUPARRHNBHWPEE01_OLDC | BHWPEE01 | DIELCN06 | PAR_OLDC | BHWPEE01_DIELCN06 | 5 | 0 | 1.1 | Unlikely
HOUPARRHNDIELCN06_OLDC_FBHWPEE01_D50 | Residential heating technology - Electric heating - electric panel from Bauhaus - single-family house - new building - distributed MEAN level | HOUELC | HOUPARRHN_OLDC_DMD | MKr20 | 2040 | 0.605 | 0 | [6 empty] | PAR | C | OLD |  |  | RHNDIELC | 3 | 0.5 | HOUPARRHNDIELCN06_OLDC_FBHWPEE01 | 0.75 | HOUPARRHNDIELCN06_OLDC | HOUPARRHNBHWPEE01_OLDC | BHWPEE01 | DIELCN06 | PAR_OLDC | BHWPEE01_DIELCN06 | 5 | 0 | 1.1 | Unlikely
HOUPARRHNDIELCN06_OLDC_FBHWPEE01_D50 | Residential heating technology - Electric heating - electric panel from Bauhaus - single-family house - new building - distributed MEAN level | HOUELC | HOUPARRHN_OLDC_DMD | MKr20 | 2050 | 0.605 | 0 | [6 empty] | PAR | C | OLD |  |  | RHNDIELC | 3 | 0.5 | HOUPARRHNDIELCN06_OLDC_FBHWPEE01 | 0.75 | HOUPARRHNDIELCN06_OLDC | HOUPARRHNBHWPEE01_OLDC | BHWPEE01 | DIELCN06 | PAR_OLDC | BHWPEE01_DIELCN06 | 5 | 0 | 1.1 | Unlikely
HOUPARRHNDIELCN01_OLDC_FBHWPEE01_D50 | Residential heating technology - Electric heating - single-family house - new building - distributed MEAN level | HOUELC | HOUPARRHN_OLDC_DMD | MKr20 | 2020 | 7.3509 | 0.0596 | [6 empty] | PAR | C | OLD |  |  | RHNDIELC | 3 | 0.5 | HOUPARRHNDIELCN01_OLDC_FBHWPEE01 | 0.75 | HOUPARRHNDIELCN01_OLDC | HOUPARRHNBHWPEE01_OLDC | BHWPEE01 | DIELCN01 | PAR_OLDC | BHWPEE01_DIELCN01 | 5 | 0 | 1.1 | Unlikely
HOUPARRHNDIELCN01_OLDC_FBHWPEE01_D50 | Residential heating technology - Electric heating - single-family house - new building - distributed MEAN level | HOUELC | HOUPARRHN_OLDC_DMD | MKr20 | 2025 | 7.169 | 0.0596 | [6 empty] | PAR | C | OLD |  |  | RHNDIELC | 3 | 0.5 | HOUPARRHNDIELCN01_OLDC_FBHWPEE01 | 0.75 | HOUPARRHNDIELCN01_OLDC | HOUPARRHNBHWPEE01_OLDC | BHWPEE01 | DIELCN01 | PAR_OLDC | BHWPEE01_DIELCN01 | 5 | 0 | 1.1 | Unlikely
HOUPARRHNDIELCN01_OLDC_FBHWPEE01_D50 | Residential heating technology - Electric heating - single-family house - new building - distributed MEAN level | HOUELC | HOUPARRHN_OLDC_DMD | MKr20 | 2030 | 6.9915 | 0.057117 | [6 empty] | PAR | C | OLD |  |  | RHNDIELC | 3 | 0.5 | HOUPARRHNDIELCN01_OLDC_FBHWPEE01 | 0.75 | HOUPARRHNDIELCN01_OLDC | HOUPARRHNBHWPEE01_OLDC | BHWPEE01 | DIELCN01 | PAR_OLDC | BHWPEE01_DIELCN01 | 5 | 0 | 1.1 | Unlikely
HOUPARRHNDIELCN01_OLDC_FBHWPEE01_D50 | Residential heating technology - Electric heating - single-family house - new building - distributed MEAN level | HOUELC | HOUPARRHN_OLDC_DMD | MKr20 | 2040 | 6.6497 | 0.054633 | [6 empty] | PAR | C | OLD |  |  | RHNDIELC | 3 | 0.5 | HOUPARRHNDIELCN01_OLDC_FBHWPEE01 | 0.75 | HOUPARRHNDIELCN01_OLDC | HOUPARRHNBHWPEE01_OLDC | BHWPEE01 | DIELCN01 | PAR_OLDC | BHWPEE01_DIELCN01 | 5 | 0 | 1.1 | Unlikely
HOUPARRHNDIELCN01_OLDC_FBHWPEE01_D50 | Residential heating technology - Electric heating - single-family house - new building - distributed MEAN level | HOUELC | HOUPARRHN_OLDC_DMD | MKr20 | 2050 | 6.3246 | 0.05215 | [6 empty] | PAR | C | OLD |  |  | RHNDIELC | 3 | 0.5 | HOUPARRHNDIELCN01_OLDC_FBHWPEE01 | 0.75 | HOUPARRHNDIELCN01_OLDC | HOUPARRHNBHWPEE01_OLDC | BHWPEE01 | DIELCN01 | PAR_OLDC | BHWPEE01_DIELCN01 | 5 | 0 | 1.1 | Unlikely
HOUPARRHNBHWPEN01_OLDC_FBHWPEE01_D50 | Residential heating technology - Biomass boiler, automatic stoking , wood pellets or wood chips - single-family house - existing building - distributed MEAN level | HOUWPE | HOUPARRHN_OLDC_DMD | MKr20 | 2020 | 3.2616 | 0.27873 |  | 25 | 14 | 70 | 2 | 4 | PAR | C | OLD |  |  | RHNBHWPE | 3 | 0.5 | HOUPARRHNBHWPEN01_OLDC_FBHWPEE01 | 0.75 | HOUPARRHNBHWPEN01_OLDC | HOUPARRHNBHWPEE01_OLDC | BHWPEE01 | BHWPEN01 | PAR_OLDC | BHWPEE01_BHWPEN01 | 2 | 0 | 0.9 | Same
HOUPARRHNBHWPEN01_OLDC_FBHWPEE01_D50 | Residential heating technology - Biomass boiler, automatic stoking , wood pellets or wood chips - single-family house - existing building - distributed MEAN level | HOUWPE | HOUPARRHN_OLDC_DMD | MKr20 | 2025 | 3.1809 | 0.27391 |  | 25 | 14 | 60 | 2 | 4 | PAR | C | OLD |  |  | RHNBHWPE | 3 | 0.5 | HOUPARRHNBHWPEN01_OLDC_FBHWPEE01 | 0.75 | HOUPARRHNBHWPEN01_OLDC | HOUPARRHNBHWPEE01_OLDC | BHWPEE01 | BHWPEN01 | PAR_OLDC | BHWPEE01_BHWPEN01 | 2 | 0 | 0.9 | Same
HOUPARRHNBHWPEN01_OLDC_FBHWPEE01_D50 | Residential heating technology - Biomass boiler, automatic stoking , wood pellets or wood chips - single-family house - existing building - distributed MEAN level | HOUWPE | HOUPARRHN_OLDC_DMD | MKr20 | 2030 | 3.1022 | 0.27026 |  | 25 | 11 | 50 | 1 | 4 | PAR | C | OLD |  |  | RHNBHWPE | 3 | 0.5 | HOUPARRHNBHWPEN01_OLDC_FBHWPEE01 | 0.75 | HOUPARRHNBHWPEN01_OLDC | HOUPARRHNBHWPEE01_OLDC | BHWPEE01 | BHWPEN01 | PAR_OLDC | BHWPEE01_BHWPEN01 | 2 | 0 | 0.9 | Same
HOUPARRHNBHWPEN01_OLDC_FBHWPEE01_D50 | Residential heating technology - Biomass boiler, automatic stoking , wood pellets or wood chips - single-family house - existing building - distributed MEAN level | HOUWPE | HOUPARRHN_OLDC_DMD | MKr20 | 2040 | 2.9505 | 0.2583 |  | 25 | 9 | 45 | 1 | 4 | PAR | C | OLD |  |  | RHNBHWPE | 3 | 0.5 | HOUPARRHNBHWPEN01_OLDC_FBHWPEE01 | 0.75 | HOUPARRHNBHWPEN01_OLDC | HOUPARRHNBHWPEE01_OLDC | BHWPEE01 | BHWPEN01 | PAR_OLDC | BHWPEE01_BHWPEN01 | 2 | 0 | 0.9 | Same
HOUPARRHNBHWPEN01_OLDC_FBHWPEE01_D50 | Residential heating technology - Biomass boiler, automatic stoking , wood pellets or wood chips - single-family house - existing building - distributed MEAN level | HOUWPE | HOUPARRHN_OLDC_DMD | MKr20 | 2050 | 3.5078 | 0.30858 |  | 25 | 9 | 40 | 0 | 4 | PAR | C | OLD |  |  | RHNBHWPE | 3 | 0.5 | HOUPARRHNBHWPEN01_OLDC_FBHWPEE01 | 0.75 | HOUPARRHNBHWPEN01_OLDC | HOUPARRHNBHWPEE01_OLDC | BHWPEE01 | BHWPEN01 | PAR_OLDC | BHWPEE01_BHWPEN01 | 2 | 0 | 0.9 | Same
HOUPARRHNBHSOLN01_OLDC_FBHWPEE01_D50 | Residential heating technology - Solar heating system - single-family house - existing building - distributed MEAN level | HOUSOL | HOUPARRHN_OLDC_DMD | MKr20 | 2020 | 8.0779 | 0.093036 | [6 empty] | PAR | C | OLD |  |  | RHNBHSOL | 3 | 0.5 | HOUPARRHNBHSOLN01_OLDC_FBHWPEE01 | 0.75 | HOUPARRHNBHSOLN01_OLDC | HOUPARRHNBHWPEE01_OLDC | BHWPEE01 | BHSOLN01 | PAR_OLDC | BHWPEE01_BHSOLN01 | 5 | 0 | 1.1 | Unlikely
HOUPARRHNBHSOLN01_OLDC_FBHWPEE01_D50 | Residential heating technology - Solar heating system - single-family house - existing building - distributed MEAN level | HOUSOL | HOUPARRHN_OLDC_DMD | MKr20 | 2025 | 7.878 | 0.08736 | [6 empty] | PAR | C | OLD |  |  | RHNBHSOL | 3 | 0.5 | HOUPARRHNBHSOLN01_OLDC_FBHWPEE01 | 0.75 | HOUPARRHNBHSOLN01_OLDC | HOUPARRHNBHWPEE01_OLDC | BHWPEE01 | BHSOLN01 | PAR_OLDC | BHWPEE01_BHSOLN01 | 5 | 0 | 1.1 | Unlikely
HOUPARRHNBHSOLN01_OLDC_FBHWPEE01_D50 | Residential heating technology - Solar heating system - single-family house - existing building - distributed MEAN level | HOUSOL | HOUPARRHN_OLDC_DMD | MKr20 | 2030 | 7.683 | 0.085232 | [6 empty] | PAR | C | OLD |  |  | RHNBHSOL | 3 | 0.5 | HOUPARRHNBHSOLN01_OLDC_FBHWPEE01 | 0.75 | HOUPARRHNBHSOLN01_OLDC | HOUPARRHNBHWPEE01_OLDC | BHWPEE01 | BHSOLN01 | PAR_OLDC | BHWPEE01_BHSOLN01 | 5 | 0 | 1.1 | Unlikely
HOUPARRHNBHSOLN01_OLDC_FBHWPEE01_D50 | Residential heating technology - Solar heating system - single-family house - existing building - distributed MEAN level | HOUSOL | HOUPARRHN_OLDC_DMD | MKr20 | 2040 | 7.3074 | 0.08062 | [6 empty] | PAR | C | OLD |  |  | RHNBHSOL | 3 | 0.5 | HOUPARRHNBHSOLN01_OLDC_FBHWPEE01 | 0.75 | HOUPARRHNBHSOLN01_OLDC | HOUPARRHNBHWPEE01_OLDC | BHWPEE01 | BHSOLN01 | PAR_OLDC | BHWPEE01_BHSOLN01 | 5 | 0 | 1.1 | Unlikely
HOUPARRHNBHSOLN01_OLDC_FBHWPEE01_D50 | Residential heating technology - Solar heating system - single-family house - existing building - distributed MEAN level | HOUSOL | HOUPARRHN_OLDC_DMD | MKr20 | 2050 | 6.9501 | 0.076008 | [6 empty] | PAR | C | OLD |  |  | RHNBHSOL | 3 | 0.5 | HOUPARRHNBHSOLN01_OLDC_FBHWPEE01 | 0.75 | HOUPARRHNBHSOLN01_OLDC | HOUPARRHNBHWPEE01_OLDC | BHWPEE01 | BHSOLN01 | PAR_OLDC | BHWPEE01_BHSOLN01 | 5 | 0 | 1.1 | Unlikely
HOUPARRHNBHDHCN03_OLDC_FBHWPEE01_D50 | Residential heating technology - Direct district heating substation - plus connection pipe - single-family house - existing building - distributed MEAN level | HOUDHC | HOUPARRHN_OLDC_DMD | MKr20 | 2020 | 3.2097 | 0.030272 | [6 empty] | PAR | C | OLD |  |  | RHNBHDHC | 3 | 0.5 | HOUPARRHNBHDHCN03_OLDC_FBHWPEE01 | 0.75 | HOUPARRHNBHDHCN03_OLDC | HOUPARRHNBHWPEE01_OLDC | BHWPEE01 | BHDHCN03 | PAR_OLDC | BHWPEE01_BHDHCN03 | 6 | 0 | 1 | New
HOUPARRHNBHDHCN03_OLDC_FBHWPEE01_D50 | Residential heating technology - Direct district heating substation - plus connection pipe - single-family house - existing building - distributed MEAN level | HOUDHC | HOUPARRHN_OLDC_DMD | MKr20 | 2025 | 3.1725 | 0.030048 | [6 empty] | PAR | C | OLD |  |  | RHNBHDHC | 3 | 0.5 | HOUPARRHNBHDHCN03_OLDC_FBHWPEE01 | 0.75 | HOUPARRHNBHDHCN03_OLDC | HOUPARRHNBHWPEE01_OLDC | BHWPEE01 | BHDHCN03 | PAR_OLDC | BHWPEE01_BHDHCN03 | 6 | 0 | 1 | New
HOUPARRHNBHDHCN03_OLDC_FBHWPEE01_D50 | Residential heating technology - Direct district heating substation - plus connection pipe - single-family house - existing building - distributed MEAN level | HOUDHC | HOUPARRHN_OLDC_DMD | MKr20 | 2030 | 3.1414 | 0.029511 | [6 empty] | PAR | C | OLD |  |  | RHNBHDHC | 3 | 0.5 | HOUPARRHNBHDHCN03_OLDC_FBHWPEE01 | 0.75 | HOUPARRHNBHDHCN03_OLDC | HOUPARRHNBHWPEE01_OLDC | BHWPEE01 | BHDHCN03 | PAR_OLDC | BHWPEE01_BHDHCN03 | 6 | 0 | 1 | New
HOUPARRHNBHDHCN03_OLDC_FBHWPEE01_D50 | Residential heating technology - Direct district heating substation - plus connection pipe - single-family house - existing building - distributed MEAN level | HOUDHC | HOUPARRHN_OLDC_DMD | MKr20 | 2040 | 3.0855 | 0.02824 | [6 empty] | PAR | C | OLD |  |  | RHNBHDHC | 3 | 0.5 | HOUPARRHNBHDHCN03_OLDC_FBHWPEE01 | 0.75 | HOUPARRHNBHDHCN03_OLDC | HOUPARRHNBHWPEE01_OLDC | BHWPEE01 | BHDHCN03 | PAR_OLDC | BHWPEE01_BHDHCN03 | 6 | 0 | 1 | New
HOUPARRHNBHDHCN03_OLDC_FBHWPEE01_D50 | Residential heating technology - Direct district heating substation - plus connection pipe - single-family house - existing building - distributed MEAN level | HOUDHC | HOUPARRHN_OLDC_DMD | MKr20 | 2050 | 3.0235 | 0.026392 | [6 empty] | PAR | C | OLD |  |  | RHNBHDHC | 3 | 0.5 | HOUPARRHNBHDHCN03_OLDC_FBHWPEE01 | 0.75 | HOUPARRHNBHDHCN03_OLDC | HOUPARRHNBHWPEE01_OLDC | BHWPEE01 | BHDHCN03 | PAR_OLDC | BHWPEE01_BHDHCN03 | 6 | 0 | 1 | New
HOUPARRHNHPELCN07_OLDD_FBHWPEE01_D50 | Residential heating technology - Heat pump, Air-to-water, low-price product - single-family house - existing building - distributed MEAN level | HOUELC, HOUAMB | HOUPARRHN_OLDD_DMD | MKr20 | 2020 | 9.1486 | 0.38286 | 0.33333 | [5 empty] | PAR | D | OLD | 3 |  | RHNHPELC | 3 | 0.5 | HOUPARRHNHPELCN07_OLDD_FBHWPEE01 | 0.75 | HOUPARRHNHPELCN07_OLDD | HOUPARRHNBHWPEE01_OLDD | BHWPEE01 | HPELCN07 | PAR_OLDD | BHWPEE01_HPELCN07 | 6 | 0 | 1 | New
HOUPARRHNHPELCN07_OLDD_FBHWPEE01_D50 | Residential heating technology - Heat pump, Air-to-water, low-price product - single-family house - existing building - distributed MEAN level | HOUELC, HOUAMB | HOUPARRHN_OLDD_DMD | MKr20 | 2025 | 8.3693 | 0.29365 | 0.31746 | [5 empty] | PAR | D | OLD | 3.15 |  | RHNHPELC | 3 | 0.5 | HOUPARRHNHPELCN07_OLDD_FBHWPEE01 | 0.75 | HOUPARRHNHPELCN07_OLDD | HOUPARRHNBHWPEE01_OLDD | BHWPEE01 | HPELCN07 | PAR_OLDD | BHWPEE01_HPELCN07 | 6 | 0 | 1 | New
HOUPARRHNHPELCN07_OLDD_FBHWPEE01_D50 | Residential heating technology - Heat pump, Air-to-water, low-price product - single-family house - existing building - distributed MEAN level | HOUELC, HOUAMB | HOUPARRHN_OLDD_DMD | MKr20 | 2030 | 7.59 | 0.29016 | 0.30303 | [5 empty] | PAR | D | OLD | 3.3 |  | RHNHPELC | 3 | 0.5 | HOUPARRHNHPELCN07_OLDD_FBHWPEE01 | 0.75 | HOUPARRHNHPELCN07_OLDD | HOUPARRHNBHWPEE01_OLDD | BHWPEE01 | HPELCN07 | PAR_OLDD | BHWPEE01_HPELCN07 | 6 | 0 | 1 | New
HOUPARRHNHPELCN07_OLDD_FBHWPEE01_D50 | Residential heating technology - Heat pump, Air-to-water, low-price product - single-family house - existing building - distributed MEAN level | HOUELC, HOUAMB | HOUPARRHN_OLDD_DMD | MKr20 | 2040 | 6.9691 | 0.28368 | 0.28986 | [5 empty] | PAR | D | OLD | 3.45 |  | RHNHPELC | 3 | 0.5 | HOUPARRHNHPELCN07_OLDD_FBHWPEE01 | 0.75 | HOUPARRHNHPELCN07_OLDD | HOUPARRHNBHWPEE01_OLDD | BHWPEE01 | HPELCN07 | PAR_OLDD | BHWPEE01_HPELCN07 | 6 | 0 | 1 | New
HOUPARRHNHPELCN07_OLDD_FBHWPEE01_D50 | Residential heating technology - Heat pump, Air-to-water, low-price product - single-family house - existing building - distributed MEAN level | HOUELC, HOUAMB | HOUPARRHN_OLDD_DMD | MKr20 | 2050 | 6.3482 | 0.2772 | 0.28169 | [5 empty] | PAR | D | OLD | 3.55 |  | RHNHPELC | 3 | 0.5 | HOUPARRHNHPELCN07_OLDD_FBHWPEE01 | 0.75 | HOUPARRHNHPELCN07_OLDD | HOUPARRHNBHWPEE01_OLDD | BHWPEE01 | HPELCN07 | PAR_OLDD | BHWPEE01_HPELCN07 | 6 | 0 | 1 | New
HOUPARRHNHPELCN05_OLDD_FBHWPEE01_D50 | Residential heating technology - Heat pump, Air-to-water - leasing - single-family house - existing building - distributed MEAN level | HOUELC, HOUAMB | HOUPARRHN_OLDD_DMD | MKr20 | 2020 | 5.8286 | 1.06 | 0.31746 | [5 empty] | PAR | D | OLD | 3.15 |  | RHNHPELC | 3 | 0.5 | HOUPARRHNHPELCN05_OLDD_FBHWPEE01 | 0.75 | HOUPARRHNHPELCN05_OLDD | HOUPARRHNBHWPEE01_OLDD | BHWPEE01 | HPELCN05 | PAR_OLDD | BHWPEE01_HPELCN05 | 6 | 0 | 1 | New
HOUPARRHNHPELCN05_OLDD_FBHWPEE01_D50 | Residential heating technology - Heat pump, Air-to-water - leasing - single-family house - existing building - distributed MEAN level | HOUELC, HOUAMB | HOUPARRHN_OLDD_DMD | MKr20 | 2025 | 5.3762 | 0.91425 | 0.30303 | [5 empty] | PAR | D | OLD | 3.3 |  | RHNHPELC | 3 | 0.5 | HOUPARRHNHPELCN05_OLDD_FBHWPEE01 | 0.75 | HOUPARRHNHPELCN05_OLDD | HOUPARRHNBHWPEE01_OLDD | BHWPEE01 | HPELCN05 | PAR_OLDD | BHWPEE01_HPELCN05 | 6 | 0 | 1 | New
HOUPARRHNHPELCN05_OLDD_FBHWPEE01_D50 | Residential heating technology - Heat pump, Air-to-water - leasing - single-family house - existing building - distributed MEAN level | HOUELC, HOUAMB | HOUPARRHN_OLDD_DMD | MKr20 | 2030 | 4.9239 | 0.85421 | 0.28986 | [5 empty] | PAR | D | OLD | 3.45 |  | RHNHPELC | 3 | 0.5 | HOUPARRHNHPELCN05_OLDD_FBHWPEE01 | 0.75 | HOUPARRHNHPELCN05_OLDD | HOUPARRHNBHWPEE01_OLDD | BHWPEE01 | HPELCN05 | PAR_OLDD | BHWPEE01_HPELCN05 | 6 | 0 | 1 | New
HOUPARRHNHPELCN05_OLDD_FBHWPEE01_D50 | Residential heating technology - Heat pump, Air-to-water - leasing - single-family house - existing building - distributed MEAN level | HOUELC, HOUAMB | HOUPARRHN_OLDD_DMD | MKr20 | 2040 | 4.557 | 0.80187 | 0.27778 | [5 empty] | PAR | D | OLD | 3.6 |  | RHNHPELC | 3 | 0.5 | HOUPARRHNHPELCN05_OLDD_FBHWPEE01 | 0.75 | HOUPARRHNHPELCN05_OLDD | HOUPARRHNBHWPEE01_OLDD | BHWPEE01 | HPELCN05 | PAR_OLDD | BHWPEE01_HPELCN05 | 6 | 0 | 1 | New
HOUPARRHNHPELCN05_OLDD_FBHWPEE01_D50 | Residential heating technology - Heat pump, Air-to-water - leasing - single-family house - existing building - distributed MEAN level | HOUELC, HOUAMB | HOUPARRHN_OLDD_DMD | MKr20 | 2050 | 4.1901 | 0.74953 | 0.27027 | [5 empty] | PAR | D | OLD | 3.7 |  | RHNHPELC | 3 | 0.5 | HOUPARRHNHPELCN05_OLDD_FBHWPEE01 | 0.75 | HOUPARRHNHPELCN05_OLDD | HOUPARRHNBHWPEE01_OLDD | BHWPEE01 | HPELCN05 | PAR_OLDD | BHWPEE01_HPELCN05 | 6 | 0 | 1 | New
HOUPARRHNHPELCN04_OLDD_FBHWPEE01_D50 | Residential heating technology - Heat pump, Ground source - single-family house - existing building - distributed MEAN level | HOUELC, HOUAMB | HOUPARRHN_OLDD_DMD | MKr20 | 2020 | 15.4381 | 0.30571 | 0.28986 | [5 empty] | PAR | D | OLD | 3.45 |  | RHNHPELC | 3 | 0.5 | HOUPARRHNHPELCN04_OLDD_FBHWPEE01 | 0.75 | HOUPARRHNHPELCN04_OLDD | HOUPARRHNBHWPEE01_OLDD | BHWPEE01 | HPELCN04 | PAR_OLDD | BHWPEE01_HPELCN04 | 6 | 0 | 1 | New
HOUPARRHNHPELCN04_OLDD_FBHWPEE01_D50 | Residential heating technology - Heat pump, Ground source - single-family house - existing building - distributed MEAN level | HOUELC, HOUAMB | HOUPARRHN_OLDD_DMD | MKr20 | 2025 | 14.6662 | 0.21651 | 0.28169 | [5 empty] | PAR | D | OLD | 3.55 |  | RHNHPELC | 3 | 0.5 | HOUPARRHNHPELCN04_OLDD_FBHWPEE01 | 0.75 | HOUPARRHNHPELCN04_OLDD | HOUPARRHNBHWPEE01_OLDD | BHWPEE01 | HPELCN04 | PAR_OLDD | BHWPEE01_HPELCN04 | 6 | 0 | 1 | New
HOUPARRHNHPELCN04_OLDD_FBHWPEE01_D50 | Residential heating technology - Heat pump, Ground source - single-family house - existing building - distributed MEAN level | HOUELC, HOUAMB | HOUPARRHN_OLDD_DMD | MKr20 | 2030 | 13.8943 | 0.21302 | 0.27397 | [5 empty] | PAR | D | OLD | 3.65 |  | RHNHPELC | 3 | 0.5 | HOUPARRHNHPELCN04_OLDD_FBHWPEE01 | 0.75 | HOUPARRHNHPELCN04_OLDD | HOUPARRHNBHWPEE01_OLDD | BHWPEE01 | HPELCN04 | PAR_OLDD | BHWPEE01_HPELCN04 | 6 | 0 | 1 | New
HOUPARRHNHPELCN04_OLDD_FBHWPEE01_D50 | Residential heating technology - Heat pump, Ground source - single-family house - existing building - distributed MEAN level | HOUELC, HOUAMB | HOUPARRHN_OLDD_DMD | MKr20 | 2040 | 13.1996 | 0.20654 | 0.26316 | [5 empty] | PAR | D | OLD | 3.8 |  | RHNHPELC | 3 | 0.5 | HOUPARRHNHPELCN04_OLDD_FBHWPEE01 | 0.75 | HOUPARRHNHPELCN04_OLDD | HOUPARRHNBHWPEE01_OLDD | BHWPEE01 | HPELCN04 | PAR_OLDD | BHWPEE01_HPELCN04 | 6 | 0 | 1 | New
HOUPARRHNHPELCN04_OLDD_FBHWPEE01_D50 | Residential heating technology - Heat pump, Ground source - single-family house - existing building - distributed MEAN level | HOUELC, HOUAMB | HOUPARRHN_OLDD_DMD | MKr20 | 2050 | 12.5049 | 0.20005 | 0.25974 | [5 empty] | PAR | D | OLD | 3.85 |  | RHNHPELC | 3 | 0.5 | HOUPARRHNHPELCN04_OLDD_FBHWPEE01 | 0.75 | HOUPARRHNHPELCN04_OLDD | HOUPARRHNBHWPEE01_OLDD | BHWPEE01 | HPELCN04 | PAR_OLDD | BHWPEE01_HPELCN04 | 6 | 0 | 1 | New
HOUPARRHNHPELCN03_OLDD_FBHWPEE01_D50 | Residential heating technology - Heat pump, Air-to-water - single-family house - existing building - distributed MEAN level | HOUELC, HOUAMB | HOUPARRHN_OLDD_DMD | MKr20 | 2020 | 11.6571 | 0.33143 | 0.31746 | [5 empty] | PAR | D | OLD | 3.15 |  | RHNHPELC | 3 | 0.5 | HOUPARRHNHPELCN03_OLDD_FBHWPEE01 | 0.75 | HOUPARRHNHPELCN03_OLDD | HOUPARRHNBHWPEE01_OLDD | BHWPEE01 | HPELCN03 | PAR_OLDD | BHWPEE01_HPELCN03 | 6 | 0 | 1 | New
HOUPARRHNHPELCN03_OLDD_FBHWPEE01_D50 | Residential heating technology - Heat pump, Air-to-water - single-family house - existing building - distributed MEAN level | HOUELC, HOUAMB | HOUPARRHN_OLDD_DMD | MKr20 | 2025 | 10.7524 | 0.24222 | 0.30303 | [5 empty] | PAR | D | OLD | 3.3 |  | RHNHPELC | 3 | 0.5 | HOUPARRHNHPELCN03_OLDD_FBHWPEE01 | 0.75 | HOUPARRHNHPELCN03_OLDD | HOUPARRHNBHWPEE01_OLDD | BHWPEE01 | HPELCN03 | PAR_OLDD | BHWPEE01_HPELCN03 | 6 | 0 | 1 | New
HOUPARRHNHPELCN03_OLDD_FBHWPEE01_D50 | Residential heating technology - Heat pump, Air-to-water - single-family house - existing building - distributed MEAN level | HOUELC, HOUAMB | HOUPARRHN_OLDD_DMD | MKr20 | 2030 | 9.8477 | 0.23873 | 0.28986 | [5 empty] | PAR | D | OLD | 3.45 |  | RHNHPELC | 3 | 0.5 | HOUPARRHNHPELCN03_OLDD_FBHWPEE01 | 0.75 | HOUPARRHNHPELCN03_OLDD | HOUPARRHNBHWPEE01_OLDD | BHWPEE01 | HPELCN03 | PAR_OLDD | BHWPEE01_HPELCN03 | 6 | 0 | 1 | New
HOUPARRHNHPELCN03_OLDD_FBHWPEE01_D50 | Residential heating technology - Heat pump, Air-to-water - single-family house - existing building - distributed MEAN level | HOUELC, HOUAMB | HOUPARRHN_OLDD_DMD | MKr20 | 2040 | 9.1139 | 0.23225 | 0.27778 | [5 empty] | PAR | D | OLD | 3.6 |  | RHNHPELC | 3 | 0.5 | HOUPARRHNHPELCN03_OLDD_FBHWPEE01 | 0.75 | HOUPARRHNHPELCN03_OLDD | HOUPARRHNBHWPEE01_OLDD | BHWPEE01 | HPELCN03 | PAR_OLDD | BHWPEE01_HPELCN03 | 6 | 0 | 1 | New
HOUPARRHNHPELCN03_OLDD_FBHWPEE01_D50 | Residential heating technology - Heat pump, Air-to-water - single-family house - existing building - distributed MEAN level | HOUELC, HOUAMB | HOUPARRHN_OLDD_DMD | MKr20 | 2050 | 8.3802 | 0.22577 | 0.27027 | [5 empty] | PAR | D | OLD | 3.7 |  | RHNHPELC | 3 | 0.5 | HOUPARRHNHPELCN03_OLDD_FBHWPEE01 | 0.75 | HOUPARRHNHPELCN03_OLDD | HOUPARRHNBHWPEE01_OLDD | BHWPEE01 | HPELCN03 | PAR_OLDD | BHWPEE01_HPELCN03 | 6 | 0 | 1 | New
HOUPARRHNHPELCN02_OLDD_FBHWPEE01_D50 | Residential heating technology - Heat pump, Air-to-air - single-family house - existing building - distributed MEAN level | HOUELC, HOUAMB | HOUPARRHN_OLDD_DMD | MKr20 | 2020 | 2.1408 | 0.17231 | 0.20619 | [5 empty] | PAR | D | OLD | 4.85 |  | RHNHPELC | 3 | 0.5 | HOUPARRHNHPELCN02_OLDD_FBHWPEE01 | 0.75 | HOUPARRHNHPELCN02_OLDD | HOUPARRHNBHWPEE01_OLDD | BHWPEE01 | HPELCN02 | PAR_OLDD | BHWPEE01_HPELCN02 | 5 | 0 | 1.1 | Unlikely
HOUPARRHNHPELCN02_OLDD_FBHWPEE01_D50 | Residential heating technology - Heat pump, Air-to-air - single-family house - existing building - distributed MEAN level | HOUELC, HOUAMB | HOUPARRHN_OLDD_DMD | MKr20 | 2025 | 2.0884 | 0.11707 | 0.19608 | [5 empty] | PAR | D | OLD | 5.1 |  | RHNHPELC | 3 | 0.5 | HOUPARRHNHPELCN02_OLDD_FBHWPEE01 | 0.75 | HOUPARRHNHPELCN02_OLDD | HOUPARRHNBHWPEE01_OLDD | BHWPEE01 | HPELCN02 | PAR_OLDD | BHWPEE01_HPELCN02 | 5 | 0 | 1.1 | Unlikely
HOUPARRHNHPELCN02_OLDD_FBHWPEE01_D50 | Residential heating technology - Heat pump, Air-to-air - single-family house - existing building - distributed MEAN level | HOUELC, HOUAMB | HOUPARRHN_OLDD_DMD | MKr20 | 2030 | 2.0361 | 0.11491 | 0.18868 | [5 empty] | PAR | D | OLD | 5.3 |  | RHNHPELC | 3 | 0.5 | HOUPARRHNHPELCN02_OLDD_FBHWPEE01 | 0.75 | HOUPARRHNHPELCN02_OLDD | HOUPARRHNBHWPEE01_OLDD | BHWPEE01 | HPELCN02 | PAR_OLDD | BHWPEE01_HPELCN02 | 5 | 0 | 1.1 | Unlikely
HOUPARRHNHPELCN02_OLDD_FBHWPEE01_D50 | Residential heating technology - Heat pump, Air-to-air - single-family house - existing building - distributed MEAN level | HOUELC, HOUAMB | HOUPARRHN_OLDD_DMD | MKr20 | 2040 | 1.939 | 0.11089 | 0.18182 | [5 empty] | PAR | D | OLD | 5.5 |  | RHNHPELC | 3 | 0.5 | HOUPARRHNHPELCN02_OLDD_FBHWPEE01 | 0.75 | HOUPARRHNHPELCN02_OLDD | HOUPARRHNBHWPEE01_OLDD | BHWPEE01 | HPELCN02 | PAR_OLDD | BHWPEE01_HPELCN02 | 5 | 0 | 1.1 | Unlikely
HOUPARRHNHPELCN02_OLDD_FBHWPEE01_D50 | Residential heating technology - Heat pump, Air-to-air - single-family house - existing building - distributed MEAN level | HOUELC, HOUAMB | HOUPARRHN_OLDD_DMD | MKr20 | 2050 | 1.8419 | 0.10688 | 0.17857 | [5 empty] | PAR | D | OLD | 5.6 |  | RHNHPELC | 3 | 0.5 | HOUPARRHNHPELCN02_OLDD_FBHWPEE01 | 0.75 | HOUPARRHNHPELCN02_OLDD | HOUPARRHNBHWPEE01_OLDD | BHWPEE01 | HPELCN02 | PAR_OLDD | BHWPEE01_HPELCN02 | 5 | 0 | 1.1 | Unlikely
HOUPARRHNDIELCN06_OLDD_FBHWPEE01_D50 | Residential heating technology - Electric heating - electric panel from Bauhaus - single-family house - new building - distributed MEAN level | HOUELC | HOUPARRHN_OLDD_DMD | MKr20 | 2020 | 0.605 | 0 | [6 empty] | PAR | D | OLD |  |  | RHNDIELC | 3 | 0.5 | HOUPARRHNDIELCN06_OLDD_FBHWPEE01 | 0.75 | HOUPARRHNDIELCN06_OLDD | HOUPARRHNBHWPEE01_OLDD | BHWPEE01 | DIELCN06 | PAR_OLDD | BHWPEE01_DIELCN06 | 5 | 0 | 1.1 | Unlikely
HOUPARRHNDIELCN06_OLDD_FBHWPEE01_D50 | Residential heating technology - Electric heating - electric panel from Bauhaus - single-family house - new building - distributed MEAN level | HOUELC | HOUPARRHN_OLDD_DMD | MKr20 | 2025 | 0.605 | 0 | [6 empty] | PAR | D | OLD |  |  | RHNDIELC | 3 | 0.5 | HOUPARRHNDIELCN06_OLDD_FBHWPEE01 | 0.75 | HOUPARRHNDIELCN06_OLDD | HOUPARRHNBHWPEE01_OLDD | BHWPEE01 | DIELCN06 | PAR_OLDD | BHWPEE01_DIELCN06 | 5 | 0 | 1.1 | Unlikely
HOUPARRHNDIELCN06_OLDD_FBHWPEE01_D50 | Residential heating technology - Electric heating - electric panel from Bauhaus - single-family house - new building - distributed MEAN level | HOUELC | HOUPARRHN_OLDD_DMD | MKr20 | 2030 | 0.605 | 0 | [6 empty] | PAR | D | OLD |  |  | RHNDIELC | 3 | 0.5 | HOUPARRHNDIELCN06_OLDD_FBHWPEE01 | 0.75 | HOUPARRHNDIELCN06_OLDD | HOUPARRHNBHWPEE01_OLDD | BHWPEE01 | DIELCN06 | PAR_OLDD | BHWPEE01_DIELCN06 | 5 | 0 | 1.1 | Unlikely
HOUPARRHNDIELCN06_OLDD_FBHWPEE01_D50 | Residential heating technology - Electric heating - electric panel from Bauhaus - single-family house - new building - distributed MEAN level | HOUELC | HOUPARRHN_OLDD_DMD | MKr20 | 2040 | 0.605 | 0 | [6 empty] | PAR | D | OLD |  |  | RHNDIELC | 3 | 0.5 | HOUPARRHNDIELCN06_OLDD_FBHWPEE01 | 0.75 | HOUPARRHNDIELCN06_OLDD | HOUPARRHNBHWPEE01_OLDD | BHWPEE01 | DIELCN06 | PAR_OLDD | BHWPEE01_DIELCN06 | 5 | 0 | 1.1 | Unlikely
HOUPARRHNDIELCN06_OLDD_FBHWPEE01_D50 | Residential heating technology - Electric heating - electric panel from Bauhaus - single-family house - new building - distributed MEAN level | HOUELC | HOUPARRHN_OLDD_DMD | MKr20 | 2050 | 0.605 | 0 | [6 empty] | PAR | D | OLD |  |  | RHNDIELC | 3 | 0.5 | HOUPARRHNDIELCN06_OLDD_FBHWPEE01 | 0.75 | HOUPARRHNDIELCN06_OLDD | HOUPARRHNBHWPEE01_OLDD | BHWPEE01 | DIELCN06 | PAR_OLDD | BHWPEE01_DIELCN06 | 5 | 0 | 1.1 | Unlikely
HOUPARRHNDIELCN01_OLDD_FBHWPEE01_D50 | Residential heating technology - Electric heating - single-family house - new building - distributed MEAN level | HOUELC | HOUPARRHN_OLDD_DMD | MKr20 | 2020 | 7.3509 | 0.0596 | [6 empty] | PAR | D | OLD |  |  | RHNDIELC | 3 | 0.5 | HOUPARRHNDIELCN01_OLDD_FBHWPEE01 | 0.75 | HOUPARRHNDIELCN01_OLDD | HOUPARRHNBHWPEE01_OLDD | BHWPEE01 | DIELCN01 | PAR_OLDD | BHWPEE01_DIELCN01 | 5 | 0 | 1.1 | Unlikely
HOUPARRHNDIELCN01_OLDD_FBHWPEE01_D50 | Residential heating technology - Electric heating - single-family house - new building - distributed MEAN level | HOUELC | HOUPARRHN_OLDD_DMD | MKr20 | 2025 | 7.169 | 0.0596 | [6 empty] | PAR | D | OLD |  |  | RHNDIELC | 3 | 0.5 | HOUPARRHNDIELCN01_OLDD_FBHWPEE01 | 0.75 | HOUPARRHNDIELCN01_OLDD | HOUPARRHNBHWPEE01_OLDD | BHWPEE01 | DIELCN01 | PAR_OLDD | BHWPEE01_DIELCN01 | 5 | 0 | 1.1 | Unlikely
HOUPARRHNDIELCN01_OLDD_FBHWPEE01_D50 | Residential heating technology - Electric heating - single-family house - new building - distributed MEAN level | HOUELC | HOUPARRHN_OLDD_DMD | MKr20 | 2030 | 6.9915 | 0.057117 | [6 empty] | PAR | D | OLD |  |  | RHNDIELC | 3 | 0.5 | HOUPARRHNDIELCN01_OLDD_FBHWPEE01 | 0.75 | HOUPARRHNDIELCN01_OLDD | HOUPARRHNBHWPEE01_OLDD | BHWPEE01 | DIELCN01 | PAR_OLDD | BHWPEE01_DIELCN01 | 5 | 0 | 1.1 | Unlikely
HOUPARRHNDIELCN01_OLDD_FBHWPEE01_D50 | Residential heating technology - Electric heating - single-family house - new building - distributed MEAN level | HOUELC | HOUPARRHN_OLDD_DMD | MKr20 | 2040 | 6.6497 | 0.054633 | [6 empty] | PAR | D | OLD |  |  | RHNDIELC | 3 | 0.5 | HOUPARRHNDIELCN01_OLDD_FBHWPEE01 | 0.75 | HOUPARRHNDIELCN01_OLDD | HOUPARRHNBHWPEE01_OLDD | BHWPEE01 | DIELCN01 | PAR_OLDD | BHWPEE01_DIELCN01 | 5 | 0 | 1.1 | Unlikely
HOUPARRHNDIELCN01_OLDD_FBHWPEE01_D50 | Residential heating technology - Electric heating - single-family house - new building - distributed MEAN level | HOUELC | HOUPARRHN_OLDD_DMD | MKr20 | 2050 | 6.3246 | 0.05215 | [6 empty] | PAR | D | OLD |  |  | RHNDIELC | 3 | 0.5 | HOUPARRHNDIELCN01_OLDD_FBHWPEE01 | 0.75 | HOUPARRHNDIELCN01_OLDD | HOUPARRHNBHWPEE01_OLDD | BHWPEE01 | DIELCN01 | PAR_OLDD | BHWPEE01_DIELCN01 | 5 | 0 | 1.1 | Unlikely
HOUPARRHNBHWPEN01_OLDD_FBHWPEE01_D50 | Residential heating technology - Biomass boiler, automatic stoking , wood pellets or wood chips - single-family house - existing building - distributed MEAN level | HOUWPE | HOUPARRHN_OLDD_DMD | MKr20 | 2020 | 3.2616 | 0.27873 |  | 25 | 14 | 70 | 2 | 4 | PAR | D | OLD |  |  | RHNBHWPE | 3 | 0.5 | HOUPARRHNBHWPEN01_OLDD_FBHWPEE01 | 0.75 | HOUPARRHNBHWPEN01_OLDD | HOUPARRHNBHWPEE01_OLDD | BHWPEE01 | BHWPEN01 | PAR_OLDD | BHWPEE01_BHWPEN01 | 2 | 0 | 0.9 | Same
HOUPARRHNBHWPEN01_OLDD_FBHWPEE01_D50 | Residential heating technology - Biomass boiler, automatic stoking , wood pellets or wood chips - single-family house - existing building - distributed MEAN level | HOUWPE | HOUPARRHN_OLDD_DMD | MKr20 | 2025 | 3.1809 | 0.27391 |  | 25 | 14 | 60 | 2 | 4 | PAR | D | OLD |  |  | RHNBHWPE | 3 | 0.5 | HOUPARRHNBHWPEN01_OLDD_FBHWPEE01 | 0.75 | HOUPARRHNBHWPEN01_OLDD | HOUPARRHNBHWPEE01_OLDD | BHWPEE01 | BHWPEN01 | PAR_OLDD | BHWPEE01_BHWPEN01 | 2 | 0 | 0.9 | Same
HOUPARRHNBHWPEN01_OLDD_FBHWPEE01_D50 | Residential heating technology - Biomass boiler, automatic stoking , wood pellets or wood chips - single-family house - existing building - distributed MEAN level | HOUWPE | HOUPARRHN_OLDD_DMD | MKr20 | 2030 | 3.1022 | 0.27026 |  | 25 | 11 | 50 | 1 | 4 | PAR | D | OLD |  |  | RHNBHWPE | 3 | 0.5 | HOUPARRHNBHWPEN01_OLDD_FBHWPEE01 | 0.75 | HOUPARRHNBHWPEN01_OLDD | HOUPARRHNBHWPEE01_OLDD | BHWPEE01 | BHWPEN01 | PAR_OLDD | BHWPEE01_BHWPEN01 | 2 | 0 | 0.9 | Same
HOUPARRHNBHWPEN01_OLDD_FBHWPEE01_D50 | Residential heating technology - Biomass boiler, automatic stoking , wood pellets or wood chips - single-family house - existing building - distributed MEAN level | HOUWPE | HOUPARRHN_OLDD_DMD | MKr20 | 2040 | 2.9505 | 0.2583 |  | 25 | 9 | 45 | 1 | 4 | PAR | D | OLD |  |  | RHNBHWPE | 3 | 0.5 | HOUPARRHNBHWPEN01_OLDD_FBHWPEE01 | 0.75 | HOUPARRHNBHWPEN01_OLDD | HOUPARRHNBHWPEE01_OLDD | BHWPEE01 | BHWPEN01 | PAR_OLDD | BHWPEE01_BHWPEN01 | 2 | 0 | 0.9 | Same
HOUPARRHNBHWPEN01_OLDD_FBHWPEE01_D50 | Residential heating technology - Biomass boiler, automatic stoking , wood pellets or wood chips - single-family house - existing building - distributed MEAN level | HOUWPE | HOUPARRHN_OLDD_DMD | MKr20 | 2050 | 3.5078 | 0.30858 |  | 25 | 9 | 40 | 0 | 4 | PAR | D | OLD |  |  | RHNBHWPE | 3 | 0.5 | HOUPARRHNBHWPEN01_OLDD_FBHWPEE01 | 0.75 | HOUPARRHNBHWPEN01_OLDD | HOUPARRHNBHWPEE01_OLDD | BHWPEE01 | BHWPEN01 | PAR_OLDD | BHWPEE01_BHWPEN01 | 2 | 0 | 0.9 | Same
HOUPARRHNBHSOLN01_OLDD_FBHWPEE01_D50 | Residential heating technology - Solar heating system - single-family house - existing building - distributed MEAN level | HOUSOL | HOUPARRHN_OLDD_DMD | MKr20 | 2020 | 8.0779 | 0.093036 | [6 empty] | PAR | D | OLD |  |  | RHNBHSOL | 3 | 0.5 | HOUPARRHNBHSOLN01_OLDD_FBHWPEE01 | 0.75 | HOUPARRHNBHSOLN01_OLDD | HOUPARRHNBHWPEE01_OLDD | BHWPEE01 | BHSOLN01 | PAR_OLDD | BHWPEE01_BHSOLN01 | 5 | 0 | 1.1 | Unlikely
HOUPARRHNBHSOLN01_OLDD_FBHWPEE01_D50 | Residential heating technology - Solar heating system - single-family house - existing building - distributed MEAN level | HOUSOL | HOUPARRHN_OLDD_DMD | MKr20 | 2025 | 7.878 | 0.08736 | [6 empty] | PAR | D | OLD |  |  | RHNBHSOL | 3 | 0.5 | HOUPARRHNBHSOLN01_OLDD_FBHWPEE01 | 0.75 | HOUPARRHNBHSOLN01_OLDD | HOUPARRHNBHWPEE01_OLDD | BHWPEE01 | BHSOLN01 | PAR_OLDD | BHWPEE01_BHSOLN01 | 5 | 0 | 1.1 | Unlikely
HOUPARRHNBHSOLN01_OLDD_FBHWPEE01_D50 | Residential heating technology - Solar heating system - single-family house - existing building - distributed MEAN level | HOUSOL | HOUPARRHN_OLDD_DMD | MKr20 | 2030 | 7.683 | 0.085232 | [6 empty] | PAR | D | OLD |  |  | RHNBHSOL | 3 | 0.5 | HOUPARRHNBHSOLN01_OLDD_FBHWPEE01 | 0.75 | HOUPARRHNBHSOLN01_OLDD | HOUPARRHNBHWPEE01_OLDD | BHWPEE01 | BHSOLN01 | PAR_OLDD | BHWPEE01_BHSOLN01 | 5 | 0 | 1.1 | Unlikely
HOUPARRHNBHSOLN01_OLDD_FBHWPEE01_D50 | Residential heating technology - Solar heating system - single-family house - existing building - distributed MEAN level | HOUSOL | HOUPARRHN_OLDD_DMD | MKr20 | 2040 | 7.3074 | 0.08062 | [6 empty] | PAR | D | OLD |  |  | RHNBHSOL | 3 | 0.5 | HOUPARRHNBHSOLN01_OLDD_FBHWPEE01 | 0.75 | HOUPARRHNBHSOLN01_OLDD | HOUPARRHNBHWPEE01_OLDD | BHWPEE01 | BHSOLN01 | PAR_OLDD | BHWPEE01_BHSOLN01 | 5 | 0 | 1.1 | Unlikely
HOUPARRHNBHSOLN01_OLDD_FBHWPEE01_D50 | Residential heating technology - Solar heating system - single-family house - existing building - distributed MEAN level | HOUSOL | HOUPARRHN_OLDD_DMD | MKr20 | 2050 | 6.9501 | 0.076008 | [6 empty] | PAR | D | OLD |  |  | RHNBHSOL | 3 | 0.5 | HOUPARRHNBHSOLN01_OLDD_FBHWPEE01 | 0.75 | HOUPARRHNBHSOLN01_OLDD | HOUPARRHNBHWPEE01_OLDD | BHWPEE01 | BHSOLN01 | PAR_OLDD | BHWPEE01_BHSOLN01 | 5 | 0 | 1.1 | Unlikely
HOUPARRHNBHDHDN03_OLDD_FBHWPEE01_D50 | Residential heating technology - Direct district heating substation - plus connection pipe - single-family house - existing building - distributed MEAN level | HOUDHD | HOUPARRHN_OLDD_DMD | MKr20 | 2020 | 3.2097 | 0.030272 | [6 empty] | PAR | D | OLD |  |  | RHNBHDHD | 3 | 0.5 | HOUPARRHNBHDHDN03_OLDD_FBHWPEE01 | 0.75 | HOUPARRHNBHDHDN03_OLDD | HOUPARRHNBHWPEE01_OLDD | BHWPEE01 | BHDHDN03 | PAR_OLDD | BHWPEE01_BHDHDN03 | 6 | 0 | 1 | New
HOUPARRHNBHDHDN03_OLDD_FBHWPEE01_D50 | Residential heating technology - Direct district heating substation - plus connection pipe - single-family house - existing building - distributed MEAN level | HOUDHD | HOUPARRHN_OLDD_DMD | MKr20 | 2025 | 3.1725 | 0.030048 | [6 empty] | PAR | D | OLD |  |  | RHNBHDHD | 3 | 0.5 | HOUPARRHNBHDHDN03_OLDD_FBHWPEE01 | 0.75 | HOUPARRHNBHDHDN03_OLDD | HOUPARRHNBHWPEE01_OLDD | BHWPEE01 | BHDHDN03 | PAR_OLDD | BHWPEE01_BHDHDN03 | 6 | 0 | 1 | New
HOUPARRHNBHDHDN03_OLDD_FBHWPEE01_D50 | Residential heating technology - Direct district heating substation - plus connection pipe - single-family house - existing building - distributed MEAN level | HOUDHD | HOUPARRHN_OLDD_DMD | MKr20 | 2030 | 3.1414 | 0.029511 | [6 empty] | PAR | D | OLD |  |  | RHNBHDHD | 3 | 0.5 | HOUPARRHNBHDHDN03_OLDD_FBHWPEE01 | 0.75 | HOUPARRHNBHDHDN03_OLDD | HOUPARRHNBHWPEE01_OLDD | BHWPEE01 | BHDHDN03 | PAR_OLDD | BHWPEE01_BHDHDN03 | 6 | 0 | 1 | New
HOUPARRHNBHDHDN03_OLDD_FBHWPEE01_D50 | Residential heating technology - Direct district heating substation - plus connection pipe - single-family house - existing building - distributed MEAN level | HOUDHD | HOUPARRHN_OLDD_DMD | MKr20 | 2040 | 3.0855 | 0.02824 | [6 empty] | PAR | D | OLD |  |  | RHNBHDHD | 3 | 0.5 | HOUPARRHNBHDHDN03_OLDD_FBHWPEE01 | 0.75 | HOUPARRHNBHDHDN03_OLDD | HOUPARRHNBHWPEE01_OLDD | BHWPEE01 | BHDHDN03 | PAR_OLDD | BHWPEE01_BHDHDN03 | 6 | 0 | 1 | New
HOUPARRHNBHDHDN03_OLDD_FBHWPEE01_D50 | Residential heating technology - Direct district heating substation - plus connection pipe - single-family house - existing building - distributed MEAN level | HOUDHD | HOUPARRHN_OLDD_DMD | MKr20 | 2050 | 3.0235 | 0.026392 | [6 empty] | PAR | D | OLD |  |  | RHNBHDHD | 3 | 0.5 | HOUPARRHNBHDHDN03_OLDD_FBHWPEE01 | 0.75 | HOUPARRHNBHDHDN03_OLDD | HOUPARRHNBHWPEE01_OLDD | BHWPEE01 | BHDHDN03 | PAR_OLDD | BHWPEE01_BHDHDN03 | 6 | 0 | 1 | New
HOUPARRHNHPELCN07_OLDI_FBHWPEE01_D50 | Residential heating technology - Heat pump, Air-to-water, low-price product - single-family house - existing building - distributed MEAN level | HOUELC, HOUAMB | HOUPARRHN_OLDI_DMD | MKr20 | 2020 | 9.1486 | 0.38286 | 0.33333 | [5 empty] | PAR | I | OLD | 3 |  | RHNHPELC | 3 | 0.5 | HOUPARRHNHPELCN07_OLDI_FBHWPEE01 | 0.75 | HOUPARRHNHPELCN07_OLDI | HOUPARRHNBHWPEE01_OLDI | BHWPEE01 | HPELCN07 | PAR_OLDI | BHWPEE01_HPELCN07 | 6 | 0 | 1 | New
HOUPARRHNHPELCN07_OLDI_FBHWPEE01_D50 | Residential heating technology - Heat pump, Air-to-water, low-price product - single-family house - existing building - distributed MEAN level | HOUELC, HOUAMB | HOUPARRHN_OLDI_DMD | MKr20 | 2025 | 8.3693 | 0.29365 | 0.31746 | [5 empty] | PAR | I | OLD | 3.15 |  | RHNHPELC | 3 | 0.5 | HOUPARRHNHPELCN07_OLDI_FBHWPEE01 | 0.75 | HOUPARRHNHPELCN07_OLDI | HOUPARRHNBHWPEE01_OLDI | BHWPEE01 | HPELCN07 | PAR_OLDI | BHWPEE01_HPELCN07 | 6 | 0 | 1 | New
HOUPARRHNHPELCN07_OLDI_FBHWPEE01_D50 | Residential heating technology - Heat pump, Air-to-water, low-price product - single-family house - existing building - distributed MEAN level | HOUELC, HOUAMB | HOUPARRHN_OLDI_DMD | MKr20 | 2030 | 7.59 | 0.29016 | 0.30303 | [5 empty] | PAR | I | OLD | 3.3 |  | RHNHPELC | 3 | 0.5 | HOUPARRHNHPELCN07_OLDI_FBHWPEE01 | 0.75 | HOUPARRHNHPELCN07_OLDI | HOUPARRHNBHWPEE01_OLDI | BHWPEE01 | HPELCN07 | PAR_OLDI | BHWPEE01_HPELCN07 | 6 | 0 | 1 | New
HOUPARRHNHPELCN07_OLDI_FBHWPEE01_D50 | Residential heating technology - Heat pump, Air-to-water, low-price product - single-family house - existing building - distributed MEAN level | HOUELC, HOUAMB | HOUPARRHN_OLDI_DMD | MKr20 | 2040 | 6.9691 | 0.28368 | 0.28986 | [5 empty] | PAR | I | OLD | 3.45 |  | RHNHPELC | 3 | 0.5 | HOUPARRHNHPELCN07_OLDI_FBHWPEE01 | 0.75 | HOUPARRHNHPELCN07_OLDI | HOUPARRHNBHWPEE01_OLDI | BHWPEE01 | HPELCN07 | PAR_OLDI | BHWPEE01_HPELCN07 | 6 | 0 | 1 | New
HOUPARRHNHPELCN07_OLDI_FBHWPEE01_D50 | Residential heating technology - Heat pump, Air-to-water, low-price product - single-family house - existing building - distributed MEAN level | HOUELC, HOUAMB | HOUPARRHN_OLDI_DMD | MKr20 | 2050 | 6.3482 | 0.2772 | 0.28169 | [5 empty] | PAR | I | OLD | 3.55 |  | RHNHPELC | 3 | 0.5 | HOUPARRHNHPELCN07_OLDI_FBHWPEE01 | 0.75 | HOUPARRHNHPELCN07_OLDI | HOUPARRHNBHWPEE01_OLDI | BHWPEE01 | HPELCN07 | PAR_OLDI | BHWPEE01_HPELCN07 | 6 | 0 | 1 | New
HOUPARRHNHPELCN05_OLDI_FBHWPEE01_D50 | Residential heating technology - Heat pump, Air-to-water - leasing - single-family house - existing building - distributed MEAN level | HOUELC, HOUAMB | HOUPARRHN_OLDI_DMD | MKr20 | 2020 | 5.8286 | 1.06 | 0.31746 | [5 empty] | PAR | I | OLD | 3.15 |  | RHNHPELC | 3 | 0.5 | HOUPARRHNHPELCN05_OLDI_FBHWPEE01 | 0.75 | HOUPARRHNHPELCN05_OLDI | HOUPARRHNBHWPEE01_OLDI | BHWPEE01 | HPELCN05 | PAR_OLDI | BHWPEE01_HPELCN05 | 6 | 0 | 1 | New
HOUPARRHNHPELCN05_OLDI_FBHWPEE01_D50 | Residential heating technology - Heat pump, Air-to-water - leasing - single-family house - existing building - distributed MEAN level | HOUELC, HOUAMB | HOUPARRHN_OLDI_DMD | MKr20 | 2025 | 5.3762 | 0.91425 | 0.30303 | [5 empty] | PAR | I | OLD | 3.3 |  | RHNHPELC | 3 | 0.5 | HOUPARRHNHPELCN05_OLDI_FBHWPEE01 | 0.75 | HOUPARRHNHPELCN05_OLDI | HOUPARRHNBHWPEE01_OLDI | BHWPEE01 | HPELCN05 | PAR_OLDI | BHWPEE01_HPELCN05 | 6 | 0 | 1 | New
HOUPARRHNHPELCN05_OLDI_FBHWPEE01_D50 | Residential heating technology - Heat pump, Air-to-water - leasing - single-family house - existing building - distributed MEAN level | HOUELC, HOUAMB | HOUPARRHN_OLDI_DMD | MKr20 | 2030 | 4.9239 | 0.85421 | 0.28986 | [5 empty] | PAR | I | OLD | 3.45 |  | RHNHPELC | 3 | 0.5 | HOUPARRHNHPELCN05_OLDI_FBHWPEE01 | 0.75 | HOUPARRHNHPELCN05_OLDI | HOUPARRHNBHWPEE01_OLDI | BHWPEE01 | HPELCN05 | PAR_OLDI | BHWPEE01_HPELCN05 | 6 | 0 | 1 | New
HOUPARRHNHPELCN05_OLDI_FBHWPEE01_D50 | Residential heating technology - Heat pump, Air-to-water - leasing - single-family house - existing building - distributed MEAN level | HOUELC, HOUAMB | HOUPARRHN_OLDI_DMD | MKr20 | 2040 | 4.557 | 0.80187 | 0.27778 | [5 empty] | PAR | I | OLD | 3.6 |  | RHNHPELC | 3 | 0.5 | HOUPARRHNHPELCN05_OLDI_FBHWPEE01 | 0.75 | HOUPARRHNHPELCN05_OLDI | HOUPARRHNBHWPEE01_OLDI | BHWPEE01 | HPELCN05 | PAR_OLDI | BHWPEE01_HPELCN05 | 6 | 0 | 1 | New
HOUPARRHNHPELCN05_OLDI_FBHWPEE01_D50 | Residential heating technology - Heat pump, Air-to-water - leasing - single-family house - existing building - distributed MEAN level | HOUELC, HOUAMB | HOUPARRHN_OLDI_DMD | MKr20 | 2050 | 4.1901 | 0.74953 | 0.27027 | [5 empty] | PAR | I | OLD | 3.7 |  | RHNHPELC | 3 | 0.5 | HOUPARRHNHPELCN05_OLDI_FBHWPEE01 | 0.75 | HOUPARRHNHPELCN05_OLDI | HOUPARRHNBHWPEE01_OLDI | BHWPEE01 | HPELCN05 | PAR_OLDI | BHWPEE01_HPELCN05 | 6 | 0 | 1 | New
HOUPARRHNHPELCN04_OLDI_FBHWPEE01_D50 | Residential heating technology - Heat pump, Ground source - single-family house - existing building - distributed MEAN level | HOUELC, HOUAMB | HOUPARRHN_OLDI_DMD | MKr20 | 2020 | 15.4381 | 0.30571 | 0.28986 | [5 empty] | PAR | I | OLD | 3.45 |  | RHNHPELC | 3 | 0.5 | HOUPARRHNHPELCN04_OLDI_FBHWPEE01 | 0.75 | HOUPARRHNHPELCN04_OLDI | HOUPARRHNBHWPEE01_OLDI | BHWPEE01 | HPELCN04 | PAR_OLDI | BHWPEE01_HPELCN04 | 6 | 0 | 1 | New
HOUPARRHNHPELCN04_OLDI_FBHWPEE01_D50 | Residential heating technology - Heat pump, Ground source - single-family house - existing building - distributed MEAN level | HOUELC, HOUAMB | HOUPARRHN_OLDI_DMD | MKr20 | 2025 | 14.6662 | 0.21651 | 0.28169 | [5 empty] | PAR | I | OLD | 3.55 |  | RHNHPELC | 3 | 0.5 | HOUPARRHNHPELCN04_OLDI_FBHWPEE01 | 0.75 | HOUPARRHNHPELCN04_OLDI | HOUPARRHNBHWPEE01_OLDI | BHWPEE01 | HPELCN04 | PAR_OLDI | BHWPEE01_HPELCN04 | 6 | 0 | 1 | New
HOUPARRHNHPELCN04_OLDI_FBHWPEE01_D50 | Residential heating technology - Heat pump, Ground source - single-family house - existing building - distributed MEAN level | HOUELC, HOUAMB | HOUPARRHN_OLDI_DMD | MKr20 | 2030 | 13.8943 | 0.21302 | 0.27397 | [5 empty] | PAR | I | OLD | 3.65 |  | RHNHPELC | 3 | 0.5 | HOUPARRHNHPELCN04_OLDI_FBHWPEE01 | 0.75 | HOUPARRHNHPELCN04_OLDI | HOUPARRHNBHWPEE01_OLDI | BHWPEE01 | HPELCN04 | PAR_OLDI | BHWPEE01_HPELCN04 | 6 | 0 | 1 | New
HOUPARRHNHPELCN04_OLDI_FBHWPEE01_D50 | Residential heating technology - Heat pump, Ground source - single-family house - existing building - distributed MEAN level | HOUELC, HOUAMB | HOUPARRHN_OLDI_DMD | MKr20 | 2040 | 13.1996 | 0.20654 | 0.26316 | [5 empty] | PAR | I | OLD | 3.8 |  | RHNHPELC | 3 | 0.5 | HOUPARRHNHPELCN04_OLDI_FBHWPEE01 | 0.75 | HOUPARRHNHPELCN04_OLDI | HOUPARRHNBHWPEE01_OLDI | BHWPEE01 | HPELCN04 | PAR_OLDI | BHWPEE01_HPELCN04 | 6 | 0 | 1 | New
HOUPARRHNHPELCN04_OLDI_FBHWPEE01_D50 | Residential heating technology - Heat pump, Ground source - single-family house - existing building - distributed MEAN level | HOUELC, HOUAMB | HOUPARRHN_OLDI_DMD | MKr20 | 2050 | 12.5049 | 0.20005 | 0.25974 | [5 empty] | PAR | I | OLD | 3.85 |  | RHNHPELC | 3 | 0.5 | HOUPARRHNHPELCN04_OLDI_FBHWPEE01 | 0.75 | HOUPARRHNHPELCN04_OLDI | HOUPARRHNBHWPEE01_OLDI | BHWPEE01 | HPELCN04 | PAR_OLDI | BHWPEE01_HPELCN04 | 6 | 0 | 1 | New
HOUPARRHNHPELCN03_OLDI_FBHWPEE01_D50 | Residential heating technology - Heat pump, Air-to-water - single-family house - existing building - distributed MEAN level | HOUELC, HOUAMB | HOUPARRHN_OLDI_DMD | MKr20 | 2020 | 11.6571 | 0.33143 | 0.31746 | [5 empty] | PAR | I | OLD | 3.15 |  | RHNHPELC | 3 | 0.5 | HOUPARRHNHPELCN03_OLDI_FBHWPEE01 | 0.75 | HOUPARRHNHPELCN03_OLDI | HOUPARRHNBHWPEE01_OLDI | BHWPEE01 | HPELCN03 | PAR_OLDI | BHWPEE01_HPELCN03 | 6 | 0 | 1 | New
HOUPARRHNHPELCN03_OLDI_FBHWPEE01_D50 | Residential heating technology - Heat pump, Air-to-water - single-family house - existing building - distributed MEAN level | HOUELC, HOUAMB | HOUPARRHN_OLDI_DMD | MKr20 | 2025 | 10.7524 | 0.24222 | 0.30303 | [5 empty] | PAR | I | OLD | 3.3 |  | RHNHPELC | 3 | 0.5 | HOUPARRHNHPELCN03_OLDI_FBHWPEE01 | 0.75 | HOUPARRHNHPELCN03_OLDI | HOUPARRHNBHWPEE01_OLDI | BHWPEE01 | HPELCN03 | PAR_OLDI | BHWPEE01_HPELCN03 | 6 | 0 | 1 | New
HOUPARRHNHPELCN03_OLDI_FBHWPEE01_D50 | Residential heating technology - Heat pump, Air-to-water - single-family house - existing building - distributed MEAN level | HOUELC, HOUAMB | HOUPARRHN_OLDI_DMD | MKr20 | 2030 | 9.8477 | 0.23873 | 0.28986 | [5 empty] | PAR | I | OLD | 3.45 |  | RHNHPELC | 3 | 0.5 | HOUPARRHNHPELCN03_OLDI_FBHWPEE01 | 0.75 | HOUPARRHNHPELCN03_OLDI | HOUPARRHNBHWPEE01_OLDI | BHWPEE01 | HPELCN03 | PAR_OLDI | BHWPEE01_HPELCN03 | 6 | 0 | 1 | New
HOUPARRHNHPELCN03_OLDI_FBHWPEE01_D50 | Residential heating technology - Heat pump, Air-to-water - single-family house - existing building - distributed MEAN level | HOUELC, HOUAMB | HOUPARRHN_OLDI_DMD | MKr20 | 2040 | 9.1139 | 0.23225 | 0.27778 | [5 empty] | PAR | I | OLD | 3.6 |  | RHNHPELC | 3 | 0.5 | HOUPARRHNHPELCN03_OLDI_FBHWPEE01 | 0.75 | HOUPARRHNHPELCN03_OLDI | HOUPARRHNBHWPEE01_OLDI | BHWPEE01 | HPELCN03 | PAR_OLDI | BHWPEE01_HPELCN03 | 6 | 0 | 1 | New
HOUPARRHNHPELCN03_OLDI_FBHWPEE01_D50 | Residential heating technology - Heat pump, Air-to-water - single-family house - existing building - distributed MEAN level | HOUELC, HOUAMB | HOUPARRHN_OLDI_DMD | MKr20 | 2050 | 8.3802 | 0.22577 | 0.27027 | [5 empty] | PAR | I | OLD | 3.7 |  | RHNHPELC | 3 | 0.5 | HOUPARRHNHPELCN03_OLDI_FBHWPEE01 | 0.75 | HOUPARRHNHPELCN03_OLDI | HOUPARRHNBHWPEE01_OLDI | BHWPEE01 | HPELCN03 | PAR_OLDI | BHWPEE01_HPELCN03 | 6 | 0 | 1 | New
HOUPARRHNHPELCN02_OLDI_FBHWPEE01_D50 | Residential heating technology - Heat pump, Air-to-air - single-family house - existing building - distributed MEAN level | HOUELC, HOUAMB | HOUPARRHN_OLDI_DMD | MKr20 | 2020 | 2.1408 | 0.17231 | 0.20619 | [5 empty] | PAR | I | OLD | 4.85 |  | RHNHPELC | 3 | 0.5 | HOUPARRHNHPELCN02_OLDI_FBHWPEE01 | 0.75 | HOUPARRHNHPELCN02_OLDI | HOUPARRHNBHWPEE01_OLDI | BHWPEE01 | HPELCN02 | PAR_OLDI | BHWPEE01_HPELCN02 | 5 | 0 | 1.1 | Unlikely
HOUPARRHNHPELCN02_OLDI_FBHWPEE01_D50 | Residential heating technology - Heat pump, Air-to-air - single-family house - existing building - distributed MEAN level | HOUELC, HOUAMB | HOUPARRHN_OLDI_DMD | MKr20 | 2025 | 2.0884 | 0.11707 | 0.19608 | [5 empty] | PAR | I | OLD | 5.1 |  | RHNHPELC | 3 | 0.5 | HOUPARRHNHPELCN02_OLDI_FBHWPEE01 | 0.75 | HOUPARRHNHPELCN02_OLDI | HOUPARRHNBHWPEE01_OLDI | BHWPEE01 | HPELCN02 | PAR_OLDI | BHWPEE01_HPELCN02 | 5 | 0 | 1.1 | Unlikely
HOUPARRHNHPELCN02_OLDI_FBHWPEE01_D50 | Residential heating technology - Heat pump, Air-to-air - single-family house - existing building - distributed MEAN level | HOUELC, HOUAMB | HOUPARRHN_OLDI_DMD | MKr20 | 2030 | 2.0361 | 0.11491 | 0.18868 | [5 empty] | PAR | I | OLD | 5.3 |  | RHNHPELC | 3 | 0.5 | HOUPARRHNHPELCN02_OLDI_FBHWPEE01 | 0.75 | HOUPARRHNHPELCN02_OLDI | HOUPARRHNBHWPEE01_OLDI | BHWPEE01 | HPELCN02 | PAR_OLDI | BHWPEE01_HPELCN02 | 5 | 0 | 1.1 | Unlikely
HOUPARRHNHPELCN02_OLDI_FBHWPEE01_D50 | Residential heating technology - Heat pump, Air-to-air - single-family house - existing building - distributed MEAN level | HOUELC, HOUAMB | HOUPARRHN_OLDI_DMD | MKr20 | 2040 | 1.939 | 0.11089 | 0.18182 | [5 empty] | PAR | I | OLD | 5.5 |  | RHNHPELC | 3 | 0.5 | HOUPARRHNHPELCN02_OLDI_FBHWPEE01 | 0.75 | HOUPARRHNHPELCN02_OLDI | HOUPARRHNBHWPEE01_OLDI | BHWPEE01 | HPELCN02 | PAR_OLDI | BHWPEE01_HPELCN02 | 5 | 0 | 1.1 | Unlikely
HOUPARRHNHPELCN02_OLDI_FBHWPEE01_D50 | Residential heating technology - Heat pump, Air-to-air - single-family house - existing building - distributed MEAN level | HOUELC, HOUAMB | HOUPARRHN_OLDI_DMD | MKr20 | 2050 | 1.8419 | 0.10688 | 0.17857 | [5 empty] | PAR | I | OLD | 5.6 |  | RHNHPELC | 3 | 0.5 | HOUPARRHNHPELCN02_OLDI_FBHWPEE01 | 0.75 | HOUPARRHNHPELCN02_OLDI | HOUPARRHNBHWPEE01_OLDI | BHWPEE01 | HPELCN02 | PAR_OLDI | BHWPEE01_HPELCN02 | 5 | 0 | 1.1 | Unlikely
HOUPARRHNDIELCN06_OLDI_FBHWPEE01_D50 | Residential heating technology - Electric heating - electric panel from Bauhaus - single-family house - new building - distributed MEAN level | HOUELC | HOUPARRHN_OLDI_DMD | MKr20 | 2020 | 0.605 | 0 | [6 empty] | PAR | I | OLD |  |  | RHNDIELC | 3 | 0.5 | HOUPARRHNDIELCN06_OLDI_FBHWPEE01 | 0.75 | HOUPARRHNDIELCN06_OLDI | HOUPARRHNBHWPEE01_OLDI | BHWPEE01 | DIELCN06 | PAR_OLDI | BHWPEE01_DIELCN06 | 5 | 0 | 1.1 | Unlikely
HOUPARRHNDIELCN06_OLDI_FBHWPEE01_D50 | Residential heating technology - Electric heating - electric panel from Bauhaus - single-family house - new building - distributed MEAN level | HOUELC | HOUPARRHN_OLDI_DMD | MKr20 | 2025 | 0.605 | 0 | [6 empty] | PAR | I | OLD |  |  | RHNDIELC | 3 | 0.5 | HOUPARRHNDIELCN06_OLDI_FBHWPEE01 | 0.75 | HOUPARRHNDIELCN06_OLDI | HOUPARRHNBHWPEE01_OLDI | BHWPEE01 | DIELCN06 | PAR_OLDI | BHWPEE01_DIELCN06 | 5 | 0 | 1.1 | Unlikely
HOUPARRHNDIELCN06_OLDI_FBHWPEE01_D50 | Residential heating technology - Electric heating - electric panel from Bauhaus - single-family house - new building - distributed MEAN level | HOUELC | HOUPARRHN_OLDI_DMD | MKr20 | 2030 | 0.605 | 0 | [6 empty] | PAR | I | OLD |  |  | RHNDIELC | 3 | 0.5 | HOUPARRHNDIELCN06_OLDI_FBHWPEE01 | 0.75 | HOUPARRHNDIELCN06_OLDI | HOUPARRHNBHWPEE01_OLDI | BHWPEE01 | DIELCN06 | PAR_OLDI | BHWPEE01_DIELCN06 | 5 | 0 | 1.1 | Unlikely
HOUPARRHNDIELCN06_OLDI_FBHWPEE01_D50 | Residential heating technology - Electric heating - electric panel from Bauhaus - single-family house - new building - distributed MEAN level | HOUELC | HOUPARRHN_OLDI_DMD | MKr20 | 2040 | 0.605 | 0 | [6 empty] | PAR | I | OLD |  |  | RHNDIELC | 3 | 0.5 | HOUPARRHNDIELCN06_OLDI_FBHWPEE01 | 0.75 | HOUPARRHNDIELCN06_OLDI | HOUPARRHNBHWPEE01_OLDI | BHWPEE01 | DIELCN06 | PAR_OLDI | BHWPEE01_DIELCN06 | 5 | 0 | 1.1 | Unlikely
HOUPARRHNDIELCN06_OLDI_FBHWPEE01_D50 | Residential heating technology - Electric heating - electric panel from Bauhaus - single-family house - new building - distributed MEAN level | HOUELC | HOUPARRHN_OLDI_DMD | MKr20 | 2050 | 0.605 | 0 | [6 empty] | PAR | I | OLD |  |  | RHNDIELC | 3 | 0.5 | HOUPARRHNDIELCN06_OLDI_FBHWPEE01 | 0.75 | HOUPARRHNDIELCN06_OLDI | HOUPARRHNBHWPEE01_OLDI | BHWPEE01 | DIELCN06 | PAR_OLDI | BHWPEE01_DIELCN06 | 5 | 0 | 1.1 | Unlikely
HOUPARRHNDIELCN01_OLDI_FBHWPEE01_D50 | Residential heating technology - Electric heating - single-family house - new building - distributed MEAN level | HOUELC | HOUPARRHN_OLDI_DMD | MKr20 | 2020 | 7.3509 | 0.0596 | [6 empty] | PAR | I | OLD |  |  | RHNDIELC | 3 | 0.5 | HOUPARRHNDIELCN01_OLDI_FBHWPEE01 | 0.75 | HOUPARRHNDIELCN01_OLDI | HOUPARRHNBHWPEE01_OLDI | BHWPEE01 | DIELCN01 | PAR_OLDI | BHWPEE01_DIELCN01 | 5 | 0 | 1.1 | Unlikely
HOUPARRHNDIELCN01_OLDI_FBHWPEE01_D50 | Residential heating technology - Electric heating - single-family house - new building - distributed MEAN level | HOUELC | HOUPARRHN_OLDI_DMD | MKr20 | 2025 | 7.169 | 0.0596 | [6 empty] | PAR | I | OLD |  |  | RHNDIELC | 3 | 0.5 | HOUPARRHNDIELCN01_OLDI_FBHWPEE01 | 0.75 | HOUPARRHNDIELCN01_OLDI | HOUPARRHNBHWPEE01_OLDI | BHWPEE01 | DIELCN01 | PAR_OLDI | BHWPEE01_DIELCN01 | 5 | 0 | 1.1 | Unlikely
HOUPARRHNDIELCN01_OLDI_FBHWPEE01_D50 | Residential heating technology - Electric heating - single-family house - new building - distributed MEAN level | HOUELC | HOUPARRHN_OLDI_DMD | MKr20 | 2030 | 6.9915 | 0.057117 | [6 empty] | PAR | I | OLD |  |  | RHNDIELC | 3 | 0.5 | HOUPARRHNDIELCN01_OLDI_FBHWPEE01 | 0.75 | HOUPARRHNDIELCN01_OLDI | HOUPARRHNBHWPEE01_OLDI | BHWPEE01 | DIELCN01 | PAR_OLDI | BHWPEE01_DIELCN01 | 5 | 0 | 1.1 | Unlikely
HOUPARRHNDIELCN01_OLDI_FBHWPEE01_D50 | Residential heating technology - Electric heating - single-family house - new building - distributed MEAN level | HOUELC | HOUPARRHN_OLDI_DMD | MKr20 | 2040 | 6.6497 | 0.054633 | [6 empty] | PAR | I | OLD |  |  | RHNDIELC | 3 | 0.5 | HOUPARRHNDIELCN01_OLDI_FBHWPEE01 | 0.75 | HOUPARRHNDIELCN01_OLDI | HOUPARRHNBHWPEE01_OLDI | BHWPEE01 | DIELCN01 | PAR_OLDI | BHWPEE01_DIELCN01 | 5 | 0 | 1.1 | Unlikely
HOUPARRHNDIELCN01_OLDI_FBHWPEE01_D50 | Residential heating technology - Electric heating - single-family house - new building - distributed MEAN level | HOUELC | HOUPARRHN_OLDI_DMD | MKr20 | 2050 | 6.3246 | 0.05215 | [6 empty] | PAR | I | OLD |  |  | RHNDIELC | 3 | 0.5 | HOUPARRHNDIELCN01_OLDI_FBHWPEE01 | 0.75 | HOUPARRHNDIELCN01_OLDI | HOUPARRHNBHWPEE01_OLDI | BHWPEE01 | DIELCN01 | PAR_OLDI | BHWPEE01_DIELCN01 | 5 | 0 | 1.1 | Unlikely
HOUPARRHNBHWPEN01_OLDI_FBHWPEE01_D50 | Residential heating technology - Biomass boiler, automatic stoking , wood pellets or wood chips - single-family house - existing building - distributed MEAN level | HOUWPE | HOUPARRHN_OLDI_DMD | MKr20 | 2020 | 3.2616 | 0.27873 |  | 25 | 14 | 70 | 2 | 4 | PAR | I | OLD |  |  | RHNBHWPE | 3 | 0.5 | HOUPARRHNBHWPEN01_OLDI_FBHWPEE01 | 0.75 | HOUPARRHNBHWPEN01_OLDI | HOUPARRHNBHWPEE01_OLDI | BHWPEE01 | BHWPEN01 | PAR_OLDI | BHWPEE01_BHWPEN01 | 2 | 0 | 0.9 | Same
HOUPARRHNBHWPEN01_OLDI_FBHWPEE01_D50 | Residential heating technology - Biomass boiler, automatic stoking , wood pellets or wood chips - single-family house - existing building - distributed MEAN level | HOUWPE | HOUPARRHN_OLDI_DMD | MKr20 | 2025 | 3.1809 | 0.27391 |  | 25 | 14 | 60 | 2 | 4 | PAR | I | OLD |  |  | RHNBHWPE | 3 | 0.5 | HOUPARRHNBHWPEN01_OLDI_FBHWPEE01 | 0.75 | HOUPARRHNBHWPEN01_OLDI | HOUPARRHNBHWPEE01_OLDI | BHWPEE01 | BHWPEN01 | PAR_OLDI | BHWPEE01_BHWPEN01 | 2 | 0 | 0.9 | Same
HOUPARRHNBHWPEN01_OLDI_FBHWPEE01_D50 | Residential heating technology - Biomass boiler, automatic stoking , wood pellets or wood chips - single-family house - existing building - distributed MEAN level | HOUWPE | HOUPARRHN_OLDI_DMD | MKr20 | 2030 | 3.1022 | 0.27026 |  | 25 | 11 | 50 | 1 | 4 | PAR | I | OLD |  |  | RHNBHWPE | 3 | 0.5 | HOUPARRHNBHWPEN01_OLDI_FBHWPEE01 | 0.75 | HOUPARRHNBHWPEN01_OLDI | HOUPARRHNBHWPEE01_OLDI | BHWPEE01 | BHWPEN01 | PAR_OLDI | BHWPEE01_BHWPEN01 | 2 | 0 | 0.9 | Same
HOUPARRHNBHWPEN01_OLDI_FBHWPEE01_D50 | Residential heating technology - Biomass boiler, automatic stoking , wood pellets or wood chips - single-family house - existing building - distributed MEAN level | HOUWPE | HOUPARRHN_OLDI_DMD | MKr20 | 2040 | 2.9505 | 0.2583 |  | 25 | 9 | 45 | 1 | 4 | PAR | I | OLD |  |  | RHNBHWPE | 3 | 0.5 | HOUPARRHNBHWPEN01_OLDI_FBHWPEE01 | 0.75 | HOUPARRHNBHWPEN01_OLDI | HOUPARRHNBHWPEE01_OLDI | BHWPEE01 | BHWPEN01 | PAR_OLDI | BHWPEE01_BHWPEN01 | 2 | 0 | 0.9 | Same
HOUPARRHNBHWPEN01_OLDI_FBHWPEE01_D50 | Residential heating technology - Biomass boiler, automatic stoking , wood pellets or wood chips - single-family house - existing building - distributed MEAN level | HOUWPE | HOUPARRHN_OLDI_DMD | MKr20 | 2050 | 3.5078 | 0.30858 |  | 25 | 9 | 40 | 0 | 4 | PAR | I | OLD |  |  | RHNBHWPE | 3 | 0.5 | HOUPARRHNBHWPEN01_OLDI_FBHWPEE01 | 0.75 | HOUPARRHNBHWPEN01_OLDI | HOUPARRHNBHWPEE01_OLDI | BHWPEE01 | BHWPEN01 | PAR_OLDI | BHWPEE01_BHWPEN01 | 2 | 0 | 0.9 | Same
HOUPARRHNBHSOLN01_OLDI_FBHWPEE01_D50 | Residential heating technology - Solar heating system - single-family house - existing building - distributed MEAN level | HOUSOL | HOUPARRHN_OLDI_DMD | MKr20 | 2020 | 8.0779 | 0.093036 | [6 empty] | PAR | I | OLD |  |  | RHNBHSOL | 3 | 0.5 | HOUPARRHNBHSOLN01_OLDI_FBHWPEE01 | 0.75 | HOUPARRHNBHSOLN01_OLDI | HOUPARRHNBHWPEE01_OLDI | BHWPEE01 | BHSOLN01 | PAR_OLDI | BHWPEE01_BHSOLN01 | 5 | 0 | 1.1 | Unlikely
HOUPARRHNBHSOLN01_OLDI_FBHWPEE01_D50 | Residential heating technology - Solar heating system - single-family house - existing building - distributed MEAN level | HOUSOL | HOUPARRHN_OLDI_DMD | MKr20 | 2025 | 7.878 | 0.08736 | [6 empty] | PAR | I | OLD |  |  | RHNBHSOL | 3 | 0.5 | HOUPARRHNBHSOLN01_OLDI_FBHWPEE01 | 0.75 | HOUPARRHNBHSOLN01_OLDI | HOUPARRHNBHWPEE01_OLDI | BHWPEE01 | BHSOLN01 | PAR_OLDI | BHWPEE01_BHSOLN01 | 5 | 0 | 1.1 | Unlikely
HOUPARRHNBHSOLN01_OLDI_FBHWPEE01_D50 | Residential heating technology - Solar heating system - single-family house - existing building - distributed MEAN level | HOUSOL | HOUPARRHN_OLDI_DMD | MKr20 | 2030 | 7.683 | 0.085232 | [6 empty] | PAR | I | OLD |  |  | RHNBHSOL | 3 | 0.5 | HOUPARRHNBHSOLN01_OLDI_FBHWPEE01 | 0.75 | HOUPARRHNBHSOLN01_OLDI | HOUPARRHNBHWPEE01_OLDI | BHWPEE01 | BHSOLN01 | PAR_OLDI | BHWPEE01_BHSOLN01 | 5 | 0 | 1.1 | Unlikely
HOUPARRHNBHSOLN01_OLDI_FBHWPEE01_D50 | Residential heating technology - Solar heating system - single-family house - existing building - distributed MEAN level | HOUSOL | HOUPARRHN_OLDI_DMD | MKr20 | 2040 | 7.3074 | 0.08062 | [6 empty] | PAR | I | OLD |  |  | RHNBHSOL | 3 | 0.5 | HOUPARRHNBHSOLN01_OLDI_FBHWPEE01 | 0.75 | HOUPARRHNBHSOLN01_OLDI | HOUPARRHNBHWPEE01_OLDI | BHWPEE01 | BHSOLN01 | PAR_OLDI | BHWPEE01_BHSOLN01 | 5 | 0 | 1.1 | Unlikely
HOUPARRHNBHSOLN01_OLDI_FBHWPEE01_D50 | Residential heating technology - Solar heating system - single-family house - existing building - distributed MEAN level | HOUSOL | HOUPARRHN_OLDI_DMD | MKr20 | 2050 | 6.9501 | 0.076008 | [6 empty] | PAR | I | OLD |  |  | RHNBHSOL | 3 | 0.5 | HOUPARRHNBHSOLN01_OLDI_FBHWPEE01 | 0.75 | HOUPARRHNBHSOLN01_OLDI | HOUPARRHNBHWPEE01_OLDI | BHWPEE01 | BHSOLN01 | PAR_OLDI | BHWPEE01_BHSOLN01 | 5 | 0 | 1.1 | Unlikely
HOUPARRHNBHDHDN09_OLDI_FBHWPEE01_D50 | Residential heating technology - Direct district heating substation - plus connection pipe - plus distribution (heating density: low ) - single-family house - existing building - distributed MEAN level | HOUDHD | HOUPARRHN_OLDI_DMD | MKr20 | 2020 | 10.4597 | 0.030272 | [6 empty] | PAR | I | OLD |  |  | RHNBHDHD | 3 | 0.5 | HOUPARRHNBHDHDN09_OLDI_FBHWPEE01 | 0.75 | HOUPARRHNBHDHDN09_OLDI | HOUPARRHNBHWPEE01_OLDI | BHWPEE01 | BHDHDN09 | PAR_OLDI | BHWPEE01_BHDHDN09 | 6 | 0 | 1 | New
HOUPARRHNBHDHDN09_OLDI_FBHWPEE01_D50 | Residential heating technology - Direct district heating substation - plus connection pipe - plus distribution (heating density: low ) - single-family house - existing building - distributed MEAN level | HOUDHD | HOUPARRHN_OLDI_DMD | MKr20 | 2025 | 10.4225 | 0.030048 | [6 empty] | PAR | I | OLD |  |  | RHNBHDHD | 3 | 0.5 | HOUPARRHNBHDHDN09_OLDI_FBHWPEE01 | 0.75 | HOUPARRHNBHDHDN09_OLDI | HOUPARRHNBHWPEE01_OLDI | BHWPEE01 | BHDHDN09 | PAR_OLDI | BHWPEE01_BHDHDN09 | 6 | 0 | 1 | New
HOUPARRHNBHDHDN09_OLDI_FBHWPEE01_D50 | Residential heating technology - Direct district heating substation - plus connection pipe - plus distribution (heating density: low ) - single-family house - existing building - distributed MEAN level | HOUDHD | HOUPARRHN_OLDI_DMD | MKr20 | 2030 | 10.3914 | 0.029511 | [6 empty] | PAR | I | OLD |  |  | RHNBHDHD | 3 | 0.5 | HOUPARRHNBHDHDN09_OLDI_FBHWPEE01 | 0.75 | HOUPARRHNBHDHDN09_OLDI | HOUPARRHNBHWPEE01_OLDI | BHWPEE01 | BHDHDN09 | PAR_OLDI | BHWPEE01_BHDHDN09 | 6 | 0 | 1 | New
HOUPARRHNBHDHDN09_OLDI_FBHWPEE01_D50 | Residential heating technology - Direct district heating substation - plus connection pipe - plus distribution (heating density: low ) - single-family house - existing building - distributed MEAN level | HOUDHD | HOUPARRHN_OLDI_DMD | MKr20 | 2040 | 10.3355 | 0.02824 | [6 empty] | PAR | I | OLD |  |  | RHNBHDHD | 3 | 0.5 | HOUPARRHNBHDHDN09_OLDI_FBHWPEE01 | 0.75 | HOUPARRHNBHDHDN09_OLDI | HOUPARRHNBHWPEE01_OLDI | BHWPEE01 | BHDHDN09 | PAR_OLDI | BHWPEE01_BHDHDN09 | 6 | 0 | 1 | New
HOUPARRHNBHDHDN09_OLDI_FBHWPEE01_D50 | Residential heating technology - Direct district heating substation - plus connection pipe - plus distribution (heating density: low ) - single-family house - existing building - distributed MEAN level | HOUDHD | HOUPARRHN_OLDI_DMD | MKr20 | 2050 | 10.2735 | 0.026392 | [6 empty] | PAR | I | OLD |  |  | RHNBHDHD | 3 | 0.5 | HOUPARRHNBHDHDN09_OLDI_FBHWPEE01 | 0.75 | HOUPARRHNBHDHDN09_OLDI | HOUPARRHNBHWPEE01_OLDI | BHWPEE01 | BHDHDN09 | PAR_OLDI | BHWPEE01_BHDHDN09 | 6 | 0 | 1 | New
HOUPARRHNBHDHDN07_OLDI_FBHWPEE01_D50 | Residential heating technology - Direct district heating substation - plus connection pipe - plus distribution (heating density: medium ) - single-family house - existing building - distributed MEAN level | HOUDHD | HOUPARRHN_OLDI_DMD | MKr20 | 2020 | 4.2097 | 0.030272 | [6 empty] | PAR | I | OLD |  |  | RHNBHDHD | 3 | 0.5 | HOUPARRHNBHDHDN07_OLDI_FBHWPEE01 | 0.75 | HOUPARRHNBHDHDN07_OLDI | HOUPARRHNBHWPEE01_OLDI | BHWPEE01 | BHDHDN07 | PAR_OLDI | BHWPEE01_BHDHDN07 | 6 | 0 | 1 | New
HOUPARRHNBHDHDN07_OLDI_FBHWPEE01_D50 | Residential heating technology - Direct district heating substation - plus connection pipe - plus distribution (heating density: medium ) - single-family house - existing building - distributed MEAN level | HOUDHD | HOUPARRHN_OLDI_DMD | MKr20 | 2025 | 4.1725 | 0.030048 | [6 empty] | PAR | I | OLD |  |  | RHNBHDHD | 3 | 0.5 | HOUPARRHNBHDHDN07_OLDI_FBHWPEE01 | 0.75 | HOUPARRHNBHDHDN07_OLDI | HOUPARRHNBHWPEE01_OLDI | BHWPEE01 | BHDHDN07 | PAR_OLDI | BHWPEE01_BHDHDN07 | 6 | 0 | 1 | New
HOUPARRHNBHDHDN07_OLDI_FBHWPEE01_D50 | Residential heating technology - Direct district heating substation - plus connection pipe - plus distribution (heating density: medium ) - single-family house - existing building - distributed MEAN level | HOUDHD | HOUPARRHN_OLDI_DMD | MKr20 | 2030 | 4.1414 | 0.029511 | [6 empty] | PAR | I | OLD |  |  | RHNBHDHD | 3 | 0.5 | HOUPARRHNBHDHDN07_OLDI_FBHWPEE01 | 0.75 | HOUPARRHNBHDHDN07_OLDI | HOUPARRHNBHWPEE01_OLDI | BHWPEE01 | BHDHDN07 | PAR_OLDI | BHWPEE01_BHDHDN07 | 6 | 0 | 1 | New
HOUPARRHNBHDHDN07_OLDI_FBHWPEE01_D50 | Residential heating technology - Direct district heating substation - plus connection pipe - plus distribution (heating density: medium ) - single-family house - existing building - distributed MEAN level | HOUDHD | HOUPARRHN_OLDI_DMD | MKr20 | 2040 | 4.0855 | 0.02824 | [6 empty] | PAR | I | OLD |  |  | RHNBHDHD | 3 | 0.5 | HOUPARRHNBHDHDN07_OLDI_FBHWPEE01 | 0.75 | HOUPARRHNBHDHDN07_OLDI | HOUPARRHNBHWPEE01_OLDI | BHWPEE01 | BHDHDN07 | PAR_OLDI | BHWPEE01_BHDHDN07 | 6 | 0 | 1 | New
HOUPARRHNBHDHDN07_OLDI_FBHWPEE01_D50 | Residential heating technology - Direct district heating substation - plus connection pipe - plus distribution (heating density: medium ) - single-family house - existing building - distributed MEAN level | HOUDHD | HOUPARRHN_OLDI_DMD | MKr20 | 2050 | 4.0235 | 0.026392 | [6 empty] | PAR | I | OLD |  |  | RHNBHDHD | 3 | 0.5 | HOUPARRHNBHDHDN07_OLDI_FBHWPEE01 | 0.75 | HOUPARRHNBHDHDN07_OLDI | HOUPARRHNBHWPEE01_OLDI | BHWPEE01 | BHDHDN07 | PAR_OLDI | BHWPEE01_BHDHDN07 | 6 | 0 | 1 | New
HOUPARRHNBHDHDN05_OLDI_FBHWPEE01_D50 | Residential heating technology - Direct district heating substation - plus connection pipe - plus distribution (heating density: high ) - single-family house - existing building - distributed MEAN level | HOUDHD | HOUPARRHN_OLDI_DMD | MKr20 | 2020 | 3.2097 | 0.030272 | [6 empty] | PAR | I | OLD |  |  | RHNBHDHD | 3 | 0.5 | HOUPARRHNBHDHDN05_OLDI_FBHWPEE01 | 0.75 | HOUPARRHNBHDHDN05_OLDI | HOUPARRHNBHWPEE01_OLDI | BHWPEE01 | BHDHDN05 | PAR_OLDI | BHWPEE01_BHDHDN05 | 6 | 0 | 1 | New
HOUPARRHNBHDHDN05_OLDI_FBHWPEE01_D50 | Residential heating technology - Direct district heating substation - plus connection pipe - plus distribution (heating density: high ) - single-family house - existing building - distributed MEAN level | HOUDHD | HOUPARRHN_OLDI_DMD | MKr20 | 2025 | 3.1725 | 0.030048 | [6 empty] | PAR | I | OLD |  |  | RHNBHDHD | 3 | 0.5 | HOUPARRHNBHDHDN05_OLDI_FBHWPEE01 | 0.75 | HOUPARRHNBHDHDN05_OLDI | HOUPARRHNBHWPEE01_OLDI | BHWPEE01 | BHDHDN05 | PAR_OLDI | BHWPEE01_BHDHDN05 | 6 | 0 | 1 | New
HOUPARRHNBHDHDN05_OLDI_FBHWPEE01_D50 | Residential heating technology - Direct district heating substation - plus connection pipe - plus distribution (heating density: high ) - single-family house - existing building - distributed MEAN level | HOUDHD | HOUPARRHN_OLDI_DMD | MKr20 | 2030 | 3.1414 | 0.029511 | [6 empty] | PAR | I | OLD |  |  | RHNBHDHD | 3 | 0.5 | HOUPARRHNBHDHDN05_OLDI_FBHWPEE01 | 0.75 | HOUPARRHNBHDHDN05_OLDI | HOUPARRHNBHWPEE01_OLDI | BHWPEE01 | BHDHDN05 | PAR_OLDI | BHWPEE01_BHDHDN05 | 6 | 0 | 1 | New
HOUPARRHNBHDHDN05_OLDI_FBHWPEE01_D50 | Residential heating technology - Direct district heating substation - plus connection pipe - plus distribution (heating density: high ) - single-family house - existing building - distributed MEAN level | HOUDHD | HOUPARRHN_OLDI_DMD | MKr20 | 2040 | 3.0855 | 0.02824 | [6 empty] | PAR | I | OLD |  |  | RHNBHDHD | 3 | 0.5 | HOUPARRHNBHDHDN05_OLDI_FBHWPEE01 | 0.75 | HOUPARRHNBHDHDN05_OLDI | HOUPARRHNBHWPEE01_OLDI | BHWPEE01 | BHDHDN05 | PAR_OLDI | BHWPEE01_BHDHDN05 | 6 | 0 | 1 | New
HOUPARRHNBHDHDN05_OLDI_FBHWPEE01_D50 | Residential heating technology - Direct district heating substation - plus connection pipe - plus distribution (heating density: high ) - single-family house - existing building - distributed MEAN level | HOUDHD | HOUPARRHN_OLDI_DMD | MKr20 | 2050 | 3.0235 | 0.026392 | [6 empty] | PAR | I | OLD |  |  | RHNBHDHD | 3 | 0.5 | HOUPARRHNBHDHDN05_OLDI_FBHWPEE01 | 0.75 | HOUPARRHNBHDHDN05_OLDI | HOUPARRHNBHWPEE01_OLDI | BHWPEE01 | BHDHDN05 | PAR_OLDI | BHWPEE01_BHDHDN05 | 6 | 0 | 1 | New
HOUPARRHNBHDHCN09_OLDI_FBHWPEE01_D50 | Residential heating technology - Direct district heating substation - plus connection pipe - plus distribution (heating density: low ) - single-family house - existing building - distributed MEAN level | HOUDHC | HOUPARRHN_OLDI_DMD | MKr20 | 2020 | 10.4597 | 0.030272 | [6 empty] | PAR | I | OLD |  |  | RHNBHDHC | 3 | 0.5 | HOUPARRHNBHDHCN09_OLDI_FBHWPEE01 | 0.75 | HOUPARRHNBHDHCN09_OLDI | HOUPARRHNBHWPEE01_OLDI | BHWPEE01 | BHDHCN09 | PAR_OLDI | BHWPEE01_BHDHCN09 | 6 | 0 | 1 | New
HOUPARRHNBHDHCN09_OLDI_FBHWPEE01_D50 | Residential heating technology - Direct district heating substation - plus connection pipe - plus distribution (heating density: low ) - single-family house - existing building - distributed MEAN level | HOUDHC | HOUPARRHN_OLDI_DMD | MKr20 | 2025 | 10.4225 | 0.030048 | [6 empty] | PAR | I | OLD |  |  | RHNBHDHC | 3 | 0.5 | HOUPARRHNBHDHCN09_OLDI_FBHWPEE01 | 0.75 | HOUPARRHNBHDHCN09_OLDI | HOUPARRHNBHWPEE01_OLDI | BHWPEE01 | BHDHCN09 | PAR_OLDI | BHWPEE01_BHDHCN09 | 6 | 0 | 1 | New
HOUPARRHNBHDHCN09_OLDI_FBHWPEE01_D50 | Residential heating technology - Direct district heating substation - plus connection pipe - plus distribution (heating density: low ) - single-family house - existing building - distributed MEAN level | HOUDHC | HOUPARRHN_OLDI_DMD | MKr20 | 2030 | 10.3914 | 0.029511 | [6 empty] | PAR | I | OLD |  |  | RHNBHDHC | 3 | 0.5 | HOUPARRHNBHDHCN09_OLDI_FBHWPEE01 | 0.75 | HOUPARRHNBHDHCN09_OLDI | HOUPARRHNBHWPEE01_OLDI | BHWPEE01 | BHDHCN09 | PAR_OLDI | BHWPEE01_BHDHCN09 | 6 | 0 | 1 | New
HOUPARRHNBHDHCN09_OLDI_FBHWPEE01_D50 | Residential heating technology - Direct district heating substation - plus connection pipe - plus distribution (heating density: low ) - single-family house - existing building - distributed MEAN level | HOUDHC | HOUPARRHN_OLDI_DMD | MKr20 | 2040 | 10.3355 | 0.02824 | [6 empty] | PAR | I | OLD |  |  | RHNBHDHC | 3 | 0.5 | HOUPARRHNBHDHCN09_OLDI_FBHWPEE01 | 0.75 | HOUPARRHNBHDHCN09_OLDI | HOUPARRHNBHWPEE01_OLDI | BHWPEE01 | BHDHCN09 | PAR_OLDI | BHWPEE01_BHDHCN09 | 6 | 0 | 1 | New
HOUPARRHNBHDHCN09_OLDI_FBHWPEE01_D50 | Residential heating technology - Direct district heating substation - plus connection pipe - plus distribution (heating density: low ) - single-family house - existing building - distributed MEAN level | HOUDHC | HOUPARRHN_OLDI_DMD | MKr20 | 2050 | 10.2735 | 0.026392 | [6 empty] | PAR | I | OLD |  |  | RHNBHDHC | 3 | 0.5 | HOUPARRHNBHDHCN09_OLDI_FBHWPEE01 | 0.75 | HOUPARRHNBHDHCN09_OLDI | HOUPARRHNBHWPEE01_OLDI | BHWPEE01 | BHDHCN09 | PAR_OLDI | BHWPEE01_BHDHCN09 | 6 | 0 | 1 | New
HOUPARRHNBHDHCN07_OLDI_FBHWPEE01_D50 | Residential heating technology - Direct district heating substation - plus connection pipe - plus distribution (heating density: medium ) - single-family house - existing building - distributed MEAN level | HOUDHC | HOUPARRHN_OLDI_DMD | MKr20 | 2020 | 4.2097 | 0.030272 | [6 empty] | PAR | I | OLD |  |  | RHNBHDHC | 3 | 0.5 | HOUPARRHNBHDHCN07_OLDI_FBHWPEE01 | 0.75 | HOUPARRHNBHDHCN07_OLDI | HOUPARRHNBHWPEE01_OLDI | BHWPEE01 | BHDHCN07 | PAR_OLDI | BHWPEE01_BHDHCN07 | 6 | 0 | 1 | New
HOUPARRHNBHDHCN07_OLDI_FBHWPEE01_D50 | Residential heating technology - Direct district heating substation - plus connection pipe - plus distribution (heating density: medium ) - single-family house - existing building - distributed MEAN level | HOUDHC | HOUPARRHN_OLDI_DMD | MKr20 | 2025 | 4.1725 | 0.030048 | [6 empty] | PAR | I | OLD |  |  | RHNBHDHC | 3 | 0.5 | HOUPARRHNBHDHCN07_OLDI_FBHWPEE01 | 0.75 | HOUPARRHNBHDHCN07_OLDI | HOUPARRHNBHWPEE01_OLDI | BHWPEE01 | BHDHCN07 | PAR_OLDI | BHWPEE01_BHDHCN07 | 6 | 0 | 1 | New
HOUPARRHNBHDHCN07_OLDI_FBHWPEE01_D50 | Residential heating technology - Direct district heating substation - plus connection pipe - plus distribution (heating density: medium ) - single-family house - existing building - distributed MEAN level | HOUDHC | HOUPARRHN_OLDI_DMD | MKr20 | 2030 | 4.1414 | 0.029511 | [6 empty] | PAR | I | OLD |  |  | RHNBHDHC | 3 | 0.5 | HOUPARRHNBHDHCN07_OLDI_FBHWPEE01 | 0.75 | HOUPARRHNBHDHCN07_OLDI | HOUPARRHNBHWPEE01_OLDI | BHWPEE01 | BHDHCN07 | PAR_OLDI | BHWPEE01_BHDHCN07 | 6 | 0 | 1 | New
HOUPARRHNBHDHCN07_OLDI_FBHWPEE01_D50 | Residential heating technology - Direct district heating substation - plus connection pipe - plus distribution (heating density: medium ) - single-family house - existing building - distributed MEAN level | HOUDHC | HOUPARRHN_OLDI_DMD | MKr20 | 2040 | 4.0855 | 0.02824 | [6 empty] | PAR | I | OLD |  |  | RHNBHDHC | 3 | 0.5 | HOUPARRHNBHDHCN07_OLDI_FBHWPEE01 | 0.75 | HOUPARRHNBHDHCN07_OLDI | HOUPARRHNBHWPEE01_OLDI | BHWPEE01 | BHDHCN07 | PAR_OLDI | BHWPEE01_BHDHCN07 | 6 | 0 | 1 | New
HOUPARRHNBHDHCN07_OLDI_FBHWPEE01_D50 | Residential heating technology - Direct district heating substation - plus connection pipe - plus distribution (heating density: medium ) - single-family house - existing building - distributed MEAN level | HOUDHC | HOUPARRHN_OLDI_DMD | MKr20 | 2050 | 4.0235 | 0.026392 | [6 empty] | PAR | I | OLD |  |  | RHNBHDHC | 3 | 0.5 | HOUPARRHNBHDHCN07_OLDI_FBHWPEE01 | 0.75 | HOUPARRHNBHDHCN07_OLDI | HOUPARRHNBHWPEE01_OLDI | BHWPEE01 | BHDHCN07 | PAR_OLDI | BHWPEE01_BHDHCN07 | 6 | 0 | 1 | New
HOUPARRHNBHDHCN05_OLDI_FBHWPEE01_D50 | Residential heating technology - Direct district heating substation - plus connection pipe - plus distribution (heating density: high ) - single-family house - existing building - distributed MEAN level | HOUDHC | HOUPARRHN_OLDI_DMD | MKr20 | 2020 | 3.2097 | 0.030272 | [6 empty] | PAR | I | OLD |  |  | RHNBHDHC | 3 | 0.5 | HOUPARRHNBHDHCN05_OLDI_FBHWPEE01 | 0.75 | HOUPARRHNBHDHCN05_OLDI | HOUPARRHNBHWPEE01_OLDI | BHWPEE01 | BHDHCN05 | PAR_OLDI | BHWPEE01_BHDHCN05 | 6 | 0 | 1 | New
HOUPARRHNBHDHCN05_OLDI_FBHWPEE01_D50 | Residential heating technology - Direct district heating substation - plus connection pipe - plus distribution (heating density: high ) - single-family house - existing building - distributed MEAN level | HOUDHC | HOUPARRHN_OLDI_DMD | MKr20 | 2025 | 3.1725 | 0.030048 | [6 empty] | PAR | I | OLD |  |  | RHNBHDHC | 3 | 0.5 | HOUPARRHNBHDHCN05_OLDI_FBHWPEE01 | 0.75 | HOUPARRHNBHDHCN05_OLDI | HOUPARRHNBHWPEE01_OLDI | BHWPEE01 | BHDHCN05 | PAR_OLDI | BHWPEE01_BHDHCN05 | 6 | 0 | 1 | New
HOUPARRHNBHDHCN05_OLDI_FBHWPEE01_D50 | Residential heating technology - Direct district heating substation - plus connection pipe - plus distribution (heating density: high ) - single-family house - existing building - distributed MEAN level | HOUDHC | HOUPARRHN_OLDI_DMD | MKr20 | 2030 | 3.1414 | 0.029511 | [6 empty] | PAR | I | OLD |  |  | RHNBHDHC | 3 | 0.5 | HOUPARRHNBHDHCN05_OLDI_FBHWPEE01 | 0.75 | HOUPARRHNBHDHCN05_OLDI | HOUPARRHNBHWPEE01_OLDI | BHWPEE01 | BHDHCN05 | PAR_OLDI | BHWPEE01_BHDHCN05 | 6 | 0 | 1 | New
HOUPARRHNBHDHCN05_OLDI_FBHWPEE01_D50 | Residential heating technology - Direct district heating substation - plus connection pipe - plus distribution (heating density: high ) - single-family house - existing building - distributed MEAN level | HOUDHC | HOUPARRHN_OLDI_DMD | MKr20 | 2040 | 3.0855 | 0.02824 | [6 empty] | PAR | I | OLD |  |  | RHNBHDHC | 3 | 0.5 | HOUPARRHNBHDHCN05_OLDI_FBHWPEE01 | 0.75 | HOUPARRHNBHDHCN05_OLDI | HOUPARRHNBHWPEE01_OLDI | BHWPEE01 | BHDHCN05 | PAR_OLDI | BHWPEE01_BHDHCN05 | 6 | 0 | 1 | New
HOUPARRHNBHDHCN05_OLDI_FBHWPEE01_D50 | Residential heating technology - Direct district heating substation - plus connection pipe - plus distribution (heating density: high ) - single-family house - existing building - distributed MEAN level | HOUDHC | HOUPARRHN_OLDI_DMD | MKr20 | 2050 | 3.0235 | 0.026392 | [6 empty] | PAR | I | OLD |  |  | RHNBHDHC | 3 | 0.5 | HOUPARRHNBHDHCN05_OLDI_FBHWPEE01 | 0.75 | HOUPARRHNBHDHCN05_OLDI | HOUPARRHNBHWPEE01_OLDI | BHWPEE01 | BHDHCN05 | PAR_OLDI | BHWPEE01_BHDHCN05 | 6 | 0 | 1 | New
HOUPARRHNHPELCN05_NEWI_D50 | Residential heating technology - Heat pump, Air-to-water - leasing - single-family house - new building - distributed MEAN level | HOUELC, HOUAMB | HOUPARRHN_NEWI_DMD | MKr20 | 2020 | 4.523 | 0.97818 | 0.33898 | [5 empty] | PAR | I | NEW | 2.95 |  | RHNHPELC | 3 | 0.5 | HOUPARRHNHPELCN05_NEWI
HOUPARRHNHPELCN05_NEWI_D50 | Residential heating technology - Heat pump, Air-to-water - leasing - single-family house - new building - distributed MEAN level | HOUELC, HOUAMB | HOUPARRHN_NEWI_DMD | MKr20 | 2025 | 4.2668 | 0.82127 | 0.32258 | [5 empty] | PAR | I | NEW | 3.1 |  | RHNHPELC | 3 | 0.5 | HOUPARRHNHPELCN05_NEWI
HOUPARRHNHPELCN05_NEWI_D50 | Residential heating technology - Heat pump, Air-to-water - leasing - single-family house - new building - distributed MEAN level | HOUELC, HOUAMB | HOUPARRHN_NEWI_DMD | MKr20 | 2030 | 4.0107 | 0.78437 | 0.30769 | [5 empty] | PAR | I | NEW | 3.25 |  | RHNHPELC | 3 | 0.5 | HOUPARRHNHPELCN05_NEWI
HOUPARRHNHPELCN05_NEWI_D50 | Residential heating technology - Heat pump, Air-to-water - leasing - single-family house - new building - distributed MEAN level | HOUELC, HOUAMB | HOUPARRHN_NEWI_DMD | MKr20 | 2040 | 3.7847 | 0.74704 | 0.29412 | [5 empty] | PAR | I | NEW | 3.4 |  | RHNHPELC | 3 | 0.5 | HOUPARRHNHPELCN05_NEWI
HOUPARRHNHPELCN05_NEWI_D50 | Residential heating technology - Heat pump, Air-to-water - leasing - single-family house - new building - distributed MEAN level | HOUELC, HOUAMB | HOUPARRHN_NEWI_DMD | MKr20 | 2050 | 3.5586 | 0.70971 | 0.28571 | [5 empty] | PAR | I | NEW | 3.5 |  | RHNHPELC | 3 | 0.5 | HOUPARRHNHPELCN05_NEWI
HOUPARRHNHPELCN05_NEWD_D50 | Residential heating technology - Heat pump, Air-to-water - leasing - single-family house - new building - distributed MEAN level | HOUELC, HOUAMB | HOUPARRHN_NEWD_DMD | MKr20 | 2020 | 4.523 | 0.97818 | 0.33898 | [5 empty] | PAR | D | NEW | 2.95 |  | RHNHPELC | 3 | 0.5 | HOUPARRHNHPELCN05_NEWD
HOUPARRHNHPELCN05_NEWD_D50 | Residential heating technology - Heat pump, Air-to-water - leasing - single-family house - new building - distributed MEAN level | HOUELC, HOUAMB | HOUPARRHN_NEWD_DMD | MKr20 | 2025 | 4.2668 | 0.82127 | 0.32258 | [5 empty] | PAR | D | NEW | 3.1 |  | RHNHPELC | 3 | 0.5 | HOUPARRHNHPELCN05_NEWD
HOUPARRHNHPELCN05_NEWD_D50 | Residential heating technology - Heat pump, Air-to-water - leasing - single-family house - new building - distributed MEAN level | HOUELC, HOUAMB | HOUPARRHN_NEWD_DMD | MKr20 | 2030 | 4.0107 | 0.78437 | 0.30769 | [5 empty] | PAR | D | NEW | 3.25 |  | RHNHPELC | 3 | 0.5 | HOUPARRHNHPELCN05_NEWD
HOUPARRHNHPELCN05_NEWD_D50 | Residential heating technology - Heat pump, Air-to-water - leasing - single-family house - new building - distributed MEAN level | HOUELC, HOUAMB | HOUPARRHN_NEWD_DMD | MKr20 | 2040 | 3.7847 | 0.74704 | 0.29412 | [5 empty] | PAR | D | NEW | 3.4 |  | RHNHPELC | 3 | 0.5 | HOUPARRHNHPELCN05_NEWD
HOUPARRHNHPELCN05_NEWD_D50 | Residential heating technology - Heat pump, Air-to-water - leasing - single-family house - new building - distributed MEAN level | HOUELC, HOUAMB | HOUPARRHN_NEWD_DMD | MKr20 | 2050 | 3.5586 | 0.70971 | 0.28571 | [5 empty] | PAR | D | NEW | 3.5 |  | RHNHPELC | 3 | 0.5 | HOUPARRHNHPELCN05_NEWD
HOUPARRHNHPELCN05_NEWC_D50 | Residential heating technology - Heat pump, Air-to-water - leasing - single-family house - new building - distributed MEAN level | HOUELC, HOUAMB | HOUPARRHN_NEWC_DMD | MKr20 | 2020 | 4.523 | 0.97818 | 0.33898 | [5 empty] | PAR | C | NEW | 2.95 |  | RHNHPELC | 3 | 0.5 | HOUPARRHNHPELCN05_NEWC
HOUPARRHNHPELCN05_NEWC_D50 | Residential heating technology - Heat pump, Air-to-water - leasing - single-family house - new building - distributed MEAN level | HOUELC, HOUAMB | HOUPARRHN_NEWC_DMD | MKr20 | 2025 | 4.2668 | 0.82127 | 0.32258 | [5 empty] | PAR | C | NEW | 3.1 |  | RHNHPELC | 3 | 0.5 | HOUPARRHNHPELCN05_NEWC
HOUPARRHNHPELCN05_NEWC_D50 | Residential heating technology - Heat pump, Air-to-water - leasing - single-family house - new building - distributed MEAN level | HOUELC, HOUAMB | HOUPARRHN_NEWC_DMD | MKr20 | 2030 | 4.0107 | 0.78437 | 0.30769 | [5 empty] | PAR | C | NEW | 3.25 |  | RHNHPELC | 3 | 0.5 | HOUPARRHNHPELCN05_NEWC
HOUPARRHNHPELCN05_NEWC_D50 | Residential heating technology - Heat pump, Air-to-water - leasing - single-family house - new building - distributed MEAN level | HOUELC, HOUAMB | HOUPARRHN_NEWC_DMD | MKr20 | 2040 | 3.7847 | 0.74704 | 0.29412 | [5 empty] | PAR | C | NEW | 3.4 |  | RHNHPELC | 3 | 0.5 | HOUPARRHNHPELCN05_NEWC
HOUPARRHNHPELCN05_NEWC_D50 | Residential heating technology - Heat pump, Air-to-water - leasing - single-family house - new building - distributed MEAN level | HOUELC, HOUAMB | HOUPARRHN_NEWC_DMD | MKr20 | 2050 | 3.5586 | 0.70971 | 0.28571 | [5 empty] | PAR | C | NEW | 3.5 |  | RHNHPELC | 3 | 0.5 | HOUPARRHNHPELCN05_NEWC
HOUPARRHNHPELCN04_NEWI_D50 | Residential heating technology - Heat pump, Ground source - single-family house - new building - distributed MEAN level | HOUELC, HOUAMB | HOUPARRHN_NEWI_DMD | MKr20 | 2020 | 14.4 | 0.40932 | 0.30769 | [5 empty] | PAR | I | NEW | 3.25 |  | RHNHPELC | 3 | 0.5 | HOUPARRHNHPELCN04_NEWI
HOUPARRHNHPELCN04_NEWI_D50 | Residential heating technology - Heat pump, Ground source - single-family house - new building - distributed MEAN level | HOUELC, HOUAMB | HOUPARRHN_NEWI_DMD | MKr20 | 2025 | 13.68 | 0.28443 | 0.29851 | [5 empty] | PAR | I | NEW | 3.35 |  | RHNHPELC | 3 | 0.5 | HOUPARRHNHPELCN04_NEWI
HOUPARRHNHPELCN04_NEWI_D50 | Residential heating technology - Heat pump, Ground source - single-family house - new building - distributed MEAN level | HOUELC, HOUAMB | HOUPARRHN_NEWI_DMD | MKr20 | 2030 | 12.96 | 0.27954 | 0.28986 | [5 empty] | PAR | I | NEW | 3.45 |  | RHNHPELC | 3 | 0.5 | HOUPARRHNHPELCN04_NEWI
HOUPARRHNHPELCN04_NEWI_D50 | Residential heating technology - Heat pump, Ground source - single-family house - new building - distributed MEAN level | HOUELC, HOUAMB | HOUPARRHN_NEWI_DMD | MKr20 | 2040 | 12.312 | 0.27047 | 0.27778 | [5 empty] | PAR | I | NEW | 3.6 |  | RHNHPELC | 3 | 0.5 | HOUPARRHNHPELCN04_NEWI
HOUPARRHNHPELCN04_NEWI_D50 | Residential heating technology - Heat pump, Ground source - single-family house - new building - distributed MEAN level | HOUELC, HOUAMB | HOUPARRHN_NEWI_DMD | MKr20 | 2050 | 11.664 | 0.26139 | 0.26667 | [5 empty] | PAR | I | NEW | 3.75 |  | RHNHPELC | 3 | 0.5 | HOUPARRHNHPELCN04_NEWI
HOUPARRHNHPELCN04_NEWD_D50 | Residential heating technology - Heat pump, Ground source - single-family house - new building - distributed MEAN level | HOUELC, HOUAMB | HOUPARRHN_NEWD_DMD | MKr20 | 2020 | 14.4 | 0.40932 | 0.30769 | [5 empty] | PAR | D | NEW | 3.25 |  | RHNHPELC | 3 | 0.5 | HOUPARRHNHPELCN04_NEWD
HOUPARRHNHPELCN04_NEWD_D50 | Residential heating technology - Heat pump, Ground source - single-family house - new building - distributed MEAN level | HOUELC, HOUAMB | HOUPARRHN_NEWD_DMD | MKr20 | 2025 | 13.68 | 0.28443 | 0.29851 | [5 empty] | PAR | D | NEW | 3.35 |  | RHNHPELC | 3 | 0.5 | HOUPARRHNHPELCN04_NEWD
HOUPARRHNHPELCN04_NEWD_D50 | Residential heating technology - Heat pump, Ground source - single-family house - new building - distributed MEAN level | HOUELC, HOUAMB | HOUPARRHN_NEWD_DMD | MKr20 | 2030 | 12.96 | 0.27954 | 0.28986 | [5 empty] | PAR | D | NEW | 3.45 |  | RHNHPELC | 3 | 0.5 | HOUPARRHNHPELCN04_NEWD
HOUPARRHNHPELCN04_NEWD_D50 | Residential heating technology - Heat pump, Ground source - single-family house - new building - distributed MEAN level | HOUELC, HOUAMB | HOUPARRHN_NEWD_DMD | MKr20 | 2040 | 12.312 | 0.27047 | 0.27778 | [5 empty] | PAR | D | NEW | 3.6 |  | RHNHPELC | 3 | 0.5 | HOUPARRHNHPELCN04_NEWD
HOUPARRHNHPELCN04_NEWD_D50 | Residential heating technology - Heat pump, Ground source - single-family house - new building - distributed MEAN level | HOUELC, HOUAMB | HOUPARRHN_NEWD_DMD | MKr20 | 2050 | 11.664 | 0.26139 | 0.26667 | [5 empty] | PAR | D | NEW | 3.75 |  | RHNHPELC | 3 | 0.5 | HOUPARRHNHPELCN04_NEWD
HOUPARRHNHPELCN04_NEWC_D50 | Residential heating technology - Heat pump, Ground source - single-family house - new building - distributed MEAN level | HOUELC, HOUAMB | HOUPARRHN_NEWC_DMD | MKr20 | 2020 | 14.4 | 0.40932 | 0.30769 | [5 empty] | PAR | C | NEW | 3.25 |  | RHNHPELC | 3 | 0.5 | HOUPARRHNHPELCN04_NEWC
HOUPARRHNHPELCN04_NEWC_D50 | Residential heating technology - Heat pump, Ground source - single-family house - new building - distributed MEAN level | HOUELC, HOUAMB | HOUPARRHN_NEWC_DMD | MKr20 | 2025 | 13.68 | 0.28443 | 0.29851 | [5 empty] | PAR | C | NEW | 3.35 |  | RHNHPELC | 3 | 0.5 | HOUPARRHNHPELCN04_NEWC
HOUPARRHNHPELCN04_NEWC_D50 | Residential heating technology - Heat pump, Ground source - single-family house - new building - distributed MEAN level | HOUELC, HOUAMB | HOUPARRHN_NEWC_DMD | MKr20 | 2030 | 12.96 | 0.27954 | 0.28986 | [5 empty] | PAR | C | NEW | 3.45 |  | RHNHPELC | 3 | 0.5 | HOUPARRHNHPELCN04_NEWC
HOUPARRHNHPELCN04_NEWC_D50 | Residential heating technology - Heat pump, Ground source - single-family house - new building - distributed MEAN level | HOUELC, HOUAMB | HOUPARRHN_NEWC_DMD | MKr20 | 2040 | 12.312 | 0.27047 | 0.27778 | [5 empty] | PAR | C | NEW | 3.6 |  | RHNHPELC | 3 | 0.5 | HOUPARRHNHPELCN04_NEWC
HOUPARRHNHPELCN04_NEWC_D50 | Residential heating technology - Heat pump, Ground source - single-family house - new building - distributed MEAN level | HOUELC, HOUAMB | HOUPARRHN_NEWC_DMD | MKr20 | 2050 | 11.664 | 0.26139 | 0.26667 | [5 empty] | PAR | C | NEW | 3.75 |  | RHNHPELC | 3 | 0.5 | HOUPARRHNHPELCN04_NEWC
HOUPARRHNHPELCN03_NEWI_D50 | Residential heating technology - Heat pump, Air-to-water - single-family house - new building - distributed MEAN level | HOUELC, HOUAMB | HOUPARRHN_NEWI_DMD | MKr20 | 2020 | 9.046 | 0.41281 | 0.33898 | [5 empty] | PAR | I | NEW | 2.95 |  | RHNHPELC | 3 | 0.5 | HOUPARRHNHPELCN03_NEWI
HOUPARRHNHPELCN03_NEWI_D50 | Residential heating technology - Heat pump, Air-to-water - single-family house - new building - distributed MEAN level | HOUELC, HOUAMB | HOUPARRHN_NEWI_DMD | MKr20 | 2025 | 8.5337 | 0.28792 | 0.32258 | [5 empty] | PAR | I | NEW | 3.1 |  | RHNHPELC | 3 | 0.5 | HOUPARRHNHPELCN03_NEWI
HOUPARRHNHPELCN03_NEWI_D50 | Residential heating technology - Heat pump, Air-to-water - single-family house - new building - distributed MEAN level | HOUELC, HOUAMB | HOUPARRHN_NEWI_DMD | MKr20 | 2030 | 8.0214 | 0.28303 | 0.30769 | [5 empty] | PAR | I | NEW | 3.25 |  | RHNHPELC | 3 | 0.5 | HOUPARRHNHPELCN03_NEWI
HOUPARRHNHPELCN03_NEWI_D50 | Residential heating technology - Heat pump, Air-to-water - single-family house - new building - distributed MEAN level | HOUELC, HOUAMB | HOUPARRHN_NEWI_DMD | MKr20 | 2040 | 7.5693 | 0.27396 | 0.29412 | [5 empty] | PAR | I | NEW | 3.4 |  | RHNHPELC | 3 | 0.5 | HOUPARRHNHPELCN03_NEWI
HOUPARRHNHPELCN03_NEWI_D50 | Residential heating technology - Heat pump, Air-to-water - single-family house - new building - distributed MEAN level | HOUELC, HOUAMB | HOUPARRHN_NEWI_DMD | MKr20 | 2050 | 7.1173 | 0.26488 | 0.28571 | [5 empty] | PAR | I | NEW | 3.5 |  | RHNHPELC | 3 | 0.5 | HOUPARRHNHPELCN03_NEWI
HOUPARRHNHPELCN03_NEWD_D50 | Residential heating technology - Heat pump, Air-to-water - single-family house - new building - distributed MEAN level | HOUELC, HOUAMB | HOUPARRHN_NEWD_DMD | MKr20 | 2020 | 9.046 | 0.41281 | 0.33898 | [5 empty] | PAR | D | NEW | 2.95 |  | RHNHPELC | 3 | 0.5 | HOUPARRHNHPELCN03_NEWD
HOUPARRHNHPELCN03_NEWD_D50 | Residential heating technology - Heat pump, Air-to-water - single-family house - new building - distributed MEAN level | HOUELC, HOUAMB | HOUPARRHN_NEWD_DMD | MKr20 | 2025 | 8.5337 | 0.28792 | 0.32258 | [5 empty] | PAR | D | NEW | 3.1 |  | RHNHPELC | 3 | 0.5 | HOUPARRHNHPELCN03_NEWD
HOUPARRHNHPELCN03_NEWD_D50 | Residential heating technology - Heat pump, Air-to-water - single-family house - new building - distributed MEAN level | HOUELC, HOUAMB | HOUPARRHN_NEWD_DMD | MKr20 | 2030 | 8.0214 | 0.28303 | 0.30769 | [5 empty] | PAR | D | NEW | 3.25 |  | RHNHPELC | 3 | 0.5 | HOUPARRHNHPELCN03_NEWD
HOUPARRHNHPELCN03_NEWD_D50 | Residential heating technology - Heat pump, Air-to-water - single-family house - new building - distributed MEAN level | HOUELC, HOUAMB | HOUPARRHN_NEWD_DMD | MKr20 | 2040 | 7.5693 | 0.27396 | 0.29412 | [5 empty] | PAR | D | NEW | 3.4 |  | RHNHPELC | 3 | 0.5 | HOUPARRHNHPELCN03_NEWD
HOUPARRHNHPELCN03_NEWD_D50 | Residential heating technology - Heat pump, Air-to-water - single-family house - new building - distributed MEAN level | HOUELC, HOUAMB | HOUPARRHN_NEWD_DMD | MKr20 | 2050 | 7.1173 | 0.26488 | 0.28571 | [5 empty] | PAR | D | NEW | 3.5 |  | RHNHPELC | 3 | 0.5 | HOUPARRHNHPELCN03_NEWD
HOUPARRHNHPELCN03_NEWC_D50 | Residential heating technology - Heat pump, Air-to-water - single-family house - new building - distributed MEAN level | HOUELC, HOUAMB | HOUPARRHN_NEWC_DMD | MKr20 | 2020 | 9.046 | 0.41281 | 0.33898 | [5 empty] | PAR | C | NEW | 2.95 |  | RHNHPELC | 3 | 0.5 | HOUPARRHNHPELCN03_NEWC
HOUPARRHNHPELCN03_NEWC_D50 | Residential heating technology - Heat pump, Air-to-water - single-family house - new building - distributed MEAN level | HOUELC, HOUAMB | HOUPARRHN_NEWC_DMD | MKr20 | 2025 | 8.5337 | 0.28792 | 0.32258 | [5 empty] | PAR | C | NEW | 3.1 |  | RHNHPELC | 3 | 0.5 | HOUPARRHNHPELCN03_NEWC
HOUPARRHNHPELCN03_NEWC_D50 | Residential heating technology - Heat pump, Air-to-water - single-family house - new building - distributed MEAN level | HOUELC, HOUAMB | HOUPARRHN_NEWC_DMD | MKr20 | 2030 | 8.0214 | 0.28303 | 0.30769 | [5 empty] | PAR | C | NEW | 3.25 |  | RHNHPELC | 3 | 0.5 | HOUPARRHNHPELCN03_NEWC
HOUPARRHNHPELCN03_NEWC_D50 | Residential heating technology - Heat pump, Air-to-water - single-family house - new building - distributed MEAN level | HOUELC, HOUAMB | HOUPARRHN_NEWC_DMD | MKr20 | 2040 | 7.5693 | 0.27396 | 0.29412 | [5 empty] | PAR | C | NEW | 3.4 |  | RHNHPELC | 3 | 0.5 | HOUPARRHNHPELCN03_NEWC
HOUPARRHNHPELCN03_NEWC_D50 | Residential heating technology - Heat pump, Air-to-water - single-family house - new building - distributed MEAN level | HOUELC, HOUAMB | HOUPARRHN_NEWC_DMD | MKr20 | 2050 | 7.1173 | 0.26488 | 0.28571 | [5 empty] | PAR | C | NEW | 3.5 |  | RHNHPELC | 3 | 0.5 | HOUPARRHNHPELCN03_NEWC
HOUPARRHNHPELCN02_NEWI_D50 | Residential heating technology - Heat pump, Air-to-air - single-family house - new building - distributed MEAN level | HOUELC, HOUAMB | HOUPARRHN_NEWI_DMD | MKr20 | 2020 | 3.3199 | 0.448 | 0.21739 | [5 empty] | PAR | I | NEW | 4.6 |  | RHNHPELC | 3 | 0.5 | HOUPARRHNHPELCN02_NEWI
HOUPARRHNHPELCN02_NEWI_D50 | Residential heating technology - Heat pump, Air-to-air - single-family house - new building - distributed MEAN level | HOUELC, HOUAMB | HOUPARRHN_NEWI_DMD | MKr20 | 2025 | 3.2387 | 0.30438 | 0.20619 | [5 empty] | PAR | I | NEW | 4.85 |  | RHNHPELC | 3 | 0.5 | HOUPARRHNHPELCN02_NEWI
HOUPARRHNHPELCN02_NEWI_D50 | Residential heating technology - Heat pump, Air-to-air - single-family house - new building - distributed MEAN level | HOUELC, HOUAMB | HOUPARRHN_NEWI_DMD | MKr20 | 2030 | 3.1576 | 0.29876 | 0.19802 | [5 empty] | PAR | I | NEW | 5.05 |  | RHNHPELC | 3 | 0.5 | HOUPARRHNHPELCN02_NEWI
HOUPARRHNHPELCN02_NEWI_D50 | Residential heating technology - Heat pump, Air-to-air - single-family house - new building - distributed MEAN level | HOUELC, HOUAMB | HOUPARRHN_NEWI_DMD | MKr20 | 2040 | 3.007 | 0.28832 | 0.19048 | [5 empty] | PAR | I | NEW | 5.25 |  | RHNHPELC | 3 | 0.5 | HOUPARRHNHPELCN02_NEWI
HOUPARRHNHPELCN02_NEWI_D50 | Residential heating technology - Heat pump, Air-to-air - single-family house - new building - distributed MEAN level | HOUELC, HOUAMB | HOUPARRHN_NEWI_DMD | MKr20 | 2050 | 2.8564 | 0.27789 | 0.18868 | [5 empty] | PAR | I | NEW | 5.3 |  | RHNHPELC | 3 | 0.5 | HOUPARRHNHPELCN02_NEWI
HOUPARRHNHPELCN02_NEWD_D50 | Residential heating technology - Heat pump, Air-to-air - single-family house - new building - distributed MEAN level | HOUELC, HOUAMB | HOUPARRHN_NEWD_DMD | MKr20 | 2020 | 3.3199 | 0.448 | 0.21739 | [5 empty] | PAR | D | NEW | 4.6 |  | RHNHPELC | 3 | 0.5 | HOUPARRHNHPELCN02_NEWD
HOUPARRHNHPELCN02_NEWD_D50 | Residential heating technology - Heat pump, Air-to-air - single-family house - new building - distributed MEAN level | HOUELC, HOUAMB | HOUPARRHN_NEWD_DMD | MKr20 | 2025 | 3.2387 | 0.30438 | 0.20619 | [5 empty] | PAR | D | NEW | 4.85 |  | RHNHPELC | 3 | 0.5 | HOUPARRHNHPELCN02_NEWD
HOUPARRHNHPELCN02_NEWD_D50 | Residential heating technology - Heat pump, Air-to-air - single-family house - new building - distributed MEAN level | HOUELC, HOUAMB | HOUPARRHN_NEWD_DMD | MKr20 | 2030 | 3.1576 | 0.29876 | 0.19802 | [5 empty] | PAR | D | NEW | 5.05 |  | RHNHPELC | 3 | 0.5 | HOUPARRHNHPELCN02_NEWD
HOUPARRHNHPELCN02_NEWD_D50 | Residential heating technology - Heat pump, Air-to-air - single-family house - new building - distributed MEAN level | HOUELC, HOUAMB | HOUPARRHN_NEWD_DMD | MKr20 | 2040 | 3.007 | 0.28832 | 0.19048 | [5 empty] | PAR | D | NEW | 5.25 |  | RHNHPELC | 3 | 0.5 | HOUPARRHNHPELCN02_NEWD
HOUPARRHNHPELCN02_NEWD_D50 | Residential heating technology - Heat pump, Air-to-air - single-family house - new building - distributed MEAN level | HOUELC, HOUAMB | HOUPARRHN_NEWD_DMD | MKr20 | 2050 | 2.8564 | 0.27789 | 0.18868 | [5 empty] | PAR | D | NEW | 5.3 |  | RHNHPELC | 3 | 0.5 | HOUPARRHNHPELCN02_NEWD
HOUPARRHNHPELCN02_NEWC_D50 | Residential heating technology - Heat pump, Air-to-air - single-family house - new building - distributed MEAN level | HOUELC, HOUAMB | HOUPARRHN_NEWC_DMD | MKr20 | 2020 | 3.3199 | 0.448 | 0.21739 | [5 empty] | PAR | C | NEW | 4.6 |  | RHNHPELC | 3 | 0.5 | HOUPARRHNHPELCN02_NEWC
HOUPARRHNHPELCN02_NEWC_D50 | Residential heating technology - Heat pump, Air-to-air - single-family house - new building - distributed MEAN level | HOUELC, HOUAMB | HOUPARRHN_NEWC_DMD | MKr20 | 2025 | 3.2387 | 0.30438 | 0.20619 | [5 empty] | PAR | C | NEW | 4.85 |  | RHNHPELC | 3 | 0.5 | HOUPARRHNHPELCN02_NEWC
HOUPARRHNHPELCN02_NEWC_D50 | Residential heating technology - Heat pump, Air-to-air - single-family house - new building - distributed MEAN level | HOUELC, HOUAMB | HOUPARRHN_NEWC_DMD | MKr20 | 2030 | 3.1576 | 0.29876 | 0.19802 | [5 empty] | PAR | C | NEW | 5.05 |  | RHNHPELC | 3 | 0.5 | HOUPARRHNHPELCN02_NEWC
HOUPARRHNHPELCN02_NEWC_D50 | Residential heating technology - Heat pump, Air-to-air - single-family house - new building - distributed MEAN level | HOUELC, HOUAMB | HOUPARRHN_NEWC_DMD | MKr20 | 2040 | 3.007 | 0.28832 | 0.19048 | [5 empty] | PAR | C | NEW | 5.25 |  | RHNHPELC | 3 | 0.5 | HOUPARRHNHPELCN02_NEWC
HOUPARRHNHPELCN02_NEWC_D50 | Residential heating technology - Heat pump, Air-to-air - single-family house - new building - distributed MEAN level | HOUELC, HOUAMB | HOUPARRHN_NEWC_DMD | MKr20 | 2050 | 2.8564 | 0.27789 | 0.18868 | [5 empty] | PAR | C | NEW | 5.3 |  | RHNHPELC | 3 | 0.5 | HOUPARRHNHPELCN02_NEWC
HOUPARRHNDIFIWN01_NEWI_D50 | Residential heating technology - Wood stove without water tank, wood logs - single-family house - existing building - distributed MEAN level | HOUFIW | HOUPARRHN_NEWI_DMD | MKr20 | 2020 | 3.7548 | 0.21605 |  | 25 | 28.8 | 90 | 125 | 4 | PAR | I | NEW |  |  | RHNDIFIW | 3 | 0.5 | HOUPARRHNDIFIWN01_NEWI
HOUPARRHNDIFIWN01_NEWI_D50 | Residential heating technology - Wood stove without water tank, wood logs - single-family house - existing building - distributed MEAN level | HOUFIW | HOUPARRHN_NEWI_DMD | MKr20 | 2025 | 3.6619 | 0.26338 |  | 25 | 25.2 | 90 | 100 | 4 | PAR | I | NEW |  |  | RHNDIFIW | 3 | 0.5 | HOUPARRHNDIFIWN01_NEWI
HOUPARRHNDIFIWN01_NEWI_D50 | Residential heating technology - Wood stove without water tank, wood logs - single-family house - existing building - distributed MEAN level | HOUFIW | HOUPARRHN_NEWI_DMD | MKr20 | 2030 | 6.5187 | 0.37284 |  | 25 | 21.6 | 90 | 100 | 4 | PAR | I | NEW |  |  | RHNDIFIW | 3 | 0.5 | HOUPARRHNDIFIWN01_NEWI
HOUPARRHNDIFIWN01_NEWI_D50 | Residential heating technology - Wood stove without water tank, wood logs - single-family house - existing building - distributed MEAN level | HOUFIW | HOUPARRHN_NEWI_DMD | MKr20 | 2040 | 6.2 | 0.36398 |  | 25 | 18 | 90 | 100 | 4 | PAR | I | NEW |  |  | RHNDIFIW | 3 | 0.5 | HOUPARRHNDIFIWN01_NEWI
HOUPARRHNDIFIWN01_NEWI_D50 | Residential heating technology - Wood stove without water tank, wood logs - single-family house - existing building - distributed MEAN level | HOUFIW | HOUPARRHN_NEWI_DMD | MKr20 | 2050 | 5.8969 | 0.35511 |  | 25 | 18 | 90 | 100 | 4 | PAR | I | NEW |  |  | RHNDIFIW | 3 | 0.5 | HOUPARRHNDIFIWN01_NEWI
HOUPARRHNDIFIWN01_NEWD_D50 | Residential heating technology - Wood stove without water tank, wood logs - single-family house - existing building - distributed MEAN level | HOUFIW | HOUPARRHN_NEWD_DMD | MKr20 | 2020 | 3.7548 | 0.21605 |  | 25 | 28.8 | 90 | 125 | 4 | PAR | D | NEW |  |  | RHNDIFIW | 3 | 0.5 | HOUPARRHNDIFIWN01_NEWD
HOUPARRHNDIFIWN01_NEWD_D50 | Residential heating technology - Wood stove without water tank, wood logs - single-family house - existing building - distributed MEAN level | HOUFIW | HOUPARRHN_NEWD_DMD | MKr20 | 2025 | 3.6619 | 0.26338 |  | 25 | 25.2 | 90 | 100 | 4 | PAR | D | NEW |  |  | RHNDIFIW | 3 | 0.5 | HOUPARRHNDIFIWN01_NEWD
HOUPARRHNDIFIWN01_NEWD_D50 | Residential heating technology - Wood stove without water tank, wood logs - single-family house - existing building - distributed MEAN level | HOUFIW | HOUPARRHN_NEWD_DMD | MKr20 | 2030 | 6.5187 | 0.37284 |  | 25 | 21.6 | 90 | 100 | 4 | PAR | D | NEW |  |  | RHNDIFIW | 3 | 0.5 | HOUPARRHNDIFIWN01_NEWD
HOUPARRHNDIFIWN01_NEWD_D50 | Residential heating technology - Wood stove without water tank, wood logs - single-family house - existing building - distributed MEAN level | HOUFIW | HOUPARRHN_NEWD_DMD | MKr20 | 2040 | 6.2 | 0.36398 |  | 25 | 18 | 90 | 100 | 4 | PAR | D | NEW |  |  | RHNDIFIW | 3 | 0.5 | HOUPARRHNDIFIWN01_NEWD
HOUPARRHNDIFIWN01_NEWD_D50 | Residential heating technology - Wood stove without water tank, wood logs - single-family house - existing building - distributed MEAN level | HOUFIW | HOUPARRHN_NEWD_DMD | MKr20 | 2050 | 5.8969 | 0.35511 |  | 25 | 18 | 90 | 100 | 4 | PAR | D | NEW |  |  | RHNDIFIW | 3 | 0.5 | HOUPARRHNDIFIWN01_NEWD
HOUPARRHNDIFIWN01_NEWC_D50 | Residential heating technology - Wood stove without water tank, wood logs - single-family house - existing building - distributed MEAN level | HOUFIW | HOUPARRHN_NEWC_DMD | MKr20 | 2020 | 3.7548 | 0.21605 |  | 25 | 28.8 | 90 | 125 | 4 | PAR | C | NEW |  |  | RHNDIFIW | 3 | 0.5 | HOUPARRHNDIFIWN01_NEWC
HOUPARRHNDIFIWN01_NEWC_D50 | Residential heating technology - Wood stove without water tank, wood logs - single-family house - existing building - distributed MEAN level | HOUFIW | HOUPARRHN_NEWC_DMD | MKr20 | 2025 | 3.6619 | 0.26338 |  | 25 | 25.2 | 90 | 100 | 4 | PAR | C | NEW |  |  | RHNDIFIW | 3 | 0.5 | HOUPARRHNDIFIWN01_NEWC
HOUPARRHNDIFIWN01_NEWC_D50 | Residential heating technology - Wood stove without water tank, wood logs - single-family house - existing building - distributed MEAN level | HOUFIW | HOUPARRHN_NEWC_DMD | MKr20 | 2030 | 6.5187 | 0.37284 |  | 25 | 21.6 | 90 | 100 | 4 | PAR | C | NEW |  |  | RHNDIFIW | 3 | 0.5 | HOUPARRHNDIFIWN01_NEWC
HOUPARRHNDIFIWN01_NEWC_D50 | Residential heating technology - Wood stove without water tank, wood logs - single-family house - existing building - distributed MEAN level | HOUFIW | HOUPARRHN_NEWC_DMD | MKr20 | 2040 | 6.2 | 0.36398 |  | 25 | 18 | 90 | 100 | 4 | PAR | C | NEW |  |  | RHNDIFIW | 3 | 0.5 | HOUPARRHNDIFIWN01_NEWC
HOUPARRHNDIFIWN01_NEWC_D50 | Residential heating technology - Wood stove without water tank, wood logs - single-family house - existing building - distributed MEAN level | HOUFIW | HOUPARRHN_NEWC_DMD | MKr20 | 2050 | 5.8969 | 0.35511 |  | 25 | 18 | 90 | 100 | 4 | PAR | C | NEW |  |  | RHNDIFIW | 3 | 0.5 | HOUPARRHNDIFIWN01_NEWC
HOUPARRHNDIELCN06_NEWI_D50 | Residential heating technology - Electric heating - electric panel from Bauhaus - single-family house - new building - distributed MEAN level | HOUELC | HOUPARRHN_NEWI_DMD | MKr20 | 2020 | 0.55 | 0 | [6 empty] | PAR | I | NEW |  |  | RHNDIELC | 3 | 0.5 | HOUPARRHNDIELCN06_NEWI
HOUPARRHNDIELCN06_NEWI_D50 | Residential heating technology - Electric heating - electric panel from Bauhaus - single-family house - new building - distributed MEAN level | HOUELC | HOUPARRHN_NEWI_DMD | MKr20 | 2025 | 0.55 | 0 | [6 empty] | PAR | I | NEW |  |  | RHNDIELC | 3 | 0.5 | HOUPARRHNDIELCN06_NEWI
HOUPARRHNDIELCN06_NEWI_D50 | Residential heating technology - Electric heating - electric panel from Bauhaus - single-family house - new building - distributed MEAN level | HOUELC | HOUPARRHN_NEWI_DMD | MKr20 | 2030 | 0.55 | 0 | [6 empty] | PAR | I | NEW |  |  | RHNDIELC | 3 | 0.5 | HOUPARRHNDIELCN06_NEWI
HOUPARRHNDIELCN06_NEWI_D50 | Residential heating technology - Electric heating - electric panel from Bauhaus - single-family house - new building - distributed MEAN level | HOUELC | HOUPARRHN_NEWI_DMD | MKr20 | 2040 | 0.55 | 0 | [6 empty] | PAR | I | NEW |  |  | RHNDIELC | 3 | 0.5 | HOUPARRHNDIELCN06_NEWI
HOUPARRHNDIELCN06_NEWI_D50 | Residential heating technology - Electric heating - electric panel from Bauhaus - single-family house - new building - distributed MEAN level | HOUELC | HOUPARRHN_NEWI_DMD | MKr20 | 2050 | 0.55 | 0 | [6 empty] | PAR | I | NEW |  |  | RHNDIELC | 3 | 0.5 | HOUPARRHNDIELCN06_NEWI
HOUPARRHNDIELCN06_NEWD_D50 | Residential heating technology - Electric heating - electric panel from Bauhaus - single-family house - new building - distributed MEAN level | HOUELC | HOUPARRHN_NEWD_DMD | MKr20 | 2020 | 0.55 | 0 | [6 empty] | PAR | D | NEW |  |  | RHNDIELC | 3 | 0.5 | HOUPARRHNDIELCN06_NEWD
HOUPARRHNDIELCN06_NEWD_D50 | Residential heating technology - Electric heating - electric panel from Bauhaus - single-family house - new building - distributed MEAN level | HOUELC | HOUPARRHN_NEWD_DMD | MKr20 | 2025 | 0.55 | 0 | [6 empty] | PAR | D | NEW |  |  | RHNDIELC | 3 | 0.5 | HOUPARRHNDIELCN06_NEWD
HOUPARRHNDIELCN06_NEWD_D50 | Residential heating technology - Electric heating - electric panel from Bauhaus - single-family house - new building - distributed MEAN level | HOUELC | HOUPARRHN_NEWD_DMD | MKr20 | 2030 | 0.55 | 0 | [6 empty] | PAR | D | NEW |  |  | RHNDIELC | 3 | 0.5 | HOUPARRHNDIELCN06_NEWD
HOUPARRHNDIELCN06_NEWD_D50 | Residential heating technology - Electric heating - electric panel from Bauhaus - single-family house - new building - distributed MEAN level | HOUELC | HOUPARRHN_NEWD_DMD | MKr20 | 2040 | 0.55 | 0 | [6 empty] | PAR | D | NEW |  |  | RHNDIELC | 3 | 0.5 | HOUPARRHNDIELCN06_NEWD
HOUPARRHNDIELCN06_NEWD_D50 | Residential heating technology - Electric heating - electric panel from Bauhaus - single-family house - new building - distributed MEAN level | HOUELC | HOUPARRHN_NEWD_DMD | MKr20 | 2050 | 0.55 | 0 | [6 empty] | PAR | D | NEW |  |  | RHNDIELC | 3 | 0.5 | HOUPARRHNDIELCN06_NEWD
HOUPARRHNDIELCN06_NEWC_D50 | Residential heating technology - Electric heating - electric panel from Bauhaus - single-family house - new building - distributed MEAN level | HOUELC | HOUPARRHN_NEWC_DMD | MKr20 | 2020 | 0.55 | 0 | [6 empty] | PAR | C | NEW |  |  | RHNDIELC | 3 | 0.5 | HOUPARRHNDIELCN06_NEWC
HOUPARRHNDIELCN06_NEWC_D50 | Residential heating technology - Electric heating - electric panel from Bauhaus - single-family house - new building - distributed MEAN level | HOUELC | HOUPARRHN_NEWC_DMD | MKr20 | 2025 | 0.55 | 0 | [6 empty] | PAR | C | NEW |  |  | RHNDIELC | 3 | 0.5 | HOUPARRHNDIELCN06_NEWC
HOUPARRHNDIELCN06_NEWC_D50 | Residential heating technology - Electric heating - electric panel from Bauhaus - single-family house - new building - distributed MEAN level | HOUELC | HOUPARRHN_NEWC_DMD | MKr20 | 2030 | 0.55 | 0 | [6 empty] | PAR | C | NEW |  |  | RHNDIELC | 3 | 0.5 | HOUPARRHNDIELCN06_NEWC
HOUPARRHNDIELCN06_NEWC_D50 | Residential heating technology - Electric heating - electric panel from Bauhaus - single-family house - new building - distributed MEAN level | HOUELC | HOUPARRHN_NEWC_DMD | MKr20 | 2040 | 0.55 | 0 | [6 empty] | PAR | C | NEW |  |  | RHNDIELC | 3 | 0.5 | HOUPARRHNDIELCN06_NEWC
HOUPARRHNDIELCN06_NEWC_D50 | Residential heating technology - Electric heating - electric panel from Bauhaus - single-family house - new building - distributed MEAN level | HOUELC | HOUPARRHN_NEWC_DMD | MKr20 | 2050 | 0.55 | 0 | [6 empty] | PAR | C | NEW |  |  | RHNDIELC | 3 | 0.5 | HOUPARRHNDIELCN06_NEWC
HOUPARRHNDIELCN01_NEWI_D50 | Residential heating technology - Electric heating - single-family house - new building - distributed MEAN level | HOUELC | HOUPARRHN_NEWI_DMD | MKr20 | 2020 | 6.6826 | 0.0596 | [6 empty] | PAR | I | NEW |  |  | RHNDIELC | 3 | 0.5 | HOUPARRHNDIELCN01_NEWI
HOUPARRHNDIELCN01_NEWI_D50 | Residential heating technology - Electric heating - single-family house - new building - distributed MEAN level | HOUELC | HOUPARRHN_NEWI_DMD | MKr20 | 2025 | 6.5172 | 0.0596 | [6 empty] | PAR | I | NEW |  |  | RHNDIELC | 3 | 0.5 | HOUPARRHNDIELCN01_NEWI
HOUPARRHNDIELCN01_NEWI_D50 | Residential heating technology - Electric heating - single-family house - new building - distributed MEAN level | HOUELC | HOUPARRHN_NEWI_DMD | MKr20 | 2030 | 6.3559 | 0.057117 | [6 empty] | PAR | I | NEW |  |  | RHNDIELC | 3 | 0.5 | HOUPARRHNDIELCN01_NEWI
HOUPARRHNDIELCN01_NEWI_D50 | Residential heating technology - Electric heating - single-family house - new building - distributed MEAN level | HOUELC | HOUPARRHN_NEWI_DMD | MKr20 | 2040 | 6.0452 | 0.054633 | [6 empty] | PAR | I | NEW |  |  | RHNDIELC | 3 | 0.5 | HOUPARRHNDIELCN01_NEWI
HOUPARRHNDIELCN01_NEWI_D50 | Residential heating technology - Electric heating - single-family house - new building - distributed MEAN level | HOUELC | HOUPARRHN_NEWI_DMD | MKr20 | 2050 | 5.7496 | 0.05215 | [6 empty] | PAR | I | NEW |  |  | RHNDIELC | 3 | 0.5 | HOUPARRHNDIELCN01_NEWI
HOUPARRHNDIELCN01_NEWD_D50 | Residential heating technology - Electric heating - single-family house - new building - distributed MEAN level | HOUELC | HOUPARRHN_NEWD_DMD | MKr20 | 2020 | 6.6826 | 0.0596 | [6 empty] | PAR | D | NEW |  |  | RHNDIELC | 3 | 0.5 | HOUPARRHNDIELCN01_NEWD
HOUPARRHNDIELCN01_NEWD_D50 | Residential heating technology - Electric heating - single-family house - new building - distributed MEAN level | HOUELC | HOUPARRHN_NEWD_DMD | MKr20 | 2025 | 6.5172 | 0.0596 | [6 empty] | PAR | D | NEW |  |  | RHNDIELC | 3 | 0.5 | HOUPARRHNDIELCN01_NEWD
HOUPARRHNDIELCN01_NEWD_D50 | Residential heating technology - Electric heating - single-family house - new building - distributed MEAN level | HOUELC | HOUPARRHN_NEWD_DMD | MKr20 | 2030 | 6.3559 | 0.057117 | [6 empty] | PAR | D | NEW |  |  | RHNDIELC | 3 | 0.5 | HOUPARRHNDIELCN01_NEWD
HOUPARRHNDIELCN01_NEWD_D50 | Residential heating technology - Electric heating - single-family house - new building - distributed MEAN level | HOUELC | HOUPARRHN_NEWD_DMD | MKr20 | 2040 | 6.0452 | 0.054633 | [6 empty] | PAR | D | NEW |  |  | RHNDIELC | 3 | 0.5 | HOUPARRHNDIELCN01_NEWD
HOUPARRHNDIELCN01_NEWD_D50 | Residential heating technology - Electric heating - single-family house - new building - distributed MEAN level | HOUELC | HOUPARRHN_NEWD_DMD | MKr20 | 2050 | 5.7496 | 0.05215 | [6 empty] | PAR | D | NEW |  |  | RHNDIELC | 3 | 0.5 | HOUPARRHNDIELCN01_NEWD
HOUPARRHNDIELCN01_NEWC_D50 | Residential heating technology - Electric heating - single-family house - new building - distributed MEAN level | HOUELC | HOUPARRHN_NEWC_DMD | MKr20 | 2020 | 6.6826 | 0.0596 | [6 empty] | PAR | C | NEW |  |  | RHNDIELC | 3 | 0.5 | HOUPARRHNDIELCN01_NEWC
HOUPARRHNDIELCN01_NEWC_D50 | Residential heating technology - Electric heating - single-family house - new building - distributed MEAN level | HOUELC | HOUPARRHN_NEWC_DMD | MKr20 | 2025 | 6.5172 | 0.0596 | [6 empty] | PAR | C | NEW |  |  | RHNDIELC | 3 | 0.5 | HOUPARRHNDIELCN01_NEWC
HOUPARRHNDIELCN01_NEWC_D50 | Residential heating technology - Electric heating - single-family house - new building - distributed MEAN level | HOUELC | HOUPARRHN_NEWC_DMD | MKr20 | 2030 | 6.3559 | 0.057117 | [6 empty] | PAR | C | NEW |  |  | RHNDIELC | 3 | 0.5 | HOUPARRHNDIELCN01_NEWC
HOUPARRHNDIELCN01_NEWC_D50 | Residential heating technology - Electric heating - single-family house - new building - distributed MEAN level | HOUELC | HOUPARRHN_NEWC_DMD | MKr20 | 2040 | 6.0452 | 0.054633 | [6 empty] | PAR | C | NEW |  |  | RHNDIELC | 3 | 0.5 | HOUPARRHNDIELCN01_NEWC
HOUPARRHNDIELCN01_NEWC_D50 | Residential heating technology - Electric heating - single-family house - new building - distributed MEAN level | HOUELC | HOUPARRHN_NEWC_DMD | MKr20 | 2050 | 5.7496 | 0.05215 | [6 empty] | PAR | C | NEW |  |  | RHNDIELC | 3 | 0.5 | HOUPARRHNDIELCN01_NEWC
HOUPARRHNBHWPEN01_NEWI_D50 | Residential heating technology - Biomass boiler, automatic stoking , wood pellets or wood chips - single-family house - new building - distributed MEAN level | HOUWPE | HOUPARRHN_NEWI_DMD | MKr20 | 2020 | 3.5015 | 0.27964 |  | 25 | 14 | 70 | 2 | 4 | PAR | I | NEW |  |  | RHNBHWPE | 3 | 0.5 | HOUPARRHNBHWPEN01_NEWI
HOUPARRHNBHWPEN01_NEWI_D50 | Residential heating technology - Biomass boiler, automatic stoking , wood pellets or wood chips - single-family house - new building - distributed MEAN level | HOUWPE | HOUPARRHN_NEWI_DMD | MKr20 | 2025 | 4.2685 | 0.34293 |  | 25 | 14 | 60 | 2 | 4 | PAR | I | NEW |  |  | RHNBHWPE | 3 | 0.5 | HOUPARRHNBHWPEN01_NEWI
HOUPARRHNBHWPEN01_NEWI_D50 | Residential heating technology - Biomass boiler, automatic stoking , wood pellets or wood chips - single-family house - new building - distributed MEAN level | HOUWPE | HOUPARRHN_NEWI_DMD | MKr20 | 2030 | 4.1629 | 0.3376 |  | 25 | 11 | 50 | 1 | 4 | PAR | I | NEW |  |  | RHNBHWPE | 3 | 0.5 | HOUPARRHNBHWPEN01_NEWI
HOUPARRHNBHWPEN01_NEWI_D50 | Residential heating technology - Biomass boiler, automatic stoking , wood pellets or wood chips - single-family house - new building - distributed MEAN level | HOUWPE | HOUPARRHN_NEWI_DMD | MKr20 | 2040 | 3.9594 | 0.32235 |  | 25 | 9 | 45 | 1 | 4 | PAR | I | NEW |  |  | RHNBHWPE | 3 | 0.5 | HOUPARRHNBHWPEN01_NEWI
HOUPARRHNBHWPEN01_NEWI_D50 | Residential heating technology - Biomass boiler, automatic stoking , wood pellets or wood chips - single-family house - new building - distributed MEAN level | HOUWPE | HOUPARRHN_NEWI_DMD | MKr20 | 2050 | 3.7658 | 0.30776 |  | 25 | 9 | 40 | 0 | 4 | PAR | I | NEW |  |  | RHNBHWPE | 3 | 0.5 | HOUPARRHNBHWPEN01_NEWI
HOUPARRHNBHWPEN01_NEWD_D50 | Residential heating technology - Biomass boiler, automatic stoking , wood pellets or wood chips - single-family house - new building - distributed MEAN level | HOUWPE | HOUPARRHN_NEWD_DMD | MKr20 | 2020 | 3.5015 | 0.27964 |  | 25 | 14 | 70 | 2 | 4 | PAR | D | NEW |  |  | RHNBHWPE | 3 | 0.5 | HOUPARRHNBHWPEN01_NEWD
HOUPARRHNBHWPEN01_NEWD_D50 | Residential heating technology - Biomass boiler, automatic stoking , wood pellets or wood chips - single-family house - new building - distributed MEAN level | HOUWPE | HOUPARRHN_NEWD_DMD | MKr20 | 2025 | 4.2685 | 0.34293 |  | 25 | 14 | 60 | 2 | 4 | PAR | D | NEW |  |  | RHNBHWPE | 3 | 0.5 | HOUPARRHNBHWPEN01_NEWD
HOUPARRHNBHWPEN01_NEWD_D50 | Residential heating technology - Biomass boiler, automatic stoking , wood pellets or wood chips - single-family house - new building - distributed MEAN level | HOUWPE | HOUPARRHN_NEWD_DMD | MKr20 | 2030 | 4.1629 | 0.3376 |  | 25 | 11 | 50 | 1 | 4 | PAR | D | NEW |  |  | RHNBHWPE | 3 | 0.5 | HOUPARRHNBHWPEN01_NEWD
HOUPARRHNBHWPEN01_NEWD_D50 | Residential heating technology - Biomass boiler, automatic stoking , wood pellets or wood chips - single-family house - new building - distributed MEAN level | HOUWPE | HOUPARRHN_NEWD_DMD | MKr20 | 2040 | 3.9594 | 0.32235 |  | 25 | 9 | 45 | 1 | 4 | PAR | D | NEW |  |  | RHNBHWPE | 3 | 0.5 | HOUPARRHNBHWPEN01_NEWD
HOUPARRHNBHWPEN01_NEWD_D50 | Residential heating technology - Biomass boiler, automatic stoking , wood pellets or wood chips - single-family house - new building - distributed MEAN level | HOUWPE | HOUPARRHN_NEWD_DMD | MKr20 | 2050 | 3.7658 | 0.30776 |  | 25 | 9 | 40 | 0 | 4 | PAR | D | NEW |  |  | RHNBHWPE | 3 | 0.5 | HOUPARRHNBHWPEN01_NEWD
HOUPARRHNBHWPEN01_NEWC_D50 | Residential heating technology - Biomass boiler, automatic stoking , wood pellets or wood chips - single-family house - new building - distributed MEAN level | HOUWPE | HOUPARRHN_NEWC_DMD | MKr20 | 2020 | 3.5015 | 0.27964 |  | 25 | 14 | 70 | 2 | 4 | PAR | C | NEW |  |  | RHNBHWPE | 3 | 0.5 | HOUPARRHNBHWPEN01_NEWC
HOUPARRHNBHWPEN01_NEWC_D50 | Residential heating technology - Biomass boiler, automatic stoking , wood pellets or wood chips - single-family house - new building - distributed MEAN level | HOUWPE | HOUPARRHN_NEWC_DMD | MKr20 | 2025 | 4.2685 | 0.34293 |  | 25 | 14 | 60 | 2 | 4 | PAR | C | NEW |  |  | RHNBHWPE | 3 | 0.5 | HOUPARRHNBHWPEN01_NEWC
HOUPARRHNBHWPEN01_NEWC_D50 | Residential heating technology - Biomass boiler, automatic stoking , wood pellets or wood chips - single-family house - new building - distributed MEAN level | HOUWPE | HOUPARRHN_NEWC_DMD | MKr20 | 2030 | 4.1629 | 0.3376 |  | 25 | 11 | 50 | 1 | 4 | PAR | C | NEW |  |  | RHNBHWPE | 3 | 0.5 | HOUPARRHNBHWPEN01_NEWC
HOUPARRHNBHWPEN01_NEWC_D50 | Residential heating technology - Biomass boiler, automatic stoking , wood pellets or wood chips - single-family house - new building - distributed MEAN level | HOUWPE | HOUPARRHN_NEWC_DMD | MKr20 | 2040 | 3.9594 | 0.32235 |  | 25 | 9 | 45 | 1 | 4 | PAR | C | NEW |  |  | RHNBHWPE | 3 | 0.5 | HOUPARRHNBHWPEN01_NEWC
HOUPARRHNBHWPEN01_NEWC_D50 | Residential heating technology - Biomass boiler, automatic stoking , wood pellets or wood chips - single-family house - new building - distributed MEAN level | HOUWPE | HOUPARRHN_NEWC_DMD | MKr20 | 2050 | 3.7658 | 0.30776 |  | 25 | 9 | 40 | 0 | 4 | PAR | C | NEW |  |  | RHNBHWPE | 3 | 0.5 | HOUPARRHNBHWPEN01_NEWC
HOUPARRHNBHSOLN01_NEWI_D50 | Residential heating technology - Solar heating system - single-family house - new building - distributed MEAN level | HOUSOL | HOUPARRHN_NEWI_DMD | MKr20 | 2020 | 4.2571 | 0.11787 | [6 empty] | PAR | I | NEW |  |  | RHNBHSOL | 3 | 0.5 | HOUPARRHNBHSOLN01_NEWI
HOUPARRHNBHSOLN01_NEWI_D50 | Residential heating technology - Solar heating system - single-family house - new building - distributed MEAN level | HOUSOL | HOUPARRHN_NEWI_DMD | MKr20 | 2025 | 3.9911 | 0.11574 | [6 empty] | PAR | I | NEW |  |  | RHNBHSOL | 3 | 0.5 | HOUPARRHNBHSOLN01_NEWI
HOUPARRHNBHSOLN01_NEWI_D50 | Residential heating technology - Solar heating system - single-family house - new building - distributed MEAN level | HOUSOL | HOUPARRHN_NEWI_DMD | MKr20 | 2030 | 3.725 | 0.11539 | [6 empty] | PAR | I | NEW |  |  | RHNBHSOL | 3 | 0.5 | HOUPARRHNBHSOLN01_NEWI
HOUPARRHNBHSOLN01_NEWI_D50 | Residential heating technology - Solar heating system - single-family house - new building - distributed MEAN level | HOUSOL | HOUPARRHN_NEWI_DMD | MKr20 | 2040 | 3.5476 | 0.11077 | [6 empty] | PAR | I | NEW |  |  | RHNBHSOL | 3 | 0.5 | HOUPARRHNBHSOLN01_NEWI
HOUPARRHNBHSOLN01_NEWI_D50 | Residential heating technology - Solar heating system - single-family house - new building - distributed MEAN level | HOUSOL | HOUPARRHN_NEWI_DMD | MKr20 | 2050 | 3.3702 | 0.10616 | [6 empty] | PAR | I | NEW |  |  | RHNBHSOL | 3 | 0.5 | HOUPARRHNBHSOLN01_NEWI
HOUPARRHNBHSOLN01_NEWD_D50 | Residential heating technology - Solar heating system - single-family house - new building - distributed MEAN level | HOUSOL | HOUPARRHN_NEWD_DMD | MKr20 | 2020 | 4.2571 | 0.11787 | [6 empty] | PAR | D | NEW |  |  | RHNBHSOL | 3 | 0.5 | HOUPARRHNBHSOLN01_NEWD
HOUPARRHNBHSOLN01_NEWD_D50 | Residential heating technology - Solar heating system - single-family house - new building - distributed MEAN level | HOUSOL | HOUPARRHN_NEWD_DMD | MKr20 | 2025 | 3.9911 | 0.11574 | [6 empty] | PAR | D | NEW |  |  | RHNBHSOL | 3 | 0.5 | HOUPARRHNBHSOLN01_NEWD
HOUPARRHNBHSOLN01_NEWD_D50 | Residential heating technology - Solar heating system - single-family house - new building - distributed MEAN level | HOUSOL | HOUPARRHN_NEWD_DMD | MKr20 | 2030 | 3.725 | 0.11539 | [6 empty] | PAR | D | NEW |  |  | RHNBHSOL | 3 | 0.5 | HOUPARRHNBHSOLN01_NEWD
HOUPARRHNBHSOLN01_NEWD_D50 | Residential heating technology - Solar heating system - single-family house - new building - distributed MEAN level | HOUSOL | HOUPARRHN_NEWD_DMD | MKr20 | 2040 | 3.5476 | 0.11077 | [6 empty] | PAR | D | NEW |  |  | RHNBHSOL | 3 | 0.5 | HOUPARRHNBHSOLN01_NEWD
HOUPARRHNBHSOLN01_NEWD_D50 | Residential heating technology - Solar heating system - single-family house - new building - distributed MEAN level | HOUSOL | HOUPARRHN_NEWD_DMD | MKr20 | 2050 | 3.3702 | 0.10616 | [6 empty] | PAR | D | NEW |  |  | RHNBHSOL | 3 | 0.5 | HOUPARRHNBHSOLN01_NEWD
HOUPARRHNBHSOLN01_NEWC_D50 | Residential heating technology - Solar heating system - single-family house - new building - distributed MEAN level | HOUSOL | HOUPARRHN_NEWC_DMD | MKr20 | 2020 | 4.2571 | 0.11787 | [6 empty] | PAR | C | NEW |  |  | RHNBHSOL | 3 | 0.5 | HOUPARRHNBHSOLN01_NEWC
HOUPARRHNBHSOLN01_NEWC_D50 | Residential heating technology - Solar heating system - single-family house - new building - distributed MEAN level | HOUSOL | HOUPARRHN_NEWC_DMD | MKr20 | 2025 | 3.9911 | 0.11574 | [6 empty] | PAR | C | NEW |  |  | RHNBHSOL | 3 | 0.5 | HOUPARRHNBHSOLN01_NEWC
HOUPARRHNBHSOLN01_NEWC_D50 | Residential heating technology - Solar heating system - single-family house - new building - distributed MEAN level | HOUSOL | HOUPARRHN_NEWC_DMD | MKr20 | 2030 | 3.725 | 0.11539 | [6 empty] | PAR | C | NEW |  |  | RHNBHSOL | 3 | 0.5 | HOUPARRHNBHSOLN01_NEWC
HOUPARRHNBHSOLN01_NEWC_D50 | Residential heating technology - Solar heating system - single-family house - new building - distributed MEAN level | HOUSOL | HOUPARRHN_NEWC_DMD | MKr20 | 2040 | 3.5476 | 0.11077 | [6 empty] | PAR | C | NEW |  |  | RHNBHSOL | 3 | 0.5 | HOUPARRHNBHSOLN01_NEWC
HOUPARRHNBHSOLN01_NEWC_D50 | Residential heating technology - Solar heating system - single-family house - new building - distributed MEAN level | HOUSOL | HOUPARRHN_NEWC_DMD | MKr20 | 2050 | 3.3702 | 0.10616 | [6 empty] | PAR | C | NEW |  |  | RHNBHSOL | 3 | 0.5 | HOUPARRHNBHSOLN01_NEWC
HOUPARRHNBHGASN03_NEWI_D50 | Residential heating technology - Natural gas boiler - plus connection pipe - single-family house - new building - distributed MEAN level | HOUGAS | HOUPARRHN_NEWI_DMD | MKr20 | 2020 | 3.1396 | 0.10195 |  | 0.43 | 0.1 | 20.4 | 1 | 1 | PAR | I | NEW |  |  | RHNBHGAS | 3 | 0.5 | HOUPARRHNBHGASN03_NEWI
HOUPARRHNBHGASN03_NEWI_D50 | Residential heating technology - Natural gas boiler - plus connection pipe - single-family house - new building - distributed MEAN level | HOUGAS | HOUPARRHN_NEWI_DMD | MKr20 | 2025 | 3.0883 | 0.10023 |  | 0.43 | 0.1 | 20.4 | 1 | 1 | PAR | I | NEW |  |  | RHNBHGAS | 3 | 0.5 | HOUPARRHNBHGASN03_NEWI
HOUPARRHNBHGASN03_NEWI_D50 | Residential heating technology - Natural gas boiler - plus connection pipe - single-family house - new building - distributed MEAN level | HOUGAS | HOUPARRHN_NEWI_DMD | MKr20 | 2030 | 3.0382 | 0.099368 |  | 0.43 | 0.1 | 20.4 | 1 | 1 | PAR | I | NEW |  |  | RHNBHGAS | 3 | 0.5 | HOUPARRHNBHGASN03_NEWI
HOUPARRHNBHGASN03_NEWI_D50 | Residential heating technology - Natural gas boiler - plus connection pipe - single-family house - new building - distributed MEAN level | HOUGAS | HOUPARRHN_NEWI_DMD | MKr20 | 2040 | 2.9417 | 0.09395 |  | 0.43 | 0.1 | 20.4 | 1 | 1 | PAR | I | NEW |  |  | RHNBHGAS | 3 | 0.5 | HOUPARRHNBHGASN03_NEWI
HOUPARRHNBHGASN03_NEWI_D50 | Residential heating technology - Natural gas boiler - plus connection pipe - single-family house - new building - distributed MEAN level | HOUGAS | HOUPARRHN_NEWI_DMD | MKr20 | 2050 | 2.8499 | 0.090576 |  | 0.43 | 0.1 | 20.4 | 1 | 1 | PAR | I | NEW |  |  | RHNBHGAS | 3 | 0.5 | HOUPARRHNBHGASN03_NEWI
HOUPARRHNBHGASN03_NEWD_D50 | Residential heating technology - Natural gas boiler - plus connection pipe - single-family house - new building - distributed MEAN level | HOUGAS | HOUPARRHN_NEWD_DMD | MKr20 | 2020 | 3.1396 | 0.10195 |  | 0.43 | 0.1 | 20.4 | 1 | 1 | PAR | D | NEW |  |  | RHNBHGAS | 3 | 0.5 | HOUPARRHNBHGASN03_NEWD
HOUPARRHNBHGASN03_NEWD_D50 | Residential heating technology - Natural gas boiler - plus connection pipe - single-family house - new building - distributed MEAN level | HOUGAS | HOUPARRHN_NEWD_DMD | MKr20 | 2025 | 3.0883 | 0.10023 |  | 0.43 | 0.1 | 20.4 | 1 | 1 | PAR | D | NEW |  |  | RHNBHGAS | 3 | 0.5 | HOUPARRHNBHGASN03_NEWD
HOUPARRHNBHGASN03_NEWD_D50 | Residential heating technology - Natural gas boiler - plus connection pipe - single-family house - new building - distributed MEAN level | HOUGAS | HOUPARRHN_NEWD_DMD | MKr20 | 2030 | 3.0382 | 0.099368 |  | 0.43 | 0.1 | 20.4 | 1 | 1 | PAR | D | NEW |  |  | RHNBHGAS | 3 | 0.5 | HOUPARRHNBHGASN03_NEWD
HOUPARRHNBHGASN03_NEWD_D50 | Residential heating technology - Natural gas boiler - plus connection pipe - single-family house - new building - distributed MEAN level | HOUGAS | HOUPARRHN_NEWD_DMD | MKr20 | 2040 | 2.9417 | 0.09395 |  | 0.43 | 0.1 | 20.4 | 1 | 1 | PAR | D | NEW |  |  | RHNBHGAS | 3 | 0.5 | HOUPARRHNBHGASN03_NEWD
HOUPARRHNBHGASN03_NEWD_D50 | Residential heating technology - Natural gas boiler - plus connection pipe - single-family house - new building - distributed MEAN level | HOUGAS | HOUPARRHN_NEWD_DMD | MKr20 | 2050 | 2.8499 | 0.090576 |  | 0.43 | 0.1 | 20.4 | 1 | 1 | PAR | D | NEW |  |  | RHNBHGAS | 3 | 0.5 | HOUPARRHNBHGASN03_NEWD
HOUPARRHNBHGASN03_NEWC_D50 | Residential heating technology - Natural gas boiler - plus connection pipe - single-family house - new building - distributed MEAN level | HOUGAS | HOUPARRHN_NEWC_DMD | MKr20 | 2020 | 3.1396 | 0.10195 |  | 0.43 | 0.1 | 20.4 | 1 | 1 | PAR | C | NEW |  |  | RHNBHGAS | 3 | 0.5 | HOUPARRHNBHGASN03_NEWC
HOUPARRHNBHGASN03_NEWC_D50 | Residential heating technology - Natural gas boiler - plus connection pipe - single-family house - new building - distributed MEAN level | HOUGAS | HOUPARRHN_NEWC_DMD | MKr20 | 2025 | 3.0883 | 0.10023 |  | 0.43 | 0.1 | 20.4 | 1 | 1 | PAR | C | NEW |  |  | RHNBHGAS | 3 | 0.5 | HOUPARRHNBHGASN03_NEWC
HOUPARRHNBHGASN03_NEWC_D50 | Residential heating technology - Natural gas boiler - plus connection pipe - single-family house - new building - distributed MEAN level | HOUGAS | HOUPARRHN_NEWC_DMD | MKr20 | 2030 | 3.0382 | 0.099368 |  | 0.43 | 0.1 | 20.4 | 1 | 1 | PAR | C | NEW |  |  | RHNBHGAS | 3 | 0.5 | HOUPARRHNBHGASN03_NEWC
HOUPARRHNBHGASN03_NEWC_D50 | Residential heating technology - Natural gas boiler - plus connection pipe - single-family house - new building - distributed MEAN level | HOUGAS | HOUPARRHN_NEWC_DMD | MKr20 | 2040 | 2.9417 | 0.09395 |  | 0.43 | 0.1 | 20.4 | 1 | 1 | PAR | C | NEW |  |  | RHNBHGAS | 3 | 0.5 | HOUPARRHNBHGASN03_NEWC
HOUPARRHNBHGASN03_NEWC_D50 | Residential heating technology - Natural gas boiler - plus connection pipe - single-family house - new building - distributed MEAN level | HOUGAS | HOUPARRHN_NEWC_DMD | MKr20 | 2050 | 2.8499 | 0.090576 |  | 0.43 | 0.1 | 20.4 | 1 | 1 | PAR | C | NEW |  |  | RHNBHGAS | 3 | 0.5 | HOUPARRHNBHGASN03_NEWC
HOUPARRHNBHDHDN09_NEWI_D50 | Residential heating technology - Direct district heating substation - plus connection pipe - plus distribution (heating density: low ) - single-family house - new building - distributed MEAN level | HOUDHD | HOUPARRHN_NEWI_DMD | MKr20 | 2020 | 10.4597 | 0.030272 | [6 empty] | PAR | I | NEW |  |  | RHNBHDHD | 3 | 0.5 | HOUPARRHNBHDHDN09_NEWI
HOUPARRHNBHDHDN09_NEWI_D50 | Residential heating technology - Direct district heating substation - plus connection pipe - plus distribution (heating density: low ) - single-family house - new building - distributed MEAN level | HOUDHD | HOUPARRHN_NEWI_DMD | MKr20 | 2025 | 10.4225 | 0.030048 | [6 empty] | PAR | I | NEW |  |  | RHNBHDHD | 3 | 0.5 | HOUPARRHNBHDHDN09_NEWI
HOUPARRHNBHDHDN09_NEWI_D50 | Residential heating technology - Direct district heating substation - plus connection pipe - plus distribution (heating density: low ) - single-family house - new building - distributed MEAN level | HOUDHD | HOUPARRHN_NEWI_DMD | MKr20 | 2030 | 10.3914 | 0.029511 | [6 empty] | PAR | I | NEW |  |  | RHNBHDHD | 3 | 0.5 | HOUPARRHNBHDHDN09_NEWI
HOUPARRHNBHDHDN09_NEWI_D50 | Residential heating technology - Direct district heating substation - plus connection pipe - plus distribution (heating density: low ) - single-family house - new building - distributed MEAN level | HOUDHD | HOUPARRHN_NEWI_DMD | MKr20 | 2040 | 10.3355 | 0.02824 | [6 empty] | PAR | I | NEW |  |  | RHNBHDHD | 3 | 0.5 | HOUPARRHNBHDHDN09_NEWI
HOUPARRHNBHDHDN09_NEWI_D50 | Residential heating technology - Direct district heating substation - plus connection pipe - plus distribution (heating density: low ) - single-family house - new building - distributed MEAN level | HOUDHD | HOUPARRHN_NEWI_DMD | MKr20 | 2050 | 10.2735 | 0.026392 | [6 empty] | PAR | I | NEW |  |  | RHNBHDHD | 3 | 0.5 | HOUPARRHNBHDHDN09_NEWI
HOUPARRHNBHDHDN07_NEWI_D50 | Residential heating technology - Direct district heating substation - plus connection pipe - plus distribution (heating density: medium ) - single-family house - new building - distributed MEAN level | HOUDHD | HOUPARRHN_NEWI_DMD | MKr20 | 2020 | 4.2097 | 0.030272 | [6 empty] | PAR | I | NEW |  |  | RHNBHDHD | 3 | 0.5 | HOUPARRHNBHDHDN07_NEWI
HOUPARRHNBHDHDN07_NEWI_D50 | Residential heating technology - Direct district heating substation - plus connection pipe - plus distribution (heating density: medium ) - single-family house - new building - distributed MEAN level | HOUDHD | HOUPARRHN_NEWI_DMD | MKr20 | 2025 | 4.1725 | 0.030048 | [6 empty] | PAR | I | NEW |  |  | RHNBHDHD | 3 | 0.5 | HOUPARRHNBHDHDN07_NEWI
HOUPARRHNBHDHDN07_NEWI_D50 | Residential heating technology - Direct district heating substation - plus connection pipe - plus distribution (heating density: medium ) - single-family house - new building - distributed MEAN level | HOUDHD | HOUPARRHN_NEWI_DMD | MKr20 | 2030 | 4.1414 | 0.029511 | [6 empty] | PAR | I | NEW |  |  | RHNBHDHD | 3 | 0.5 | HOUPARRHNBHDHDN07_NEWI
HOUPARRHNBHDHDN07_NEWI_D50 | Residential heating technology - Direct district heating substation - plus connection pipe - plus distribution (heating density: medium ) - single-family house - new building - distributed MEAN level | HOUDHD | HOUPARRHN_NEWI_DMD | MKr20 | 2040 | 4.0855 | 0.02824 | [6 empty] | PAR | I | NEW |  |  | RHNBHDHD | 3 | 0.5 | HOUPARRHNBHDHDN07_NEWI
HOUPARRHNBHDHDN07_NEWI_D50 | Residential heating technology - Direct district heating substation - plus connection pipe - plus distribution (heating density: medium ) - single-family house - new building - distributed MEAN level | HOUDHD | HOUPARRHN_NEWI_DMD | MKr20 | 2050 | 4.0235 | 0.026392 | [6 empty] | PAR | I | NEW |  |  | RHNBHDHD | 3 | 0.5 | HOUPARRHNBHDHDN07_NEWI
HOUPARRHNBHDHDN05_NEWI_D50 | Residential heating technology - Direct district heating substation - plus connection pipe - plus distribution (heating density: high ) - single-family house - new building - distributed MEAN level | HOUDHD | HOUPARRHN_NEWI_DMD | MKr20 | 2020 | 3.2097 | 0.030272 | [6 empty] | PAR | I | NEW |  |  | RHNBHDHD | 3 | 0.5 | HOUPARRHNBHDHDN05_NEWI
HOUPARRHNBHDHDN05_NEWI_D50 | Residential heating technology - Direct district heating substation - plus connection pipe - plus distribution (heating density: high ) - single-family house - new building - distributed MEAN level | HOUDHD | HOUPARRHN_NEWI_DMD | MKr20 | 2025 | 3.1725 | 0.030048 | [6 empty] | PAR | I | NEW |  |  | RHNBHDHD | 3 | 0.5 | HOUPARRHNBHDHDN05_NEWI
HOUPARRHNBHDHDN05_NEWI_D50 | Residential heating technology - Direct district heating substation - plus connection pipe - plus distribution (heating density: high ) - single-family house - new building - distributed MEAN level | HOUDHD | HOUPARRHN_NEWI_DMD | MKr20 | 2030 | 3.1414 | 0.029511 | [6 empty] | PAR | I | NEW |  |  | RHNBHDHD | 3 | 0.5 | HOUPARRHNBHDHDN05_NEWI
HOUPARRHNBHDHDN05_NEWI_D50 | Residential heating technology - Direct district heating substation - plus connection pipe - plus distribution (heating density: high ) - single-family house - new building - distributed MEAN level | HOUDHD | HOUPARRHN_NEWI_DMD | MKr20 | 2040 | 3.0855 | 0.02824 | [6 empty] | PAR | I | NEW |  |  | RHNBHDHD | 3 | 0.5 | HOUPARRHNBHDHDN05_NEWI
HOUPARRHNBHDHDN05_NEWI_D50 | Residential heating technology - Direct district heating substation - plus connection pipe - plus distribution (heating density: high ) - single-family house - new building - distributed MEAN level | HOUDHD | HOUPARRHN_NEWI_DMD | MKr20 | 2050 | 3.0235 | 0.026392 | [6 empty] | PAR | I | NEW |  |  | RHNBHDHD | 3 | 0.5 | HOUPARRHNBHDHDN05_NEWI
HOUPARRHNBHDHDN03_NEWD_D50 | Residential heating technology - Direct district heating substation - plus connection pipe - single-family house - new building - distributed MEAN level | HOUDHD | HOUPARRHN_NEWD_DMD | MKr20 | 2020 | 3.2097 | 0.030272 | [6 empty] | PAR | D | NEW |  |  | RHNBHDHD | 3 | 0.5 | HOUPARRHNBHDHDN03_NEWD
HOUPARRHNBHDHDN03_NEWD_D50 | Residential heating technology - Direct district heating substation - plus connection pipe - single-family house - new building - distributed MEAN level | HOUDHD | HOUPARRHN_NEWD_DMD | MKr20 | 2025 | 3.1725 | 0.030048 | [6 empty] | PAR | D | NEW |  |  | RHNBHDHD | 3 | 0.5 | HOUPARRHNBHDHDN03_NEWD
HOUPARRHNBHDHDN03_NEWD_D50 | Residential heating technology - Direct district heating substation - plus connection pipe - single-family house - new building - distributed MEAN level | HOUDHD | HOUPARRHN_NEWD_DMD | MKr20 | 2030 | 3.1414 | 0.029511 | [6 empty] | PAR | D | NEW |  |  | RHNBHDHD | 3 | 0.5 | HOUPARRHNBHDHDN03_NEWD
HOUPARRHNBHDHDN03_NEWD_D50 | Residential heating technology - Direct district heating substation - plus connection pipe - single-family house - new building - distributed MEAN level | HOUDHD | HOUPARRHN_NEWD_DMD | MKr20 | 2040 | 3.0855 | 0.02824 | [6 empty] | PAR | D | NEW |  |  | RHNBHDHD | 3 | 0.5 | HOUPARRHNBHDHDN03_NEWD
HOUPARRHNBHDHDN03_NEWD_D50 | Residential heating technology - Direct district heating substation - plus connection pipe - single-family house - new building - distributed MEAN level | HOUDHD | HOUPARRHN_NEWD_DMD | MKr20 | 2050 | 3.0235 | 0.026392 | [6 empty] | PAR | D | NEW |  |  | RHNBHDHD | 3 | 0.5 | HOUPARRHNBHDHDN03_NEWD
HOUPARRHNBHDHCN09_NEWI_D50 | Residential heating technology - Direct district heating substation - plus connection pipe - plus distribution (heating density: low ) - single-family house - new building - distributed MEAN level | HOUDHC | HOUPARRHN_NEWI_DMD | MKr20 | 2020 | 10.4597 | 0.030272 | [6 empty] | PAR | I | NEW |  |  | RHNBHDHC | 3 | 0.5 | HOUPARRHNBHDHCN09_NEWI
HOUPARRHNBHDHCN09_NEWI_D50 | Residential heating technology - Direct district heating substation - plus connection pipe - plus distribution (heating density: low ) - single-family house - new building - distributed MEAN level | HOUDHC | HOUPARRHN_NEWI_DMD | MKr20 | 2025 | 10.4225 | 0.030048 | [6 empty] | PAR | I | NEW |  |  | RHNBHDHC | 3 | 0.5 | HOUPARRHNBHDHCN09_NEWI
HOUPARRHNBHDHCN09_NEWI_D50 | Residential heating technology - Direct district heating substation - plus connection pipe - plus distribution (heating density: low ) - single-family house - new building - distributed MEAN level | HOUDHC | HOUPARRHN_NEWI_DMD | MKr20 | 2030 | 10.3914 | 0.029511 | [6 empty] | PAR | I | NEW |  |  | RHNBHDHC | 3 | 0.5 | HOUPARRHNBHDHCN09_NEWI
HOUPARRHNBHDHCN09_NEWI_D50 | Residential heating technology - Direct district heating substation - plus connection pipe - plus distribution (heating density: low ) - single-family house - new building - distributed MEAN level | HOUDHC | HOUPARRHN_NEWI_DMD | MKr20 | 2040 | 10.3355 | 0.02824 | [6 empty] | PAR | I | NEW |  |  | RHNBHDHC | 3 | 0.5 | HOUPARRHNBHDHCN09_NEWI
HOUPARRHNBHDHCN09_NEWI_D50 | Residential heating technology - Direct district heating substation - plus connection pipe - plus distribution (heating density: low ) - single-family house - new building - distributed MEAN level | HOUDHC | HOUPARRHN_NEWI_DMD | MKr20 | 2050 | 10.2735 | 0.026392 | [6 empty] | PAR | I | NEW |  |  | RHNBHDHC | 3 | 0.5 | HOUPARRHNBHDHCN09_NEWI
HOUPARRHNBHDHCN07_NEWI_D50 | Residential heating technology - Direct district heating substation - plus connection pipe - plus distribution (heating density: medium ) - single-family house - new building - distributed MEAN level | HOUDHC | HOUPARRHN_NEWI_DMD | MKr20 | 2020 | 4.2097 | 0.030272 | [6 empty] | PAR | I | NEW |  |  | RHNBHDHC | 3 | 0.5 | HOUPARRHNBHDHCN07_NEWI
HOUPARRHNBHDHCN07_NEWI_D50 | Residential heating technology - Direct district heating substation - plus connection pipe - plus distribution (heating density: medium ) - single-family house - new building - distributed MEAN level | HOUDHC | HOUPARRHN_NEWI_DMD | MKr20 | 2025 | 4.1725 | 0.030048 | [6 empty] | PAR | I | NEW |  |  | RHNBHDHC | 3 | 0.5 | HOUPARRHNBHDHCN07_NEWI
HOUPARRHNBHDHCN07_NEWI_D50 | Residential heating technology - Direct district heating substation - plus connection pipe - plus distribution (heating density: medium ) - single-family house - new building - distributed MEAN level | HOUDHC | HOUPARRHN_NEWI_DMD | MKr20 | 2030 | 4.1414 | 0.029511 | [6 empty] | PAR | I | NEW |  |  | RHNBHDHC | 3 | 0.5 | HOUPARRHNBHDHCN07_NEWI
HOUPARRHNBHDHCN07_NEWI_D50 | Residential heating technology - Direct district heating substation - plus connection pipe - plus distribution (heating density: medium ) - single-family house - new building - distributed MEAN level | HOUDHC | HOUPARRHN_NEWI_DMD | MKr20 | 2040 | 4.0855 | 0.02824 | [6 empty] | PAR | I | NEW |  |  | RHNBHDHC | 3 | 0.5 | HOUPARRHNBHDHCN07_NEWI
HOUPARRHNBHDHCN07_NEWI_D50 | Residential heating technology - Direct district heating substation - plus connection pipe - plus distribution (heating density: medium ) - single-family house - new building - distributed MEAN level | HOUDHC | HOUPARRHN_NEWI_DMD | MKr20 | 2050 | 4.0235 | 0.026392 | [6 empty] | PAR | I | NEW |  |  | RHNBHDHC | 3 | 0.5 | HOUPARRHNBHDHCN07_NEWI
HOUPARRHNBHDHCN05_NEWI_D50 | Residential heating technology - Direct district heating substation - plus connection pipe - plus distribution (heating density: high ) - single-family house - new building - distributed MEAN level | HOUDHC | HOUPARRHN_NEWI_DMD | MKr20 | 2020 | 3.2097 | 0.030272 | [6 empty] | PAR | I | NEW |  |  | RHNBHDHC | 3 | 0.5 | HOUPARRHNBHDHCN05_NEWI
HOUPARRHNBHDHCN05_NEWI_D50 | Residential heating technology - Direct district heating substation - plus connection pipe - plus distribution (heating density: high ) - single-family house - new building - distributed MEAN level | HOUDHC | HOUPARRHN_NEWI_DMD | MKr20 | 2025 | 3.1725 | 0.030048 | [6 empty] | PAR | I | NEW |  |  | RHNBHDHC | 3 | 0.5 | HOUPARRHNBHDHCN05_NEWI
HOUPARRHNBHDHCN05_NEWI_D50 | Residential heating technology - Direct district heating substation - plus connection pipe - plus distribution (heating density: high ) - single-family house - new building - distributed MEAN level | HOUDHC | HOUPARRHN_NEWI_DMD | MKr20 | 2030 | 3.1414 | 0.029511 | [6 empty] | PAR | I | NEW |  |  | RHNBHDHC | 3 | 0.5 | HOUPARRHNBHDHCN05_NEWI
HOUPARRHNBHDHCN05_NEWI_D50 | Residential heating technology - Direct district heating substation - plus connection pipe - plus distribution (heating density: high ) - single-family house - new building - distributed MEAN level | HOUDHC | HOUPARRHN_NEWI_DMD | MKr20 | 2040 | 3.0855 | 0.02824 | [6 empty] | PAR | I | NEW |  |  | RHNBHDHC | 3 | 0.5 | HOUPARRHNBHDHCN05_NEWI
HOUPARRHNBHDHCN05_NEWI_D50 | Residential heating technology - Direct district heating substation - plus connection pipe - plus distribution (heating density: high ) - single-family house - new building - distributed MEAN level | HOUDHC | HOUPARRHN_NEWI_DMD | MKr20 | 2050 | 3.0235 | 0.026392 | [6 empty] | PAR | I | NEW |  |  | RHNBHDHC | 3 | 0.5 | HOUPARRHNBHDHCN05_NEWI
HOUPARRHNBHDHCN03_NEWC_D50 | Residential heating technology - Direct district heating substation - plus connection pipe - single-family house - new building - distributed MEAN level | HOUDHC | HOUPARRHN_NEWC_DMD | MKr20 | 2020 | 3.2097 | 0.030272 | [6 empty] | PAR | C | NEW |  |  | RHNBHDHC | 3 | 0.5 | HOUPARRHNBHDHCN03_NEWC
HOUPARRHNBHDHCN03_NEWC_D50 | Residential heating technology - Direct district heating substation - plus connection pipe - single-family house - new building - distributed MEAN level | HOUDHC | HOUPARRHN_NEWC_DMD | MKr20 | 2025 | 3.1725 | 0.030048 | [6 empty] | PAR | C | NEW |  |  | RHNBHDHC | 3 | 0.5 | HOUPARRHNBHDHCN03_NEWC
HOUPARRHNBHDHCN03_NEWC_D50 | Residential heating technology - Direct district heating substation - plus connection pipe - single-family house - new building - distributed MEAN level | HOUDHC | HOUPARRHN_NEWC_DMD | MKr20 | 2030 | 3.1414 | 0.029511 | [6 empty] | PAR | C | NEW |  |  | RHNBHDHC | 3 | 0.5 | HOUPARRHNBHDHCN03_NEWC
HOUPARRHNBHDHCN03_NEWC_D50 | Residential heating technology - Direct district heating substation - plus connection pipe - single-family house - new building - distributed MEAN level | HOUDHC | HOUPARRHN_NEWC_DMD | MKr20 | 2040 | 3.0855 | 0.02824 | [6 empty] | PAR | C | NEW |  |  | RHNBHDHC | 3 | 0.5 | HOUPARRHNBHDHCN03_NEWC
HOUPARRHNBHDHCN03_NEWC_D50 | Residential heating technology - Direct district heating substation - plus connection pipe - single-family house - new building - distributed MEAN level | HOUDHC | HOUPARRHN_NEWC_DMD | MKr20 | 2050 | 3.0235 | 0.026392 | [6 empty] | PAR | C | NEW |  |  | RHNBHDHC | 3 | 0.5 | HOUPARRHNBHDHCN03_NEWC
HOUETARHNHPELCN05_NEWI_D50 | Residential heating technology - Heat pump, Air-to-water - leasing - apartment complex - new building - distributed MEAN level | HOUELC, HOUAMB | HOUETARHN_NEWI_DMD | MKr20 | 2020 | 2.875 | 0.39152 | 0.36364 | [5 empty] | ETA | I | NEW | 2.75 |  | RHNHPELC | 3 | 0.5 | HOUETARHNHPELCN05_NEWI
HOUETARHNHPELCN05_NEWI_D50 | Residential heating technology - Heat pump, Air-to-water - leasing - apartment complex - new building - distributed MEAN level | HOUELC, HOUAMB | HOUETARHN_NEWI_DMD | MKr20 | 2025 | 2.5697 | 0.36011 | 0.34483 | [5 empty] | ETA | I | NEW | 2.9 |  | RHNHPELC | 3 | 0.5 | HOUETARHNHPELCN05_NEWI
HOUETARHNHPELCN05_NEWI_D50 | Residential heating technology - Heat pump, Air-to-water - leasing - apartment complex - new building - distributed MEAN level | HOUELC, HOUAMB | HOUETARHN_NEWI_DMD | MKr20 | 2030 | 2.2644 | 0.32867 | 0.33333 | [5 empty] | ETA | I | NEW | 3 |  | RHNHPELC | 3 | 0.5 | HOUETARHNHPELCN05_NEWI
HOUETARHNHPELCN05_NEWI_D50 | Residential heating technology - Heat pump, Air-to-water - leasing - apartment complex - new building - distributed MEAN level | HOUELC, HOUAMB | HOUETARHN_NEWI_DMD | MKr20 | 2040 | 2.0246 | 0.30262 | 0.31746 | [5 empty] | ETA | I | NEW | 3.15 |  | RHNHPELC | 3 | 0.5 | HOUETARHNHPELCN05_NEWI
HOUETARHNHPELCN05_NEWI_D50 | Residential heating technology - Heat pump, Air-to-water - leasing - apartment complex - new building - distributed MEAN level | HOUELC, HOUAMB | HOUETARHN_NEWI_DMD | MKr20 | 2050 | 1.7848 | 0.2768 | 0.30769 | [5 empty] | ETA | I | NEW | 3.25 |  | RHNHPELC | 3 | 0.5 | HOUETARHNHPELCN05_NEWI
HOUETARHNHPELCN05_NEWD_D50 | Residential heating technology - Heat pump, Air-to-water - leasing - apartment complex - new building - distributed MEAN level | HOUELC, HOUAMB | HOUETARHN_NEWD_DMD | MKr20 | 2020 | 2.875 | 0.39152 | 0.36364 | [5 empty] | ETA | D | NEW | 2.75 |  | RHNHPELC | 3 | 0.5 | HOUETARHNHPELCN05_NEWD
HOUETARHNHPELCN05_NEWD_D50 | Residential heating technology - Heat pump, Air-to-water - leasing - apartment complex - new building - distributed MEAN level | HOUELC, HOUAMB | HOUETARHN_NEWD_DMD | MKr20 | 2025 | 2.5697 | 0.36011 | 0.34483 | [5 empty] | ETA | D | NEW | 2.9 |  | RHNHPELC | 3 | 0.5 | HOUETARHNHPELCN05_NEWD
HOUETARHNHPELCN05_NEWD_D50 | Residential heating technology - Heat pump, Air-to-water - leasing - apartment complex - new building - distributed MEAN level | HOUELC, HOUAMB | HOUETARHN_NEWD_DMD | MKr20 | 2030 | 2.2644 | 0.32867 | 0.33333 | [5 empty] | ETA | D | NEW | 3 |  | RHNHPELC | 3 | 0.5 | HOUETARHNHPELCN05_NEWD
HOUETARHNHPELCN05_NEWD_D50 | Residential heating technology - Heat pump, Air-to-water - leasing - apartment complex - new building - distributed MEAN level | HOUELC, HOUAMB | HOUETARHN_NEWD_DMD | MKr20 | 2040 | 2.0246 | 0.30262 | 0.31746 | [5 empty] | ETA | D | NEW | 3.15 |  | RHNHPELC | 3 | 0.5 | HOUETARHNHPELCN05_NEWD
HOUETARHNHPELCN05_NEWD_D50 | Residential heating technology - Heat pump, Air-to-water - leasing - apartment complex - new building - distributed MEAN level | HOUELC, HOUAMB | HOUETARHN_NEWD_DMD | MKr20 | 2050 | 1.7848 | 0.2768 | 0.30769 | [5 empty] | ETA | D | NEW | 3.25 |  | RHNHPELC | 3 | 0.5 | HOUETARHNHPELCN05_NEWD
HOUETARHNHPELCN05_NEWC_D50 | Residential heating technology - Heat pump, Air-to-water - leasing - apartment complex - new building - distributed MEAN level | HOUELC, HOUAMB | HOUETARHN_NEWC_DMD | MKr20 | 2020 | 2.875 | 0.39152 | 0.36364 | [5 empty] | ETA | C | NEW | 2.75 |  | RHNHPELC | 3 | 0.5 | HOUETARHNHPELCN05_NEWC
HOUETARHNHPELCN05_NEWC_D50 | Residential heating technology - Heat pump, Air-to-water - leasing - apartment complex - new building - distributed MEAN level | HOUELC, HOUAMB | HOUETARHN_NEWC_DMD | MKr20 | 2025 | 2.5697 | 0.36011 | 0.34483 | [5 empty] | ETA | C | NEW | 2.9 |  | RHNHPELC | 3 | 0.5 | HOUETARHNHPELCN05_NEWC
HOUETARHNHPELCN05_NEWC_D50 | Residential heating technology - Heat pump, Air-to-water - leasing - apartment complex - new building - distributed MEAN level | HOUELC, HOUAMB | HOUETARHN_NEWC_DMD | MKr20 | 2030 | 2.2644 | 0.32867 | 0.33333 | [5 empty] | ETA | C | NEW | 3 |  | RHNHPELC | 3 | 0.5 | HOUETARHNHPELCN05_NEWC
HOUETARHNHPELCN05_NEWC_D50 | Residential heating technology - Heat pump, Air-to-water - leasing - apartment complex - new building - distributed MEAN level | HOUELC, HOUAMB | HOUETARHN_NEWC_DMD | MKr20 | 2040 | 2.0246 | 0.30262 | 0.31746 | [5 empty] | ETA | C | NEW | 3.15 |  | RHNHPELC | 3 | 0.5 | HOUETARHNHPELCN05_NEWC
HOUETARHNHPELCN05_NEWC_D50 | Residential heating technology - Heat pump, Air-to-water - leasing - apartment complex - new building - distributed MEAN level | HOUELC, HOUAMB | HOUETARHN_NEWC_DMD | MKr20 | 2050 | 1.7848 | 0.2768 | 0.30769 | [5 empty] | ETA | C | NEW | 3.25 |  | RHNHPELC | 3 | 0.5 | HOUETARHNHPELCN05_NEWC
HOUETARHNHPELCN04_NEWI_D50 | Residential heating technology - Heat pump, Ground source - apartment complex - new building - distributed MEAN level | HOUELC, HOUAMB | HOUETARHN_NEWI_DMD | MKr20 | 2020 | 5.45 | 0.071856 | 0.34483 | [5 empty] | ETA | I | NEW | 2.9 |  | RHNHPELC | 3 | 0.5 | HOUETARHNHPELCN04_NEWI
HOUETARHNHPELCN04_NEWI_D50 | Residential heating technology - Heat pump, Ground source - apartment complex - new building - distributed MEAN level | HOUELC, HOUAMB | HOUETARHN_NEWI_DMD | MKr20 | 2025 | 5.0412 | 0.070979 | 0.33333 | [5 empty] | ETA | I | NEW | 3 |  | RHNHPELC | 3 | 0.5 | HOUETARHNHPELCN04_NEWI
HOUETARHNHPELCN04_NEWI_D50 | Residential heating technology - Heat pump, Ground source - apartment complex - new building - distributed MEAN level | HOUELC, HOUAMB | HOUETARHN_NEWI_DMD | MKr20 | 2030 | 4.6325 | 0.070065 | 0.32258 | [5 empty] | ETA | I | NEW | 3.1 |  | RHNHPELC | 3 | 0.5 | HOUETARHNHPELCN04_NEWI
HOUETARHNHPELCN04_NEWI_D50 | Residential heating technology - Heat pump, Ground source - apartment complex - new building - distributed MEAN level | HOUELC, HOUAMB | HOUETARHN_NEWI_DMD | MKr20 | 2040 | 4.2851 | 0.067995 | 0.30769 | [5 empty] | ETA | I | NEW | 3.25 |  | RHNHPELC | 3 | 0.5 | HOUETARHNHPELCN04_NEWI
HOUETARHNHPELCN04_NEWI_D50 | Residential heating technology - Heat pump, Ground source - apartment complex - new building - distributed MEAN level | HOUELC, HOUAMB | HOUETARHN_NEWI_DMD | MKr20 | 2050 | 3.9376 | 0.06616 | 0.29412 | [5 empty] | ETA | I | NEW | 3.4 |  | RHNHPELC | 3 | 0.5 | HOUETARHNHPELCN04_NEWI
HOUETARHNHPELCN04_NEWD_D50 | Residential heating technology - Heat pump, Ground source - apartment complex - new building - distributed MEAN level | HOUELC, HOUAMB | HOUETARHN_NEWD_DMD | MKr20 | 2020 | 5.45 | 0.071856 | 0.34483 | [5 empty] | ETA | D | NEW | 2.9 |  | RHNHPELC | 3 | 0.5 | HOUETARHNHPELCN04_NEWD
HOUETARHNHPELCN04_NEWD_D50 | Residential heating technology - Heat pump, Ground source - apartment complex - new building - distributed MEAN level | HOUELC, HOUAMB | HOUETARHN_NEWD_DMD | MKr20 | 2025 | 5.0412 | 0.070979 | 0.33333 | [5 empty] | ETA | D | NEW | 3 |  | RHNHPELC | 3 | 0.5 | HOUETARHNHPELCN04_NEWD
HOUETARHNHPELCN04_NEWD_D50 | Residential heating technology - Heat pump, Ground source - apartment complex - new building - distributed MEAN level | HOUELC, HOUAMB | HOUETARHN_NEWD_DMD | MKr20 | 2030 | 4.6325 | 0.070065 | 0.32258 | [5 empty] | ETA | D | NEW | 3.1 |  | RHNHPELC | 3 | 0.5 | HOUETARHNHPELCN04_NEWD
HOUETARHNHPELCN04_NEWD_D50 | Residential heating technology - Heat pump, Ground source - apartment complex - new building - distributed MEAN level | HOUELC, HOUAMB | HOUETARHN_NEWD_DMD | MKr20 | 2040 | 4.2851 | 0.067995 | 0.30769 | [5 empty] | ETA | D | NEW | 3.25 |  | RHNHPELC | 3 | 0.5 | HOUETARHNHPELCN04_NEWD
HOUETARHNHPELCN04_NEWD_D50 | Residential heating technology - Heat pump, Ground source - apartment complex - new building - distributed MEAN level | HOUELC, HOUAMB | HOUETARHN_NEWD_DMD | MKr20 | 2050 | 3.9376 | 0.06616 | 0.29412 | [5 empty] | ETA | D | NEW | 3.4 |  | RHNHPELC | 3 | 0.5 | HOUETARHNHPELCN04_NEWD
HOUETARHNHPELCN04_NEWC_D50 | Residential heating technology - Heat pump, Ground source - apartment complex - new building - distributed MEAN level | HOUELC, HOUAMB | HOUETARHN_NEWC_DMD | MKr20 | 2020 | 5.45 | 0.071856 | 0.34483 | [5 empty] | ETA | C | NEW | 2.9 |  | RHNHPELC | 3 | 0.5 | HOUETARHNHPELCN04_NEWC
HOUETARHNHPELCN04_NEWC_D50 | Residential heating technology - Heat pump, Ground source - apartment complex - new building - distributed MEAN level | HOUELC, HOUAMB | HOUETARHN_NEWC_DMD | MKr20 | 2025 | 5.0412 | 0.070979 | 0.33333 | [5 empty] | ETA | C | NEW | 3 |  | RHNHPELC | 3 | 0.5 | HOUETARHNHPELCN04_NEWC
HOUETARHNHPELCN04_NEWC_D50 | Residential heating technology - Heat pump, Ground source - apartment complex - new building - distributed MEAN level | HOUELC, HOUAMB | HOUETARHN_NEWC_DMD | MKr20 | 2030 | 4.6325 | 0.070065 | 0.32258 | [5 empty] | ETA | C | NEW | 3.1 |  | RHNHPELC | 3 | 0.5 | HOUETARHNHPELCN04_NEWC
HOUETARHNHPELCN04_NEWC_D50 | Residential heating technology - Heat pump, Ground source - apartment complex - new building - distributed MEAN level | HOUELC, HOUAMB | HOUETARHN_NEWC_DMD | MKr20 | 2040 | 4.2851 | 0.067995 | 0.30769 | [5 empty] | ETA | C | NEW | 3.25 |  | RHNHPELC | 3 | 0.5 | HOUETARHNHPELCN04_NEWC
HOUETARHNHPELCN04_NEWC_D50 | Residential heating technology - Heat pump, Ground source - apartment complex - new building - distributed MEAN level | HOUELC, HOUAMB | HOUETARHN_NEWC_DMD | MKr20 | 2050 | 3.9376 | 0.06616 | 0.29412 | [5 empty] | ETA | C | NEW | 3.4 |  | RHNHPELC | 3 | 0.5 | HOUETARHNHPELCN04_NEWC
HOUETARHNHPELCN03_NEWI_D50 | Residential heating technology - Heat pump, Air-to-water - apartment complex - new building - distributed MEAN level | HOUELC, HOUAMB | HOUETARHN_NEWI_DMD | MKr20 | 2020 | 5.75 | 0.10402 | 0.36364 | [5 empty] | ETA | I | NEW | 2.75 |  | RHNHPELC | 3 | 0.5 | HOUETARHNHPELCN03_NEWI
HOUETARHNHPELCN03_NEWI_D50 | Residential heating technology - Heat pump, Air-to-water - apartment complex - new building - distributed MEAN level | HOUELC, HOUAMB | HOUETARHN_NEWI_DMD | MKr20 | 2025 | 5.1394 | 0.10314 | 0.34483 | [5 empty] | ETA | I | NEW | 2.9 |  | RHNHPELC | 3 | 0.5 | HOUETARHNHPELCN03_NEWI
HOUETARHNHPELCN03_NEWI_D50 | Residential heating technology - Heat pump, Air-to-water - apartment complex - new building - distributed MEAN level | HOUELC, HOUAMB | HOUETARHN_NEWI_DMD | MKr20 | 2030 | 4.5287 | 0.10223 | 0.33333 | [5 empty] | ETA | I | NEW | 3 |  | RHNHPELC | 3 | 0.5 | HOUETARHNHPELCN03_NEWI
HOUETARHNHPELCN03_NEWI_D50 | Residential heating technology - Heat pump, Air-to-water - apartment complex - new building - distributed MEAN level | HOUELC, HOUAMB | HOUETARHN_NEWI_DMD | MKr20 | 2040 | 4.0492 | 0.10016 | 0.31746 | [5 empty] | ETA | I | NEW | 3.15 |  | RHNHPELC | 3 | 0.5 | HOUETARHNHPELCN03_NEWI
HOUETARHNHPELCN03_NEWI_D50 | Residential heating technology - Heat pump, Air-to-water - apartment complex - new building - distributed MEAN level | HOUELC, HOUAMB | HOUETARHN_NEWI_DMD | MKr20 | 2050 | 3.5696 | 0.098324 | 0.30769 | [5 empty] | ETA | I | NEW | 3.25 |  | RHNHPELC | 3 | 0.5 | HOUETARHNHPELCN03_NEWI
HOUETARHNHPELCN03_NEWD_D50 | Residential heating technology - Heat pump, Air-to-water - apartment complex - new building - distributed MEAN level | HOUELC, HOUAMB | HOUETARHN_NEWD_DMD | MKr20 | 2020 | 5.75 | 0.10402 | 0.36364 | [5 empty] | ETA | D | NEW | 2.75 |  | RHNHPELC | 3 | 0.5 | HOUETARHNHPELCN03_NEWD
HOUETARHNHPELCN03_NEWD_D50 | Residential heating technology - Heat pump, Air-to-water - apartment complex - new building - distributed MEAN level | HOUELC, HOUAMB | HOUETARHN_NEWD_DMD | MKr20 | 2025 | 5.1394 | 0.10314 | 0.34483 | [5 empty] | ETA | D | NEW | 2.9 |  | RHNHPELC | 3 | 0.5 | HOUETARHNHPELCN03_NEWD
HOUETARHNHPELCN03_NEWD_D50 | Residential heating technology - Heat pump, Air-to-water - apartment complex - new building - distributed MEAN level | HOUELC, HOUAMB | HOUETARHN_NEWD_DMD | MKr20 | 2030 | 4.5287 | 0.10223 | 0.33333 | [5 empty] | ETA | D | NEW | 3 |  | RHNHPELC | 3 | 0.5 | HOUETARHNHPELCN03_NEWD
HOUETARHNHPELCN03_NEWD_D50 | Residential heating technology - Heat pump, Air-to-water - apartment complex - new building - distributed MEAN level | HOUELC, HOUAMB | HOUETARHN_NEWD_DMD | MKr20 | 2040 | 4.0492 | 0.10016 | 0.31746 | [5 empty] | ETA | D | NEW | 3.15 |  | RHNHPELC | 3 | 0.5 | HOUETARHNHPELCN03_NEWD
HOUETARHNHPELCN03_NEWD_D50 | Residential heating technology - Heat pump, Air-to-water - apartment complex - new building - distributed MEAN level | HOUELC, HOUAMB | HOUETARHN_NEWD_DMD | MKr20 | 2050 | 3.5696 | 0.098324 | 0.30769 | [5 empty] | ETA | D | NEW | 3.25 |  | RHNHPELC | 3 | 0.5 | HOUETARHNHPELCN03_NEWD
HOUETARHNHPELCN03_NEWC_D50 | Residential heating technology - Heat pump, Air-to-water - apartment complex - new building - distributed MEAN level | HOUELC, HOUAMB | HOUETARHN_NEWC_DMD | MKr20 | 2020 | 5.75 | 0.10402 | 0.36364 | [5 empty] | ETA | C | NEW | 2.75 |  | RHNHPELC | 3 | 0.5 | HOUETARHNHPELCN03_NEWC
HOUETARHNHPELCN03_NEWC_D50 | Residential heating technology - Heat pump, Air-to-water - apartment complex - new building - distributed MEAN level | HOUELC, HOUAMB | HOUETARHN_NEWC_DMD | MKr20 | 2025 | 5.1394 | 0.10314 | 0.34483 | [5 empty] | ETA | C | NEW | 2.9 |  | RHNHPELC | 3 | 0.5 | HOUETARHNHPELCN03_NEWC
HOUETARHNHPELCN03_NEWC_D50 | Residential heating technology - Heat pump, Air-to-water - apartment complex - new building - distributed MEAN level | HOUELC, HOUAMB | HOUETARHN_NEWC_DMD | MKr20 | 2030 | 4.5287 | 0.10223 | 0.33333 | [5 empty] | ETA | C | NEW | 3 |  | RHNHPELC | 3 | 0.5 | HOUETARHNHPELCN03_NEWC
HOUETARHNHPELCN03_NEWC_D50 | Residential heating technology - Heat pump, Air-to-water - apartment complex - new building - distributed MEAN level | HOUELC, HOUAMB | HOUETARHN_NEWC_DMD | MKr20 | 2040 | 4.0492 | 0.10016 | 0.31746 | [5 empty] | ETA | C | NEW | 3.15 |  | RHNHPELC | 3 | 0.5 | HOUETARHNHPELCN03_NEWC
HOUETARHNHPELCN03_NEWC_D50 | Residential heating technology - Heat pump, Air-to-water - apartment complex - new building - distributed MEAN level | HOUELC, HOUAMB | HOUETARHN_NEWC_DMD | MKr20 | 2050 | 3.5696 | 0.098324 | 0.30769 | [5 empty] | ETA | C | NEW | 3.25 |  | RHNHPELC | 3 | 0.5 | HOUETARHNHPELCN03_NEWC
HOUETARHNHPELCN02_NEWI_D50 | Residential heating technology - Heat pump, Air-to-air - single-family house - new building - distributed MEAN level | HOUELC, HOUAMB | HOUETARHN_NEWI_DMD | MKr20 | 2020 | 3.3199 | 0.448 | 0.21739 | [5 empty] | ETA | I | NEW | 4.6 |  | RHNHPELC | 3 | 0.5 | HOUETARHNHPELCN02_NEWI
HOUETARHNHPELCN02_NEWI_D50 | Residential heating technology - Heat pump, Air-to-air - single-family house - new building - distributed MEAN level | HOUELC, HOUAMB | HOUETARHN_NEWI_DMD | MKr20 | 2025 | 3.2387 | 0.30438 | 0.20619 | [5 empty] | ETA | I | NEW | 4.85 |  | RHNHPELC | 3 | 0.5 | HOUETARHNHPELCN02_NEWI
HOUETARHNHPELCN02_NEWI_D50 | Residential heating technology - Heat pump, Air-to-air - single-family house - new building - distributed MEAN level | HOUELC, HOUAMB | HOUETARHN_NEWI_DMD | MKr20 | 2030 | 3.1576 | 0.29876 | 0.19802 | [5 empty] | ETA | I | NEW | 5.05 |  | RHNHPELC | 3 | 0.5 | HOUETARHNHPELCN02_NEWI
HOUETARHNHPELCN02_NEWI_D50 | Residential heating technology - Heat pump, Air-to-air - single-family house - new building - distributed MEAN level | HOUELC, HOUAMB | HOUETARHN_NEWI_DMD | MKr20 | 2040 | 3.007 | 0.28832 | 0.19048 | [5 empty] | ETA | I | NEW | 5.25 |  | RHNHPELC | 3 | 0.5 | HOUETARHNHPELCN02_NEWI
HOUETARHNHPELCN02_NEWI_D50 | Residential heating technology - Heat pump, Air-to-air - single-family house - new building - distributed MEAN level | HOUELC, HOUAMB | HOUETARHN_NEWI_DMD | MKr20 | 2050 | 2.8564 | 0.27789 | 0.18868 | [5 empty] | ETA | I | NEW | 5.3 |  | RHNHPELC | 3 | 0.5 | HOUETARHNHPELCN02_NEWI
HOUETARHNHPELCN02_NEWD_D50 | Residential heating technology - Heat pump, Air-to-air - single-family house - new building - distributed MEAN level | HOUELC, HOUAMB | HOUETARHN_NEWD_DMD | MKr20 | 2020 | 3.3199 | 0.448 | 0.21739 | [5 empty] | ETA | D | NEW | 4.6 |  | RHNHPELC | 3 | 0.5 | HOUETARHNHPELCN02_NEWD
HOUETARHNHPELCN02_NEWD_D50 | Residential heating technology - Heat pump, Air-to-air - single-family house - new building - distributed MEAN level | HOUELC, HOUAMB | HOUETARHN_NEWD_DMD | MKr20 | 2025 | 3.2387 | 0.30438 | 0.20619 | [5 empty] | ETA | D | NEW | 4.85 |  | RHNHPELC | 3 | 0.5 | HOUETARHNHPELCN02_NEWD
HOUETARHNHPELCN02_NEWD_D50 | Residential heating technology - Heat pump, Air-to-air - single-family house - new building - distributed MEAN level | HOUELC, HOUAMB | HOUETARHN_NEWD_DMD | MKr20 | 2030 | 3.1576 | 0.29876 | 0.19802 | [5 empty] | ETA | D | NEW | 5.05 |  | RHNHPELC | 3 | 0.5 | HOUETARHNHPELCN02_NEWD
HOUETARHNHPELCN02_NEWD_D50 | Residential heating technology - Heat pump, Air-to-air - single-family house - new building - distributed MEAN level | HOUELC, HOUAMB | HOUETARHN_NEWD_DMD | MKr20 | 2040 | 3.007 | 0.28832 | 0.19048 | [5 empty] | ETA | D | NEW | 5.25 |  | RHNHPELC | 3 | 0.5 | HOUETARHNHPELCN02_NEWD
HOUETARHNHPELCN02_NEWD_D50 | Residential heating technology - Heat pump, Air-to-air - single-family house - new building - distributed MEAN level | HOUELC, HOUAMB | HOUETARHN_NEWD_DMD | MKr20 | 2050 | 2.8564 | 0.27789 | 0.18868 | [5 empty] | ETA | D | NEW | 5.3 |  | RHNHPELC | 3 | 0.5 | HOUETARHNHPELCN02_NEWD
HOUETARHNHPELCN02_NEWC_D50 | Residential heating technology - Heat pump, Air-to-air - single-family house - new building - distributed MEAN level | HOUELC, HOUAMB | HOUETARHN_NEWC_DMD | MKr20 | 2020 | 3.3199 | 0.448 | 0.21739 | [5 empty] | ETA | C | NEW | 4.6 |  | RHNHPELC | 3 | 0.5 | HOUETARHNHPELCN02_NEWC
HOUETARHNHPELCN02_NEWC_D50 | Residential heating technology - Heat pump, Air-to-air - single-family house - new building - distributed MEAN level | HOUELC, HOUAMB | HOUETARHN_NEWC_DMD | MKr20 | 2025 | 3.2387 | 0.30438 | 0.20619 | [5 empty] | ETA | C | NEW | 4.85 |  | RHNHPELC | 3 | 0.5 | HOUETARHNHPELCN02_NEWC
HOUETARHNHPELCN02_NEWC_D50 | Residential heating technology - Heat pump, Air-to-air - single-family house - new building - distributed MEAN level | HOUELC, HOUAMB | HOUETARHN_NEWC_DMD | MKr20 | 2030 | 3.1576 | 0.29876 | 0.19802 | [5 empty] | ETA | C | NEW | 5.05 |  | RHNHPELC | 3 | 0.5 | HOUETARHNHPELCN02_NEWC
HOUETARHNHPELCN02_NEWC_D50 | Residential heating technology - Heat pump, Air-to-air - single-family house - new building - distributed MEAN level | HOUELC, HOUAMB | HOUETARHN_NEWC_DMD | MKr20 | 2040 | 3.007 | 0.28832 | 0.19048 | [5 empty] | ETA | C | NEW | 5.25 |  | RHNHPELC | 3 | 0.5 | HOUETARHNHPELCN02_NEWC
HOUETARHNHPELCN02_NEWC_D50 | Residential heating technology - Heat pump, Air-to-air - single-family house - new building - distributed MEAN level | HOUELC, HOUAMB | HOUETARHN_NEWC_DMD | MKr20 | 2050 | 2.8564 | 0.27789 | 0.18868 | [5 empty] | ETA | C | NEW | 5.3 |  | RHNHPELC | 3 | 0.5 | HOUETARHNHPELCN02_NEWC
HOUETARHNDIFIWN01_NEWI_D50 | Residential heating technology - Wood stove without water tank, wood logs - apartment complex - existing building - distributed MEAN level | HOUFIW | HOUETARHN_NEWI_DMD | MKr20 | 2020 | 3.7548 | 0.21605 |  | 25 | 28.8 | 90 | 125 | 4 | ETA | I | NEW |  |  | RHNDIFIW | 3 | 0.5 | HOUETARHNDIFIWN01_NEWI
HOUETARHNDIFIWN01_NEWI_D50 | Residential heating technology - Wood stove without water tank, wood logs - apartment complex - existing building - distributed MEAN level | HOUFIW | HOUETARHN_NEWI_DMD | MKr20 | 2025 | 3.6619 | 0.26338 |  | 25 | 25.2 | 90 | 100 | 4 | ETA | I | NEW |  |  | RHNDIFIW | 3 | 0.5 | HOUETARHNDIFIWN01_NEWI
HOUETARHNDIFIWN01_NEWI_D50 | Residential heating technology - Wood stove without water tank, wood logs - apartment complex - existing building - distributed MEAN level | HOUFIW | HOUETARHN_NEWI_DMD | MKr20 | 2030 | 6.5187 | 0.37284 |  | 25 | 21.6 | 90 | 100 | 4 | ETA | I | NEW |  |  | RHNDIFIW | 3 | 0.5 | HOUETARHNDIFIWN01_NEWI
HOUETARHNDIFIWN01_NEWI_D50 | Residential heating technology - Wood stove without water tank, wood logs - apartment complex - existing building - distributed MEAN level | HOUFIW | HOUETARHN_NEWI_DMD | MKr20 | 2040 | 6.2 | 0.36398 |  | 25 | 18 | 90 | 100 | 4 | ETA | I | NEW |  |  | RHNDIFIW | 3 | 0.5 | HOUETARHNDIFIWN01_NEWI
HOUETARHNDIFIWN01_NEWI_D50 | Residential heating technology - Wood stove without water tank, wood logs - apartment complex - existing building - distributed MEAN level | HOUFIW | HOUETARHN_NEWI_DMD | MKr20 | 2050 | 5.8969 | 0.35511 |  | 25 | 18 | 90 | 100 | 4 | ETA | I | NEW |  |  | RHNDIFIW | 3 | 0.5 | HOUETARHNDIFIWN01_NEWI
HOUETARHNDIFIWN01_NEWD_D50 | Residential heating technology - Wood stove without water tank, wood logs - apartment complex - existing building - distributed MEAN level | HOUFIW | HOUETARHN_NEWD_DMD | MKr20 | 2020 | 3.7548 | 0.21605 |  | 25 | 28.8 | 90 | 125 | 4 | ETA | D | NEW |  |  | RHNDIFIW | 3 | 0.5 | HOUETARHNDIFIWN01_NEWD
HOUETARHNDIFIWN01_NEWD_D50 | Residential heating technology - Wood stove without water tank, wood logs - apartment complex - existing building - distributed MEAN level | HOUFIW | HOUETARHN_NEWD_DMD | MKr20 | 2025 | 3.6619 | 0.26338 |  | 25 | 25.2 | 90 | 100 | 4 | ETA | D | NEW |  |  | RHNDIFIW | 3 | 0.5 | HOUETARHNDIFIWN01_NEWD
HOUETARHNDIFIWN01_NEWD_D50 | Residential heating technology - Wood stove without water tank, wood logs - apartment complex - existing building - distributed MEAN level | HOUFIW | HOUETARHN_NEWD_DMD | MKr20 | 2030 | 6.5187 | 0.37284 |  | 25 | 21.6 | 90 | 100 | 4 | ETA | D | NEW |  |  | RHNDIFIW | 3 | 0.5 | HOUETARHNDIFIWN01_NEWD
HOUETARHNDIFIWN01_NEWD_D50 | Residential heating technology - Wood stove without water tank, wood logs - apartment complex - existing building - distributed MEAN level | HOUFIW | HOUETARHN_NEWD_DMD | MKr20 | 2040 | 6.2 | 0.36398 |  | 25 | 18 | 90 | 100 | 4 | ETA | D | NEW |  |  | RHNDIFIW | 3 | 0.5 | HOUETARHNDIFIWN01_NEWD
HOUETARHNDIFIWN01_NEWD_D50 | Residential heating technology - Wood stove without water tank, wood logs - apartment complex - existing building - distributed MEAN level | HOUFIW | HOUETARHN_NEWD_DMD | MKr20 | 2050 | 5.8969 | 0.35511 |  | 25 | 18 | 90 | 100 | 4 | ETA | D | NEW |  |  | RHNDIFIW | 3 | 0.5 | HOUETARHNDIFIWN01_NEWD
HOUETARHNDIFIWN01_NEWC_D50 | Residential heating technology - Wood stove without water tank, wood logs - apartment complex - existing building - distributed MEAN level | HOUFIW | HOUETARHN_NEWC_DMD | MKr20 | 2020 | 3.7548 | 0.21605 |  | 25 | 28.8 | 90 | 125 | 4 | ETA | C | NEW |  |  | RHNDIFIW | 3 | 0.5 | HOUETARHNDIFIWN01_NEWC
HOUETARHNDIFIWN01_NEWC_D50 | Residential heating technology - Wood stove without water tank, wood logs - apartment complex - existing building - distributed MEAN level | HOUFIW | HOUETARHN_NEWC_DMD | MKr20 | 2025 | 3.6619 | 0.26338 |  | 25 | 25.2 | 90 | 100 | 4 | ETA | C | NEW |  |  | RHNDIFIW | 3 | 0.5 | HOUETARHNDIFIWN01_NEWC
HOUETARHNDIFIWN01_NEWC_D50 | Residential heating technology - Wood stove without water tank, wood logs - apartment complex - existing building - distributed MEAN level | HOUFIW | HOUETARHN_NEWC_DMD | MKr20 | 2030 | 6.5187 | 0.37284 |  | 25 | 21.6 | 90 | 100 | 4 | ETA | C | NEW |  |  | RHNDIFIW | 3 | 0.5 | HOUETARHNDIFIWN01_NEWC
HOUETARHNDIFIWN01_NEWC_D50 | Residential heating technology - Wood stove without water tank, wood logs - apartment complex - existing building - distributed MEAN level | HOUFIW | HOUETARHN_NEWC_DMD | MKr20 | 2040 | 6.2 | 0.36398 |  | 25 | 18 | 90 | 100 | 4 | ETA | C | NEW |  |  | RHNDIFIW | 3 | 0.5 | HOUETARHNDIFIWN01_NEWC
HOUETARHNDIFIWN01_NEWC_D50 | Residential heating technology - Wood stove without water tank, wood logs - apartment complex - existing building - distributed MEAN level | HOUFIW | HOUETARHN_NEWC_DMD | MKr20 | 2050 | 5.8969 | 0.35511 |  | 25 | 18 | 90 | 100 | 4 | ETA | C | NEW |  |  | RHNDIFIW | 3 | 0.5 | HOUETARHNDIFIWN01_NEWC
HOUETARHNDIELCN06_NEWI_D50 | Residential heating technology - Electric heating - electric panel from Bauhaus - apartment complex - new building - distributed MEAN level | HOUELC | HOUETARHN_NEWI_DMD | MKr20 | 2020 | 0.55 | 0 | [6 empty] | ETA | I | NEW |  |  | RHNDIELC | 3 | 0.5 | HOUETARHNDIELCN06_NEWI
HOUETARHNDIELCN06_NEWI_D50 | Residential heating technology - Electric heating - electric panel from Bauhaus - apartment complex - new building - distributed MEAN level | HOUELC | HOUETARHN_NEWI_DMD | MKr20 | 2025 | 0.55 | 0 | [6 empty] | ETA | I | NEW |  |  | RHNDIELC | 3 | 0.5 | HOUETARHNDIELCN06_NEWI
HOUETARHNDIELCN06_NEWI_D50 | Residential heating technology - Electric heating - electric panel from Bauhaus - apartment complex - new building - distributed MEAN level | HOUELC | HOUETARHN_NEWI_DMD | MKr20 | 2030 | 0.55 | 0 | [6 empty] | ETA | I | NEW |  |  | RHNDIELC | 3 | 0.5 | HOUETARHNDIELCN06_NEWI
HOUETARHNDIELCN06_NEWI_D50 | Residential heating technology - Electric heating - electric panel from Bauhaus - apartment complex - new building - distributed MEAN level | HOUELC | HOUETARHN_NEWI_DMD | MKr20 | 2040 | 0.55 | 0 | [6 empty] | ETA | I | NEW |  |  | RHNDIELC | 3 | 0.5 | HOUETARHNDIELCN06_NEWI
HOUETARHNDIELCN06_NEWI_D50 | Residential heating technology - Electric heating - electric panel from Bauhaus - apartment complex - new building - distributed MEAN level | HOUELC | HOUETARHN_NEWI_DMD | MKr20 | 2050 | 0.55 | 0 | [6 empty] | ETA | I | NEW |  |  | RHNDIELC | 3 | 0.5 | HOUETARHNDIELCN06_NEWI
HOUETARHNDIELCN06_NEWD_D50 | Residential heating technology - Electric heating - electric panel from Bauhaus - apartment complex - new building - distributed MEAN level | HOUELC | HOUETARHN_NEWD_DMD | MKr20 | 2020 | 0.55 | 0 | [6 empty] | ETA | D | NEW |  |  | RHNDIELC | 3 | 0.5 | HOUETARHNDIELCN06_NEWD
HOUETARHNDIELCN06_NEWD_D50 | Residential heating technology - Electric heating - electric panel from Bauhaus - apartment complex - new building - distributed MEAN level | HOUELC | HOUETARHN_NEWD_DMD | MKr20 | 2025 | 0.55 | 0 | [6 empty] | ETA | D | NEW |  |  | RHNDIELC | 3 | 0.5 | HOUETARHNDIELCN06_NEWD
HOUETARHNDIELCN06_NEWD_D50 | Residential heating technology - Electric heating - electric panel from Bauhaus - apartment complex - new building - distributed MEAN level | HOUELC | HOUETARHN_NEWD_DMD | MKr20 | 2030 | 0.55 | 0 | [6 empty] | ETA | D | NEW |  |  | RHNDIELC | 3 | 0.5 | HOUETARHNDIELCN06_NEWD
HOUETARHNDIELCN06_NEWD_D50 | Residential heating technology - Electric heating - electric panel from Bauhaus - apartment complex - new building - distributed MEAN level | HOUELC | HOUETARHN_NEWD_DMD | MKr20 | 2040 | 0.55 | 0 | [6 empty] | ETA | D | NEW |  |  | RHNDIELC | 3 | 0.5 | HOUETARHNDIELCN06_NEWD
HOUETARHNDIELCN06_NEWD_D50 | Residential heating technology - Electric heating - electric panel from Bauhaus - apartment complex - new building - distributed MEAN level | HOUELC | HOUETARHN_NEWD_DMD | MKr20 | 2050 | 0.55 | 0 | [6 empty] | ETA | D | NEW |  |  | RHNDIELC | 3 | 0.5 | HOUETARHNDIELCN06_NEWD
HOUETARHNDIELCN06_NEWC_D50 | Residential heating technology - Electric heating - electric panel from Bauhaus - apartment complex - new building - distributed MEAN level | HOUELC | HOUETARHN_NEWC_DMD | MKr20 | 2020 | 0.55 | 0 | [6 empty] | ETA | C | NEW |  |  | RHNDIELC | 3 | 0.5 | HOUETARHNDIELCN06_NEWC
HOUETARHNDIELCN06_NEWC_D50 | Residential heating technology - Electric heating - electric panel from Bauhaus - apartment complex - new building - distributed MEAN level | HOUELC | HOUETARHN_NEWC_DMD | MKr20 | 2025 | 0.55 | 0 | [6 empty] | ETA | C | NEW |  |  | RHNDIELC | 3 | 0.5 | HOUETARHNDIELCN06_NEWC
HOUETARHNDIELCN06_NEWC_D50 | Residential heating technology - Electric heating - electric panel from Bauhaus - apartment complex - new building - distributed MEAN level | HOUELC | HOUETARHN_NEWC_DMD | MKr20 | 2030 | 0.55 | 0 | [6 empty] | ETA | C | NEW |  |  | RHNDIELC | 3 | 0.5 | HOUETARHNDIELCN06_NEWC
HOUETARHNDIELCN06_NEWC_D50 | Residential heating technology - Electric heating - electric panel from Bauhaus - apartment complex - new building - distributed MEAN level | HOUELC | HOUETARHN_NEWC_DMD | MKr20 | 2040 | 0.55 | 0 | [6 empty] | ETA | C | NEW |  |  | RHNDIELC | 3 | 0.5 | HOUETARHNDIELCN06_NEWC
HOUETARHNDIELCN06_NEWC_D50 | Residential heating technology - Electric heating - electric panel from Bauhaus - apartment complex - new building - distributed MEAN level | HOUELC | HOUETARHN_NEWC_DMD | MKr20 | 2050 | 0.55 | 0 | [6 empty] | ETA | C | NEW |  |  | RHNDIELC | 3 | 0.5 | HOUETARHNDIELCN06_NEWC
HOUETARHNDIELCN01_NEWI_D50 | Residential heating technology - Electric heating - apartment complex - new building - distributed MEAN level | HOUELC | HOUETARHN_NEWI_DMD | MKr20 | 2020 | 5.1084 | 0.0022816 | [6 empty] | ETA | I | NEW |  |  | RHNDIELC | 3 | 0.5 | HOUETARHNDIELCN01_NEWI
HOUETARHNDIELCN01_NEWI_D50 | Residential heating technology - Electric heating - apartment complex - new building - distributed MEAN level | HOUELC | HOUETARHN_NEWI_DMD | MKr20 | 2025 | 4.9819 | 0.0021884 | [6 empty] | ETA | I | NEW |  |  | RHNDIELC | 3 | 0.5 | HOUETARHNDIELCN01_NEWI
HOUETARHNDIELCN01_NEWI_D50 | Residential heating technology - Electric heating - apartment complex - new building - distributed MEAN level | HOUELC | HOUETARHN_NEWI_DMD | MKr20 | 2030 | 4.8586 | 0.0021419 | [6 empty] | ETA | I | NEW |  |  | RHNDIELC | 3 | 0.5 | HOUETARHNDIELCN01_NEWI
HOUETARHNDIELCN01_NEWI_D50 | Residential heating technology - Electric heating - apartment complex - new building - distributed MEAN level | HOUELC | HOUETARHN_NEWI_DMD | MKr20 | 2040 | 4.6211 | 0.0020487 | [6 empty] | ETA | I | NEW |  |  | RHNDIELC | 3 | 0.5 | HOUETARHNDIELCN01_NEWI
HOUETARHNDIELCN01_NEWI_D50 | Residential heating technology - Electric heating - apartment complex - new building - distributed MEAN level | HOUELC | HOUETARHN_NEWI_DMD | MKr20 | 2050 | 4.3952 | 0.0019556 | [6 empty] | ETA | I | NEW |  |  | RHNDIELC | 3 | 0.5 | HOUETARHNDIELCN01_NEWI
HOUETARHNDIELCN01_NEWD_D50 | Residential heating technology - Electric heating - apartment complex - new building - distributed MEAN level | HOUELC | HOUETARHN_NEWD_DMD | MKr20 | 2020 | 5.1084 | 0.0022816 | [6 empty] | ETA | D | NEW |  |  | RHNDIELC | 3 | 0.5 | HOUETARHNDIELCN01_NEWD
HOUETARHNDIELCN01_NEWD_D50 | Residential heating technology - Electric heating - apartment complex - new building - distributed MEAN level | HOUELC | HOUETARHN_NEWD_DMD | MKr20 | 2025 | 4.9819 | 0.0021884 | [6 empty] | ETA | D | NEW |  |  | RHNDIELC | 3 | 0.5 | HOUETARHNDIELCN01_NEWD
HOUETARHNDIELCN01_NEWD_D50 | Residential heating technology - Electric heating - apartment complex - new building - distributed MEAN level | HOUELC | HOUETARHN_NEWD_DMD | MKr20 | 2030 | 4.8586 | 0.0021419 | [6 empty] | ETA | D | NEW |  |  | RHNDIELC | 3 | 0.5 | HOUETARHNDIELCN01_NEWD
HOUETARHNDIELCN01_NEWD_D50 | Residential heating technology - Electric heating - apartment complex - new building - distributed MEAN level | HOUELC | HOUETARHN_NEWD_DMD | MKr20 | 2040 | 4.6211 | 0.0020487 | [6 empty] | ETA | D | NEW |  |  | RHNDIELC | 3 | 0.5 | HOUETARHNDIELCN01_NEWD
HOUETARHNDIELCN01_NEWD_D50 | Residential heating technology - Electric heating - apartment complex - new building - distributed MEAN level | HOUELC | HOUETARHN_NEWD_DMD | MKr20 | 2050 | 4.3952 | 0.0019556 | [6 empty] | ETA | D | NEW |  |  | RHNDIELC | 3 | 0.5 | HOUETARHNDIELCN01_NEWD
HOUETARHNDIELCN01_NEWC_D50 | Residential heating technology - Electric heating - apartment complex - new building - distributed MEAN level | HOUELC | HOUETARHN_NEWC_DMD | MKr20 | 2020 | 5.1084 | 0.0022816 | [6 empty] | ETA | C | NEW |  |  | RHNDIELC | 3 | 0.5 | HOUETARHNDIELCN01_NEWC
HOUETARHNDIELCN01_NEWC_D50 | Residential heating technology - Electric heating - apartment complex - new building - distributed MEAN level | HOUELC | HOUETARHN_NEWC_DMD | MKr20 | 2025 | 4.9819 | 0.0021884 | [6 empty] | ETA | C | NEW |  |  | RHNDIELC | 3 | 0.5 | HOUETARHNDIELCN01_NEWC
HOUETARHNDIELCN01_NEWC_D50 | Residential heating technology - Electric heating - apartment complex - new building - distributed MEAN level | HOUELC | HOUETARHN_NEWC_DMD | MKr20 | 2030 | 4.8586 | 0.0021419 | [6 empty] | ETA | C | NEW |  |  | RHNDIELC | 3 | 0.5 | HOUETARHNDIELCN01_NEWC
HOUETARHNDIELCN01_NEWC_D50 | Residential heating technology - Electric heating - apartment complex - new building - distributed MEAN level | HOUELC | HOUETARHN_NEWC_DMD | MKr20 | 2040 | 4.6211 | 0.0020487 | [6 empty] | ETA | C | NEW |  |  | RHNDIELC | 3 | 0.5 | HOUETARHNDIELCN01_NEWC
HOUETARHNDIELCN01_NEWC_D50 | Residential heating technology - Electric heating - apartment complex - new building - distributed MEAN level | HOUELC | HOUETARHN_NEWC_DMD | MKr20 | 2050 | 4.3952 | 0.0019556 | [6 empty] | ETA | C | NEW |  |  | RHNDIELC | 3 | 0.5 | HOUETARHNDIELCN01_NEWC
HOUETARHNBHWPEN01_NEWI_D50 | Residential heating technology - Biomass boiler, automatic stoking , wood pellets or wood chips - apartment complex - new building - distributed MEAN level | HOUWPE | HOUETARHN_NEWI_DMD | MKr20 | 2020 | 2.4678 | 0.046554 |  | 25 | 14 | 70 | 2 | 4 | ETA | I | NEW |  |  | RHNBHWPE | 3 | 0.5 | HOUETARHNBHWPEN01_NEWI
HOUETARHNBHWPEN01_NEWI_D50 | Residential heating technology - Biomass boiler, automatic stoking , wood pellets or wood chips - apartment complex - new building - distributed MEAN level | HOUWPE | HOUETARHN_NEWI_DMD | MKr20 | 2025 | 2.4067 | 0.046153 |  | 25 | 14 | 60 | 2 | 4 | ETA | I | NEW |  |  | RHNBHWPE | 3 | 0.5 | HOUETARHNBHWPEN01_NEWI
HOUETARHNBHWPEN01_NEWI_D50 | Residential heating technology - Biomass boiler, automatic stoking , wood pellets or wood chips - apartment complex - new building - distributed MEAN level | HOUWPE | HOUETARHN_NEWI_DMD | MKr20 | 2030 | 2.3472 | 0.046146 |  | 25 | 11 | 50 | 1 | 4 | ETA | I | NEW |  |  | RHNBHWPE | 3 | 0.5 | HOUETARHNBHWPEN01_NEWI
HOUETARHNBHWPEN01_NEWI_D50 | Residential heating technology - Biomass boiler, automatic stoking , wood pellets or wood chips - apartment complex - new building - distributed MEAN level | HOUWPE | HOUETARHN_NEWI_DMD | MKr20 | 2040 | 2.2324 | 0.044423 |  | 25 | 9 | 45 | 1 | 4 | ETA | I | NEW |  |  | RHNBHWPE | 3 | 0.5 | HOUETARHNBHWPEN01_NEWI
HOUETARHNBHWPEN01_NEWI_D50 | Residential heating technology - Biomass boiler, automatic stoking , wood pellets or wood chips - apartment complex - new building - distributed MEAN level | HOUWPE | HOUETARHN_NEWI_DMD | MKr20 | 2050 | 2.1233 | 0.04268 |  | 25 | 9 | 40 | 0 | 4 | ETA | I | NEW |  |  | RHNBHWPE | 3 | 0.5 | HOUETARHNBHWPEN01_NEWI
HOUETARHNBHWPEN01_NEWD_D50 | Residential heating technology - Biomass boiler, automatic stoking , wood pellets or wood chips - apartment complex - new building - distributed MEAN level | HOUWPE | HOUETARHN_NEWD_DMD | MKr20 | 2020 | 2.4678 | 0.046554 |  | 25 | 14 | 70 | 2 | 4 | ETA | D | NEW |  |  | RHNBHWPE | 3 | 0.5 | HOUETARHNBHWPEN01_NEWD
HOUETARHNBHWPEN01_NEWD_D50 | Residential heating technology - Biomass boiler, automatic stoking , wood pellets or wood chips - apartment complex - new building - distributed MEAN level | HOUWPE | HOUETARHN_NEWD_DMD | MKr20 | 2025 | 2.4067 | 0.046153 |  | 25 | 14 | 60 | 2 | 4 | ETA | D | NEW |  |  | RHNBHWPE | 3 | 0.5 | HOUETARHNBHWPEN01_NEWD
HOUETARHNBHWPEN01_NEWD_D50 | Residential heating technology - Biomass boiler, automatic stoking , wood pellets or wood chips - apartment complex - new building - distributed MEAN level | HOUWPE | HOUETARHN_NEWD_DMD | MKr20 | 2030 | 2.3472 | 0.046146 |  | 25 | 11 | 50 | 1 | 4 | ETA | D | NEW |  |  | RHNBHWPE | 3 | 0.5 | HOUETARHNBHWPEN01_NEWD
HOUETARHNBHWPEN01_NEWD_D50 | Residential heating technology - Biomass boiler, automatic stoking , wood pellets or wood chips - apartment complex - new building - distributed MEAN level | HOUWPE | HOUETARHN_NEWD_DMD | MKr20 | 2040 | 2.2324 | 0.044423 |  | 25 | 9 | 45 | 1 | 4 | ETA | D | NEW |  |  | RHNBHWPE | 3 | 0.5 | HOUETARHNBHWPEN01_NEWD
HOUETARHNBHWPEN01_NEWD_D50 | Residential heating technology - Biomass boiler, automatic stoking , wood pellets or wood chips - apartment complex - new building - distributed MEAN level | HOUWPE | HOUETARHN_NEWD_DMD | MKr20 | 2050 | 2.1233 | 0.04268 |  | 25 | 9 | 40 | 0 | 4 | ETA | D | NEW |  |  | RHNBHWPE | 3 | 0.5 | HOUETARHNBHWPEN01_NEWD
HOUETARHNBHWPEN01_NEWC_D50 | Residential heating technology - Biomass boiler, automatic stoking , wood pellets or wood chips - apartment complex - new building - distributed MEAN level | HOUWPE | HOUETARHN_NEWC_DMD | MKr20 | 2020 | 2.4678 | 0.046554 |  | 25 | 14 | 70 | 2 | 4 | ETA | C | NEW |  |  | RHNBHWPE | 3 | 0.5 | HOUETARHNBHWPEN01_NEWC
HOUETARHNBHWPEN01_NEWC_D50 | Residential heating technology - Biomass boiler, automatic stoking , wood pellets or wood chips - apartment complex - new building - distributed MEAN level | HOUWPE | HOUETARHN_NEWC_DMD | MKr20 | 2025 | 2.4067 | 0.046153 |  | 25 | 14 | 60 | 2 | 4 | ETA | C | NEW |  |  | RHNBHWPE | 3 | 0.5 | HOUETARHNBHWPEN01_NEWC
HOUETARHNBHWPEN01_NEWC_D50 | Residential heating technology - Biomass boiler, automatic stoking , wood pellets or wood chips - apartment complex - new building - distributed MEAN level | HOUWPE | HOUETARHN_NEWC_DMD | MKr20 | 2030 | 2.3472 | 0.046146 |  | 25 | 11 | 50 | 1 | 4 | ETA | C | NEW |  |  | RHNBHWPE | 3 | 0.5 | HOUETARHNBHWPEN01_NEWC
HOUETARHNBHWPEN01_NEWC_D50 | Residential heating technology - Biomass boiler, automatic stoking , wood pellets or wood chips - apartment complex - new building - distributed MEAN level | HOUWPE | HOUETARHN_NEWC_DMD | MKr20 | 2040 | 2.2324 | 0.044423 |  | 25 | 9 | 45 | 1 | 4 | ETA | C | NEW |  |  | RHNBHWPE | 3 | 0.5 | HOUETARHNBHWPEN01_NEWC
HOUETARHNBHWPEN01_NEWC_D50 | Residential heating technology - Biomass boiler, automatic stoking , wood pellets or wood chips - apartment complex - new building - distributed MEAN level | HOUWPE | HOUETARHN_NEWC_DMD | MKr20 | 2050 | 2.1233 | 0.04268 |  | 25 | 9 | 40 | 0 | 4 | ETA | C | NEW |  |  | RHNBHWPE | 3 | 0.5 | HOUETARHNBHWPEN01_NEWC
HOUETARHNBHSOLN01_NEWI_D50 | Residential heating technology - Solar heating system - apartment complex - new building - distributed MEAN level | HOUSOL | HOUETARHN_NEWI_DMD | MKr20 | 2020 | 4.3104 | 0.022031 | [6 empty] | ETA | I | NEW |  |  | RHNBHSOL | 3 | 0.5 | HOUETARHNBHSOLN01_NEWI
HOUETARHNBHSOLN01_NEWI_D50 | Residential heating technology - Solar heating system - apartment complex - new building - distributed MEAN level | HOUSOL | HOUETARHN_NEWI_DMD | MKr20 | 2025 | 4.1241 | 0.025543 | [6 empty] | ETA | I | NEW |  |  | RHNBHSOL | 3 | 0.5 | HOUETARHNBHSOLN01_NEWI
HOUETARHNBHSOLN01_NEWI_D50 | Residential heating technology - Solar heating system - apartment complex - new building - distributed MEAN level | HOUSOL | HOUETARHN_NEWI_DMD | MKr20 | 2030 | 3.9379 | 0.027911 | [6 empty] | ETA | I | NEW |  |  | RHNBHSOL | 3 | 0.5 | HOUETARHNBHSOLN01_NEWI
HOUETARHNBHSOLN01_NEWI_D50 | Residential heating technology - Solar heating system - apartment complex - new building - distributed MEAN level | HOUSOL | HOUETARHN_NEWI_DMD | MKr20 | 2040 | 3.7516 | 0.02678 | [6 empty] | ETA | I | NEW |  |  | RHNBHSOL | 3 | 0.5 | HOUETARHNBHSOLN01_NEWI
HOUETARHNBHSOLN01_NEWI_D50 | Residential heating technology - Solar heating system - apartment complex - new building - distributed MEAN level | HOUSOL | HOUETARHN_NEWI_DMD | MKr20 | 2050 | 3.5654 | 0.025862 | [6 empty] | ETA | I | NEW |  |  | RHNBHSOL | 3 | 0.5 | HOUETARHNBHSOLN01_NEWI
HOUETARHNBHSOLN01_NEWD_D50 | Residential heating technology - Solar heating system - apartment complex - new building - distributed MEAN level | HOUSOL | HOUETARHN_NEWD_DMD | MKr20 | 2020 | 4.3104 | 0.022031 | [6 empty] | ETA | D | NEW |  |  | RHNBHSOL | 3 | 0.5 | HOUETARHNBHSOLN01_NEWD
HOUETARHNBHSOLN01_NEWD_D50 | Residential heating technology - Solar heating system - apartment complex - new building - distributed MEAN level | HOUSOL | HOUETARHN_NEWD_DMD | MKr20 | 2025 | 4.1241 | 0.025543 | [6 empty] | ETA | D | NEW |  |  | RHNBHSOL | 3 | 0.5 | HOUETARHNBHSOLN01_NEWD
HOUETARHNBHSOLN01_NEWD_D50 | Residential heating technology - Solar heating system - apartment complex - new building - distributed MEAN level | HOUSOL | HOUETARHN_NEWD_DMD | MKr20 | 2030 | 3.9379 | 0.027911 | [6 empty] | ETA | D | NEW |  |  | RHNBHSOL | 3 | 0.5 | HOUETARHNBHSOLN01_NEWD
HOUETARHNBHSOLN01_NEWD_D50 | Residential heating technology - Solar heating system - apartment complex - new building - distributed MEAN level | HOUSOL | HOUETARHN_NEWD_DMD | MKr20 | 2040 | 3.7516 | 0.02678 | [6 empty] | ETA | D | NEW |  |  | RHNBHSOL | 3 | 0.5 | HOUETARHNBHSOLN01_NEWD
HOUETARHNBHSOLN01_NEWD_D50 | Residential heating technology - Solar heating system - apartment complex - new building - distributed MEAN level | HOUSOL | HOUETARHN_NEWD_DMD | MKr20 | 2050 | 3.5654 | 0.025862 | [6 empty] | ETA | D | NEW |  |  | RHNBHSOL | 3 | 0.5 | HOUETARHNBHSOLN01_NEWD
HOUETARHNBHSOLN01_NEWC_D50 | Residential heating technology - Solar heating system - apartment complex - new building - distributed MEAN level | HOUSOL | HOUETARHN_NEWC_DMD | MKr20 | 2020 | 4.3104 | 0.022031 | [6 empty] | ETA | C | NEW |  |  | RHNBHSOL | 3 | 0.5 | HOUETARHNBHSOLN01_NEWC
HOUETARHNBHSOLN01_NEWC_D50 | Residential heating technology - Solar heating system - apartment complex - new building - distributed MEAN level | HOUSOL | HOUETARHN_NEWC_DMD | MKr20 | 2025 | 4.1241 | 0.025543 | [6 empty] | ETA | C | NEW |  |  | RHNBHSOL | 3 | 0.5 | HOUETARHNBHSOLN01_NEWC
HOUETARHNBHSOLN01_NEWC_D50 | Residential heating technology - Solar heating system - apartment complex - new building - distributed MEAN level | HOUSOL | HOUETARHN_NEWC_DMD | MKr20 | 2030 | 3.9379 | 0.027911 | [6 empty] | ETA | C | NEW |  |  | RHNBHSOL | 3 | 0.5 | HOUETARHNBHSOLN01_NEWC
HOUETARHNBHSOLN01_NEWC_D50 | Residential heating technology - Solar heating system - apartment complex - new building - distributed MEAN level | HOUSOL | HOUETARHN_NEWC_DMD | MKr20 | 2040 | 3.7516 | 0.02678 | [6 empty] | ETA | C | NEW |  |  | RHNBHSOL | 3 | 0.5 | HOUETARHNBHSOLN01_NEWC
HOUETARHNBHSOLN01_NEWC_D50 | Residential heating technology - Solar heating system - apartment complex - new building - distributed MEAN level | HOUSOL | HOUETARHN_NEWC_DMD | MKr20 | 2050 | 3.5654 | 0.025862 | [6 empty] | ETA | C | NEW |  |  | RHNBHSOL | 3 | 0.5 | HOUETARHNBHSOLN01_NEWC
HOUETARHNBHGASN03_NEWI_D50 | Residential heating technology - Natural gas boiler - plus connection pipe - apartment complex - new building - distributed MEAN level | HOUGAS | HOUETARHN_NEWI_DMD | MKr20 | 2020 | 1.1492 | 0.031006 |  | 0.43 | 0.1 | 20.4 | 1 | 1 | ETA | I | NEW |  |  | RHNBHGAS | 3 | 0.5 | HOUETARHNBHGASN03_NEWI
HOUETARHNBHGASN03_NEWI_D50 | Residential heating technology - Natural gas boiler - plus connection pipe - apartment complex - new building - distributed MEAN level | HOUGAS | HOUETARHN_NEWI_DMD | MKr20 | 2025 | 1.123 | 0.030765 |  | 0.43 | 0.1 | 20.4 | 1 | 1 | ETA | I | NEW |  |  | RHNBHGAS | 3 | 0.5 | HOUETARHNBHGASN03_NEWI
HOUETARHNBHGASN03_NEWI_D50 | Residential heating technology - Natural gas boiler - plus connection pipe - apartment complex - new building - distributed MEAN level | HOUGAS | HOUETARHN_NEWI_DMD | MKr20 | 2030 | 1.0975 | 0.030483 |  | 0.43 | 0.1 | 20.4 | 1 | 1 | ETA | I | NEW |  |  | RHNBHGAS | 3 | 0.5 | HOUETARHNBHGASN03_NEWI
HOUETARHNBHGASN03_NEWI_D50 | Residential heating technology - Natural gas boiler - plus connection pipe - apartment complex - new building - distributed MEAN level | HOUGAS | HOUETARHN_NEWI_DMD | MKr20 | 2040 | 1.0484 | 0.02923 |  | 0.43 | 0.1 | 20.4 | 1 | 1 | ETA | I | NEW |  |  | RHNBHGAS | 3 | 0.5 | HOUETARHNBHGASN03_NEWI
HOUETARHNBHGASN03_NEWI_D50 | Residential heating technology - Natural gas boiler - plus connection pipe - apartment complex - new building - distributed MEAN level | HOUGAS | HOUETARHN_NEWI_DMD | MKr20 | 2050 | 1.0017 | 0.008337 |  | 0.43 | 0.1 | 20.4 | 1 | 1 | ETA | I | NEW |  |  | RHNBHGAS | 3 | 0.5 | HOUETARHNBHGASN03_NEWI
HOUETARHNBHGASN03_NEWD_D50 | Residential heating technology - Natural gas boiler - plus connection pipe - apartment complex - new building - distributed MEAN level | HOUGAS | HOUETARHN_NEWD_DMD | MKr20 | 2020 | 1.1492 | 0.031006 |  | 0.43 | 0.1 | 20.4 | 1 | 1 | ETA | D | NEW |  |  | RHNBHGAS | 3 | 0.5 | HOUETARHNBHGASN03_NEWD
HOUETARHNBHGASN03_NEWD_D50 | Residential heating technology - Natural gas boiler - plus connection pipe - apartment complex - new building - distributed MEAN level | HOUGAS | HOUETARHN_NEWD_DMD | MKr20 | 2025 | 1.123 | 0.030765 |  | 0.43 | 0.1 | 20.4 | 1 | 1 | ETA | D | NEW |  |  | RHNBHGAS | 3 | 0.5 | HOUETARHNBHGASN03_NEWD
HOUETARHNBHGASN03_NEWD_D50 | Residential heating technology - Natural gas boiler - plus connection pipe - apartment complex - new building - distributed MEAN level | HOUGAS | HOUETARHN_NEWD_DMD | MKr20 | 2030 | 1.0975 | 0.030483 |  | 0.43 | 0.1 | 20.4 | 1 | 1 | ETA | D | NEW |  |  | RHNBHGAS | 3 | 0.5 | HOUETARHNBHGASN03_NEWD
HOUETARHNBHGASN03_NEWD_D50 | Residential heating technology - Natural gas boiler - plus connection pipe - apartment complex - new building - distributed MEAN level | HOUGAS | HOUETARHN_NEWD_DMD | MKr20 | 2040 | 1.0484 | 0.02923 |  | 0.43 | 0.1 | 20.4 | 1 | 1 | ETA | D | NEW |  |  | RHNBHGAS | 3 | 0.5 | HOUETARHNBHGASN03_NEWD
HOUETARHNBHGASN03_NEWD_D50 | Residential heating technology - Natural gas boiler - plus connection pipe - apartment complex - new building - distributed MEAN level | HOUGAS | HOUETARHN_NEWD_DMD | MKr20 | 2050 | 1.0017 | 0.008337 |  | 0.43 | 0.1 | 20.4 | 1 | 1 | ETA | D | NEW |  |  | RHNBHGAS | 3 | 0.5 | HOUETARHNBHGASN03_NEWD
HOUETARHNBHGASN03_NEWC_D50 | Residential heating technology - Natural gas boiler - plus connection pipe - apartment complex - new building - distributed MEAN level | HOUGAS | HOUETARHN_NEWC_DMD | MKr20 | 2020 | 1.1492 | 0.031006 |  | 0.43 | 0.1 | 20.4 | 1 | 1 | ETA | C | NEW |  |  | RHNBHGAS | 3 | 0.5 | HOUETARHNBHGASN03_NEWC
HOUETARHNBHGASN03_NEWC_D50 | Residential heating technology - Natural gas boiler - plus connection pipe - apartment complex - new building - distributed MEAN level | HOUGAS | HOUETARHN_NEWC_DMD | MKr20 | 2025 | 1.123 | 0.030765 |  | 0.43 | 0.1 | 20.4 | 1 | 1 | ETA | C | NEW |  |  | RHNBHGAS | 3 | 0.5 | HOUETARHNBHGASN03_NEWC
HOUETARHNBHGASN03_NEWC_D50 | Residential heating technology - Natural gas boiler - plus connection pipe - apartment complex - new building - distributed MEAN level | HOUGAS | HOUETARHN_NEWC_DMD | MKr20 | 2030 | 1.0975 | 0.030483 |  | 0.43 | 0.1 | 20.4 | 1 | 1 | ETA | C | NEW |  |  | RHNBHGAS | 3 | 0.5 | HOUETARHNBHGASN03_NEWC
HOUETARHNBHGASN03_NEWC_D50 | Residential heating technology - Natural gas boiler - plus connection pipe - apartment complex - new building - distributed MEAN level | HOUGAS | HOUETARHN_NEWC_DMD | MKr20 | 2040 | 1.0484 | 0.02923 |  | 0.43 | 0.1 | 20.4 | 1 | 1 | ETA | C | NEW |  |  | RHNBHGAS | 3 | 0.5 | HOUETARHNBHGASN03_NEWC
HOUETARHNBHGASN03_NEWC_D50 | Residential heating technology - Natural gas boiler - plus connection pipe - apartment complex - new building - distributed MEAN level | HOUGAS | HOUETARHN_NEWC_DMD | MKr20 | 2050 | 1.0017 | 0.008337 |  | 0.43 | 0.1 | 20.4 | 1 | 1 | ETA | C | NEW |  |  | RHNBHGAS | 3 | 0.5 | HOUETARHNBHGASN03_NEWC
HOUETARHNBHDHDN09_NEWI_D50 | Residential heating technology - Direct district heating substation - plus connection pipe - plus distribution (heating density: low ) - apartment complex - new building - distributed MEAN level | HOUDHD | HOUETARHN_NEWI_DMD | MKr20 | 2020 | 0.70703 | 0.003576 | [6 empty] | ETA | I | NEW |  |  | RHNBHDHD | 3 | 0.5 | HOUETARHNBHDHDN09_NEWI
HOUETARHNBHDHDN09_NEWI_D50 | Residential heating technology - Direct district heating substation - plus connection pipe - plus distribution (heating density: low ) - apartment complex - new building - distributed MEAN level | HOUDHD | HOUETARHN_NEWI_DMD | MKr20 | 2025 | 0.69724 | 0.0036354 | [6 empty] | ETA | I | NEW |  |  | RHNBHDHD | 3 | 0.5 | HOUETARHNBHDHDN09_NEWI
HOUETARHNBHDHDN09_NEWI_D50 | Residential heating technology - Direct district heating substation - plus connection pipe - plus distribution (heating density: low ) - apartment complex - new building - distributed MEAN level | HOUDHD | HOUETARHN_NEWI_DMD | MKr20 | 2030 | 0.68768 | 0.0036403 | [6 empty] | ETA | I | NEW |  |  | RHNBHDHD | 3 | 0.5 | HOUETARHNBHDHDN09_NEWI
HOUETARHNBHDHDN09_NEWI_D50 | Residential heating technology - Direct district heating substation - plus connection pipe - plus distribution (heating density: low ) - apartment complex - new building - distributed MEAN level | HOUDHD | HOUETARHN_NEWI_DMD | MKr20 | 2040 | 0.66928 | 0.0035655 | [6 empty] | ETA | I | NEW |  |  | RHNBHDHD | 3 | 0.5 | HOUETARHNBHDHDN09_NEWI
HOUETARHNBHDHDN09_NEWI_D50 | Residential heating technology - Direct district heating substation - plus connection pipe - plus distribution (heating density: low ) - apartment complex - new building - distributed MEAN level | HOUDHD | HOUETARHN_NEWI_DMD | MKr20 | 2050 | 0.65177 | 0.0033781 | [6 empty] | ETA | I | NEW |  |  | RHNBHDHD | 3 | 0.5 | HOUETARHNBHDHDN09_NEWI
HOUETARHNBHDHDN07_NEWI_D50 | Residential heating technology - Direct district heating substation - plus connection pipe - plus distribution (heating density: medium ) - apartment complex - new building - distributed MEAN level | HOUDHD | HOUETARHN_NEWI_DMD | MKr20 | 2020 | 0.64453 | 0.003576 | [6 empty] | ETA | I | NEW |  |  | RHNBHDHD | 3 | 0.5 | HOUETARHNBHDHDN07_NEWI
HOUETARHNBHDHDN07_NEWI_D50 | Residential heating technology - Direct district heating substation - plus connection pipe - plus distribution (heating density: medium ) - apartment complex - new building - distributed MEAN level | HOUDHD | HOUETARHN_NEWI_DMD | MKr20 | 2025 | 0.63474 | 0.0036354 | [6 empty] | ETA | I | NEW |  |  | RHNBHDHD | 3 | 0.5 | HOUETARHNBHDHDN07_NEWI
HOUETARHNBHDHDN07_NEWI_D50 | Residential heating technology - Direct district heating substation - plus connection pipe - plus distribution (heating density: medium ) - apartment complex - new building - distributed MEAN level | HOUDHD | HOUETARHN_NEWI_DMD | MKr20 | 2030 | 0.62518 | 0.0036403 | [6 empty] | ETA | I | NEW |  |  | RHNBHDHD | 3 | 0.5 | HOUETARHNBHDHDN07_NEWI
HOUETARHNBHDHDN07_NEWI_D50 | Residential heating technology - Direct district heating substation - plus connection pipe - plus distribution (heating density: medium ) - apartment complex - new building - distributed MEAN level | HOUDHD | HOUETARHN_NEWI_DMD | MKr20 | 2040 | 0.60678 | 0.0035655 | [6 empty] | ETA | I | NEW |  |  | RHNBHDHD | 3 | 0.5 | HOUETARHNBHDHDN07_NEWI
HOUETARHNBHDHDN07_NEWI_D50 | Residential heating technology - Direct district heating substation - plus connection pipe - plus distribution (heating density: medium ) - apartment complex - new building - distributed MEAN level | HOUDHD | HOUETARHN_NEWI_DMD | MKr20 | 2050 | 0.58927 | 0.0033781 | [6 empty] | ETA | I | NEW |  |  | RHNBHDHD | 3 | 0.5 | HOUETARHNBHDHDN07_NEWI
HOUETARHNBHDHDN05_NEWI_D50 | Residential heating technology - Direct district heating substation - plus connection pipe - plus distribution (heating density: high ) - apartment complex - new building - distributed MEAN level | HOUDHD | HOUETARHN_NEWI_DMD | MKr20 | 2020 | 0.58203 | 0.003576 | [6 empty] | ETA | I | NEW |  |  | RHNBHDHD | 3 | 0.5 | HOUETARHNBHDHDN05_NEWI
HOUETARHNBHDHDN05_NEWI_D50 | Residential heating technology - Direct district heating substation - plus connection pipe - plus distribution (heating density: high ) - apartment complex - new building - distributed MEAN level | HOUDHD | HOUETARHN_NEWI_DMD | MKr20 | 2025 | 0.57224 | 0.0036354 | [6 empty] | ETA | I | NEW |  |  | RHNBHDHD | 3 | 0.5 | HOUETARHNBHDHDN05_NEWI
HOUETARHNBHDHDN05_NEWI_D50 | Residential heating technology - Direct district heating substation - plus connection pipe - plus distribution (heating density: high ) - apartment complex - new building - distributed MEAN level | HOUDHD | HOUETARHN_NEWI_DMD | MKr20 | 2030 | 0.56268 | 0.0036403 | [6 empty] | ETA | I | NEW |  |  | RHNBHDHD | 3 | 0.5 | HOUETARHNBHDHDN05_NEWI
HOUETARHNBHDHDN05_NEWI_D50 | Residential heating technology - Direct district heating substation - plus connection pipe - plus distribution (heating density: high ) - apartment complex - new building - distributed MEAN level | HOUDHD | HOUETARHN_NEWI_DMD | MKr20 | 2040 | 0.54428 | 0.0035655 | [6 empty] | ETA | I | NEW |  |  | RHNBHDHD | 3 | 0.5 | HOUETARHNBHDHDN05_NEWI
HOUETARHNBHDHDN05_NEWI_D50 | Residential heating technology - Direct district heating substation - plus connection pipe - plus distribution (heating density: high ) - apartment complex - new building - distributed MEAN level | HOUDHD | HOUETARHN_NEWI_DMD | MKr20 | 2050 | 0.52677 | 0.0033781 | [6 empty] | ETA | I | NEW |  |  | RHNBHDHD | 3 | 0.5 | HOUETARHNBHDHDN05_NEWI
HOUETARHNBHDHDN03_NEWD_D50 | Residential heating technology - Direct district heating substation - plus connection pipe - apartment complex - new building - distributed MEAN level | HOUDHD | HOUETARHN_NEWD_DMD | MKr20 | 2020 | 0.58203 | 0.003576 | [6 empty] | ETA | D | NEW |  |  | RHNBHDHD | 3 | 0.5 | HOUETARHNBHDHDN03_NEWD
HOUETARHNBHDHDN03_NEWD_D50 | Residential heating technology - Direct district heating substation - plus connection pipe - apartment complex - new building - distributed MEAN level | HOUDHD | HOUETARHN_NEWD_DMD | MKr20 | 2025 | 0.57224 | 0.0036354 | [6 empty] | ETA | D | NEW |  |  | RHNBHDHD | 3 | 0.5 | HOUETARHNBHDHDN03_NEWD
HOUETARHNBHDHDN03_NEWD_D50 | Residential heating technology - Direct district heating substation - plus connection pipe - apartment complex - new building - distributed MEAN level | HOUDHD | HOUETARHN_NEWD_DMD | MKr20 | 2030 | 0.56268 | 0.0036403 | [6 empty] | ETA | D | NEW |  |  | RHNBHDHD | 3 | 0.5 | HOUETARHNBHDHDN03_NEWD
HOUETARHNBHDHDN03_NEWD_D50 | Residential heating technology - Direct district heating substation - plus connection pipe - apartment complex - new building - distributed MEAN level | HOUDHD | HOUETARHN_NEWD_DMD | MKr20 | 2040 | 0.54428 | 0.0035655 | [6 empty] | ETA | D | NEW |  |  | RHNBHDHD | 3 | 0.5 | HOUETARHNBHDHDN03_NEWD
HOUETARHNBHDHDN03_NEWD_D50 | Residential heating technology - Direct district heating substation - plus connection pipe - apartment complex - new building - distributed MEAN level | HOUDHD | HOUETARHN_NEWD_DMD | MKr20 | 2050 | 0.52677 | 0.0033781 | [6 empty] | ETA | D | NEW |  |  | RHNBHDHD | 3 | 0.5 | HOUETARHNBHDHDN03_NEWD
HOUETARHNBHDHCN09_NEWI_D50 | Residential heating technology - Direct district heating substation - plus connection pipe - plus distribution (heating density: low ) - apartment complex - new building - distributed MEAN level | HOUDHC | HOUETARHN_NEWI_DMD | MKr20 | 2020 | 0.70703 | 0.003576 | [6 empty] | ETA | I | NEW |  |  | RHNBHDHC | 3 | 0.5 | HOUETARHNBHDHCN09_NEWI
HOUETARHNBHDHCN09_NEWI_D50 | Residential heating technology - Direct district heating substation - plus connection pipe - plus distribution (heating density: low ) - apartment complex - new building - distributed MEAN level | HOUDHC | HOUETARHN_NEWI_DMD | MKr20 | 2025 | 0.69724 | 0.0036354 | [6 empty] | ETA | I | NEW |  |  | RHNBHDHC | 3 | 0.5 | HOUETARHNBHDHCN09_NEWI
HOUETARHNBHDHCN09_NEWI_D50 | Residential heating technology - Direct district heating substation - plus connection pipe - plus distribution (heating density: low ) - apartment complex - new building - distributed MEAN level | HOUDHC | HOUETARHN_NEWI_DMD | MKr20 | 2030 | 0.68768 | 0.0036403 | [6 empty] | ETA | I | NEW |  |  | RHNBHDHC | 3 | 0.5 | HOUETARHNBHDHCN09_NEWI
HOUETARHNBHDHCN09_NEWI_D50 | Residential heating technology - Direct district heating substation - plus connection pipe - plus distribution (heating density: low ) - apartment complex - new building - distributed MEAN level | HOUDHC | HOUETARHN_NEWI_DMD | MKr20 | 2040 | 0.66928 | 0.0035655 | [6 empty] | ETA | I | NEW |  |  | RHNBHDHC | 3 | 0.5 | HOUETARHNBHDHCN09_NEWI
HOUETARHNBHDHCN09_NEWI_D50 | Residential heating technology - Direct district heating substation - plus connection pipe - plus distribution (heating density: low ) - apartment complex - new building - distributed MEAN level | HOUDHC | HOUETARHN_NEWI_DMD | MKr20 | 2050 | 0.65177 | 0.0033781 | [6 empty] | ETA | I | NEW |  |  | RHNBHDHC | 3 | 0.5 | HOUETARHNBHDHCN09_NEWI
HOUETARHNBHDHCN07_NEWI_D50 | Residential heating technology - Direct district heating substation - plus connection pipe - plus distribution (heating density: medium ) - apartment complex - new building - distributed MEAN level | HOUDHC | HOUETARHN_NEWI_DMD | MKr20 | 2020 | 0.64453 | 0.003576 | [6 empty] | ETA | I | NEW |  |  | RHNBHDHC | 3 | 0.5 | HOUETARHNBHDHCN07_NEWI
HOUETARHNBHDHCN07_NEWI_D50 | Residential heating technology - Direct district heating substation - plus connection pipe - plus distribution (heating density: medium ) - apartment complex - new building - distributed MEAN level | HOUDHC | HOUETARHN_NEWI_DMD | MKr20 | 2025 | 0.63474 | 0.0036354 | [6 empty] | ETA | I | NEW |  |  | RHNBHDHC | 3 | 0.5 | HOUETARHNBHDHCN07_NEWI
HOUETARHNBHDHCN07_NEWI_D50 | Residential heating technology - Direct district heating substation - plus connection pipe - plus distribution (heating density: medium ) - apartment complex - new building - distributed MEAN level | HOUDHC | HOUETARHN_NEWI_DMD | MKr20 | 2030 | 0.62518 | 0.0036403 | [6 empty] | ETA | I | NEW |  |  | RHNBHDHC | 3 | 0.5 | HOUETARHNBHDHCN07_NEWI
HOUETARHNBHDHCN07_NEWI_D50 | Residential heating technology - Direct district heating substation - plus connection pipe - plus distribution (heating density: medium ) - apartment complex - new building - distributed MEAN level | HOUDHC | HOUETARHN_NEWI_DMD | MKr20 | 2040 | 0.60678 | 0.0035655 | [6 empty] | ETA | I | NEW |  |  | RHNBHDHC | 3 | 0.5 | HOUETARHNBHDHCN07_NEWI
HOUETARHNBHDHCN07_NEWI_D50 | Residential heating technology - Direct district heating substation - plus connection pipe - plus distribution (heating density: medium ) - apartment complex - new building - distributed MEAN level | HOUDHC | HOUETARHN_NEWI_DMD | MKr20 | 2050 | 0.58927 | 0.0033781 | [6 empty] | ETA | I | NEW |  |  | RHNBHDHC | 3 | 0.5 | HOUETARHNBHDHCN07_NEWI
HOUETARHNBHDHCN05_NEWI_D50 | Residential heating technology - Direct district heating substation - plus connection pipe - plus distribution (heating density: high ) - apartment complex - new building - distributed MEAN level | HOUDHC | HOUETARHN_NEWI_DMD | MKr20 | 2020 | 0.58203 | 0.003576 | [6 empty] | ETA | I | NEW |  |  | RHNBHDHC | 3 | 0.5 | HOUETARHNBHDHCN05_NEWI
HOUETARHNBHDHCN05_NEWI_D50 | Residential heating technology - Direct district heating substation - plus connection pipe - plus distribution (heating density: high ) - apartment complex - new building - distributed MEAN level | HOUDHC | HOUETARHN_NEWI_DMD | MKr20 | 2025 | 0.57224 | 0.0036354 | [6 empty] | ETA | I | NEW |  |  | RHNBHDHC | 3 | 0.5 | HOUETARHNBHDHCN05_NEWI
HOUETARHNBHDHCN05_NEWI_D50 | Residential heating technology - Direct district heating substation - plus connection pipe - plus distribution (heating density: high ) - apartment complex - new building - distributed MEAN level | HOUDHC | HOUETARHN_NEWI_DMD | MKr20 | 2030 | 0.56268 | 0.0036403 | [6 empty] | ETA | I | NEW |  |  | RHNBHDHC | 3 | 0.5 | HOUETARHNBHDHCN05_NEWI
HOUETARHNBHDHCN05_NEWI_D50 | Residential heating technology - Direct district heating substation - plus connection pipe - plus distribution (heating density: high ) - apartment complex - new building - distributed MEAN level | HOUDHC | HOUETARHN_NEWI_DMD | MKr20 | 2040 | 0.54428 | 0.0035655 | [6 empty] | ETA | I | NEW |  |  | RHNBHDHC | 3 | 0.5 | HOUETARHNBHDHCN05_NEWI
HOUETARHNBHDHCN05_NEWI_D50 | Residential heating technology - Direct district heating substation - plus connection pipe - plus distribution (heating density: high ) - apartment complex - new building - distributed MEAN level | HOUDHC | HOUETARHN_NEWI_DMD | MKr20 | 2050 | 0.52677 | 0.0033781 | [6 empty] | ETA | I | NEW |  |  | RHNBHDHC | 3 | 0.5 | HOUETARHNBHDHCN05_NEWI
HOUETARHNBHDHCN03_NEWC_D50 | Residential heating technology - Direct district heating substation - plus connection pipe - apartment complex - new building - distributed MEAN level | HOUDHC | HOUETARHN_NEWC_DMD | MKr20 | 2020 | 0.58203 | 0.003576 | [6 empty] | ETA | C | NEW |  |  | RHNBHDHC | 3 | 0.5 | HOUETARHNBHDHCN03_NEWC
HOUETARHNBHDHCN03_NEWC_D50 | Residential heating technology - Direct district heating substation - plus connection pipe - apartment complex - new building - distributed MEAN level | HOUDHC | HOUETARHN_NEWC_DMD | MKr20 | 2025 | 0.57224 | 0.0036354 | [6 empty] | ETA | C | NEW |  |  | RHNBHDHC | 3 | 0.5 | HOUETARHNBHDHCN03_NEWC
HOUETARHNBHDHCN03_NEWC_D50 | Residential heating technology - Direct district heating substation - plus connection pipe - apartment complex - new building - distributed MEAN level | HOUDHC | HOUETARHN_NEWC_DMD | MKr20 | 2030 | 0.56268 | 0.0036403 | [6 empty] | ETA | C | NEW |  |  | RHNBHDHC | 3 | 0.5 | HOUETARHNBHDHCN03_NEWC
HOUETARHNBHDHCN03_NEWC_D50 | Residential heating technology - Direct district heating substation - plus connection pipe - apartment complex - new building - distributed MEAN level | HOUDHC | HOUETARHN_NEWC_DMD | MKr20 | 2040 | 0.54428 | 0.0035655 | [6 empty] | ETA | C | NEW |  |  | RHNBHDHC | 3 | 0.5 | HOUETARHNBHDHCN03_NEWC
HOUETARHNBHDHCN03_NEWC_D50 | Residential heating technology - Direct district heating substation - plus connection pipe - apartment complex - new building - distributed MEAN level | HOUDHC | HOUETARHN_NEWC_DMD | MKr20 | 2050 | 0.52677 | 0.0033781 | [6 empty] | ETA | C | NEW |  |  | RHNBHDHC | 3 | 0.5 | HOUETARHNBHDHCN03_NEWC
HOUPARRHNHPELCN07_OLDIEXT39_D50 | Residential heating technology - Heat pump, Air-to-water, low-price product - single-family house - existing building - distributed MEAN level | HOUELC, HOUAMB | HOUPARRHN_OLDI_DMD | MKr20 | 2025 | 8.3693 | 0.29365 | 0.31746 | [5 empty] | PAR | I | OLD | 3.15 |  | RHNHPELC | 3 | 0.5 | HOUPARRHNHPELCN07_OLDIEXT39
HOUPARRHNHPELCN07_OLDIEXT39_D50 | Residential heating technology - Heat pump, Air-to-water, low-price product - single-family house - existing building - distributed MEAN level | HOUELC, HOUAMB | HOUPARRHN_OLDI_DMD | MKr20 | 2030 | 7.59 | 0.29016 | 0.30303 | [5 empty] | PAR | I | OLD | 3.3 |  | RHNHPELC | 3 | 0.5 | HOUPARRHNHPELCN07_OLDIEXT39
HOUPARRHNHPELCN07_OLDIEXT39_D50 | Residential heating technology - Heat pump, Air-to-water, low-price product - single-family house - existing building - distributed MEAN level | HOUELC, HOUAMB | HOUPARRHN_OLDI_DMD | MKr20 | 2040 | 6.9691 | 0.28368 | 0.28986 | [5 empty] | PAR | I | OLD | 3.45 |  | RHNHPELC | 3 | 0.5 | HOUPARRHNHPELCN07_OLDIEXT39
HOUPARRHNHPELCN07_OLDIEXT39_D50 | Residential heating technology - Heat pump, Air-to-water, low-price product - single-family house - existing building - distributed MEAN level | HOUELC, HOUAMB | HOUPARRHN_OLDI_DMD | MKr20 | 2050 | 6.3482 | 0.2772 | 0.28169 | [5 empty] | PAR | I | OLD | 3.55 |  | RHNHPELC | 3 | 0.5 | HOUPARRHNHPELCN07_OLDIEXT39
HOUPARRHNHPELCN07_OLDDEXT39_D50 | Residential heating technology - Heat pump, Air-to-water, low-price product - single-family house - existing building - distributed MEAN level | HOUELC, HOUAMB | HOUPARRHN_OLDD_DMD | MKr20 | 2025 | 8.3693 | 0.29365 | 0.31746 | [5 empty] | PAR | D | OLD | 3.15 |  | RHNHPELC | 3 | 0.5 | HOUPARRHNHPELCN07_OLDDEXT39
HOUPARRHNHPELCN07_OLDDEXT39_D50 | Residential heating technology - Heat pump, Air-to-water, low-price product - single-family house - existing building - distributed MEAN level | HOUELC, HOUAMB | HOUPARRHN_OLDD_DMD | MKr20 | 2030 | 7.59 | 0.29016 | 0.30303 | [5 empty] | PAR | D | OLD | 3.3 |  | RHNHPELC | 3 | 0.5 | HOUPARRHNHPELCN07_OLDDEXT39
HOUPARRHNHPELCN07_OLDDEXT39_D50 | Residential heating technology - Heat pump, Air-to-water, low-price product - single-family house - existing building - distributed MEAN level | HOUELC, HOUAMB | HOUPARRHN_OLDD_DMD | MKr20 | 2040 | 6.9691 | 0.28368 | 0.28986 | [5 empty] | PAR | D | OLD | 3.45 |  | RHNHPELC | 3 | 0.5 | HOUPARRHNHPELCN07_OLDDEXT39
HOUPARRHNHPELCN07_OLDDEXT39_D50 | Residential heating technology - Heat pump, Air-to-water, low-price product - single-family house - existing building - distributed MEAN level | HOUELC, HOUAMB | HOUPARRHN_OLDD_DMD | MKr20 | 2050 | 6.3482 | 0.2772 | 0.28169 | [5 empty] | PAR | D | OLD | 3.55 |  | RHNHPELC | 3 | 0.5 | HOUPARRHNHPELCN07_OLDDEXT39
HOUPARRHNHPELCN07_OLDCEXT39_D50 | Residential heating technology - Heat pump, Air-to-water, low-price product - single-family house - existing building - distributed MEAN level | HOUELC, HOUAMB | HOUPARRHN_OLDC_DMD | MKr20 | 2025 | 8.3693 | 0.29365 | 0.31746 | [5 empty] | PAR | C | OLD | 3.15 |  | RHNHPELC | 3 | 0.5 | HOUPARRHNHPELCN07_OLDCEXT39
HOUPARRHNHPELCN07_OLDCEXT39_D50 | Residential heating technology - Heat pump, Air-to-water, low-price product - single-family house - existing building - distributed MEAN level | HOUELC, HOUAMB | HOUPARRHN_OLDC_DMD | MKr20 | 2030 | 7.59 | 0.29016 | 0.30303 | [5 empty] | PAR | C | OLD | 3.3 |  | RHNHPELC | 3 | 0.5 | HOUPARRHNHPELCN07_OLDCEXT39
HOUPARRHNHPELCN07_OLDCEXT39_D50 | Residential heating technology - Heat pump, Air-to-water, low-price product - single-family house - existing building - distributed MEAN level | HOUELC, HOUAMB | HOUPARRHN_OLDC_DMD | MKr20 | 2040 | 6.9691 | 0.28368 | 0.28986 | [5 empty] | PAR | C | OLD | 3.45 |  | RHNHPELC | 3 | 0.5 | HOUPARRHNHPELCN07_OLDCEXT39
HOUPARRHNHPELCN07_OLDCEXT39_D50 | Residential heating technology - Heat pump, Air-to-water, low-price product - single-family house - existing building - distributed MEAN level | HOUELC, HOUAMB | HOUPARRHN_OLDC_DMD | MKr20 | 2050 | 6.3482 | 0.2772 | 0.28169 | [5 empty] | PAR | C | OLD | 3.55 |  | RHNHPELC | 3 | 0.5 | HOUPARRHNHPELCN07_OLDCEXT39
HOUPARRHNHPELCN05_OLDIEXT39_D50 | Residential heating technology - Heat pump, Air-to-water - leasing - single-family house - existing building - distributed MEAN level | HOUELC, HOUAMB | HOUPARRHN_OLDI_DMD | MKr20 | 2025 | 5.3762 | 0.91425 | 0.30303 | [5 empty] | PAR | I | OLD | 3.3 |  | RHNHPELC | 3 | 0.5 | HOUPARRHNHPELCN05_OLDIEXT39
HOUPARRHNHPELCN05_OLDIEXT39_D50 | Residential heating technology - Heat pump, Air-to-water - leasing - single-family house - existing building - distributed MEAN level | HOUELC, HOUAMB | HOUPARRHN_OLDI_DMD | MKr20 | 2030 | 4.9239 | 0.85421 | 0.28986 | [5 empty] | PAR | I | OLD | 3.45 |  | RHNHPELC | 3 | 0.5 | HOUPARRHNHPELCN05_OLDIEXT39
HOUPARRHNHPELCN05_OLDIEXT39_D50 | Residential heating technology - Heat pump, Air-to-water - leasing - single-family house - existing building - distributed MEAN level | HOUELC, HOUAMB | HOUPARRHN_OLDI_DMD | MKr20 | 2040 | 4.557 | 0.80187 | 0.27778 | [5 empty] | PAR | I | OLD | 3.6 |  | RHNHPELC | 3 | 0.5 | HOUPARRHNHPELCN05_OLDIEXT39
HOUPARRHNHPELCN05_OLDIEXT39_D50 | Residential heating technology - Heat pump, Air-to-water - leasing - single-family house - existing building - distributed MEAN level | HOUELC, HOUAMB | HOUPARRHN_OLDI_DMD | MKr20 | 2050 | 4.1901 | 0.74953 | 0.27027 | [5 empty] | PAR | I | OLD | 3.7 |  | RHNHPELC | 3 | 0.5 | HOUPARRHNHPELCN05_OLDIEXT39
HOUPARRHNHPELCN05_OLDDEXT39_D50 | Residential heating technology - Heat pump, Air-to-water - leasing - single-family house - existing building - distributed MEAN level | HOUELC, HOUAMB | HOUPARRHN_OLDD_DMD | MKr20 | 2025 | 5.3762 | 0.91425 | 0.30303 | [5 empty] | PAR | D | OLD | 3.3 |  | RHNHPELC | 3 | 0.5 | HOUPARRHNHPELCN05_OLDDEXT39
HOUPARRHNHPELCN05_OLDDEXT39_D50 | Residential heating technology - Heat pump, Air-to-water - leasing - single-family house - existing building - distributed MEAN level | HOUELC, HOUAMB | HOUPARRHN_OLDD_DMD | MKr20 | 2030 | 4.9239 | 0.85421 | 0.28986 | [5 empty] | PAR | D | OLD | 3.45 |  | RHNHPELC | 3 | 0.5 | HOUPARRHNHPELCN05_OLDDEXT39
HOUPARRHNHPELCN05_OLDDEXT39_D50 | Residential heating technology - Heat pump, Air-to-water - leasing - single-family house - existing building - distributed MEAN level | HOUELC, HOUAMB | HOUPARRHN_OLDD_DMD | MKr20 | 2040 | 4.557 | 0.80187 | 0.27778 | [5 empty] | PAR | D | OLD | 3.6 |  | RHNHPELC | 3 | 0.5 | HOUPARRHNHPELCN05_OLDDEXT39
HOUPARRHNHPELCN05_OLDDEXT39_D50 | Residential heating technology - Heat pump, Air-to-water - leasing - single-family house - existing building - distributed MEAN level | HOUELC, HOUAMB | HOUPARRHN_OLDD_DMD | MKr20 | 2050 | 4.1901 | 0.74953 | 0.27027 | [5 empty] | PAR | D | OLD | 3.7 |  | RHNHPELC | 3 | 0.5 | HOUPARRHNHPELCN05_OLDDEXT39
HOUPARRHNHPELCN05_OLDCEXT39_D50 | Residential heating technology - Heat pump, Air-to-water - leasing - single-family house - existing building - distributed MEAN level | HOUELC, HOUAMB | HOUPARRHN_OLDC_DMD | MKr20 | 2025 | 5.3762 | 0.91425 | 0.30303 | [5 empty] | PAR | C | OLD | 3.3 |  | RHNHPELC | 3 | 0.5 | HOUPARRHNHPELCN05_OLDCEXT39
HOUPARRHNHPELCN05_OLDCEXT39_D50 | Residential heating technology - Heat pump, Air-to-water - leasing - single-family house - existing building - distributed MEAN level | HOUELC, HOUAMB | HOUPARRHN_OLDC_DMD | MKr20 | 2030 | 4.9239 | 0.85421 | 0.28986 | [5 empty] | PAR | C | OLD | 3.45 |  | RHNHPELC | 3 | 0.5 | HOUPARRHNHPELCN05_OLDCEXT39
HOUPARRHNHPELCN05_OLDCEXT39_D50 | Residential heating technology - Heat pump, Air-to-water - leasing - single-family house - existing building - distributed MEAN level | HOUELC, HOUAMB | HOUPARRHN_OLDC_DMD | MKr20 | 2040 | 4.557 | 0.80187 | 0.27778 | [5 empty] | PAR | C | OLD | 3.6 |  | RHNHPELC | 3 | 0.5 | HOUPARRHNHPELCN05_OLDCEXT39
HOUPARRHNHPELCN05_OLDCEXT39_D50 | Residential heating technology - Heat pump, Air-to-water - leasing - single-family house - existing building - distributed MEAN level | HOUELC, HOUAMB | HOUPARRHN_OLDC_DMD | MKr20 | 2050 | 4.1901 | 0.74953 | 0.27027 | [5 empty] | PAR | C | OLD | 3.7 |  | RHNHPELC | 3 | 0.5 | HOUPARRHNHPELCN05_OLDCEXT39
HOUPARRHNHPELCN04_OLDIEXT39_D50 | Residential heating technology - Heat pump, Ground source - single-family house - existing building - distributed MEAN level | HOUELC, HOUAMB | HOUPARRHN_OLDI_DMD | MKr20 | 2025 | 14.6662 | 0.21651 | 0.28169 | [5 empty] | PAR | I | OLD | 3.55 |  | RHNHPELC | 3 | 0.5 | HOUPARRHNHPELCN04_OLDIEXT39
HOUPARRHNHPELCN04_OLDIEXT39_D50 | Residential heating technology - Heat pump, Ground source - single-family house - existing building - distributed MEAN level | HOUELC, HOUAMB | HOUPARRHN_OLDI_DMD | MKr20 | 2030 | 13.8943 | 0.21302 | 0.27397 | [5 empty] | PAR | I | OLD | 3.65 |  | RHNHPELC | 3 | 0.5 | HOUPARRHNHPELCN04_OLDIEXT39
HOUPARRHNHPELCN04_OLDIEXT39_D50 | Residential heating technology - Heat pump, Ground source - single-family house - existing building - distributed MEAN level | HOUELC, HOUAMB | HOUPARRHN_OLDI_DMD | MKr20 | 2040 | 13.1996 | 0.20654 | 0.26316 | [5 empty] | PAR | I | OLD | 3.8 |  | RHNHPELC | 3 | 0.5 | HOUPARRHNHPELCN04_OLDIEXT39
HOUPARRHNHPELCN04_OLDIEXT39_D50 | Residential heating technology - Heat pump, Ground source - single-family house - existing building - distributed MEAN level | HOUELC, HOUAMB | HOUPARRHN_OLDI_DMD | MKr20 | 2050 | 12.5049 | 0.20005 | 0.25974 | [5 empty] | PAR | I | OLD | 3.85 |  | RHNHPELC | 3 | 0.5 | HOUPARRHNHPELCN04_OLDIEXT39
HOUPARRHNHPELCN04_OLDDEXT39_D50 | Residential heating technology - Heat pump, Ground source - single-family house - existing building - distributed MEAN level | HOUELC, HOUAMB | HOUPARRHN_OLDD_DMD | MKr20 | 2025 | 14.6662 | 0.21651 | 0.28169 | [5 empty] | PAR | D | OLD | 3.55 |  | RHNHPELC | 3 | 0.5 | HOUPARRHNHPELCN04_OLDDEXT39
HOUPARRHNHPELCN04_OLDDEXT39_D50 | Residential heating technology - Heat pump, Ground source - single-family house - existing building - distributed MEAN level | HOUELC, HOUAMB | HOUPARRHN_OLDD_DMD | MKr20 | 2030 | 13.8943 | 0.21302 | 0.27397 | [5 empty] | PAR | D | OLD | 3.65 |  | RHNHPELC | 3 | 0.5 | HOUPARRHNHPELCN04_OLDDEXT39
HOUPARRHNHPELCN04_OLDDEXT39_D50 | Residential heating technology - Heat pump, Ground source - single-family house - existing building - distributed MEAN level | HOUELC, HOUAMB | HOUPARRHN_OLDD_DMD | MKr20 | 2040 | 13.1996 | 0.20654 | 0.26316 | [5 empty] | PAR | D | OLD | 3.8 |  | RHNHPELC | 3 | 0.5 | HOUPARRHNHPELCN04_OLDDEXT39
HOUPARRHNHPELCN04_OLDDEXT39_D50 | Residential heating technology - Heat pump, Ground source - single-family house - existing building - distributed MEAN level | HOUELC, HOUAMB | HOUPARRHN_OLDD_DMD | MKr20 | 2050 | 12.5049 | 0.20005 | 0.25974 | [5 empty] | PAR | D | OLD | 3.85 |  | RHNHPELC | 3 | 0.5 | HOUPARRHNHPELCN04_OLDDEXT39
HOUPARRHNHPELCN04_OLDCEXT39_D50 | Residential heating technology - Heat pump, Ground source - single-family house - existing building - distributed MEAN level | HOUELC, HOUAMB | HOUPARRHN_OLDC_DMD | MKr20 | 2025 | 14.6662 | 0.21651 | 0.28169 | [5 empty] | PAR | C | OLD | 3.55 |  | RHNHPELC | 3 | 0.5 | HOUPARRHNHPELCN04_OLDCEXT39
HOUPARRHNHPELCN04_OLDCEXT39_D50 | Residential heating technology - Heat pump, Ground source - single-family house - existing building - distributed MEAN level | HOUELC, HOUAMB | HOUPARRHN_OLDC_DMD | MKr20 | 2030 | 13.8943 | 0.21302 | 0.27397 | [5 empty] | PAR | C | OLD | 3.65 |  | RHNHPELC | 3 | 0.5 | HOUPARRHNHPELCN04_OLDCEXT39
HOUPARRHNHPELCN04_OLDCEXT39_D50 | Residential heating technology - Heat pump, Ground source - single-family house - existing building - distributed MEAN level | HOUELC, HOUAMB | HOUPARRHN_OLDC_DMD | MKr20 | 2040 | 13.1996 | 0.20654 | 0.26316 | [5 empty] | PAR | C | OLD | 3.8 |  | RHNHPELC | 3 | 0.5 | HOUPARRHNHPELCN04_OLDCEXT39
HOUPARRHNHPELCN04_OLDCEXT39_D50 | Residential heating technology - Heat pump, Ground source - single-family house - existing building - distributed MEAN level | HOUELC, HOUAMB | HOUPARRHN_OLDC_DMD | MKr20 | 2050 | 12.5049 | 0.20005 | 0.25974 | [5 empty] | PAR | C | OLD | 3.85 |  | RHNHPELC | 3 | 0.5 | HOUPARRHNHPELCN04_OLDCEXT39
HOUPARRHNHPELCN03_OLDIEXT39_D50 | Residential heating technology - Heat pump, Air-to-water - single-family house - existing building - distributed MEAN level | HOUELC, HOUAMB | HOUPARRHN_OLDI_DMD | MKr20 | 2025 | 10.7524 | 0.24222 | 0.30303 | [5 empty] | PAR | I | OLD | 3.3 |  | RHNHPELC | 3 | 0.5 | HOUPARRHNHPELCN03_OLDIEXT39
HOUPARRHNHPELCN03_OLDIEXT39_D50 | Residential heating technology - Heat pump, Air-to-water - single-family house - existing building - distributed MEAN level | HOUELC, HOUAMB | HOUPARRHN_OLDI_DMD | MKr20 | 2030 | 9.8477 | 0.23873 | 0.28986 | [5 empty] | PAR | I | OLD | 3.45 |  | RHNHPELC | 3 | 0.5 | HOUPARRHNHPELCN03_OLDIEXT39
HOUPARRHNHPELCN03_OLDIEXT39_D50 | Residential heating technology - Heat pump, Air-to-water - single-family house - existing building - distributed MEAN level | HOUELC, HOUAMB | HOUPARRHN_OLDI_DMD | MKr20 | 2040 | 9.1139 | 0.23225 | 0.27778 | [5 empty] | PAR | I | OLD | 3.6 |  | RHNHPELC | 3 | 0.5 | HOUPARRHNHPELCN03_OLDIEXT39
HOUPARRHNHPELCN03_OLDIEXT39_D50 | Residential heating technology - Heat pump, Air-to-water - single-family house - existing building - distributed MEAN level | HOUELC, HOUAMB | HOUPARRHN_OLDI_DMD | MKr20 | 2050 | 8.3802 | 0.22577 | 0.27027 | [5 empty] | PAR | I | OLD | 3.7 |  | RHNHPELC | 3 | 0.5 | HOUPARRHNHPELCN03_OLDIEXT39
HOUPARRHNHPELCN03_OLDDEXT39_D50 | Residential heating technology - Heat pump, Air-to-water - single-family house - existing building - distributed MEAN level | HOUELC, HOUAMB | HOUPARRHN_OLDD_DMD | MKr20 | 2025 | 10.7524 | 0.24222 | 0.30303 | [5 empty] | PAR | D | OLD | 3.3 |  | RHNHPELC | 3 | 0.5 | HOUPARRHNHPELCN03_OLDDEXT39
HOUPARRHNHPELCN03_OLDDEXT39_D50 | Residential heating technology - Heat pump, Air-to-water - single-family house - existing building - distributed MEAN level | HOUELC, HOUAMB | HOUPARRHN_OLDD_DMD | MKr20 | 2030 | 9.8477 | 0.23873 | 0.28986 | [5 empty] | PAR | D | OLD | 3.45 |  | RHNHPELC | 3 | 0.5 | HOUPARRHNHPELCN03_OLDDEXT39
HOUPARRHNHPELCN03_OLDDEXT39_D50 | Residential heating technology - Heat pump, Air-to-water - single-family house - existing building - distributed MEAN level | HOUELC, HOUAMB | HOUPARRHN_OLDD_DMD | MKr20 | 2040 | 9.1139 | 0.23225 | 0.27778 | [5 empty] | PAR | D | OLD | 3.6 |  | RHNHPELC | 3 | 0.5 | HOUPARRHNHPELCN03_OLDDEXT39
HOUPARRHNHPELCN03_OLDDEXT39_D50 | Residential heating technology - Heat pump, Air-to-water - single-family house - existing building - distributed MEAN level | HOUELC, HOUAMB | HOUPARRHN_OLDD_DMD | MKr20 | 2050 | 8.3802 | 0.22577 | 0.27027 | [5 empty] | PAR | D | OLD | 3.7 |  | RHNHPELC | 3 | 0.5 | HOUPARRHNHPELCN03_OLDDEXT39
HOUPARRHNHPELCN03_OLDCEXT39_D50 | Residential heating technology - Heat pump, Air-to-water - single-family house - existing building - distributed MEAN level | HOUELC, HOUAMB | HOUPARRHN_OLDC_DMD | MKr20 | 2025 | 10.7524 | 0.24222 | 0.30303 | [5 empty] | PAR | C | OLD | 3.3 |  | RHNHPELC | 3 | 0.5 | HOUPARRHNHPELCN03_OLDCEXT39
HOUPARRHNHPELCN03_OLDCEXT39_D50 | Residential heating technology - Heat pump, Air-to-water - single-family house - existing building - distributed MEAN level | HOUELC, HOUAMB | HOUPARRHN_OLDC_DMD | MKr20 | 2030 | 9.8477 | 0.23873 | 0.28986 | [5 empty] | PAR | C | OLD | 3.45 |  | RHNHPELC | 3 | 0.5 | HOUPARRHNHPELCN03_OLDCEXT39
HOUPARRHNHPELCN03_OLDCEXT39_D50 | Residential heating technology - Heat pump, Air-to-water - single-family house - existing building - distributed MEAN level | HOUELC, HOUAMB | HOUPARRHN_OLDC_DMD | MKr20 | 2040 | 9.1139 | 0.23225 | 0.27778 | [5 empty] | PAR | C | OLD | 3.6 |  | RHNHPELC | 3 | 0.5 | HOUPARRHNHPELCN03_OLDCEXT39
HOUPARRHNHPELCN03_OLDCEXT39_D50 | Residential heating technology - Heat pump, Air-to-water - single-family house - existing building - distributed MEAN level | HOUELC, HOUAMB | HOUPARRHN_OLDC_DMD | MKr20 | 2050 | 8.3802 | 0.22577 | 0.27027 | [5 empty] | PAR | C | OLD | 3.7 |  | RHNHPELC | 3 | 0.5 | HOUPARRHNHPELCN03_OLDCEXT39
HOUPARRHNHPELCN02_OLDIEXT39_D50 | Residential heating technology - Heat pump, Air-to-air - single-family house - existing building - distributed MEAN level | HOUELC, HOUAMB | HOUPARRHN_OLDI_DMD | MKr20 | 2025 | 1.8986 | 0.11707 | 0.19608 | [5 empty] | PAR | I | OLD | 5.1 |  | RHNHPELC | 3 | 0.5 | HOUPARRHNHPELCN02_OLDIEXT39
HOUPARRHNHPELCN02_OLDIEXT39_D50 | Residential heating technology - Heat pump, Air-to-air - single-family house - existing building - distributed MEAN level | HOUELC, HOUAMB | HOUPARRHN_OLDI_DMD | MKr20 | 2030 | 1.851 | 0.11491 | 0.18868 | [5 empty] | PAR | I | OLD | 5.3 |  | RHNHPELC | 3 | 0.5 | HOUPARRHNHPELCN02_OLDIEXT39
HOUPARRHNHPELCN02_OLDIEXT39_D50 | Residential heating technology - Heat pump, Air-to-air - single-family house - existing building - distributed MEAN level | HOUELC, HOUAMB | HOUPARRHN_OLDI_DMD | MKr20 | 2040 | 1.7627 | 0.11089 | 0.18182 | [5 empty] | PAR | I | OLD | 5.5 |  | RHNHPELC | 3 | 0.5 | HOUPARRHNHPELCN02_OLDIEXT39
HOUPARRHNHPELCN02_OLDIEXT39_D50 | Residential heating technology - Heat pump, Air-to-air - single-family house - existing building - distributed MEAN level | HOUELC, HOUAMB | HOUPARRHN_OLDI_DMD | MKr20 | 2050 | 1.6744 | 0.10688 | 0.17857 | [5 empty] | PAR | I | OLD | 5.6 |  | RHNHPELC | 3 | 0.5 | HOUPARRHNHPELCN02_OLDIEXT39
HOUPARRHNHPELCN02_OLDDEXT39_D50 | Residential heating technology - Heat pump, Air-to-air - single-family house - existing building - distributed MEAN level | HOUELC, HOUAMB | HOUPARRHN_OLDD_DMD | MKr20 | 2025 | 1.8986 | 0.11707 | 0.19608 | [5 empty] | PAR | D | OLD | 5.1 |  | RHNHPELC | 3 | 0.5 | HOUPARRHNHPELCN02_OLDDEXT39
HOUPARRHNHPELCN02_OLDDEXT39_D50 | Residential heating technology - Heat pump, Air-to-air - single-family house - existing building - distributed MEAN level | HOUELC, HOUAMB | HOUPARRHN_OLDD_DMD | MKr20 | 2030 | 1.851 | 0.11491 | 0.18868 | [5 empty] | PAR | D | OLD | 5.3 |  | RHNHPELC | 3 | 0.5 | HOUPARRHNHPELCN02_OLDDEXT39
HOUPARRHNHPELCN02_OLDDEXT39_D50 | Residential heating technology - Heat pump, Air-to-air - single-family house - existing building - distributed MEAN level | HOUELC, HOUAMB | HOUPARRHN_OLDD_DMD | MKr20 | 2040 | 1.7627 | 0.11089 | 0.18182 | [5 empty] | PAR | D | OLD | 5.5 |  | RHNHPELC | 3 | 0.5 | HOUPARRHNHPELCN02_OLDDEXT39
HOUPARRHNHPELCN02_OLDDEXT39_D50 | Residential heating technology - Heat pump, Air-to-air - single-family house - existing building - distributed MEAN level | HOUELC, HOUAMB | HOUPARRHN_OLDD_DMD | MKr20 | 2050 | 1.6744 | 0.10688 | 0.17857 | [5 empty] | PAR | D | OLD | 5.6 |  | RHNHPELC | 3 | 0.5 | HOUPARRHNHPELCN02_OLDDEXT39
HOUPARRHNHPELCN02_OLDCEXT39_D50 | Residential heating technology - Heat pump, Air-to-air - single-family house - existing building - distributed MEAN level | HOUELC, HOUAMB | HOUPARRHN_OLDC_DMD | MKr20 | 2025 | 1.8986 | 0.11707 | 0.19608 | [5 empty] | PAR | C | OLD | 5.1 |  | RHNHPELC | 3 | 0.5 | HOUPARRHNHPELCN02_OLDCEXT39
HOUPARRHNHPELCN02_OLDCEXT39_D50 | Residential heating technology - Heat pump, Air-to-air - single-family house - existing building - distributed MEAN level | HOUELC, HOUAMB | HOUPARRHN_OLDC_DMD | MKr20 | 2030 | 1.851 | 0.11491 | 0.18868 | [5 empty] | PAR | C | OLD | 5.3 |  | RHNHPELC | 3 | 0.5 | HOUPARRHNHPELCN02_OLDCEXT39
HOUPARRHNHPELCN02_OLDCEXT39_D50 | Residential heating technology - Heat pump, Air-to-air - single-family house - existing building - distributed MEAN level | HOUELC, HOUAMB | HOUPARRHN_OLDC_DMD | MKr20 | 2040 | 1.7627 | 0.11089 | 0.18182 | [5 empty] | PAR | C | OLD | 5.5 |  | RHNHPELC | 3 | 0.5 | HOUPARRHNHPELCN02_OLDCEXT39
HOUPARRHNHPELCN02_OLDCEXT39_D50 | Residential heating technology - Heat pump, Air-to-air - single-family house - existing building - distributed MEAN level | HOUELC, HOUAMB | HOUPARRHN_OLDC_DMD | MKr20 | 2050 | 1.6744 | 0.10688 | 0.17857 | [5 empty] | PAR | C | OLD | 5.6 |  | RHNHPELC | 3 | 0.5 | HOUPARRHNHPELCN02_OLDCEXT39
HOUPARRHNDIFIWN01_OLDIEXT39_D50 | Residential heating technology - Wood stove without water tank, wood logs - single-family house - existing building - distributed MEAN level | HOUFIW | HOUPARRHN_OLDI_DMD | MKr20 | 2025 | 3.6619 | 0.26338 |  | 25 | 25.2 | 90 | 100 | 4 | PAR | I | OLD |  |  | RHNDIFIW | 3 | 0.5 | HOUPARRHNDIFIWN01_OLDIEXT39
HOUPARRHNDIFIWN01_OLDIEXT39_D50 | Residential heating technology - Wood stove without water tank, wood logs - single-family house - existing building - distributed MEAN level | HOUFIW | HOUPARRHN_OLDI_DMD | MKr20 | 2030 | 6.5187 | 0.37284 |  | 25 | 21.6 | 90 | 100 | 4 | PAR | I | OLD |  |  | RHNDIFIW | 3 | 0.5 | HOUPARRHNDIFIWN01_OLDIEXT39
HOUPARRHNDIFIWN01_OLDIEXT39_D50 | Residential heating technology - Wood stove without water tank, wood logs - single-family house - existing building - distributed MEAN level | HOUFIW | HOUPARRHN_OLDI_DMD | MKr20 | 2040 | 6.2 | 0.36398 |  | 25 | 18 | 90 | 100 | 4 | PAR | I | OLD |  |  | RHNDIFIW | 3 | 0.5 | HOUPARRHNDIFIWN01_OLDIEXT39
HOUPARRHNDIFIWN01_OLDIEXT39_D50 | Residential heating technology - Wood stove without water tank, wood logs - single-family house - existing building - distributed MEAN level | HOUFIW | HOUPARRHN_OLDI_DMD | MKr20 | 2050 | 5.8969 | 0.35511 |  | 25 | 18 | 90 | 100 | 4 | PAR | I | OLD |  |  | RHNDIFIW | 3 | 0.5 | HOUPARRHNDIFIWN01_OLDIEXT39
HOUPARRHNDIFIWN01_OLDDEXT39_D50 | Residential heating technology - Wood stove without water tank, wood logs - single-family house - existing building - distributed MEAN level | HOUFIW | HOUPARRHN_OLDD_DMD | MKr20 | 2025 | 3.6619 | 0.26338 |  | 25 | 25.2 | 90 | 100 | 4 | PAR | D | OLD |  |  | RHNDIFIW | 3 | 0.5 | HOUPARRHNDIFIWN01_OLDDEXT39
HOUPARRHNDIFIWN01_OLDDEXT39_D50 | Residential heating technology - Wood stove without water tank, wood logs - single-family house - existing building - distributed MEAN level | HOUFIW | HOUPARRHN_OLDD_DMD | MKr20 | 2030 | 6.5187 | 0.37284 |  | 25 | 21.6 | 90 | 100 | 4 | PAR | D | OLD |  |  | RHNDIFIW | 3 | 0.5 | HOUPARRHNDIFIWN01_OLDDEXT39
HOUPARRHNDIFIWN01_OLDDEXT39_D50 | Residential heating technology - Wood stove without water tank, wood logs - single-family house - existing building - distributed MEAN level | HOUFIW | HOUPARRHN_OLDD_DMD | MKr20 | 2040 | 6.2 | 0.36398 |  | 25 | 18 | 90 | 100 | 4 | PAR | D | OLD |  |  | RHNDIFIW | 3 | 0.5 | HOUPARRHNDIFIWN01_OLDDEXT39
HOUPARRHNDIFIWN01_OLDDEXT39_D50 | Residential heating technology - Wood stove without water tank, wood logs - single-family house - existing building - distributed MEAN level | HOUFIW | HOUPARRHN_OLDD_DMD | MKr20 | 2050 | 5.8969 | 0.35511 |  | 25 | 18 | 90 | 100 | 4 | PAR | D | OLD |  |  | RHNDIFIW | 3 | 0.5 | HOUPARRHNDIFIWN01_OLDDEXT39
HOUPARRHNDIFIWN01_OLDCEXT39_D50 | Residential heating technology - Wood stove without water tank, wood logs - single-family house - existing building - distributed MEAN level | HOUFIW | HOUPARRHN_OLDC_DMD | MKr20 | 2025 | 3.6619 | 0.26338 |  | 25 | 25.2 | 90 | 100 | 4 | PAR | C | OLD |  |  | RHNDIFIW | 3 | 0.5 | HOUPARRHNDIFIWN01_OLDCEXT39
HOUPARRHNDIFIWN01_OLDCEXT39_D50 | Residential heating technology - Wood stove without water tank, wood logs - single-family house - existing building - distributed MEAN level | HOUFIW | HOUPARRHN_OLDC_DMD | MKr20 | 2030 | 6.5187 | 0.37284 |  | 25 | 21.6 | 90 | 100 | 4 | PAR | C | OLD |  |  | RHNDIFIW | 3 | 0.5 | HOUPARRHNDIFIWN01_OLDCEXT39
HOUPARRHNDIFIWN01_OLDCEXT39_D50 | Residential heating technology - Wood stove without water tank, wood logs - single-family house - existing building - distributed MEAN level | HOUFIW | HOUPARRHN_OLDC_DMD | MKr20 | 2040 | 6.2 | 0.36398 |  | 25 | 18 | 90 | 100 | 4 | PAR | C | OLD |  |  | RHNDIFIW | 3 | 0.5 | HOUPARRHNDIFIWN01_OLDCEXT39
HOUPARRHNDIFIWN01_OLDCEXT39_D50 | Residential heating technology - Wood stove without water tank, wood logs - single-family house - existing building - distributed MEAN level | HOUFIW | HOUPARRHN_OLDC_DMD | MKr20 | 2050 | 5.8969 | 0.35511 |  | 25 | 18 | 90 | 100 | 4 | PAR | C | OLD |  |  | RHNDIFIW | 3 | 0.5 | HOUPARRHNDIFIWN01_OLDCEXT39
HOUPARRHNDIELCN06_OLDIEXT39_D50 | Residential heating technology - Electric heating - electric panel from Bauhaus - single-family house - new building - distributed MEAN level | HOUELC | HOUPARRHN_OLDI_DMD | MKr20 | 2025 | 0.55 | 0 | [6 empty] | PAR | I | OLD |  |  | RHNDIELC | 3 | 0.5 | HOUPARRHNDIELCN06_OLDIEXT39
HOUPARRHNDIELCN06_OLDIEXT39_D50 | Residential heating technology - Electric heating - electric panel from Bauhaus - single-family house - new building - distributed MEAN level | HOUELC | HOUPARRHN_OLDI_DMD | MKr20 | 2030 | 0.55 | 0 | [6 empty] | PAR | I | OLD |  |  | RHNDIELC | 3 | 0.5 | HOUPARRHNDIELCN06_OLDIEXT39
HOUPARRHNDIELCN06_OLDIEXT39_D50 | Residential heating technology - Electric heating - electric panel from Bauhaus - single-family house - new building - distributed MEAN level | HOUELC | HOUPARRHN_OLDI_DMD | MKr20 | 2040 | 0.55 | 0 | [6 empty] | PAR | I | OLD |  |  | RHNDIELC | 3 | 0.5 | HOUPARRHNDIELCN06_OLDIEXT39
HOUPARRHNDIELCN06_OLDIEXT39_D50 | Residential heating technology - Electric heating - electric panel from Bauhaus - single-family house - new building - distributed MEAN level | HOUELC | HOUPARRHN_OLDI_DMD | MKr20 | 2050 | 0.55 | 0 | [6 empty] | PAR | I | OLD |  |  | RHNDIELC | 3 | 0.5 | HOUPARRHNDIELCN06_OLDIEXT39
HOUPARRHNDIELCN06_OLDDEXT39_D50 | Residential heating technology - Electric heating - electric panel from Bauhaus - single-family house - new building - distributed MEAN level | HOUELC | HOUPARRHN_OLDD_DMD | MKr20 | 2025 | 0.55 | 0 | [6 empty] | PAR | D | OLD |  |  | RHNDIELC | 3 | 0.5 | HOUPARRHNDIELCN06_OLDDEXT39
HOUPARRHNDIELCN06_OLDDEXT39_D50 | Residential heating technology - Electric heating - electric panel from Bauhaus - single-family house - new building - distributed MEAN level | HOUELC | HOUPARRHN_OLDD_DMD | MKr20 | 2030 | 0.55 | 0 | [6 empty] | PAR | D | OLD |  |  | RHNDIELC | 3 | 0.5 | HOUPARRHNDIELCN06_OLDDEXT39
HOUPARRHNDIELCN06_OLDDEXT39_D50 | Residential heating technology - Electric heating - electric panel from Bauhaus - single-family house - new building - distributed MEAN level | HOUELC | HOUPARRHN_OLDD_DMD | MKr20 | 2040 | 0.55 | 0 | [6 empty] | PAR | D | OLD |  |  | RHNDIELC | 3 | 0.5 | HOUPARRHNDIELCN06_OLDDEXT39
HOUPARRHNDIELCN06_OLDDEXT39_D50 | Residential heating technology - Electric heating - electric panel from Bauhaus - single-family house - new building - distributed MEAN level | HOUELC | HOUPARRHN_OLDD_DMD | MKr20 | 2050 | 0.55 | 0 | [6 empty] | PAR | D | OLD |  |  | RHNDIELC | 3 | 0.5 | HOUPARRHNDIELCN06_OLDDEXT39
HOUPARRHNDIELCN06_OLDCEXT39_D50 | Residential heating technology - Electric heating - electric panel from Bauhaus - single-family house - new building - distributed MEAN level | HOUELC | HOUPARRHN_OLDC_DMD | MKr20 | 2025 | 0.55 | 0 | [6 empty] | PAR | C | OLD |  |  | RHNDIELC | 3 | 0.5 | HOUPARRHNDIELCN06_OLDCEXT39
HOUPARRHNDIELCN06_OLDCEXT39_D50 | Residential heating technology - Electric heating - electric panel from Bauhaus - single-family house - new building - distributed MEAN level | HOUELC | HOUPARRHN_OLDC_DMD | MKr20 | 2030 | 0.55 | 0 | [6 empty] | PAR | C | OLD |  |  | RHNDIELC | 3 | 0.5 | HOUPARRHNDIELCN06_OLDCEXT39
HOUPARRHNDIELCN06_OLDCEXT39_D50 | Residential heating technology - Electric heating - electric panel from Bauhaus - single-family house - new building - distributed MEAN level | HOUELC | HOUPARRHN_OLDC_DMD | MKr20 | 2040 | 0.55 | 0 | [6 empty] | PAR | C | OLD |  |  | RHNDIELC | 3 | 0.5 | HOUPARRHNDIELCN06_OLDCEXT39
HOUPARRHNDIELCN06_OLDCEXT39_D50 | Residential heating technology - Electric heating - electric panel from Bauhaus - single-family house - new building - distributed MEAN level | HOUELC | HOUPARRHN_OLDC_DMD | MKr20 | 2050 | 0.55 | 0 | [6 empty] | PAR | C | OLD |  |  | RHNDIELC | 3 | 0.5 | HOUPARRHNDIELCN06_OLDCEXT39
HOUPARRHNDIELCN01_OLDIEXT39_D50 | Residential heating technology - Electric heating - single-family house - new building - distributed MEAN level | HOUELC | HOUPARRHN_OLDI_DMD | MKr20 | 2025 | 6.5172 | 0.0596 | [6 empty] | PAR | I | OLD |  |  | RHNDIELC | 3 | 0.5 | HOUPARRHNDIELCN01_OLDIEXT39
HOUPARRHNDIELCN01_OLDIEXT39_D50 | Residential heating technology - Electric heating - single-family house - new building - distributed MEAN level | HOUELC | HOUPARRHN_OLDI_DMD | MKr20 | 2030 | 6.3559 | 0.057117 | [6 empty] | PAR | I | OLD |  |  | RHNDIELC | 3 | 0.5 | HOUPARRHNDIELCN01_OLDIEXT39
HOUPARRHNDIELCN01_OLDIEXT39_D50 | Residential heating technology - Electric heating - single-family house - new building - distributed MEAN level | HOUELC | HOUPARRHN_OLDI_DMD | MKr20 | 2040 | 6.0452 | 0.054633 | [6 empty] | PAR | I | OLD |  |  | RHNDIELC | 3 | 0.5 | HOUPARRHNDIELCN01_OLDIEXT39
HOUPARRHNDIELCN01_OLDIEXT39_D50 | Residential heating technology - Electric heating - single-family house - new building - distributed MEAN level | HOUELC | HOUPARRHN_OLDI_DMD | MKr20 | 2050 | 5.7496 | 0.05215 | [6 empty] | PAR | I | OLD |  |  | RHNDIELC | 3 | 0.5 | HOUPARRHNDIELCN01_OLDIEXT39
HOUPARRHNDIELCN01_OLDDEXT39_D50 | Residential heating technology - Electric heating - single-family house - new building - distributed MEAN level | HOUELC | HOUPARRHN_OLDD_DMD | MKr20 | 2025 | 6.5172 | 0.0596 | [6 empty] | PAR | D | OLD |  |  | RHNDIELC | 3 | 0.5 | HOUPARRHNDIELCN01_OLDDEXT39
HOUPARRHNDIELCN01_OLDDEXT39_D50 | Residential heating technology - Electric heating - single-family house - new building - distributed MEAN level | HOUELC | HOUPARRHN_OLDD_DMD | MKr20 | 2030 | 6.3559 | 0.057117 | [6 empty] | PAR | D | OLD |  |  | RHNDIELC | 3 | 0.5 | HOUPARRHNDIELCN01_OLDDEXT39
HOUPARRHNDIELCN01_OLDDEXT39_D50 | Residential heating technology - Electric heating - single-family house - new building - distributed MEAN level | HOUELC | HOUPARRHN_OLDD_DMD | MKr20 | 2040 | 6.0452 | 0.054633 | [6 empty] | PAR | D | OLD |  |  | RHNDIELC | 3 | 0.5 | HOUPARRHNDIELCN01_OLDDEXT39
HOUPARRHNDIELCN01_OLDDEXT39_D50 | Residential heating technology - Electric heating - single-family house - new building - distributed MEAN level | HOUELC | HOUPARRHN_OLDD_DMD | MKr20 | 2050 | 5.7496 | 0.05215 | [6 empty] | PAR | D | OLD |  |  | RHNDIELC | 3 | 0.5 | HOUPARRHNDIELCN01_OLDDEXT39
HOUPARRHNDIELCN01_OLDCEXT39_D50 | Residential heating technology - Electric heating - single-family house - new building - distributed MEAN level | HOUELC | HOUPARRHN_OLDC_DMD | MKr20 | 2025 | 6.5172 | 0.0596 | [6 empty] | PAR | C | OLD |  |  | RHNDIELC | 3 | 0.5 | HOUPARRHNDIELCN01_OLDCEXT39
HOUPARRHNDIELCN01_OLDCEXT39_D50 | Residential heating technology - Electric heating - single-family house - new building - distributed MEAN level | HOUELC | HOUPARRHN_OLDC_DMD | MKr20 | 2030 | 6.3559 | 0.057117 | [6 empty] | PAR | C | OLD |  |  | RHNDIELC | 3 | 0.5 | HOUPARRHNDIELCN01_OLDCEXT39
HOUPARRHNDIELCN01_OLDCEXT39_D50 | Residential heating technology - Electric heating - single-family house - new building - distributed MEAN level | HOUELC | HOUPARRHN_OLDC_DMD | MKr20 | 2040 | 6.0452 | 0.054633 | [6 empty] | PAR | C | OLD |  |  | RHNDIELC | 3 | 0.5 | HOUPARRHNDIELCN01_OLDCEXT39
HOUPARRHNDIELCN01_OLDCEXT39_D50 | Residential heating technology - Electric heating - single-family house - new building - distributed MEAN level | HOUELC | HOUPARRHN_OLDC_DMD | MKr20 | 2050 | 5.7496 | 0.05215 | [6 empty] | PAR | C | OLD |  |  | RHNDIELC | 3 | 0.5 | HOUPARRHNDIELCN01_OLDCEXT39
HOUPARRHNBHWPEN01_OLDIEXT39_D50 | Residential heating technology - Biomass boiler, automatic stoking , wood pellets or wood chips - single-family house - existing building - distributed MEAN level | HOUWPE | HOUPARRHN_OLDI_DMD | MKr20 | 2025 | 3.5344 | 0.27391 |  | 25 | 14 | 60 | 2 | 4 | PAR | I | OLD |  |  | RHNBHWPE | 3 | 0.5 | HOUPARRHNBHWPEN01_OLDIEXT39
HOUPARRHNBHWPEN01_OLDIEXT39_D50 | Residential heating technology - Biomass boiler, automatic stoking , wood pellets or wood chips - single-family house - existing building - distributed MEAN level | HOUWPE | HOUPARRHN_OLDI_DMD | MKr20 | 2030 | 3.4469 | 0.27026 |  | 25 | 11 | 50 | 1 | 4 | PAR | I | OLD |  |  | RHNBHWPE | 3 | 0.5 | HOUPARRHNBHWPEN01_OLDIEXT39
HOUPARRHNBHWPEN01_OLDIEXT39_D50 | Residential heating technology - Biomass boiler, automatic stoking , wood pellets or wood chips - single-family house - existing building - distributed MEAN level | HOUWPE | HOUPARRHN_OLDI_DMD | MKr20 | 2040 | 3.2784 | 0.2583 |  | 25 | 9 | 45 | 1 | 4 | PAR | I | OLD |  |  | RHNBHWPE | 3 | 0.5 | HOUPARRHNBHWPEN01_OLDIEXT39
HOUPARRHNBHWPEN01_OLDIEXT39_D50 | Residential heating technology - Biomass boiler, automatic stoking , wood pellets or wood chips - single-family house - existing building - distributed MEAN level | HOUWPE | HOUPARRHN_OLDI_DMD | MKr20 | 2050 | 3.8976 | 0.30858 |  | 25 | 9 | 40 | 0 | 4 | PAR | I | OLD |  |  | RHNBHWPE | 3 | 0.5 | HOUPARRHNBHWPEN01_OLDIEXT39
HOUPARRHNBHWPEN01_OLDDEXT39_D50 | Residential heating technology - Biomass boiler, automatic stoking , wood pellets or wood chips - single-family house - existing building - distributed MEAN level | HOUWPE | HOUPARRHN_OLDD_DMD | MKr20 | 2025 | 3.5344 | 0.27391 |  | 25 | 14 | 60 | 2 | 4 | PAR | D | OLD |  |  | RHNBHWPE | 3 | 0.5 | HOUPARRHNBHWPEN01_OLDDEXT39
HOUPARRHNBHWPEN01_OLDDEXT39_D50 | Residential heating technology - Biomass boiler, automatic stoking , wood pellets or wood chips - single-family house - existing building - distributed MEAN level | HOUWPE | HOUPARRHN_OLDD_DMD | MKr20 | 2030 | 3.4469 | 0.27026 |  | 25 | 11 | 50 | 1 | 4 | PAR | D | OLD |  |  | RHNBHWPE | 3 | 0.5 | HOUPARRHNBHWPEN01_OLDDEXT39
HOUPARRHNBHWPEN01_OLDDEXT39_D50 | Residential heating technology - Biomass boiler, automatic stoking , wood pellets or wood chips - single-family house - existing building - distributed MEAN level | HOUWPE | HOUPARRHN_OLDD_DMD | MKr20 | 2040 | 3.2784 | 0.2583 |  | 25 | 9 | 45 | 1 | 4 | PAR | D | OLD |  |  | RHNBHWPE | 3 | 0.5 | HOUPARRHNBHWPEN01_OLDDEXT39
HOUPARRHNBHWPEN01_OLDDEXT39_D50 | Residential heating technology - Biomass boiler, automatic stoking , wood pellets or wood chips - single-family house - existing building - distributed MEAN level | HOUWPE | HOUPARRHN_OLDD_DMD | MKr20 | 2050 | 3.8976 | 0.30858 |  | 25 | 9 | 40 | 0 | 4 | PAR | D | OLD |  |  | RHNBHWPE | 3 | 0.5 | HOUPARRHNBHWPEN01_OLDDEXT39
HOUPARRHNBHWPEN01_OLDCEXT39_D50 | Residential heating technology - Biomass boiler, automatic stoking , wood pellets or wood chips - single-family house - existing building - distributed MEAN level | HOUWPE | HOUPARRHN_OLDC_DMD | MKr20 | 2025 | 3.5344 | 0.27391 |  | 25 | 14 | 60 | 2 | 4 | PAR | C | OLD |  |  | RHNBHWPE | 3 | 0.5 | HOUPARRHNBHWPEN01_OLDCEXT39
HOUPARRHNBHWPEN01_OLDCEXT39_D50 | Residential heating technology - Biomass boiler, automatic stoking , wood pellets or wood chips - single-family house - existing building - distributed MEAN level | HOUWPE | HOUPARRHN_OLDC_DMD | MKr20 | 2030 | 3.4469 | 0.27026 |  | 25 | 11 | 50 | 1 | 4 | PAR | C | OLD |  |  | RHNBHWPE | 3 | 0.5 | HOUPARRHNBHWPEN01_OLDCEXT39
HOUPARRHNBHWPEN01_OLDCEXT39_D50 | Residential heating technology - Biomass boiler, automatic stoking , wood pellets or wood chips - single-family house - existing building - distributed MEAN level | HOUWPE | HOUPARRHN_OLDC_DMD | MKr20 | 2040 | 3.2784 | 0.2583 |  | 25 | 9 | 45 | 1 | 4 | PAR | C | OLD |  |  | RHNBHWPE | 3 | 0.5 | HOUPARRHNBHWPEN01_OLDCEXT39
HOUPARRHNBHWPEN01_OLDCEXT39_D50 | Residential heating technology - Biomass boiler, automatic stoking , wood pellets or wood chips - single-family house - existing building - distributed MEAN level | HOUWPE | HOUPARRHN_OLDC_DMD | MKr20 | 2050 | 3.8976 | 0.30858 |  | 25 | 9 | 40 | 0 | 4 | PAR | C | OLD |  |  | RHNBHWPE | 3 | 0.5 | HOUPARRHNBHWPEN01_OLDCEXT39
HOUPARRHNBHSTRN01_OLDIEXT39_D50 | Residential heating technology - Biomass boiler, automatic stoking , Straw - single-family house - existing building - distributed MEAN level | HOUSTR | HOUPARRHN_OLDI_DMD | MKr20 | 2025 | 5.3203 | 1.3422 |  | 25 | 14 | 60 | 2 | 4 | PAR | I | OLD |  |  | RHNBHSTR | 3 | 0.5 | HOUPARRHNBHSTRN01_OLDIEXT39
HOUPARRHNBHSTRN01_OLDIEXT39_D50 | Residential heating technology - Biomass boiler, automatic stoking , Straw - single-family house - existing building - distributed MEAN level | HOUSTR | HOUPARRHN_OLDI_DMD | MKr20 | 2030 | 5.1886 | 1.3243 |  | 25 | 11 | 50 | 1 | 4 | PAR | I | OLD |  |  | RHNBHSTR | 3 | 0.5 | HOUPARRHNBHSTRN01_OLDIEXT39
HOUPARRHNBHSTRN01_OLDIEXT39_D50 | Residential heating technology - Biomass boiler, automatic stoking , Straw - single-family house - existing building - distributed MEAN level | HOUSTR | HOUPARRHN_OLDI_DMD | MKr20 | 2040 | 4.935 | 1.2657 |  | 25 | 9 | 45 | 1 | 4 | PAR | I | OLD |  |  | RHNBHSTR | 3 | 0.5 | HOUPARRHNBHSTRN01_OLDIEXT39
HOUPARRHNBHSTRN01_OLDIEXT39_D50 | Residential heating technology - Biomass boiler, automatic stoking , Straw - single-family house - existing building - distributed MEAN level | HOUSTR | HOUPARRHN_OLDI_DMD | MKr20 | 2050 | 5.8671 | 1.5121 |  | 25 | 9 | 40 | 0 | 4 | PAR | I | OLD |  |  | RHNBHSTR | 3 | 0.5 | HOUPARRHNBHSTRN01_OLDIEXT39
HOUPARRHNBHSOLN01_OLDIEXT39_D50 | Residential heating technology - Solar heating system - single-family house - existing building - distributed MEAN level | HOUSOL | HOUPARRHN_OLDI_DMD | MKr20 | 2025 | 7.1618 | 0.08736 | [6 empty] | PAR | I | OLD |  |  | RHNBHSOL | 3 | 0.5 | HOUPARRHNBHSOLN01_OLDIEXT39
HOUPARRHNBHSOLN01_OLDIEXT39_D50 | Residential heating technology - Solar heating system - single-family house - existing building - distributed MEAN level | HOUSOL | HOUPARRHN_OLDI_DMD | MKr20 | 2030 | 6.9845 | 0.085232 | [6 empty] | PAR | I | OLD |  |  | RHNBHSOL | 3 | 0.5 | HOUPARRHNBHSOLN01_OLDIEXT39
HOUPARRHNBHSOLN01_OLDIEXT39_D50 | Residential heating technology - Solar heating system - single-family house - existing building - distributed MEAN level | HOUSOL | HOUPARRHN_OLDI_DMD | MKr20 | 2040 | 6.6431 | 0.08062 | [6 empty] | PAR | I | OLD |  |  | RHNBHSOL | 3 | 0.5 | HOUPARRHNBHSOLN01_OLDIEXT39
HOUPARRHNBHSOLN01_OLDIEXT39_D50 | Residential heating technology - Solar heating system - single-family house - existing building - distributed MEAN level | HOUSOL | HOUPARRHN_OLDI_DMD | MKr20 | 2050 | 6.3183 | 0.076008 | [6 empty] | PAR | I | OLD |  |  | RHNBHSOL | 3 | 0.5 | HOUPARRHNBHSOLN01_OLDIEXT39
HOUPARRHNBHSOLN01_OLDDEXT39_D50 | Residential heating technology - Solar heating system - single-family house - existing building - distributed MEAN level | HOUSOL | HOUPARRHN_OLDD_DMD | MKr20 | 2025 | 7.1618 | 0.08736 | [6 empty] | PAR | D | OLD |  |  | RHNBHSOL | 3 | 0.5 | HOUPARRHNBHSOLN01_OLDDEXT39
HOUPARRHNBHSOLN01_OLDDEXT39_D50 | Residential heating technology - Solar heating system - single-family house - existing building - distributed MEAN level | HOUSOL | HOUPARRHN_OLDD_DMD | MKr20 | 2030 | 6.9845 | 0.085232 | [6 empty] | PAR | D | OLD |  |  | RHNBHSOL | 3 | 0.5 | HOUPARRHNBHSOLN01_OLDDEXT39
HOUPARRHNBHSOLN01_OLDDEXT39_D50 | Residential heating technology - Solar heating system - single-family house - existing building - distributed MEAN level | HOUSOL | HOUPARRHN_OLDD_DMD | MKr20 | 2040 | 6.6431 | 0.08062 | [6 empty] | PAR | D | OLD |  |  | RHNBHSOL | 3 | 0.5 | HOUPARRHNBHSOLN01_OLDDEXT39
HOUPARRHNBHSOLN01_OLDDEXT39_D50 | Residential heating technology - Solar heating system - single-family house - existing building - distributed MEAN level | HOUSOL | HOUPARRHN_OLDD_DMD | MKr20 | 2050 | 6.3183 | 0.076008 | [6 empty] | PAR | D | OLD |  |  | RHNBHSOL | 3 | 0.5 | HOUPARRHNBHSOLN01_OLDDEXT39
HOUPARRHNBHSOLN01_OLDCEXT39_D50 | Residential heating technology - Solar heating system - single-family house - existing building - distributed MEAN level | HOUSOL | HOUPARRHN_OLDC_DMD | MKr20 | 2025 | 7.1618 | 0.08736 | [6 empty] | PAR | C | OLD |  |  | RHNBHSOL | 3 | 0.5 | HOUPARRHNBHSOLN01_OLDCEXT39
HOUPARRHNBHSOLN01_OLDCEXT39_D50 | Residential heating technology - Solar heating system - single-family house - existing building - distributed MEAN level | HOUSOL | HOUPARRHN_OLDC_DMD | MKr20 | 2030 | 6.9845 | 0.085232 | [6 empty] | PAR | C | OLD |  |  | RHNBHSOL | 3 | 0.5 | HOUPARRHNBHSOLN01_OLDCEXT39
HOUPARRHNBHSOLN01_OLDCEXT39_D50 | Residential heating technology - Solar heating system - single-family house - existing building - distributed MEAN level | HOUSOL | HOUPARRHN_OLDC_DMD | MKr20 | 2040 | 6.6431 | 0.08062 | [6 empty] | PAR | C | OLD |  |  | RHNBHSOL | 3 | 0.5 | HOUPARRHNBHSOLN01_OLDCEXT39
HOUPARRHNBHSOLN01_OLDCEXT39_D50 | Residential heating technology - Solar heating system - single-family house - existing building - distributed MEAN level | HOUSOL | HOUPARRHN_OLDC_DMD | MKr20 | 2050 | 6.3183 | 0.076008 | [6 empty] | PAR | C | OLD |  |  | RHNBHSOL | 3 | 0.5 | HOUPARRHNBHSOLN01_OLDCEXT39
HOUPARRHNBHOILN01_OLDIEXT39_D50 | Residential heating technology - Oil boiler (mineral oil fired, < 10 % FAME) - single-family house - existing building - distributed MEAN level | HOUOIL, HOUDSB, HOUDSE | HOUPARRHN_OLDI_DMD | MKr20 | 2025 | 2.0464 | 0.067552 |  | 6.7 | 5 | 52 | 0 | 0 | PAR | I | OLD |  |  | RHNBHOIL | 3 | 0.5 | HOUPARRHNBHOILN01_OLDIEXT39
HOUPARRHNBHOILN01_OLDIEXT39_D50 | Residential heating technology - Oil boiler (mineral oil fired, < 10 % FAME) - single-family house - existing building - distributed MEAN level | HOUOIL, HOUDSB, HOUDSE | HOUPARRHN_OLDI_DMD | MKr20 | 2030 | 2.0077 | 0.066578 |  | 6.7 | 5 | 52 | 0 | 0 | PAR | I | OLD |  |  | RHNBHOIL | 3 | 0.5 | HOUPARRHNBHOILN01_OLDIEXT39
HOUPARRHNBHOILN01_OLDIEXT39_D50 | Residential heating technology - Oil boiler (mineral oil fired, < 10 % FAME) - single-family house - existing building - distributed MEAN level | HOUOIL, HOUDSB, HOUDSE | HOUPARRHN_OLDI_DMD | MKr20 | 2040 | 1.9332 | 0.063184 |  | 6.7 | 5 | 52 | 0 | 0 | PAR | I | OLD |  |  | RHNBHOIL | 3 | 0.5 | HOUPARRHNBHOILN01_OLDIEXT39
HOUPARRHNBHOILN01_OLDIEXT39_D50 | Residential heating technology - Oil boiler (mineral oil fired, < 10 % FAME) - single-family house - existing building - distributed MEAN level | HOUOIL, HOUDSB, HOUDSE | HOUPARRHN_OLDI_DMD | MKr20 | 2050 | 1.8624 | 0.059761 |  | 6.7 | 5 | 52 | 0 | 0 | PAR | I | OLD |  |  | RHNBHOIL | 3 | 0.5 | HOUPARRHNBHOILN01_OLDIEXT39
HOUPARRHNBHOILN01_OLDDEXT39_D50 | Residential heating technology - Oil boiler (mineral oil fired, < 10 % FAME) - single-family house - existing building - distributed MEAN level | HOUOIL, HOUDSB, HOUDSE | HOUPARRHN_OLDD_DMD | MKr20 | 2025 | 2.0464 | 0.067552 |  | 6.7 | 5 | 52 | 0 | 0 | PAR | D | OLD |  |  | RHNBHOIL | 3 | 0.5 | HOUPARRHNBHOILN01_OLDDEXT39
HOUPARRHNBHOILN01_OLDDEXT39_D50 | Residential heating technology - Oil boiler (mineral oil fired, < 10 % FAME) - single-family house - existing building - distributed MEAN level | HOUOIL, HOUDSB, HOUDSE | HOUPARRHN_OLDD_DMD | MKr20 | 2030 | 2.0077 | 0.066578 |  | 6.7 | 5 | 52 | 0 | 0 | PAR | D | OLD |  |  | RHNBHOIL | 3 | 0.5 | HOUPARRHNBHOILN01_OLDDEXT39
HOUPARRHNBHOILN01_OLDDEXT39_D50 | Residential heating technology - Oil boiler (mineral oil fired, < 10 % FAME) - single-family house - existing building - distributed MEAN level | HOUOIL, HOUDSB, HOUDSE | HOUPARRHN_OLDD_DMD | MKr20 | 2040 | 1.9332 | 0.063184 |  | 6.7 | 5 | 52 | 0 | 0 | PAR | D | OLD |  |  | RHNBHOIL | 3 | 0.5 | HOUPARRHNBHOILN01_OLDDEXT39
HOUPARRHNBHOILN01_OLDDEXT39_D50 | Residential heating technology - Oil boiler (mineral oil fired, < 10 % FAME) - single-family house - existing building - distributed MEAN level | HOUOIL, HOUDSB, HOUDSE | HOUPARRHN_OLDD_DMD | MKr20 | 2050 | 1.8624 | 0.059761 |  | 6.7 | 5 | 52 | 0 | 0 | PAR | D | OLD |  |  | RHNBHOIL | 3 | 0.5 | HOUPARRHNBHOILN01_OLDDEXT39
HOUPARRHNBHOILN01_OLDCEXT39_D50 | Residential heating technology - Oil boiler (mineral oil fired, < 10 % FAME) - single-family house - existing building - distributed MEAN level | HOUOIL, HOUDSB, HOUDSE | HOUPARRHN_OLDC_DMD | MKr20 | 2025 | 2.0464 | 0.067552 |  | 6.7 | 5 | 52 | 0 | 0 | PAR | C | OLD |  |  | RHNBHOIL | 3 | 0.5 | HOUPARRHNBHOILN01_OLDCEXT39
HOUPARRHNBHOILN01_OLDCEXT39_D50 | Residential heating technology - Oil boiler (mineral oil fired, < 10 % FAME) - single-family house - existing building - distributed MEAN level | HOUOIL, HOUDSB, HOUDSE | HOUPARRHN_OLDC_DMD | MKr20 | 2030 | 2.0077 | 0.066578 |  | 6.7 | 5 | 52 | 0 | 0 | PAR | C | OLD |  |  | RHNBHOIL | 3 | 0.5 | HOUPARRHNBHOILN01_OLDCEXT39
HOUPARRHNBHOILN01_OLDCEXT39_D50 | Residential heating technology - Oil boiler (mineral oil fired, < 10 % FAME) - single-family house - existing building - distributed MEAN level | HOUOIL, HOUDSB, HOUDSE | HOUPARRHN_OLDC_DMD | MKr20 | 2040 | 1.9332 | 0.063184 |  | 6.7 | 5 | 52 | 0 | 0 | PAR | C | OLD |  |  | RHNBHOIL | 3 | 0.5 | HOUPARRHNBHOILN01_OLDCEXT39
HOUPARRHNBHOILN01_OLDCEXT39_D50 | Residential heating technology - Oil boiler (mineral oil fired, < 10 % FAME) - single-family house - existing building - distributed MEAN level | HOUOIL, HOUDSB, HOUDSE | HOUPARRHN_OLDC_DMD | MKr20 | 2050 | 1.8624 | 0.059761 |  | 6.7 | 5 | 52 | 0 | 0 | PAR | C | OLD |  |  | RHNBHOIL | 3 | 0.5 | HOUPARRHNBHOILN01_OLDCEXT39
HOUPARRHNBHGASN01_OLDIEXT39_D50 | Residential heating technology - Natural gas boiler - single-family house - existing building - distributed MEAN level | HOUGAS | HOUPARRHN_OLDI_DMD | MKr20 | 2025 | 2.024 | 0.10023 |  | 0.43 | 0.1 | 20.4 | 1 | 1 | PAR | I | OLD |  |  | RHNBHGAS | 3 | 0.5 | HOUPARRHNBHGASN01_OLDIEXT39
HOUPARRHNBHGASN01_OLDIEXT39_D50 | Residential heating technology - Natural gas boiler - single-family house - existing building - distributed MEAN level | HOUGAS | HOUPARRHN_OLDI_DMD | MKr20 | 2030 | 1.9739 | 0.099368 |  | 0.43 | 0.1 | 20.4 | 1 | 1 | PAR | I | OLD |  |  | RHNBHGAS | 3 | 0.5 | HOUPARRHNBHGASN01_OLDIEXT39
HOUPARRHNBHGASN01_OLDIEXT39_D50 | Residential heating technology - Natural gas boiler - single-family house - existing building - distributed MEAN level | HOUGAS | HOUPARRHN_OLDI_DMD | MKr20 | 2040 | 1.8774 | 0.09395 |  | 0.43 | 0.1 | 20.4 | 1 | 1 | PAR | I | OLD |  |  | RHNBHGAS | 3 | 0.5 | HOUPARRHNBHGASN01_OLDIEXT39
HOUPARRHNBHGASN01_OLDIEXT39_D50 | Residential heating technology - Natural gas boiler - single-family house - existing building - distributed MEAN level | HOUGAS | HOUPARRHN_OLDI_DMD | MKr20 | 2050 | 1.7856 | 0.090576 |  | 0.43 | 0.1 | 20.4 | 1 | 1 | PAR | I | OLD |  |  | RHNBHGAS | 3 | 0.5 | HOUPARRHNBHGASN01_OLDIEXT39
HOUPARRHNBHGASN01_OLDDEXT39_D50 | Residential heating technology - Natural gas boiler - single-family house - existing building - distributed MEAN level | HOUGAS | HOUPARRHN_OLDD_DMD | MKr20 | 2025 | 2.024 | 0.10023 |  | 0.43 | 0.1 | 20.4 | 1 | 1 | PAR | D | OLD |  |  | RHNBHGAS | 3 | 0.5 | HOUPARRHNBHGASN01_OLDDEXT39
HOUPARRHNBHGASN01_OLDDEXT39_D50 | Residential heating technology - Natural gas boiler - single-family house - existing building - distributed MEAN level | HOUGAS | HOUPARRHN_OLDD_DMD | MKr20 | 2030 | 1.9739 | 0.099368 |  | 0.43 | 0.1 | 20.4 | 1 | 1 | PAR | D | OLD |  |  | RHNBHGAS | 3 | 0.5 | HOUPARRHNBHGASN01_OLDDEXT39
HOUPARRHNBHGASN01_OLDDEXT39_D50 | Residential heating technology - Natural gas boiler - single-family house - existing building - distributed MEAN level | HOUGAS | HOUPARRHN_OLDD_DMD | MKr20 | 2040 | 1.8774 | 0.09395 |  | 0.43 | 0.1 | 20.4 | 1 | 1 | PAR | D | OLD |  |  | RHNBHGAS | 3 | 0.5 | HOUPARRHNBHGASN01_OLDDEXT39
HOUPARRHNBHGASN01_OLDDEXT39_D50 | Residential heating technology - Natural gas boiler - single-family house - existing building - distributed MEAN level | HOUGAS | HOUPARRHN_OLDD_DMD | MKr20 | 2050 | 1.7856 | 0.090576 |  | 0.43 | 0.1 | 20.4 | 1 | 1 | PAR | D | OLD |  |  | RHNBHGAS | 3 | 0.5 | HOUPARRHNBHGASN01_OLDDEXT39
HOUPARRHNBHGASN01_OLDCEXT39_D50 | Residential heating technology - Natural gas boiler - single-family house - existing building - distributed MEAN level | HOUGAS | HOUPARRHN_OLDC_DMD | MKr20 | 2025 | 2.024 | 0.10023 |  | 0.43 | 0.1 | 20.4 | 1 | 1 | PAR | C | OLD |  |  | RHNBHGAS | 3 | 0.5 | HOUPARRHNBHGASN01_OLDCEXT39
HOUPARRHNBHGASN01_OLDCEXT39_D50 | Residential heating technology - Natural gas boiler - single-family house - existing building - distributed MEAN level | HOUGAS | HOUPARRHN_OLDC_DMD | MKr20 | 2030 | 1.9739 | 0.099368 |  | 0.43 | 0.1 | 20.4 | 1 | 1 | PAR | C | OLD |  |  | RHNBHGAS | 3 | 0.5 | HOUPARRHNBHGASN01_OLDCEXT39
HOUPARRHNBHGASN01_OLDCEXT39_D50 | Residential heating technology - Natural gas boiler - single-family house - existing building - distributed MEAN level | HOUGAS | HOUPARRHN_OLDC_DMD | MKr20 | 2040 | 1.8774 | 0.09395 |  | 0.43 | 0.1 | 20.4 | 1 | 1 | PAR | C | OLD |  |  | RHNBHGAS | 3 | 0.5 | HOUPARRHNBHGASN01_OLDCEXT39
HOUPARRHNBHGASN01_OLDCEXT39_D50 | Residential heating technology - Natural gas boiler - single-family house - existing building - distributed MEAN level | HOUGAS | HOUPARRHN_OLDC_DMD | MKr20 | 2050 | 1.7856 | 0.090576 |  | 0.43 | 0.1 | 20.4 | 1 | 1 | PAR | C | OLD |  |  | RHNBHGAS | 3 | 0.5 | HOUPARRHNBHGASN01_OLDCEXT39
HOUPARRHNBHDHDN09_OLDIEXT39_D50 | Residential heating technology - Direct district heating substation - plus connection pipe - plus distribution (heating density: low ) - single-family house - existing building - distributed MEAN level | HOUDHD | HOUPARRHN_OLDI_DMD | MKr20 | 2025 | 10.4225 | 0.030048 | [6 empty] | PAR | I | OLD |  |  | RHNBHDHD | 3 | 0.5 | HOUPARRHNBHDHDN09_OLDIEXT39
HOUPARRHNBHDHDN09_OLDIEXT39_D50 | Residential heating technology - Direct district heating substation - plus connection pipe - plus distribution (heating density: low ) - single-family house - existing building - distributed MEAN level | HOUDHD | HOUPARRHN_OLDI_DMD | MKr20 | 2030 | 10.3914 | 0.029511 | [6 empty] | PAR | I | OLD |  |  | RHNBHDHD | 3 | 0.5 | HOUPARRHNBHDHDN09_OLDIEXT39
HOUPARRHNBHDHDN09_OLDIEXT39_D50 | Residential heating technology - Direct district heating substation - plus connection pipe - plus distribution (heating density: low ) - single-family house - existing building - distributed MEAN level | HOUDHD | HOUPARRHN_OLDI_DMD | MKr20 | 2040 | 10.3355 | 0.02824 | [6 empty] | PAR | I | OLD |  |  | RHNBHDHD | 3 | 0.5 | HOUPARRHNBHDHDN09_OLDIEXT39
HOUPARRHNBHDHDN09_OLDIEXT39_D50 | Residential heating technology - Direct district heating substation - plus connection pipe - plus distribution (heating density: low ) - single-family house - existing building - distributed MEAN level | HOUDHD | HOUPARRHN_OLDI_DMD | MKr20 | 2050 | 10.2735 | 0.026392 | [6 empty] | PAR | I | OLD |  |  | RHNBHDHD | 3 | 0.5 | HOUPARRHNBHDHDN09_OLDIEXT39
HOUPARRHNBHDHDN07_OLDIEXT39_D50 | Residential heating technology - Direct district heating substation - plus connection pipe - plus distribution (heating density: medium ) - single-family house - existing building - distributed MEAN level | HOUDHD | HOUPARRHN_OLDI_DMD | MKr20 | 2025 | 4.1725 | 0.030048 | [6 empty] | PAR | I | OLD |  |  | RHNBHDHD | 3 | 0.5 | HOUPARRHNBHDHDN07_OLDIEXT39
HOUPARRHNBHDHDN07_OLDIEXT39_D50 | Residential heating technology - Direct district heating substation - plus connection pipe - plus distribution (heating density: medium ) - single-family house - existing building - distributed MEAN level | HOUDHD | HOUPARRHN_OLDI_DMD | MKr20 | 2030 | 4.1414 | 0.029511 | [6 empty] | PAR | I | OLD |  |  | RHNBHDHD | 3 | 0.5 | HOUPARRHNBHDHDN07_OLDIEXT39
HOUPARRHNBHDHDN07_OLDIEXT39_D50 | Residential heating technology - Direct district heating substation - plus connection pipe - plus distribution (heating density: medium ) - single-family house - existing building - distributed MEAN level | HOUDHD | HOUPARRHN_OLDI_DMD | MKr20 | 2040 | 4.0855 | 0.02824 | [6 empty] | PAR | I | OLD |  |  | RHNBHDHD | 3 | 0.5 | HOUPARRHNBHDHDN07_OLDIEXT39
HOUPARRHNBHDHDN07_OLDIEXT39_D50 | Residential heating technology - Direct district heating substation - plus connection pipe - plus distribution (heating density: medium ) - single-family house - existing building - distributed MEAN level | HOUDHD | HOUPARRHN_OLDI_DMD | MKr20 | 2050 | 4.0235 | 0.026392 | [6 empty] | PAR | I | OLD |  |  | RHNBHDHD | 3 | 0.5 | HOUPARRHNBHDHDN07_OLDIEXT39
HOUPARRHNBHDHDN05_OLDIEXT39_D50 | Residential heating technology - Direct district heating substation - plus connection pipe - plus distribution (heating density: high ) - single-family house - existing building - distributed MEAN level | HOUDHD | HOUPARRHN_OLDI_DMD | MKr20 | 2025 | 3.1725 | 0.030048 | [6 empty] | PAR | I | OLD |  |  | RHNBHDHD | 3 | 0.5 | HOUPARRHNBHDHDN05_OLDIEXT39
HOUPARRHNBHDHDN05_OLDIEXT39_D50 | Residential heating technology - Direct district heating substation - plus connection pipe - plus distribution (heating density: high ) - single-family house - existing building - distributed MEAN level | HOUDHD | HOUPARRHN_OLDI_DMD | MKr20 | 2030 | 3.1414 | 0.029511 | [6 empty] | PAR | I | OLD |  |  | RHNBHDHD | 3 | 0.5 | HOUPARRHNBHDHDN05_OLDIEXT39
HOUPARRHNBHDHDN05_OLDIEXT39_D50 | Residential heating technology - Direct district heating substation - plus connection pipe - plus distribution (heating density: high ) - single-family house - existing building - distributed MEAN level | HOUDHD | HOUPARRHN_OLDI_DMD | MKr20 | 2040 | 3.0855 | 0.02824 | [6 empty] | PAR | I | OLD |  |  | RHNBHDHD | 3 | 0.5 | HOUPARRHNBHDHDN05_OLDIEXT39
HOUPARRHNBHDHDN05_OLDIEXT39_D50 | Residential heating technology - Direct district heating substation - plus connection pipe - plus distribution (heating density: high ) - single-family house - existing building - distributed MEAN level | HOUDHD | HOUPARRHN_OLDI_DMD | MKr20 | 2050 | 3.0235 | 0.026392 | [6 empty] | PAR | I | OLD |  |  | RHNBHDHD | 3 | 0.5 | HOUPARRHNBHDHDN05_OLDIEXT39
HOUPARRHNBHDHDN03_OLDDEXT39_D50 | Residential heating technology - Direct district heating substation - plus connection pipe - single-family house - existing building - distributed MEAN level | HOUDHD | HOUPARRHN_OLDD_DMD | MKr20 | 2025 | 3.1725 | 0.030048 | [6 empty] | PAR | D | OLD |  |  | RHNBHDHD | 3 | 0.5 | HOUPARRHNBHDHDN03_OLDDEXT39
HOUPARRHNBHDHDN03_OLDDEXT39_D50 | Residential heating technology - Direct district heating substation - plus connection pipe - single-family house - existing building - distributed MEAN level | HOUDHD | HOUPARRHN_OLDD_DMD | MKr20 | 2030 | 3.1414 | 0.029511 | [6 empty] | PAR | D | OLD |  |  | RHNBHDHD | 3 | 0.5 | HOUPARRHNBHDHDN03_OLDDEXT39
HOUPARRHNBHDHDN03_OLDDEXT39_D50 | Residential heating technology - Direct district heating substation - plus connection pipe - single-family house - existing building - distributed MEAN level | HOUDHD | HOUPARRHN_OLDD_DMD | MKr20 | 2040 | 3.0855 | 0.02824 | [6 empty] | PAR | D | OLD |  |  | RHNBHDHD | 3 | 0.5 | HOUPARRHNBHDHDN03_OLDDEXT39
HOUPARRHNBHDHDN03_OLDDEXT39_D50 | Residential heating technology - Direct district heating substation - plus connection pipe - single-family house - existing building - distributed MEAN level | HOUDHD | HOUPARRHN_OLDD_DMD | MKr20 | 2050 | 3.0235 | 0.026392 | [6 empty] | PAR | D | OLD |  |  | RHNBHDHD | 3 | 0.5 | HOUPARRHNBHDHDN03_OLDDEXT39
HOUPARRHNBHDHDN01_OLDDEXT39_D50 | Residential heating technology - Direct district heating substation - single-family house - existing building - distributed MEAN level | HOUDHD | HOUPARRHN_OLDD_DMD | MKr20 | 2025 | 1.31 | 0.030048 | [6 empty] | PAR | D | OLD |  |  | RHNBHDHD | 3 | 0.5 | HOUPARRHNBHDHDN01_OLDDEXT39
HOUPARRHNBHDHDN01_OLDDEXT39_D50 | Residential heating technology - Direct district heating substation - single-family house - existing building - distributed MEAN level | HOUDHD | HOUPARRHN_OLDD_DMD | MKr20 | 2030 | 1.2789 | 0.029511 | [6 empty] | PAR | D | OLD |  |  | RHNBHDHD | 3 | 0.5 | HOUPARRHNBHDHDN01_OLDDEXT39
HOUPARRHNBHDHDN01_OLDDEXT39_D50 | Residential heating technology - Direct district heating substation - single-family house - existing building - distributed MEAN level | HOUDHD | HOUPARRHN_OLDD_DMD | MKr20 | 2040 | 1.223 | 0.02824 | [6 empty] | PAR | D | OLD |  |  | RHNBHDHD | 3 | 0.5 | HOUPARRHNBHDHDN01_OLDDEXT39
HOUPARRHNBHDHDN01_OLDDEXT39_D50 | Residential heating technology - Direct district heating substation - single-family house - existing building - distributed MEAN level | HOUDHD | HOUPARRHN_OLDD_DMD | MKr20 | 2050 | 1.161 | 0.026392 | [6 empty] | PAR | D | OLD |  |  | RHNBHDHD | 3 | 0.5 | HOUPARRHNBHDHDN01_OLDDEXT39
HOUPARRHNBHDHCN09_OLDIEXT39_D50 | Residential heating technology - Direct district heating substation - plus connection pipe - plus distribution (heating density: low ) - single-family house - existing building - distributed MEAN level | HOUDHC | HOUPARRHN_OLDI_DMD | MKr20 | 2025 | 10.4225 | 0.030048 | [6 empty] | PAR | I | OLD |  |  | RHNBHDHC | 3 | 0.5 | HOUPARRHNBHDHCN09_OLDIEXT39
HOUPARRHNBHDHCN09_OLDIEXT39_D50 | Residential heating technology - Direct district heating substation - plus connection pipe - plus distribution (heating density: low ) - single-family house - existing building - distributed MEAN level | HOUDHC | HOUPARRHN_OLDI_DMD | MKr20 | 2030 | 10.3914 | 0.029511 | [6 empty] | PAR | I | OLD |  |  | RHNBHDHC | 3 | 0.5 | HOUPARRHNBHDHCN09_OLDIEXT39
HOUPARRHNBHDHCN09_OLDIEXT39_D50 | Residential heating technology - Direct district heating substation - plus connection pipe - plus distribution (heating density: low ) - single-family house - existing building - distributed MEAN level | HOUDHC | HOUPARRHN_OLDI_DMD | MKr20 | 2040 | 10.3355 | 0.02824 | [6 empty] | PAR | I | OLD |  |  | RHNBHDHC | 3 | 0.5 | HOUPARRHNBHDHCN09_OLDIEXT39
HOUPARRHNBHDHCN09_OLDIEXT39_D50 | Residential heating technology - Direct district heating substation - plus connection pipe - plus distribution (heating density: low ) - single-family house - existing building - distributed MEAN level | HOUDHC | HOUPARRHN_OLDI_DMD | MKr20 | 2050 | 10.2735 | 0.026392 | [6 empty] | PAR | I | OLD |  |  | RHNBHDHC | 3 | 0.5 | HOUPARRHNBHDHCN09_OLDIEXT39
HOUPARRHNBHDHCN07_OLDIEXT39_D50 | Residential heating technology - Direct district heating substation - plus connection pipe - plus distribution (heating density: medium ) - single-family house - existing building - distributed MEAN level | HOUDHC | HOUPARRHN_OLDI_DMD | MKr20 | 2025 | 4.1725 | 0.030048 | [6 empty] | PAR | I | OLD |  |  | RHNBHDHC | 3 | 0.5 | HOUPARRHNBHDHCN07_OLDIEXT39
HOUPARRHNBHDHCN07_OLDIEXT39_D50 | Residential heating technology - Direct district heating substation - plus connection pipe - plus distribution (heating density: medium ) - single-family house - existing building - distributed MEAN level | HOUDHC | HOUPARRHN_OLDI_DMD | MKr20 | 2030 | 4.1414 | 0.029511 | [6 empty] | PAR | I | OLD |  |  | RHNBHDHC | 3 | 0.5 | HOUPARRHNBHDHCN07_OLDIEXT39
HOUPARRHNBHDHCN07_OLDIEXT39_D50 | Residential heating technology - Direct district heating substation - plus connection pipe - plus distribution (heating density: medium ) - single-family house - existing building - distributed MEAN level | HOUDHC | HOUPARRHN_OLDI_DMD | MKr20 | 2040 | 4.0855 | 0.02824 | [6 empty] | PAR | I | OLD |  |  | RHNBHDHC | 3 | 0.5 | HOUPARRHNBHDHCN07_OLDIEXT39
HOUPARRHNBHDHCN07_OLDIEXT39_D50 | Residential heating technology - Direct district heating substation - plus connection pipe - plus distribution (heating density: medium ) - single-family house - existing building - distributed MEAN level | HOUDHC | HOUPARRHN_OLDI_DMD | MKr20 | 2050 | 4.0235 | 0.026392 | [6 empty] | PAR | I | OLD |  |  | RHNBHDHC | 3 | 0.5 | HOUPARRHNBHDHCN07_OLDIEXT39
HOUPARRHNBHDHCN05_OLDIEXT39_D50 | Residential heating technology - Direct district heating substation - plus connection pipe - plus distribution (heating density: high ) - single-family house - existing building - distributed MEAN level | HOUDHC | HOUPARRHN_OLDI_DMD | MKr20 | 2025 | 3.1725 | 0.030048 | [6 empty] | PAR | I | OLD |  |  | RHNBHDHC | 3 | 0.5 | HOUPARRHNBHDHCN05_OLDIEXT39
HOUPARRHNBHDHCN05_OLDIEXT39_D50 | Residential heating technology - Direct district heating substation - plus connection pipe - plus distribution (heating density: high ) - single-family house - existing building - distributed MEAN level | HOUDHC | HOUPARRHN_OLDI_DMD | MKr20 | 2030 | 3.1414 | 0.029511 | [6 empty] | PAR | I | OLD |  |  | RHNBHDHC | 3 | 0.5 | HOUPARRHNBHDHCN05_OLDIEXT39
HOUPARRHNBHDHCN05_OLDIEXT39_D50 | Residential heating technology - Direct district heating substation - plus connection pipe - plus distribution (heating density: high ) - single-family house - existing building - distributed MEAN level | HOUDHC | HOUPARRHN_OLDI_DMD | MKr20 | 2040 | 3.0855 | 0.02824 | [6 empty] | PAR | I | OLD |  |  | RHNBHDHC | 3 | 0.5 | HOUPARRHNBHDHCN05_OLDIEXT39
HOUPARRHNBHDHCN05_OLDIEXT39_D50 | Residential heating technology - Direct district heating substation - plus connection pipe - plus distribution (heating density: high ) - single-family house - existing building - distributed MEAN level | HOUDHC | HOUPARRHN_OLDI_DMD | MKr20 | 2050 | 3.0235 | 0.026392 | [6 empty] | PAR | I | OLD |  |  | RHNBHDHC | 3 | 0.5 | HOUPARRHNBHDHCN05_OLDIEXT39
HOUPARRHNBHDHCN03_OLDCEXT39_D50 | Residential heating technology - Direct district heating substation - plus connection pipe - single-family house - existing building - distributed MEAN level | HOUDHC | HOUPARRHN_OLDC_DMD | MKr20 | 2025 | 3.1725 | 0.030048 | [6 empty] | PAR | C | OLD |  |  | RHNBHDHC | 3 | 0.5 | HOUPARRHNBHDHCN03_OLDCEXT39
HOUPARRHNBHDHCN03_OLDCEXT39_D50 | Residential heating technology - Direct district heating substation - plus connection pipe - single-family house - existing building - distributed MEAN level | HOUDHC | HOUPARRHN_OLDC_DMD | MKr20 | 2030 | 3.1414 | 0.029511 | [6 empty] | PAR | C | OLD |  |  | RHNBHDHC | 3 | 0.5 | HOUPARRHNBHDHCN03_OLDCEXT39
HOUPARRHNBHDHCN03_OLDCEXT39_D50 | Residential heating technology - Direct district heating substation - plus connection pipe - single-family house - existing building - distributed MEAN level | HOUDHC | HOUPARRHN_OLDC_DMD | MKr20 | 2040 | 3.0855 | 0.02824 | [6 empty] | PAR | C | OLD |  |  | RHNBHDHC | 3 | 0.5 | HOUPARRHNBHDHCN03_OLDCEXT39
HOUPARRHNBHDHCN03_OLDCEXT39_D50 | Residential heating technology - Direct district heating substation - plus connection pipe - single-family house - existing building - distributed MEAN level | HOUDHC | HOUPARRHN_OLDC_DMD | MKr20 | 2050 | 3.0235 | 0.026392 | [6 empty] | PAR | C | OLD |  |  | RHNBHDHC | 3 | 0.5 | HOUPARRHNBHDHCN03_OLDCEXT39
HOUPARRHNBHDHCN01_OLDCEXT39_D50 | Residential heating technology - Direct district heating substation - single-family house - existing building - distributed MEAN level | HOUDHC | HOUPARRHN_OLDC_DMD | MKr20 | 2025 | 1.31 | 0.030048 | [6 empty] | PAR | C | OLD |  |  | RHNBHDHC | 3 | 0.5 | HOUPARRHNBHDHCN01_OLDCEXT39
HOUPARRHNBHDHCN01_OLDCEXT39_D50 | Residential heating technology - Direct district heating substation - single-family house - existing building - distributed MEAN level | HOUDHC | HOUPARRHN_OLDC_DMD | MKr20 | 2030 | 1.2789 | 0.029511 | [6 empty] | PAR | C | OLD |  |  | RHNBHDHC | 3 | 0.5 | HOUPARRHNBHDHCN01_OLDCEXT39
HOUPARRHNBHDHCN01_OLDCEXT39_D50 | Residential heating technology - Direct district heating substation - single-family house - existing building - distributed MEAN level | HOUDHC | HOUPARRHN_OLDC_DMD | MKr20 | 2040 | 1.223 | 0.02824 | [6 empty] | PAR | C | OLD |  |  | RHNBHDHC | 3 | 0.5 | HOUPARRHNBHDHCN01_OLDCEXT39
HOUPARRHNBHDHCN01_OLDCEXT39_D50 | Residential heating technology - Direct district heating substation - single-family house - existing building - distributed MEAN level | HOUDHC | HOUPARRHN_OLDC_DMD | MKr20 | 2050 | 1.161 | 0.026392 | [6 empty] | PAR | C | OLD |  |  | RHNBHDHC | 3 | 0.5 | HOUPARRHNBHDHCN01_OLDCEXT39
HOUETARHNHPELCN05_OLDIEXT39_D50 | Residential heating technology - Heat pump, Air-to-water - leasing - apartment complex - existing building - distributed MEAN level | HOUELC, HOUAMB | HOUETARHN_OLDI_DMD | MKr20 | 2025 | 2.2945 | 0.30975 | 0.32787 | [5 empty] | ETA | I | OLD | 3.05 |  | RHNHPELC | 3 | 0.5 | HOUETARHNHPELCN05_OLDIEXT39
HOUETARHNHPELCN05_OLDIEXT39_D50 | Residential heating technology - Heat pump, Air-to-water - leasing - apartment complex - existing building - distributed MEAN level | HOUELC, HOUAMB | HOUETARHN_OLDI_DMD | MKr20 | 2030 | 2.0266 | 0.28252 | 0.3125 | [5 empty] | ETA | I | OLD | 3.2 |  | RHNHPELC | 3 | 0.5 | HOUETARHNHPELCN05_OLDIEXT39
HOUETARHNHPELCN05_OLDIEXT39_D50 | Residential heating technology - Heat pump, Air-to-water - leasing - apartment complex - existing building - distributed MEAN level | HOUELC, HOUAMB | HOUETARHN_OLDI_DMD | MKr20 | 2040 | 1.8151 | 0.26038 | 0.29851 | [5 empty] | ETA | I | OLD | 3.35 |  | RHNHPELC | 3 | 0.5 | HOUETARHNHPELCN05_OLDIEXT39
HOUETARHNHPELCN05_OLDIEXT39_D50 | Residential heating technology - Heat pump, Air-to-water - leasing - apartment complex - existing building - distributed MEAN level | HOUELC, HOUAMB | HOUETARHN_OLDI_DMD | MKr20 | 2050 | 1.6037 | 0.23822 | 0.28571 | [5 empty] | ETA | I | OLD | 3.5 |  | RHNHPELC | 3 | 0.5 | HOUETARHNHPELCN05_OLDIEXT39
HOUETARHNHPELCN05_OLDDEXT39_D50 | Residential heating technology - Heat pump, Air-to-water - leasing - apartment complex - existing building - distributed MEAN level | HOUELC, HOUAMB | HOUETARHN_OLDD_DMD | MKr20 | 2025 | 2.2945 | 0.30975 | 0.32787 | [5 empty] | ETA | D | OLD | 3.05 |  | RHNHPELC | 3 | 0.5 | HOUETARHNHPELCN05_OLDDEXT39
HOUETARHNHPELCN05_OLDDEXT39_D50 | Residential heating technology - Heat pump, Air-to-water - leasing - apartment complex - existing building - distributed MEAN level | HOUELC, HOUAMB | HOUETARHN_OLDD_DMD | MKr20 | 2030 | 2.0266 | 0.28252 | 0.3125 | [5 empty] | ETA | D | OLD | 3.2 |  | RHNHPELC | 3 | 0.5 | HOUETARHNHPELCN05_OLDDEXT39
HOUETARHNHPELCN05_OLDDEXT39_D50 | Residential heating technology - Heat pump, Air-to-water - leasing - apartment complex - existing building - distributed MEAN level | HOUELC, HOUAMB | HOUETARHN_OLDD_DMD | MKr20 | 2040 | 1.8151 | 0.26038 | 0.29851 | [5 empty] | ETA | D | OLD | 3.35 |  | RHNHPELC | 3 | 0.5 | HOUETARHNHPELCN05_OLDDEXT39
HOUETARHNHPELCN05_OLDDEXT39_D50 | Residential heating technology - Heat pump, Air-to-water - leasing - apartment complex - existing building - distributed MEAN level | HOUELC, HOUAMB | HOUETARHN_OLDD_DMD | MKr20 | 2050 | 1.6037 | 0.23822 | 0.28571 | [5 empty] | ETA | D | OLD | 3.5 |  | RHNHPELC | 3 | 0.5 | HOUETARHNHPELCN05_OLDDEXT39
HOUETARHNHPELCN05_OLDCEXT39_D50 | Residential heating technology - Heat pump, Air-to-water - leasing - apartment complex - existing building - distributed MEAN level | HOUELC, HOUAMB | HOUETARHN_OLDC_DMD | MKr20 | 2025 | 2.2945 | 0.30975 | 0.32787 | [5 empty] | ETA | C | OLD | 3.05 |  | RHNHPELC | 3 | 0.5 | HOUETARHNHPELCN05_OLDCEXT39
HOUETARHNHPELCN05_OLDCEXT39_D50 | Residential heating technology - Heat pump, Air-to-water - leasing - apartment complex - existing building - distributed MEAN level | HOUELC, HOUAMB | HOUETARHN_OLDC_DMD | MKr20 | 2030 | 2.0266 | 0.28252 | 0.3125 | [5 empty] | ETA | C | OLD | 3.2 |  | RHNHPELC | 3 | 0.5 | HOUETARHNHPELCN05_OLDCEXT39
HOUETARHNHPELCN05_OLDCEXT39_D50 | Residential heating technology - Heat pump, Air-to-water - leasing - apartment complex - existing building - distributed MEAN level | HOUELC, HOUAMB | HOUETARHN_OLDC_DMD | MKr20 | 2040 | 1.8151 | 0.26038 | 0.29851 | [5 empty] | ETA | C | OLD | 3.35 |  | RHNHPELC | 3 | 0.5 | HOUETARHNHPELCN05_OLDCEXT39
HOUETARHNHPELCN05_OLDCEXT39_D50 | Residential heating technology - Heat pump, Air-to-water - leasing - apartment complex - existing building - distributed MEAN level | HOUELC, HOUAMB | HOUETARHN_OLDC_DMD | MKr20 | 2050 | 1.6037 | 0.23822 | 0.28571 | [5 empty] | ETA | C | OLD | 3.5 |  | RHNHPELC | 3 | 0.5 | HOUETARHNHPELCN05_OLDCEXT39
HOUETARHNHPELCN04_OLDIEXT39_D50 | Residential heating technology - Heat pump, Ground source - apartment complex - existing building - distributed MEAN level | HOUELC, HOUAMB | HOUETARHN_OLDI_DMD | MKr20 | 2025 | 4.4169 | 0.049538 | 0.30303 | [5 empty] | ETA | I | OLD | 3.3 |  | RHNHPELC | 3 | 0.5 | HOUETARHNHPELCN04_OLDIEXT39
HOUETARHNHPELCN04_OLDIEXT39_D50 | Residential heating technology - Heat pump, Ground source - apartment complex - existing building - distributed MEAN level | HOUELC, HOUAMB | HOUETARHN_OLDI_DMD | MKr20 | 2030 | 4.0587 | 0.049105 | 0.29412 | [5 empty] | ETA | I | OLD | 3.4 |  | RHNHPELC | 3 | 0.5 | HOUETARHNHPELCN04_OLDIEXT39
HOUETARHNHPELCN04_OLDIEXT39_D50 | Residential heating technology - Heat pump, Ground source - apartment complex - existing building - distributed MEAN level | HOUELC, HOUAMB | HOUETARHN_OLDI_DMD | MKr20 | 2040 | 3.7543 | 0.048108 | 0.28169 | [5 empty] | ETA | I | OLD | 3.55 |  | RHNHPELC | 3 | 0.5 | HOUETARHNHPELCN04_OLDIEXT39
HOUETARHNHPELCN04_OLDIEXT39_D50 | Residential heating technology - Heat pump, Ground source - apartment complex - existing building - distributed MEAN level | HOUELC, HOUAMB | HOUETARHN_OLDI_DMD | MKr20 | 2050 | 3.4499 | 0.047091 | 0.27778 | [5 empty] | ETA | I | OLD | 3.6 |  | RHNHPELC | 3 | 0.5 | HOUETARHNHPELCN04_OLDIEXT39
HOUETARHNHPELCN04_OLDDEXT39_D50 | Residential heating technology - Heat pump, Ground source - apartment complex - existing building - distributed MEAN level | HOUELC, HOUAMB | HOUETARHN_OLDD_DMD | MKr20 | 2025 | 4.4169 | 0.049538 | 0.30303 | [5 empty] | ETA | D | OLD | 3.3 |  | RHNHPELC | 3 | 0.5 | HOUETARHNHPELCN04_OLDDEXT39
HOUETARHNHPELCN04_OLDDEXT39_D50 | Residential heating technology - Heat pump, Ground source - apartment complex - existing building - distributed MEAN level | HOUELC, HOUAMB | HOUETARHN_OLDD_DMD | MKr20 | 2030 | 4.0587 | 0.049105 | 0.29412 | [5 empty] | ETA | D | OLD | 3.4 |  | RHNHPELC | 3 | 0.5 | HOUETARHNHPELCN04_OLDDEXT39
HOUETARHNHPELCN04_OLDDEXT39_D50 | Residential heating technology - Heat pump, Ground source - apartment complex - existing building - distributed MEAN level | HOUELC, HOUAMB | HOUETARHN_OLDD_DMD | MKr20 | 2040 | 3.7543 | 0.048108 | 0.28169 | [5 empty] | ETA | D | OLD | 3.55 |  | RHNHPELC | 3 | 0.5 | HOUETARHNHPELCN04_OLDDEXT39
HOUETARHNHPELCN04_OLDDEXT39_D50 | Residential heating technology - Heat pump, Ground source - apartment complex - existing building - distributed MEAN level | HOUELC, HOUAMB | HOUETARHN_OLDD_DMD | MKr20 | 2050 | 3.4499 | 0.047091 | 0.27778 | [5 empty] | ETA | D | OLD | 3.6 |  | RHNHPELC | 3 | 0.5 | HOUETARHNHPELCN04_OLDDEXT39
HOUETARHNHPELCN04_OLDCEXT39_D50 | Residential heating technology - Heat pump, Ground source - apartment complex - existing building - distributed MEAN level | HOUELC, HOUAMB | HOUETARHN_OLDC_DMD | MKr20 | 2025 | 4.4169 | 0.049538 | 0.30303 | [5 empty] | ETA | C | OLD | 3.3 |  | RHNHPELC | 3 | 0.5 | HOUETARHNHPELCN04_OLDCEXT39
HOUETARHNHPELCN04_OLDCEXT39_D50 | Residential heating technology - Heat pump, Ground source - apartment complex - existing building - distributed MEAN level | HOUELC, HOUAMB | HOUETARHN_OLDC_DMD | MKr20 | 2030 | 4.0587 | 0.049105 | 0.29412 | [5 empty] | ETA | C | OLD | 3.4 |  | RHNHPELC | 3 | 0.5 | HOUETARHNHPELCN04_OLDCEXT39
HOUETARHNHPELCN04_OLDCEXT39_D50 | Residential heating technology - Heat pump, Ground source - apartment complex - existing building - distributed MEAN level | HOUELC, HOUAMB | HOUETARHN_OLDC_DMD | MKr20 | 2040 | 3.7543 | 0.048108 | 0.28169 | [5 empty] | ETA | C | OLD | 3.55 |  | RHNHPELC | 3 | 0.5 | HOUETARHNHPELCN04_OLDCEXT39
HOUETARHNHPELCN04_OLDCEXT39_D50 | Residential heating technology - Heat pump, Ground source - apartment complex - existing building - distributed MEAN level | HOUELC, HOUAMB | HOUETARHN_OLDC_DMD | MKr20 | 2050 | 3.4499 | 0.047091 | 0.27778 | [5 empty] | ETA | C | OLD | 3.6 |  | RHNHPELC | 3 | 0.5 | HOUETARHNHPELCN04_OLDCEXT39
HOUETARHNHPELCN03_OLDIEXT39_D50 | Residential heating technology - Heat pump, Air-to-water - apartment complex - existing building - distributed MEAN level | HOUELC, HOUAMB | HOUETARHN_OLDI_DMD | MKr20 | 2025 | 4.5891 | 0.080295 | 0.32787 | [5 empty] | ETA | I | OLD | 3.05 |  | RHNHPELC | 3 | 0.5 | HOUETARHNHPELCN03_OLDIEXT39
HOUETARHNHPELCN03_OLDIEXT39_D50 | Residential heating technology - Heat pump, Air-to-water - apartment complex - existing building - distributed MEAN level | HOUELC, HOUAMB | HOUETARHN_OLDI_DMD | MKr20 | 2030 | 4.0531 | 0.079862 | 0.3125 | [5 empty] | ETA | I | OLD | 3.2 |  | RHNHPELC | 3 | 0.5 | HOUETARHNHPELCN03_OLDIEXT39
HOUETARHNHPELCN03_OLDIEXT39_D50 | Residential heating technology - Heat pump, Air-to-water - apartment complex - existing building - distributed MEAN level | HOUELC, HOUAMB | HOUETARHN_OLDI_DMD | MKr20 | 2040 | 3.6302 | 0.078865 | 0.29851 | [5 empty] | ETA | I | OLD | 3.35 |  | RHNHPELC | 3 | 0.5 | HOUETARHNHPELCN03_OLDIEXT39
HOUETARHNHPELCN03_OLDIEXT39_D50 | Residential heating technology - Heat pump, Air-to-water - apartment complex - existing building - distributed MEAN level | HOUELC, HOUAMB | HOUETARHN_OLDI_DMD | MKr20 | 2050 | 3.2073 | 0.077848 | 0.28571 | [5 empty] | ETA | I | OLD | 3.5 |  | RHNHPELC | 3 | 0.5 | HOUETARHNHPELCN03_OLDIEXT39
HOUETARHNHPELCN03_OLDDEXT39_D50 | Residential heating technology - Heat pump, Air-to-water - apartment complex - existing building - distributed MEAN level | HOUELC, HOUAMB | HOUETARHN_OLDD_DMD | MKr20 | 2025 | 4.5891 | 0.080295 | 0.32787 | [5 empty] | ETA | D | OLD | 3.05 |  | RHNHPELC | 3 | 0.5 | HOUETARHNHPELCN03_OLDDEXT39
HOUETARHNHPELCN03_OLDDEXT39_D50 | Residential heating technology - Heat pump, Air-to-water - apartment complex - existing building - distributed MEAN level | HOUELC, HOUAMB | HOUETARHN_OLDD_DMD | MKr20 | 2030 | 4.0531 | 0.079862 | 0.3125 | [5 empty] | ETA | D | OLD | 3.2 |  | RHNHPELC | 3 | 0.5 | HOUETARHNHPELCN03_OLDDEXT39
HOUETARHNHPELCN03_OLDDEXT39_D50 | Residential heating technology - Heat pump, Air-to-water - apartment complex - existing building - distributed MEAN level | HOUELC, HOUAMB | HOUETARHN_OLDD_DMD | MKr20 | 2040 | 3.6302 | 0.078865 | 0.29851 | [5 empty] | ETA | D | OLD | 3.35 |  | RHNHPELC | 3 | 0.5 | HOUETARHNHPELCN03_OLDDEXT39
HOUETARHNHPELCN03_OLDDEXT39_D50 | Residential heating technology - Heat pump, Air-to-water - apartment complex - existing building - distributed MEAN level | HOUELC, HOUAMB | HOUETARHN_OLDD_DMD | MKr20 | 2050 | 3.2073 | 0.077848 | 0.28571 | [5 empty] | ETA | D | OLD | 3.5 |  | RHNHPELC | 3 | 0.5 | HOUETARHNHPELCN03_OLDDEXT39
HOUETARHNHPELCN03_OLDCEXT39_D50 | Residential heating technology - Heat pump, Air-to-water - apartment complex - existing building - distributed MEAN level | HOUELC, HOUAMB | HOUETARHN_OLDC_DMD | MKr20 | 2025 | 4.5891 | 0.080295 | 0.32787 | [5 empty] | ETA | C | OLD | 3.05 |  | RHNHPELC | 3 | 0.5 | HOUETARHNHPELCN03_OLDCEXT39
HOUETARHNHPELCN03_OLDCEXT39_D50 | Residential heating technology - Heat pump, Air-to-water - apartment complex - existing building - distributed MEAN level | HOUELC, HOUAMB | HOUETARHN_OLDC_DMD | MKr20 | 2030 | 4.0531 | 0.079862 | 0.3125 | [5 empty] | ETA | C | OLD | 3.2 |  | RHNHPELC | 3 | 0.5 | HOUETARHNHPELCN03_OLDCEXT39
HOUETARHNHPELCN03_OLDCEXT39_D50 | Residential heating technology - Heat pump, Air-to-water - apartment complex - existing building - distributed MEAN level | HOUELC, HOUAMB | HOUETARHN_OLDC_DMD | MKr20 | 2040 | 3.6302 | 0.078865 | 0.29851 | [5 empty] | ETA | C | OLD | 3.35 |  | RHNHPELC | 3 | 0.5 | HOUETARHNHPELCN03_OLDCEXT39
HOUETARHNHPELCN03_OLDCEXT39_D50 | Residential heating technology - Heat pump, Air-to-water - apartment complex - existing building - distributed MEAN level | HOUELC, HOUAMB | HOUETARHN_OLDC_DMD | MKr20 | 2050 | 3.2073 | 0.077848 | 0.28571 | [5 empty] | ETA | C | OLD | 3.5 |  | RHNHPELC | 3 | 0.5 | HOUETARHNHPELCN03_OLDCEXT39
HOUETARHNHPELCN02_OLDIEXT39_D50 | Residential heating technology - Heat pump, Air-to-air - single-family house - existing building - distributed MEAN level | HOUELC, HOUAMB | HOUETARHN_OLDI_DMD | MKr20 | 2025 | 1.8986 | 0.11707 | 0.19608 | [5 empty] | ETA | I | OLD | 5.1 |  | RHNHPELC | 3 | 0.5 | HOUETARHNHPELCN02_OLDIEXT39
HOUETARHNHPELCN02_OLDIEXT39_D50 | Residential heating technology - Heat pump, Air-to-air - single-family house - existing building - distributed MEAN level | HOUELC, HOUAMB | HOUETARHN_OLDI_DMD | MKr20 | 2030 | 1.851 | 0.11491 | 0.18868 | [5 empty] | ETA | I | OLD | 5.3 |  | RHNHPELC | 3 | 0.5 | HOUETARHNHPELCN02_OLDIEXT39
HOUETARHNHPELCN02_OLDIEXT39_D50 | Residential heating technology - Heat pump, Air-to-air - single-family house - existing building - distributed MEAN level | HOUELC, HOUAMB | HOUETARHN_OLDI_DMD | MKr20 | 2040 | 1.7627 | 0.11089 | 0.18182 | [5 empty] | ETA | I | OLD | 5.5 |  | RHNHPELC | 3 | 0.5 | HOUETARHNHPELCN02_OLDIEXT39
HOUETARHNHPELCN02_OLDIEXT39_D50 | Residential heating technology - Heat pump, Air-to-air - single-family house - existing building - distributed MEAN level | HOUELC, HOUAMB | HOUETARHN_OLDI_DMD | MKr20 | 2050 | 1.6744 | 0.10688 | 0.17857 | [5 empty] | ETA | I | OLD | 5.6 |  | RHNHPELC | 3 | 0.5 | HOUETARHNHPELCN02_OLDIEXT39
HOUETARHNHPELCN02_OLDDEXT39_D50 | Residential heating technology - Heat pump, Air-to-air - single-family house - existing building - distributed MEAN level | HOUELC, HOUAMB | HOUETARHN_OLDD_DMD | MKr20 | 2025 | 1.8986 | 0.11707 | 0.19608 | [5 empty] | ETA | D | OLD | 5.1 |  | RHNHPELC | 3 | 0.5 | HOUETARHNHPELCN02_OLDDEXT39
HOUETARHNHPELCN02_OLDDEXT39_D50 | Residential heating technology - Heat pump, Air-to-air - single-family house - existing building - distributed MEAN level | HOUELC, HOUAMB | HOUETARHN_OLDD_DMD | MKr20 | 2030 | 1.851 | 0.11491 | 0.18868 | [5 empty] | ETA | D | OLD | 5.3 |  | RHNHPELC | 3 | 0.5 | HOUETARHNHPELCN02_OLDDEXT39
HOUETARHNHPELCN02_OLDDEXT39_D50 | Residential heating technology - Heat pump, Air-to-air - single-family house - existing building - distributed MEAN level | HOUELC, HOUAMB | HOUETARHN_OLDD_DMD | MKr20 | 2040 | 1.7627 | 0.11089 | 0.18182 | [5 empty] | ETA | D | OLD | 5.5 |  | RHNHPELC | 3 | 0.5 | HOUETARHNHPELCN02_OLDDEXT39
HOUETARHNHPELCN02_OLDDEXT39_D50 | Residential heating technology - Heat pump, Air-to-air - single-family house - existing building - distributed MEAN level | HOUELC, HOUAMB | HOUETARHN_OLDD_DMD | MKr20 | 2050 | 1.6744 | 0.10688 | 0.17857 | [5 empty] | ETA | D | OLD | 5.6 |  | RHNHPELC | 3 | 0.5 | HOUETARHNHPELCN02_OLDDEXT39
HOUETARHNHPELCN02_OLDCEXT39_D50 | Residential heating technology - Heat pump, Air-to-air - single-family house - existing building - distributed MEAN level | HOUELC, HOUAMB | HOUETARHN_OLDC_DMD | MKr20 | 2025 | 1.8986 | 0.11707 | 0.19608 | [5 empty] | ETA | C | OLD | 5.1 |  | RHNHPELC | 3 | 0.5 | HOUETARHNHPELCN02_OLDCEXT39
HOUETARHNHPELCN02_OLDCEXT39_D50 | Residential heating technology - Heat pump, Air-to-air - single-family house - existing building - distributed MEAN level | HOUELC, HOUAMB | HOUETARHN_OLDC_DMD | MKr20 | 2030 | 1.851 | 0.11491 | 0.18868 | [5 empty] | ETA | C | OLD | 5.3 |  | RHNHPELC | 3 | 0.5 | HOUETARHNHPELCN02_OLDCEXT39
HOUETARHNHPELCN02_OLDCEXT39_D50 | Residential heating technology - Heat pump, Air-to-air - single-family house - existing building - distributed MEAN level | HOUELC, HOUAMB | HOUETARHN_OLDC_DMD | MKr20 | 2040 | 1.7627 | 0.11089 | 0.18182 | [5 empty] | ETA | C | OLD | 5.5 |  | RHNHPELC | 3 | 0.5 | HOUETARHNHPELCN02_OLDCEXT39
HOUETARHNHPELCN02_OLDCEXT39_D50 | Residential heating technology - Heat pump, Air-to-air - single-family house - existing building - distributed MEAN level | HOUELC, HOUAMB | HOUETARHN_OLDC_DMD | MKr20 | 2050 | 1.6744 | 0.10688 | 0.17857 | [5 empty] | ETA | C | OLD | 5.6 |  | RHNHPELC | 3 | 0.5 | HOUETARHNHPELCN02_OLDCEXT39
HOUETARHNDIFIWN01_OLDIEXT39_D50 | Residential heating technology - Wood stove without water tank, wood logs - apartment complex - existing building - distributed MEAN level | HOUFIW | HOUETARHN_OLDI_DMD | MKr20 | 2025 | 3.6619 | 0.26338 |  | 25 | 25.2 | 90 | 100 | 4 | ETA | I | OLD |  |  | RHNDIFIW | 3 | 0.5 | HOUETARHNDIFIWN01_OLDIEXT39
HOUETARHNDIFIWN01_OLDIEXT39_D50 | Residential heating technology - Wood stove without water tank, wood logs - apartment complex - existing building - distributed MEAN level | HOUFIW | HOUETARHN_OLDI_DMD | MKr20 | 2030 | 6.5187 | 0.37284 |  | 25 | 21.6 | 90 | 100 | 4 | ETA | I | OLD |  |  | RHNDIFIW | 3 | 0.5 | HOUETARHNDIFIWN01_OLDIEXT39
HOUETARHNDIFIWN01_OLDIEXT39_D50 | Residential heating technology - Wood stove without water tank, wood logs - apartment complex - existing building - distributed MEAN level | HOUFIW | HOUETARHN_OLDI_DMD | MKr20 | 2040 | 6.2 | 0.36398 |  | 25 | 18 | 90 | 100 | 4 | ETA | I | OLD |  |  | RHNDIFIW | 3 | 0.5 | HOUETARHNDIFIWN01_OLDIEXT39
HOUETARHNDIFIWN01_OLDIEXT39_D50 | Residential heating technology - Wood stove without water tank, wood logs - apartment complex - existing building - distributed MEAN level | HOUFIW | HOUETARHN_OLDI_DMD | MKr20 | 2050 | 5.8969 | 0.35511 |  | 25 | 18 | 90 | 100 | 4 | ETA | I | OLD |  |  | RHNDIFIW | 3 | 0.5 | HOUETARHNDIFIWN01_OLDIEXT39
HOUETARHNDIFIWN01_OLDDEXT39_D50 | Residential heating technology - Wood stove without water tank, wood logs - apartment complex - existing building - distributed MEAN level | HOUFIW | HOUETARHN_OLDD_DMD | MKr20 | 2025 | 3.6619 | 0.26338 |  | 25 | 25.2 | 90 | 100 | 4 | ETA | D | OLD |  |  | RHNDIFIW | 3 | 0.5 | HOUETARHNDIFIWN01_OLDDEXT39
HOUETARHNDIFIWN01_OLDDEXT39_D50 | Residential heating technology - Wood stove without water tank, wood logs - apartment complex - existing building - distributed MEAN level | HOUFIW | HOUETARHN_OLDD_DMD | MKr20 | 2030 | 6.5187 | 0.37284 |  | 25 | 21.6 | 90 | 100 | 4 | ETA | D | OLD |  |  | RHNDIFIW | 3 | 0.5 | HOUETARHNDIFIWN01_OLDDEXT39
HOUETARHNDIFIWN01_OLDDEXT39_D50 | Residential heating technology - Wood stove without water tank, wood logs - apartment complex - existing building - distributed MEAN level | HOUFIW | HOUETARHN_OLDD_DMD | MKr20 | 2040 | 6.2 | 0.36398 |  | 25 | 18 | 90 | 100 | 4 | ETA | D | OLD |  |  | RHNDIFIW | 3 | 0.5 | HOUETARHNDIFIWN01_OLDDEXT39
HOUETARHNDIFIWN01_OLDDEXT39_D50 | Residential heating technology - Wood stove without water tank, wood logs - apartment complex - existing building - distributed MEAN level | HOUFIW | HOUETARHN_OLDD_DMD | MKr20 | 2050 | 5.8969 | 0.35511 |  | 25 | 18 | 90 | 100 | 4 | ETA | D | OLD |  |  | RHNDIFIW | 3 | 0.5 | HOUETARHNDIFIWN01_OLDDEXT39
HOUETARHNDIFIWN01_OLDCEXT39_D50 | Residential heating technology - Wood stove without water tank, wood logs - apartment complex - existing building - distributed MEAN level | HOUFIW | HOUETARHN_OLDC_DMD | MKr20 | 2025 | 3.6619 | 0.26338 |  | 25 | 25.2 | 90 | 100 | 4 | ETA | C | OLD |  |  | RHNDIFIW | 3 | 0.5 | HOUETARHNDIFIWN01_OLDCEXT39
HOUETARHNDIFIWN01_OLDCEXT39_D50 | Residential heating technology - Wood stove without water tank, wood logs - apartment complex - existing building - distributed MEAN level | HOUFIW | HOUETARHN_OLDC_DMD | MKr20 | 2030 | 6.5187 | 0.37284 |  | 25 | 21.6 | 90 | 100 | 4 | ETA | C | OLD |  |  | RHNDIFIW | 3 | 0.5 | HOUETARHNDIFIWN01_OLDCEXT39
HOUETARHNDIFIWN01_OLDCEXT39_D50 | Residential heating technology - Wood stove without water tank, wood logs - apartment complex - existing building - distributed MEAN level | HOUFIW | HOUETARHN_OLDC_DMD | MKr20 | 2040 | 6.2 | 0.36398 |  | 25 | 18 | 90 | 100 | 4 | ETA | C | OLD |  |  | RHNDIFIW | 3 | 0.5 | HOUETARHNDIFIWN01_OLDCEXT39
HOUETARHNDIFIWN01_OLDCEXT39_D50 | Residential heating technology - Wood stove without water tank, wood logs - apartment complex - existing building - distributed MEAN level | HOUFIW | HOUETARHN_OLDC_DMD | MKr20 | 2050 | 5.8969 | 0.35511 |  | 25 | 18 | 90 | 100 | 4 | ETA | C | OLD |  |  | RHNDIFIW | 3 | 0.5 | HOUETARHNDIFIWN01_OLDCEXT39
HOUETARHNDIELCN06_OLDIEXT39_D50 | Residential heating technology - Electric heating - electric panel from Bauhaus - apartment complex - new building - distributed MEAN level | HOUELC | HOUETARHN_OLDI_DMD | MKr20 | 2025 | 0.55 | 0 | [6 empty] | ETA | I | OLD |  |  | RHNDIELC | 3 | 0.5 | HOUETARHNDIELCN06_OLDIEXT39
HOUETARHNDIELCN06_OLDIEXT39_D50 | Residential heating technology - Electric heating - electric panel from Bauhaus - apartment complex - new building - distributed MEAN level | HOUELC | HOUETARHN_OLDI_DMD | MKr20 | 2030 | 0.55 | 0 | [6 empty] | ETA | I | OLD |  |  | RHNDIELC | 3 | 0.5 | HOUETARHNDIELCN06_OLDIEXT39
HOUETARHNDIELCN06_OLDIEXT39_D50 | Residential heating technology - Electric heating - electric panel from Bauhaus - apartment complex - new building - distributed MEAN level | HOUELC | HOUETARHN_OLDI_DMD | MKr20 | 2040 | 0.55 | 0 | [6 empty] | ETA | I | OLD |  |  | RHNDIELC | 3 | 0.5 | HOUETARHNDIELCN06_OLDIEXT39
HOUETARHNDIELCN06_OLDIEXT39_D50 | Residential heating technology - Electric heating - electric panel from Bauhaus - apartment complex - new building - distributed MEAN level | HOUELC | HOUETARHN_OLDI_DMD | MKr20 | 2050 | 0.55 | 0 | [6 empty] | ETA | I | OLD |  |  | RHNDIELC | 3 | 0.5 | HOUETARHNDIELCN06_OLDIEXT39
HOUETARHNDIELCN06_OLDDEXT39_D50 | Residential heating technology - Electric heating - electric panel from Bauhaus - apartment complex - new building - distributed MEAN level | HOUELC | HOUETARHN_OLDD_DMD | MKr20 | 2025 | 0.55 | 0 | [6 empty] | ETA | D | OLD |  |  | RHNDIELC | 3 | 0.5 | HOUETARHNDIELCN06_OLDDEXT39
HOUETARHNDIELCN06_OLDDEXT39_D50 | Residential heating technology - Electric heating - electric panel from Bauhaus - apartment complex - new building - distributed MEAN level | HOUELC | HOUETARHN_OLDD_DMD | MKr20 | 2030 | 0.55 | 0 | [6 empty] | ETA | D | OLD |  |  | RHNDIELC | 3 | 0.5 | HOUETARHNDIELCN06_OLDDEXT39
HOUETARHNDIELCN06_OLDDEXT39_D50 | Residential heating technology - Electric heating - electric panel from Bauhaus - apartment complex - new building - distributed MEAN level | HOUELC | HOUETARHN_OLDD_DMD | MKr20 | 2040 | 0.55 | 0 | [6 empty] | ETA | D | OLD |  |  | RHNDIELC | 3 | 0.5 | HOUETARHNDIELCN06_OLDDEXT39
HOUETARHNDIELCN06_OLDDEXT39_D50 | Residential heating technology - Electric heating - electric panel from Bauhaus - apartment complex - new building - distributed MEAN level | HOUELC | HOUETARHN_OLDD_DMD | MKr20 | 2050 | 0.55 | 0 | [6 empty] | ETA | D | OLD |  |  | RHNDIELC | 3 | 0.5 | HOUETARHNDIELCN06_OLDDEXT39
HOUETARHNDIELCN06_OLDCEXT39_D50 | Residential heating technology - Electric heating - electric panel from Bauhaus - apartment complex - new building - distributed MEAN level | HOUELC | HOUETARHN_OLDC_DMD | MKr20 | 2025 | 0.55 | 0 | [6 empty] | ETA | C | OLD |  |  | RHNDIELC | 3 | 0.5 | HOUETARHNDIELCN06_OLDCEXT39
HOUETARHNDIELCN06_OLDCEXT39_D50 | Residential heating technology - Electric heating - electric panel from Bauhaus - apartment complex - new building - distributed MEAN level | HOUELC | HOUETARHN_OLDC_DMD | MKr20 | 2030 | 0.55 | 0 | [6 empty] | ETA | C | OLD |  |  | RHNDIELC | 3 | 0.5 | HOUETARHNDIELCN06_OLDCEXT39
HOUETARHNDIELCN06_OLDCEXT39_D50 | Residential heating technology - Electric heating - electric panel from Bauhaus - apartment complex - new building - distributed MEAN level | HOUELC | HOUETARHN_OLDC_DMD | MKr20 | 2040 | 0.55 | 0 | [6 empty] | ETA | C | OLD |  |  | RHNDIELC | 3 | 0.5 | HOUETARHNDIELCN06_OLDCEXT39
HOUETARHNDIELCN06_OLDCEXT39_D50 | Residential heating technology - Electric heating - electric panel from Bauhaus - apartment complex - new building - distributed MEAN level | HOUELC | HOUETARHN_OLDC_DMD | MKr20 | 2050 | 0.55 | 0 | [6 empty] | ETA | C | OLD |  |  | RHNDIELC | 3 | 0.5 | HOUETARHNDIELCN06_OLDCEXT39
HOUETARHNDIELCN01_OLDIEXT39_D50 | Residential heating technology - Electric heating - apartment complex - new building - distributed MEAN level | HOUELC | HOUETARHN_OLDI_DMD | MKr20 | 2025 | 4.9819 | 0.0021884 | [6 empty] | ETA | I | OLD |  |  | RHNDIELC | 3 | 0.5 | HOUETARHNDIELCN01_OLDIEXT39
HOUETARHNDIELCN01_OLDIEXT39_D50 | Residential heating technology - Electric heating - apartment complex - new building - distributed MEAN level | HOUELC | HOUETARHN_OLDI_DMD | MKr20 | 2030 | 4.8586 | 0.0021419 | [6 empty] | ETA | I | OLD |  |  | RHNDIELC | 3 | 0.5 | HOUETARHNDIELCN01_OLDIEXT39
HOUETARHNDIELCN01_OLDIEXT39_D50 | Residential heating technology - Electric heating - apartment complex - new building - distributed MEAN level | HOUELC | HOUETARHN_OLDI_DMD | MKr20 | 2040 | 4.6211 | 0.0020487 | [6 empty] | ETA | I | OLD |  |  | RHNDIELC | 3 | 0.5 | HOUETARHNDIELCN01_OLDIEXT39
HOUETARHNDIELCN01_OLDIEXT39_D50 | Residential heating technology - Electric heating - apartment complex - new building - distributed MEAN level | HOUELC | HOUETARHN_OLDI_DMD | MKr20 | 2050 | 4.3952 | 0.0019556 | [6 empty] | ETA | I | OLD |  |  | RHNDIELC | 3 | 0.5 | HOUETARHNDIELCN01_OLDIEXT39
HOUETARHNDIELCN01_OLDDEXT39_D50 | Residential heating technology - Electric heating - apartment complex - new building - distributed MEAN level | HOUELC | HOUETARHN_OLDD_DMD | MKr20 | 2025 | 4.9819 | 0.0021884 | [6 empty] | ETA | D | OLD |  |  | RHNDIELC | 3 | 0.5 | HOUETARHNDIELCN01_OLDDEXT39
HOUETARHNDIELCN01_OLDDEXT39_D50 | Residential heating technology - Electric heating - apartment complex - new building - distributed MEAN level | HOUELC | HOUETARHN_OLDD_DMD | MKr20 | 2030 | 4.8586 | 0.0021419 | [6 empty] | ETA | D | OLD |  |  | RHNDIELC | 3 | 0.5 | HOUETARHNDIELCN01_OLDDEXT39
HOUETARHNDIELCN01_OLDDEXT39_D50 | Residential heating technology - Electric heating - apartment complex - new building - distributed MEAN level | HOUELC | HOUETARHN_OLDD_DMD | MKr20 | 2040 | 4.6211 | 0.0020487 | [6 empty] | ETA | D | OLD |  |  | RHNDIELC | 3 | 0.5 | HOUETARHNDIELCN01_OLDDEXT39
HOUETARHNDIELCN01_OLDDEXT39_D50 | Residential heating technology - Electric heating - apartment complex - new building - distributed MEAN level | HOUELC | HOUETARHN_OLDD_DMD | MKr20 | 2050 | 4.3952 | 0.0019556 | [6 empty] | ETA | D | OLD |  |  | RHNDIELC | 3 | 0.5 | HOUETARHNDIELCN01_OLDDEXT39
HOUETARHNDIELCN01_OLDCEXT39_D50 | Residential heating technology - Electric heating - apartment complex - new building - distributed MEAN level | HOUELC | HOUETARHN_OLDC_DMD | MKr20 | 2025 | 4.9819 | 0.0021884 | [6 empty] | ETA | C | OLD |  |  | RHNDIELC | 3 | 0.5 | HOUETARHNDIELCN01_OLDCEXT39
HOUETARHNDIELCN01_OLDCEXT39_D50 | Residential heating technology - Electric heating - apartment complex - new building - distributed MEAN level | HOUELC | HOUETARHN_OLDC_DMD | MKr20 | 2030 | 4.8586 | 0.0021419 | [6 empty] | ETA | C | OLD |  |  | RHNDIELC | 3 | 0.5 | HOUETARHNDIELCN01_OLDCEXT39
HOUETARHNDIELCN01_OLDCEXT39_D50 | Residential heating technology - Electric heating - apartment complex - new building - distributed MEAN level | HOUELC | HOUETARHN_OLDC_DMD | MKr20 | 2040 | 4.6211 | 0.0020487 | [6 empty] | ETA | C | OLD |  |  | RHNDIELC | 3 | 0.5 | HOUETARHNDIELCN01_OLDCEXT39
HOUETARHNDIELCN01_OLDCEXT39_D50 | Residential heating technology - Electric heating - apartment complex - new building - distributed MEAN level | HOUELC | HOUETARHN_OLDC_DMD | MKr20 | 2050 | 4.3952 | 0.0019556 | [6 empty] | ETA | C | OLD |  |  | RHNDIELC | 3 | 0.5 | HOUETARHNDIELCN01_OLDCEXT39
HOUETARHNBHWPEN01_OLDIEXT39_D50 | Residential heating technology - Biomass boiler, automatic stoking , wood pellets or wood chips - apartment complex - existing building - distributed MEAN level | HOUWPE | HOUETARHN_OLDI_DMD | MKr20 | 2025 | 1.5984 | 0.027765 |  | 25 | 14 | 60 | 2 | 4 | ETA | I | OLD |  |  | RHNBHWPE | 3 | 0.5 | HOUETARHNBHWPEN01_OLDIEXT39
HOUETARHNBHWPEN01_OLDIEXT39_D50 | Residential heating technology - Biomass boiler, automatic stoking , wood pellets or wood chips - apartment complex - existing building - distributed MEAN level | HOUWPE | HOUETARHN_OLDI_DMD | MKr20 | 2030 | 1.5589 | 0.027889 |  | 25 | 11 | 50 | 1 | 4 | ETA | I | OLD |  |  | RHNBHWPE | 3 | 0.5 | HOUETARHNBHWPEN01_OLDIEXT39
HOUETARHNBHWPEN01_OLDIEXT39_D50 | Residential heating technology - Biomass boiler, automatic stoking , wood pellets or wood chips - apartment complex - existing building - distributed MEAN level | HOUWPE | HOUETARHN_OLDI_DMD | MKr20 | 2040 | 1.4827 | 0.026999 |  | 25 | 9 | 45 | 1 | 4 | ETA | I | OLD |  |  | RHNBHWPE | 3 | 0.5 | HOUETARHNBHWPEN01_OLDIEXT39
HOUETARHNBHWPEN01_OLDIEXT39_D50 | Residential heating technology - Biomass boiler, automatic stoking , wood pellets or wood chips - apartment complex - existing building - distributed MEAN level | HOUWPE | HOUETARHN_OLDI_DMD | MKr20 | 2050 | 1.4102 | 0.025837 |  | 25 | 9 | 40 | 0 | 4 | ETA | I | OLD |  |  | RHNBHWPE | 3 | 0.5 | HOUETARHNBHWPEN01_OLDIEXT39
HOUETARHNBHWPEN01_OLDDEXT39_D50 | Residential heating technology - Biomass boiler, automatic stoking , wood pellets or wood chips - apartment complex - existing building - distributed MEAN level | HOUWPE | HOUETARHN_OLDD_DMD | MKr20 | 2025 | 1.5984 | 0.027765 |  | 25 | 14 | 60 | 2 | 4 | ETA | D | OLD |  |  | RHNBHWPE | 3 | 0.5 | HOUETARHNBHWPEN01_OLDDEXT39
HOUETARHNBHWPEN01_OLDDEXT39_D50 | Residential heating technology - Biomass boiler, automatic stoking , wood pellets or wood chips - apartment complex - existing building - distributed MEAN level | HOUWPE | HOUETARHN_OLDD_DMD | MKr20 | 2030 | 1.5589 | 0.027889 |  | 25 | 11 | 50 | 1 | 4 | ETA | D | OLD |  |  | RHNBHWPE | 3 | 0.5 | HOUETARHNBHWPEN01_OLDDEXT39
HOUETARHNBHWPEN01_OLDDEXT39_D50 | Residential heating technology - Biomass boiler, automatic stoking , wood pellets or wood chips - apartment complex - existing building - distributed MEAN level | HOUWPE | HOUETARHN_OLDD_DMD | MKr20 | 2040 | 1.4827 | 0.026999 |  | 25 | 9 | 45 | 1 | 4 | ETA | D | OLD |  |  | RHNBHWPE | 3 | 0.5 | HOUETARHNBHWPEN01_OLDDEXT39
HOUETARHNBHWPEN01_OLDDEXT39_D50 | Residential heating technology - Biomass boiler, automatic stoking , wood pellets or wood chips - apartment complex - existing building - distributed MEAN level | HOUWPE | HOUETARHN_OLDD_DMD | MKr20 | 2050 | 1.4102 | 0.025837 |  | 25 | 9 | 40 | 0 | 4 | ETA | D | OLD |  |  | RHNBHWPE | 3 | 0.5 | HOUETARHNBHWPEN01_OLDDEXT39
HOUETARHNBHWPEN01_OLDCEXT39_D50 | Residential heating technology - Biomass boiler, automatic stoking , wood pellets or wood chips - apartment complex - existing building - distributed MEAN level | HOUWPE | HOUETARHN_OLDC_DMD | MKr20 | 2025 | 1.5984 | 0.027765 |  | 25 | 14 | 60 | 2 | 4 | ETA | C | OLD |  |  | RHNBHWPE | 3 | 0.5 | HOUETARHNBHWPEN01_OLDCEXT39
HOUETARHNBHWPEN01_OLDCEXT39_D50 | Residential heating technology - Biomass boiler, automatic stoking , wood pellets or wood chips - apartment complex - existing building - distributed MEAN level | HOUWPE | HOUETARHN_OLDC_DMD | MKr20 | 2030 | 1.5589 | 0.027889 |  | 25 | 11 | 50 | 1 | 4 | ETA | C | OLD |  |  | RHNBHWPE | 3 | 0.5 | HOUETARHNBHWPEN01_OLDCEXT39
HOUETARHNBHWPEN01_OLDCEXT39_D50 | Residential heating technology - Biomass boiler, automatic stoking , wood pellets or wood chips - apartment complex - existing building - distributed MEAN level | HOUWPE | HOUETARHN_OLDC_DMD | MKr20 | 2040 | 1.4827 | 0.026999 |  | 25 | 9 | 45 | 1 | 4 | ETA | C | OLD |  |  | RHNBHWPE | 3 | 0.5 | HOUETARHNBHWPEN01_OLDCEXT39
HOUETARHNBHWPEN01_OLDCEXT39_D50 | Residential heating technology - Biomass boiler, automatic stoking , wood pellets or wood chips - apartment complex - existing building - distributed MEAN level | HOUWPE | HOUETARHN_OLDC_DMD | MKr20 | 2050 | 1.4102 | 0.025837 |  | 25 | 9 | 40 | 0 | 4 | ETA | C | OLD |  |  | RHNBHWPE | 3 | 0.5 | HOUETARHNBHWPEN01_OLDCEXT39
HOUETARHNBHSOLN01_OLDIEXT39_D50 | Residential heating technology - Solar heating system - apartment complex - existing building - distributed MEAN level | HOUSOL | HOUETARHN_OLDI_DMD | MKr20 | 2025 | 4.1241 | 0.023521 | [6 empty] | ETA | I | OLD |  |  | RHNBHSOL | 3 | 0.5 | HOUETARHNBHSOLN01_OLDIEXT39
HOUETARHNBHSOLN01_OLDIEXT39_D50 | Residential heating technology - Solar heating system - apartment complex - existing building - distributed MEAN level | HOUSOL | HOUETARHN_OLDI_DMD | MKr20 | 2030 | 3.9379 | 0.024026 | [6 empty] | ETA | I | OLD |  |  | RHNBHSOL | 3 | 0.5 | HOUETARHNBHSOLN01_OLDIEXT39
HOUETARHNBHSOLN01_OLDIEXT39_D50 | Residential heating technology - Solar heating system - apartment complex - existing building - distributed MEAN level | HOUSOL | HOUETARHN_OLDI_DMD | MKr20 | 2040 | 3.7516 | 0.023374 | [6 empty] | ETA | I | OLD |  |  | RHNBHSOL | 3 | 0.5 | HOUETARHNBHSOLN01_OLDIEXT39
HOUETARHNBHSOLN01_OLDIEXT39_D50 | Residential heating technology - Solar heating system - apartment complex - existing building - distributed MEAN level | HOUSOL | HOUETARHN_OLDI_DMD | MKr20 | 2050 | 3.5654 | 0.02219 | [6 empty] | ETA | I | OLD |  |  | RHNBHSOL | 3 | 0.5 | HOUETARHNBHSOLN01_OLDIEXT39
HOUETARHNBHSOLN01_OLDDEXT39_D50 | Residential heating technology - Solar heating system - apartment complex - existing building - distributed MEAN level | HOUSOL | HOUETARHN_OLDD_DMD | MKr20 | 2025 | 4.1241 | 0.023521 | [6 empty] | ETA | D | OLD |  |  | RHNBHSOL | 3 | 0.5 | HOUETARHNBHSOLN01_OLDDEXT39
HOUETARHNBHSOLN01_OLDDEXT39_D50 | Residential heating technology - Solar heating system - apartment complex - existing building - distributed MEAN level | HOUSOL | HOUETARHN_OLDD_DMD | MKr20 | 2030 | 3.9379 | 0.024026 | [6 empty] | ETA | D | OLD |  |  | RHNBHSOL | 3 | 0.5 | HOUETARHNBHSOLN01_OLDDEXT39
HOUETARHNBHSOLN01_OLDDEXT39_D50 | Residential heating technology - Solar heating system - apartment complex - existing building - distributed MEAN level | HOUSOL | HOUETARHN_OLDD_DMD | MKr20 | 2040 | 3.7516 | 0.023374 | [6 empty] | ETA | D | OLD |  |  | RHNBHSOL | 3 | 0.5 | HOUETARHNBHSOLN01_OLDDEXT39
HOUETARHNBHSOLN01_OLDDEXT39_D50 | Residential heating technology - Solar heating system - apartment complex - existing building - distributed MEAN level | HOUSOL | HOUETARHN_OLDD_DMD | MKr20 | 2050 | 3.5654 | 0.02219 | [6 empty] | ETA | D | OLD |  |  | RHNBHSOL | 3 | 0.5 | HOUETARHNBHSOLN01_OLDDEXT39
HOUETARHNBHSOLN01_OLDCEXT39_D50 | Residential heating technology - Solar heating system - apartment complex - existing building - distributed MEAN level | HOUSOL | HOUETARHN_OLDC_DMD | MKr20 | 2025 | 4.1241 | 0.023521 | [6 empty] | ETA | C | OLD |  |  | RHNBHSOL | 3 | 0.5 | HOUETARHNBHSOLN01_OLDCEXT39
HOUETARHNBHSOLN01_OLDCEXT39_D50 | Residential heating technology - Solar heating system - apartment complex - existing building - distributed MEAN level | HOUSOL | HOUETARHN_OLDC_DMD | MKr20 | 2030 | 3.9379 | 0.024026 | [6 empty] | ETA | C | OLD |  |  | RHNBHSOL | 3 | 0.5 | HOUETARHNBHSOLN01_OLDCEXT39
HOUETARHNBHSOLN01_OLDCEXT39_D50 | Residential heating technology - Solar heating system - apartment complex - existing building - distributed MEAN level | HOUSOL | HOUETARHN_OLDC_DMD | MKr20 | 2040 | 3.7516 | 0.023374 | [6 empty] | ETA | C | OLD |  |  | RHNBHSOL | 3 | 0.5 | HOUETARHNBHSOLN01_OLDCEXT39
HOUETARHNBHSOLN01_OLDCEXT39_D50 | Residential heating technology - Solar heating system - apartment complex - existing building - distributed MEAN level | HOUSOL | HOUETARHN_OLDC_DMD | MKr20 | 2050 | 3.5654 | 0.02219 | [6 empty] | ETA | C | OLD |  |  | RHNBHSOL | 3 | 0.5 | HOUETARHNBHSOLN01_OLDCEXT39
HOUETARHNBHOILN01_OLDIEXT39_D50 | Residential heating technology - Oil boiler (mineral oil fired, < 10 % FAME) - apartment complex - existing building - distributed MEAN level | HOUOIL, HOUDSB, HOUDSE | HOUETARHN_OLDI_DMD | MKr20 | 2025 | 0.59219 | 0.019423 |  | 6.7 | 5 | 52 | 0 | 0 | ETA | I | OLD |  |  | RHNBHOIL | 3 | 0.5 | HOUETARHNBHOILN01_OLDIEXT39
HOUETARHNBHOILN01_OLDIEXT39_D50 | Residential heating technology - Oil boiler (mineral oil fired, < 10 % FAME) - apartment complex - existing building - distributed MEAN level | HOUOIL, HOUDSB, HOUDSE | HOUETARHN_OLDI_DMD | MKr20 | 2030 | 0.57753 | 0.019704 |  | 6.7 | 5 | 52 | 0 | 0 | ETA | I | OLD |  |  | RHNBHOIL | 3 | 0.5 | HOUETARHNBHOILN01_OLDIEXT39
HOUETARHNBHOILN01_OLDIEXT39_D50 | Residential heating technology - Oil boiler (mineral oil fired, < 10 % FAME) - apartment complex - existing building - distributed MEAN level | HOUOIL, HOUDSB, HOUDSE | HOUETARHN_OLDI_DMD | MKr20 | 2040 | 0.5493 | 0.019885 |  | 6.7 | 5 | 52 | 0 | 0 | ETA | I | OLD |  |  | RHNBHOIL | 3 | 0.5 | HOUETARHNBHOILN01_OLDIEXT39
HOUETARHNBHOILN01_OLDIEXT39_D50 | Residential heating technology - Oil boiler (mineral oil fired, < 10 % FAME) - apartment complex - existing building - distributed MEAN level | HOUOIL, HOUDSB, HOUDSE | HOUETARHN_OLDI_DMD | MKr20 | 2050 | 0.52244 | 0.02005 |  | 6.7 | 5 | 52 | 0 | 0 | ETA | I | OLD |  |  | RHNBHOIL | 3 | 0.5 | HOUETARHNBHOILN01_OLDIEXT39
HOUETARHNBHOILN01_OLDDEXT39_D50 | Residential heating technology - Oil boiler (mineral oil fired, < 10 % FAME) - apartment complex - existing building - distributed MEAN level | HOUOIL, HOUDSB, HOUDSE | HOUETARHN_OLDD_DMD | MKr20 | 2025 | 0.59219 | 0.019423 |  | 6.7 | 5 | 52 | 0 | 0 | ETA | D | OLD |  |  | RHNBHOIL | 3 | 0.5 | HOUETARHNBHOILN01_OLDDEXT39
HOUETARHNBHOILN01_OLDDEXT39_D50 | Residential heating technology - Oil boiler (mineral oil fired, < 10 % FAME) - apartment complex - existing building - distributed MEAN level | HOUOIL, HOUDSB, HOUDSE | HOUETARHN_OLDD_DMD | MKr20 | 2030 | 0.57753 | 0.019704 |  | 6.7 | 5 | 52 | 0 | 0 | ETA | D | OLD |  |  | RHNBHOIL | 3 | 0.5 | HOUETARHNBHOILN01_OLDDEXT39
HOUETARHNBHOILN01_OLDDEXT39_D50 | Residential heating technology - Oil boiler (mineral oil fired, < 10 % FAME) - apartment complex - existing building - distributed MEAN level | HOUOIL, HOUDSB, HOUDSE | HOUETARHN_OLDD_DMD | MKr20 | 2040 | 0.5493 | 0.019885 |  | 6.7 | 5 | 52 | 0 | 0 | ETA | D | OLD |  |  | RHNBHOIL | 3 | 0.5 | HOUETARHNBHOILN01_OLDDEXT39
HOUETARHNBHOILN01_OLDDEXT39_D50 | Residential heating technology - Oil boiler (mineral oil fired, < 10 % FAME) - apartment complex - existing building - distributed MEAN level | HOUOIL, HOUDSB, HOUDSE | HOUETARHN_OLDD_DMD | MKr20 | 2050 | 0.52244 | 0.02005 |  | 6.7 | 5 | 52 | 0 | 0 | ETA | D | OLD |  |  | RHNBHOIL | 3 | 0.5 | HOUETARHNBHOILN01_OLDDEXT39
HOUETARHNBHOILN01_OLDCEXT39_D50 | Residential heating technology - Oil boiler (mineral oil fired, < 10 % FAME) - apartment complex - existing building - distributed MEAN level | HOUOIL, HOUDSB, HOUDSE | HOUETARHN_OLDC_DMD | MKr20 | 2025 | 0.59219 | 0.019423 |  | 6.7 | 5 | 52 | 0 | 0 | ETA | C | OLD |  |  | RHNBHOIL | 3 | 0.5 | HOUETARHNBHOILN01_OLDCEXT39
HOUETARHNBHOILN01_OLDCEXT39_D50 | Residential heating technology - Oil boiler (mineral oil fired, < 10 % FAME) - apartment complex - existing building - distributed MEAN level | HOUOIL, HOUDSB, HOUDSE | HOUETARHN_OLDC_DMD | MKr20 | 2030 | 0.57753 | 0.019704 |  | 6.7 | 5 | 52 | 0 | 0 | ETA | C | OLD |  |  | RHNBHOIL | 3 | 0.5 | HOUETARHNBHOILN01_OLDCEXT39
HOUETARHNBHOILN01_OLDCEXT39_D50 | Residential heating technology - Oil boiler (mineral oil fired, < 10 % FAME) - apartment complex - existing building - distributed MEAN level | HOUOIL, HOUDSB, HOUDSE | HOUETARHN_OLDC_DMD | MKr20 | 2040 | 0.5493 | 0.019885 |  | 6.7 | 5 | 52 | 0 | 0 | ETA | C | OLD |  |  | RHNBHOIL | 3 | 0.5 | HOUETARHNBHOILN01_OLDCEXT39
HOUETARHNBHOILN01_OLDCEXT39_D50 | Residential heating technology - Oil boiler (mineral oil fired, < 10 % FAME) - apartment complex - existing building - distributed MEAN level | HOUOIL, HOUDSB, HOUDSE | HOUETARHN_OLDC_DMD | MKr20 | 2050 | 0.52244 | 0.02005 |  | 6.7 | 5 | 52 | 0 | 0 | ETA | C | OLD |  |  | RHNBHOIL | 3 | 0.5 | HOUETARHNBHOILN01_OLDCEXT39
HOUETARHNBHGASN01_OLDIEXT39_D50 | Residential heating technology - Natural gas boiler - apartment complex - existing building - distributed MEAN level | HOUGAS | HOUETARHN_OLDI_DMD | MKr20 | 2025 | 0.50088 | 0.012306 |  | 0.43 | 0.1 | 20.4 | 1 | 1 | ETA | I | OLD |  |  | RHNBHGAS | 3 | 0.5 | HOUETARHNBHGASN01_OLDIEXT39
HOUETARHNBHGASN01_OLDIEXT39_D50 | Residential heating technology - Natural gas boiler - apartment complex - existing building - distributed MEAN level | HOUGAS | HOUETARHN_OLDI_DMD | MKr20 | 2030 | 0.49032 | 0.012193 |  | 0.43 | 0.1 | 20.4 | 1 | 1 | ETA | I | OLD |  |  | RHNBHGAS | 3 | 0.5 | HOUETARHNBHGASN01_OLDIEXT39
HOUETARHNBHGASN01_OLDIEXT39_D50 | Residential heating technology - Natural gas boiler - apartment complex - existing building - distributed MEAN level | HOUGAS | HOUETARHN_OLDI_DMD | MKr20 | 2040 | 0.47 | 0.011692 |  | 0.43 | 0.1 | 20.4 | 1 | 1 | ETA | I | OLD |  |  | RHNBHGAS | 3 | 0.5 | HOUETARHNBHGASN01_OLDIEXT39
HOUETARHNBHGASN01_OLDIEXT39_D50 | Residential heating technology - Natural gas boiler - apartment complex - existing building - distributed MEAN level | HOUGAS | HOUETARHN_OLDI_DMD | MKr20 | 2050 | 0.45066 | 0.0033348 |  | 0.43 | 0.1 | 20.4 | 1 | 1 | ETA | I | OLD |  |  | RHNBHGAS | 3 | 0.5 | HOUETARHNBHGASN01_OLDIEXT39
HOUETARHNBHGASN01_OLDDEXT39_D50 | Residential heating technology - Natural gas boiler - apartment complex - existing building - distributed MEAN level | HOUGAS | HOUETARHN_OLDD_DMD | MKr20 | 2025 | 0.50088 | 0.012306 |  | 0.43 | 0.1 | 20.4 | 1 | 1 | ETA | D | OLD |  |  | RHNBHGAS | 3 | 0.5 | HOUETARHNBHGASN01_OLDDEXT39
HOUETARHNBHGASN01_OLDDEXT39_D50 | Residential heating technology - Natural gas boiler - apartment complex - existing building - distributed MEAN level | HOUGAS | HOUETARHN_OLDD_DMD | MKr20 | 2030 | 0.49032 | 0.012193 |  | 0.43 | 0.1 | 20.4 | 1 | 1 | ETA | D | OLD |  |  | RHNBHGAS | 3 | 0.5 | HOUETARHNBHGASN01_OLDDEXT39
HOUETARHNBHGASN01_OLDDEXT39_D50 | Residential heating technology - Natural gas boiler - apartment complex - existing building - distributed MEAN level | HOUGAS | HOUETARHN_OLDD_DMD | MKr20 | 2040 | 0.47 | 0.011692 |  | 0.43 | 0.1 | 20.4 | 1 | 1 | ETA | D | OLD |  |  | RHNBHGAS | 3 | 0.5 | HOUETARHNBHGASN01_OLDDEXT39
HOUETARHNBHGASN01_OLDDEXT39_D50 | Residential heating technology - Natural gas boiler - apartment complex - existing building - distributed MEAN level | HOUGAS | HOUETARHN_OLDD_DMD | MKr20 | 2050 | 0.45066 | 0.0033348 |  | 0.43 | 0.1 | 20.4 | 1 | 1 | ETA | D | OLD |  |  | RHNBHGAS | 3 | 0.5 | HOUETARHNBHGASN01_OLDDEXT39
HOUETARHNBHGASN01_OLDCEXT39_D50 | Residential heating technology - Natural gas boiler - apartment complex - existing building - distributed MEAN level | HOUGAS | HOUETARHN_OLDC_DMD | MKr20 | 2025 | 0.50088 | 0.012306 |  | 0.43 | 0.1 | 20.4 | 1 | 1 | ETA | C | OLD |  |  | RHNBHGAS | 3 | 0.5 | HOUETARHNBHGASN01_OLDCEXT39
HOUETARHNBHGASN01_OLDCEXT39_D50 | Residential heating technology - Natural gas boiler - apartment complex - existing building - distributed MEAN level | HOUGAS | HOUETARHN_OLDC_DMD | MKr20 | 2030 | 0.49032 | 0.012193 |  | 0.43 | 0.1 | 20.4 | 1 | 1 | ETA | C | OLD |  |  | RHNBHGAS | 3 | 0.5 | HOUETARHNBHGASN01_OLDCEXT39
HOUETARHNBHGASN01_OLDCEXT39_D50 | Residential heating technology - Natural gas boiler - apartment complex - existing building - distributed MEAN level | HOUGAS | HOUETARHN_OLDC_DMD | MKr20 | 2040 | 0.47 | 0.011692 |  | 0.43 | 0.1 | 20.4 | 1 | 1 | ETA | C | OLD |  |  | RHNBHGAS | 3 | 0.5 | HOUETARHNBHGASN01_OLDCEXT39
HOUETARHNBHGASN01_OLDCEXT39_D50 | Residential heating technology - Natural gas boiler - apartment complex - existing building - distributed MEAN level | HOUGAS | HOUETARHN_OLDC_DMD | MKr20 | 2050 | 0.45066 | 0.0033348 |  | 0.43 | 0.1 | 20.4 | 1 | 1 | ETA | C | OLD |  |  | RHNBHGAS | 3 | 0.5 | HOUETARHNBHGASN01_OLDCEXT39
HOUETARHNBHDHDN09_OLDIEXT39_D50 | Residential heating technology - Direct district heating substation - plus connection pipe - plus distribution (heating density: low ) - apartment complex - existing building - distributed MEAN level | HOUDHD | HOUETARHN_OLDI_DMD | MKr20 | 2025 | 0.42322 | 0.0016763 | [6 empty] | ETA | I | OLD |  |  | RHNBHDHD | 3 | 0.5 | HOUETARHNBHDHDN09_OLDIEXT39
HOUETARHNBHDHDN09_OLDIEXT39_D50 | Residential heating technology - Direct district heating substation - plus connection pipe - plus distribution (heating density: low ) - apartment complex - existing building - distributed MEAN level | HOUDHD | HOUETARHN_OLDI_DMD | MKr20 | 2030 | 0.41768 | 0.0016516 | [6 empty] | ETA | I | OLD |  |  | RHNBHDHD | 3 | 0.5 | HOUETARHNBHDHDN09_OLDIEXT39
HOUETARHNBHDHDN09_OLDIEXT39_D50 | Residential heating technology - Direct district heating substation - plus connection pipe - plus distribution (heating density: low ) - apartment complex - existing building - distributed MEAN level | HOUDHD | HOUETARHN_OLDI_DMD | MKr20 | 2040 | 0.40701 | 0.0016015 | [6 empty] | ETA | I | OLD |  |  | RHNBHDHD | 3 | 0.5 | HOUETARHNBHDHDN09_OLDIEXT39
HOUETARHNBHDHDN09_OLDIEXT39_D50 | Residential heating technology - Direct district heating substation - plus connection pipe - plus distribution (heating density: low ) - apartment complex - existing building - distributed MEAN level | HOUDHD | HOUETARHN_OLDI_DMD | MKr20 | 2050 | 0.39687 | 0.0015375 | [6 empty] | ETA | I | OLD |  |  | RHNBHDHD | 3 | 0.5 | HOUETARHNBHDHDN09_OLDIEXT39
HOUETARHNBHDHDN07_OLDIEXT39_D50 | Residential heating technology - Direct district heating substation - plus connection pipe - plus distribution (heating density: medium ) - apartment complex - existing building - distributed MEAN level | HOUDHD | HOUETARHN_OLDI_DMD | MKr20 | 2025 | 0.36072 | 0.0016763 | [6 empty] | ETA | I | OLD |  |  | RHNBHDHD | 3 | 0.5 | HOUETARHNBHDHDN07_OLDIEXT39
HOUETARHNBHDHDN07_OLDIEXT39_D50 | Residential heating technology - Direct district heating substation - plus connection pipe - plus distribution (heating density: medium ) - apartment complex - existing building - distributed MEAN level | HOUDHD | HOUETARHN_OLDI_DMD | MKr20 | 2030 | 0.35518 | 0.0016516 | [6 empty] | ETA | I | OLD |  |  | RHNBHDHD | 3 | 0.5 | HOUETARHNBHDHDN07_OLDIEXT39
HOUETARHNBHDHDN07_OLDIEXT39_D50 | Residential heating technology - Direct district heating substation - plus connection pipe - plus distribution (heating density: medium ) - apartment complex - existing building - distributed MEAN level | HOUDHD | HOUETARHN_OLDI_DMD | MKr20 | 2040 | 0.34451 | 0.0016015 | [6 empty] | ETA | I | OLD |  |  | RHNBHDHD | 3 | 0.5 | HOUETARHNBHDHDN07_OLDIEXT39
HOUETARHNBHDHDN07_OLDIEXT39_D50 | Residential heating technology - Direct district heating substation - plus connection pipe - plus distribution (heating density: medium ) - apartment complex - existing building - distributed MEAN level | HOUDHD | HOUETARHN_OLDI_DMD | MKr20 | 2050 | 0.33437 | 0.0015375 | [6 empty] | ETA | I | OLD |  |  | RHNBHDHD | 3 | 0.5 | HOUETARHNBHDHDN07_OLDIEXT39
HOUETARHNBHDHDN05_OLDIEXT39_D50 | Residential heating technology - Direct district heating substation - plus connection pipe - plus distribution (heating density: high ) - apartment complex - existing building - distributed MEAN level | HOUDHD | HOUETARHN_OLDI_DMD | MKr20 | 2025 | 0.29822 | 0.0016763 | [6 empty] | ETA | I | OLD |  |  | RHNBHDHD | 3 | 0.5 | HOUETARHNBHDHDN05_OLDIEXT39
HOUETARHNBHDHDN05_OLDIEXT39_D50 | Residential heating technology - Direct district heating substation - plus connection pipe - plus distribution (heating density: high ) - apartment complex - existing building - distributed MEAN level | HOUDHD | HOUETARHN_OLDI_DMD | MKr20 | 2030 | 0.29268 | 0.0016516 | [6 empty] | ETA | I | OLD |  |  | RHNBHDHD | 3 | 0.5 | HOUETARHNBHDHDN05_OLDIEXT39
HOUETARHNBHDHDN05_OLDIEXT39_D50 | Residential heating technology - Direct district heating substation - plus connection pipe - plus distribution (heating density: high ) - apartment complex - existing building - distributed MEAN level | HOUDHD | HOUETARHN_OLDI_DMD | MKr20 | 2040 | 0.28201 | 0.0016015 | [6 empty] | ETA | I | OLD |  |  | RHNBHDHD | 3 | 0.5 | HOUETARHNBHDHDN05_OLDIEXT39
HOUETARHNBHDHDN05_OLDIEXT39_D50 | Residential heating technology - Direct district heating substation - plus connection pipe - plus distribution (heating density: high ) - apartment complex - existing building - distributed MEAN level | HOUDHD | HOUETARHN_OLDI_DMD | MKr20 | 2050 | 0.27187 | 0.0015375 | [6 empty] | ETA | I | OLD |  |  | RHNBHDHD | 3 | 0.5 | HOUETARHNBHDHDN05_OLDIEXT39
HOUETARHNBHDHDN03_OLDDEXT39_D50 | Residential heating technology - Direct district heating substation - plus connection pipe - apartment complex - existing building - distributed MEAN level | HOUDHD | HOUETARHN_OLDD_DMD | MKr20 | 2025 | 0.29822 | 0.0016763 | [6 empty] | ETA | D | OLD |  |  | RHNBHDHD | 3 | 0.5 | HOUETARHNBHDHDN03_OLDDEXT39
HOUETARHNBHDHDN03_OLDDEXT39_D50 | Residential heating technology - Direct district heating substation - plus connection pipe - apartment complex - existing building - distributed MEAN level | HOUDHD | HOUETARHN_OLDD_DMD | MKr20 | 2030 | 0.29268 | 0.0016516 | [6 empty] | ETA | D | OLD |  |  | RHNBHDHD | 3 | 0.5 | HOUETARHNBHDHDN03_OLDDEXT39
HOUETARHNBHDHDN03_OLDDEXT39_D50 | Residential heating technology - Direct district heating substation - plus connection pipe - apartment complex - existing building - distributed MEAN level | HOUDHD | HOUETARHN_OLDD_DMD | MKr20 | 2040 | 0.28201 | 0.0016015 | [6 empty] | ETA | D | OLD |  |  | RHNBHDHD | 3 | 0.5 | HOUETARHNBHDHDN03_OLDDEXT39
HOUETARHNBHDHDN03_OLDDEXT39_D50 | Residential heating technology - Direct district heating substation - plus connection pipe - apartment complex - existing building - distributed MEAN level | HOUDHD | HOUETARHN_OLDD_DMD | MKr20 | 2050 | 0.27187 | 0.0015375 | [6 empty] | ETA | D | OLD |  |  | RHNBHDHD | 3 | 0.5 | HOUETARHNBHDHDN03_OLDDEXT39
HOUETARHNBHDHDN01_OLDDEXT39_D50 | Residential heating technology - Direct district heating substation - apartment complex - existing building - distributed MEAN level | HOUDHD | HOUETARHN_OLDD_DMD | MKr20 | 2025 | 0.22372 | 0.0016763 | [6 empty] | ETA | D | OLD |  |  | RHNBHDHD | 3 | 0.5 | HOUETARHNBHDHDN01_OLDDEXT39
HOUETARHNBHDHDN01_OLDDEXT39_D50 | Residential heating technology - Direct district heating substation - apartment complex - existing building - distributed MEAN level | HOUDHD | HOUETARHN_OLDD_DMD | MKr20 | 2030 | 0.21818 | 0.0016516 | [6 empty] | ETA | D | OLD |  |  | RHNBHDHD | 3 | 0.5 | HOUETARHNBHDHDN01_OLDDEXT39
HOUETARHNBHDHDN01_OLDDEXT39_D50 | Residential heating technology - Direct district heating substation - apartment complex - existing building - distributed MEAN level | HOUDHD | HOUETARHN_OLDD_DMD | MKr20 | 2040 | 0.20751 | 0.0016015 | [6 empty] | ETA | D | OLD |  |  | RHNBHDHD | 3 | 0.5 | HOUETARHNBHDHDN01_OLDDEXT39
HOUETARHNBHDHDN01_OLDDEXT39_D50 | Residential heating technology - Direct district heating substation - apartment complex - existing building - distributed MEAN level | HOUDHD | HOUETARHN_OLDD_DMD | MKr20 | 2050 | 0.19737 | 0.0015375 | [6 empty] | ETA | D | OLD |  |  | RHNBHDHD | 3 | 0.5 | HOUETARHNBHDHDN01_OLDDEXT39
HOUETARHNBHDHCN09_OLDIEXT39_D50 | Residential heating technology - Direct district heating substation - plus connection pipe - plus distribution (heating density: low ) - apartment complex - existing building - distributed MEAN level | HOUDHC | HOUETARHN_OLDI_DMD | MKr20 | 2025 | 0.42322 | 0.0016763 | [6 empty] | ETA | I | OLD |  |  | RHNBHDHC | 3 | 0.5 | HOUETARHNBHDHCN09_OLDIEXT39
HOUETARHNBHDHCN09_OLDIEXT39_D50 | Residential heating technology - Direct district heating substation - plus connection pipe - plus distribution (heating density: low ) - apartment complex - existing building - distributed MEAN level | HOUDHC | HOUETARHN_OLDI_DMD | MKr20 | 2030 | 0.41768 | 0.0016516 | [6 empty] | ETA | I | OLD |  |  | RHNBHDHC | 3 | 0.5 | HOUETARHNBHDHCN09_OLDIEXT39
HOUETARHNBHDHCN09_OLDIEXT39_D50 | Residential heating technology - Direct district heating substation - plus connection pipe - plus distribution (heating density: low ) - apartment complex - existing building - distributed MEAN level | HOUDHC | HOUETARHN_OLDI_DMD | MKr20 | 2040 | 0.40701 | 0.0016015 | [6 empty] | ETA | I | OLD |  |  | RHNBHDHC | 3 | 0.5 | HOUETARHNBHDHCN09_OLDIEXT39
HOUETARHNBHDHCN09_OLDIEXT39_D50 | Residential heating technology - Direct district heating substation - plus connection pipe - plus distribution (heating density: low ) - apartment complex - existing building - distributed MEAN level | HOUDHC | HOUETARHN_OLDI_DMD | MKr20 | 2050 | 0.39687 | 0.0015375 | [6 empty] | ETA | I | OLD |  |  | RHNBHDHC | 3 | 0.5 | HOUETARHNBHDHCN09_OLDIEXT39
HOUETARHNBHDHCN07_OLDIEXT39_D50 | Residential heating technology - Direct district heating substation - plus connection pipe - plus distribution (heating density: medium ) - apartment complex - existing building - distributed MEAN level | HOUDHC | HOUETARHN_OLDI_DMD | MKr20 | 2025 | 0.36072 | 0.0016763 | [6 empty] | ETA | I | OLD |  |  | RHNBHDHC | 3 | 0.5 | HOUETARHNBHDHCN07_OLDIEXT39
HOUETARHNBHDHCN07_OLDIEXT39_D50 | Residential heating technology - Direct district heating substation - plus connection pipe - plus distribution (heating density: medium ) - apartment complex - existing building - distributed MEAN level | HOUDHC | HOUETARHN_OLDI_DMD | MKr20 | 2030 | 0.35518 | 0.0016516 | [6 empty] | ETA | I | OLD |  |  | RHNBHDHC | 3 | 0.5 | HOUETARHNBHDHCN07_OLDIEXT39
HOUETARHNBHDHCN07_OLDIEXT39_D50 | Residential heating technology - Direct district heating substation - plus connection pipe - plus distribution (heating density: medium ) - apartment complex - existing building - distributed MEAN level | HOUDHC | HOUETARHN_OLDI_DMD | MKr20 | 2040 | 0.34451 | 0.0016015 | [6 empty] | ETA | I | OLD |  |  | RHNBHDHC | 3 | 0.5 | HOUETARHNBHDHCN07_OLDIEXT39
HOUETARHNBHDHCN07_OLDIEXT39_D50 | Residential heating technology - Direct district heating substation - plus connection pipe - plus distribution (heating density: medium ) - apartment complex - existing building - distributed MEAN level | HOUDHC | HOUETARHN_OLDI_DMD | MKr20 | 2050 | 0.33437 | 0.0015375 | [6 empty] | ETA | I | OLD |  |  | RHNBHDHC | 3 | 0.5 | HOUETARHNBHDHCN07_OLDIEXT39
HOUETARHNBHDHCN05_OLDIEXT39_D50 | Residential heating technology - Direct district heating substation - plus connection pipe - plus distribution (heating density: high ) - apartment complex - existing building - distributed MEAN level | HOUDHC | HOUETARHN_OLDI_DMD | MKr20 | 2025 | 0.29822 | 0.0016763 | [6 empty] | ETA | I | OLD |  |  | RHNBHDHC | 3 | 0.5 | HOUETARHNBHDHCN05_OLDIEXT39
HOUETARHNBHDHCN05_OLDIEXT39_D50 | Residential heating technology - Direct district heating substation - plus connection pipe - plus distribution (heating density: high ) - apartment complex - existing building - distributed MEAN level | HOUDHC | HOUETARHN_OLDI_DMD | MKr20 | 2030 | 0.29268 | 0.0016516 | [6 empty] | ETA | I | OLD |  |  | RHNBHDHC | 3 | 0.5 | HOUETARHNBHDHCN05_OLDIEXT39
HOUETARHNBHDHCN05_OLDIEXT39_D50 | Residential heating technology - Direct district heating substation - plus connection pipe - plus distribution (heating density: high ) - apartment complex - existing building - distributed MEAN level | HOUDHC | HOUETARHN_OLDI_DMD | MKr20 | 2040 | 0.28201 | 0.0016015 | [6 empty] | ETA | I | OLD |  |  | RHNBHDHC | 3 | 0.5 | HOUETARHNBHDHCN05_OLDIEXT39
HOUETARHNBHDHCN05_OLDIEXT39_D50 | Residential heating technology - Direct district heating substation - plus connection pipe - plus distribution (heating density: high ) - apartment complex - existing building - distributed MEAN level | HOUDHC | HOUETARHN_OLDI_DMD | MKr20 | 2050 | 0.27187 | 0.0015375 | [6 empty] | ETA | I | OLD |  |  | RHNBHDHC | 3 | 0.5 | HOUETARHNBHDHCN05_OLDIEXT39
HOUETARHNBHDHCN03_OLDCEXT39_D50 | Residential heating technology - Direct district heating substation - plus connection pipe - apartment complex - existing building - distributed MEAN level | HOUDHC | HOUETARHN_OLDC_DMD | MKr20 | 2025 | 0.29822 | 0.0016763 | [6 empty] | ETA | C | OLD |  |  | RHNBHDHC | 3 | 0.5 | HOUETARHNBHDHCN03_OLDCEXT39
HOUETARHNBHDHCN03_OLDCEXT39_D50 | Residential heating technology - Direct district heating substation - plus connection pipe - apartment complex - existing building - distributed MEAN level | HOUDHC | HOUETARHN_OLDC_DMD | MKr20 | 2030 | 0.29268 | 0.0016516 | [6 empty] | ETA | C | OLD |  |  | RHNBHDHC | 3 | 0.5 | HOUETARHNBHDHCN03_OLDCEXT39
HOUETARHNBHDHCN03_OLDCEXT39_D50 | Residential heating technology - Direct district heating substation - plus connection pipe - apartment complex - existing building - distributed MEAN level | HOUDHC | HOUETARHN_OLDC_DMD | MKr20 | 2040 | 0.28201 | 0.0016015 | [6 empty] | ETA | C | OLD |  |  | RHNBHDHC | 3 | 0.5 | HOUETARHNBHDHCN03_OLDCEXT39
HOUETARHNBHDHCN03_OLDCEXT39_D50 | Residential heating technology - Direct district heating substation - plus connection pipe - apartment complex - existing building - distributed MEAN level | HOUDHC | HOUETARHN_OLDC_DMD | MKr20 | 2050 | 0.27187 | 0.0015375 | [6 empty] | ETA | C | OLD |  |  | RHNBHDHC | 3 | 0.5 | HOUETARHNBHDHCN03_OLDCEXT39
HOUETARHNBHDHCN01_OLDCEXT39_D50 | Residential heating technology - Direct district heating substation - apartment complex - existing building - distributed MEAN level | HOUDHC | HOUETARHN_OLDC_DMD | MKr20 | 2025 | 0.22372 | 0.0016763 | [6 empty] | ETA | C | OLD |  |  | RHNBHDHC | 3 | 0.5 | HOUETARHNBHDHCN01_OLDCEXT39
HOUETARHNBHDHCN01_OLDCEXT39_D50 | Residential heating technology - Direct district heating substation - apartment complex - existing building - distributed MEAN level | HOUDHC | HOUETARHN_OLDC_DMD | MKr20 | 2030 | 0.21818 | 0.0016516 | [6 empty] | ETA | C | OLD |  |  | RHNBHDHC | 3 | 0.5 | HOUETARHNBHDHCN01_OLDCEXT39
HOUETARHNBHDHCN01_OLDCEXT39_D50 | Residential heating technology - Direct district heating substation - apartment complex - existing building - distributed MEAN level | HOUDHC | HOUETARHN_OLDC_DMD | MKr20 | 2040 | 0.20751 | 0.0016015 | [6 empty] | ETA | C | OLD |  |  | RHNBHDHC | 3 | 0.5 | HOUETARHNBHDHCN01_OLDCEXT39
HOUETARHNBHDHCN01_OLDCEXT39_D50 | Residential heating technology - Direct district heating substation - apartment complex - existing building - distributed MEAN level | HOUDHC | HOUETARHN_OLDC_DMD | MKr20 | 2050 | 0.19737 | 0.0015375 | [6 empty] | ETA | C | OLD |  |  | RHNBHDHC | 3 | 0.5 | HOUETARHNBHDHCN01_OLDCEXT39
HOUETARHNBHDHCN01_OLDC_FBHDHCE01_D67 | Residential heating technology - Direct district heating substation - apartment complex - existing building - distributed level 0.67 | HOUDHC | HOUETARHN_OLDC_DMD | MKr20 | 2020 | 0.22128 | 0.0017726 | [6 empty] | ETA | C | OLD |  |  | RHNBHDHC | 4 | 0.66667 | HOUETARHNBHDHCN01_OLDC_FBHDHCE01 | 0.95 | HOUETARHNBHDHCN01_OLDC | HOUETARHNBHDHCE01_OLDC | BHDHCE01 | BHDHCN01 | ETA_OLDC | BHDHCE01_BHDHCN01 | 2 | 0 | 0.9 | Same
HOUETARHNBHDHCN01_OLDC_FBHDHCE01_D67 | Residential heating technology - Direct district heating substation - apartment complex - existing building - distributed level 0.67 | HOUDHC | HOUETARHN_OLDC_DMD | MKr20 | 2025 | 0.2158 | 0.0017966 | [6 empty] | ETA | C | OLD |  |  | RHNBHDHC | 4 | 0.66667 | HOUETARHNBHDHCN01_OLDC_FBHDHCE01 | 0.95 | HOUETARHNBHDHCN01_OLDC | HOUETARHNBHDHCE01_OLDC | BHDHCE01 | BHDHCN01 | ETA_OLDC | BHDHCE01_BHDHCN01 | 2 | 0 | 0.9 | Same
HOUETARHNBHDHCN01_OLDC_FBHDHCE01_D67 | Residential heating technology - Direct district heating substation - apartment complex - existing building - distributed level 0.67 | HOUDHC | HOUETARHN_OLDC_DMD | MKr20 | 2030 | 0.21046 | 0.0017701 | [6 empty] | ETA | C | OLD |  |  | RHNBHDHC | 4 | 0.66667 | HOUETARHNBHDHCN01_OLDC_FBHDHCE01 | 0.95 | HOUETARHNBHDHCN01_OLDC | HOUETARHNBHDHCE01_OLDC | BHDHCE01 | BHDHCN01 | ETA_OLDC | BHDHCE01_BHDHCN01 | 2 | 0 | 0.9 | Same
HOUETARHNBHDHCN01_OLDC_FBHDHCE01_D67 | Residential heating technology - Direct district heating substation - apartment complex - existing building - distributed level 0.67 | HOUDHC | HOUETARHN_OLDC_DMD | MKr20 | 2040 | 0.20017 | 0.0017164 | [6 empty] | ETA | C | OLD |  |  | RHNBHDHC | 4 | 0.66667 | HOUETARHNBHDHCN01_OLDC_FBHDHCE01 | 0.95 | HOUETARHNBHDHCN01_OLDC | HOUETARHNBHDHCE01_OLDC | BHDHCE01 | BHDHCN01 | ETA_OLDC | BHDHCE01_BHDHCN01 | 2 | 0 | 0.9 | Same
HOUETARHNBHDHCN01_OLDC_FBHDHCE01_D67 | Residential heating technology - Direct district heating substation - apartment complex - existing building - distributed level 0.67 | HOUDHC | HOUETARHN_OLDC_DMD | MKr20 | 2050 | 0.19038 | 0.0016479 | [6 empty] | ETA | C | OLD |  |  | RHNBHDHC | 4 | 0.66667 | HOUETARHNBHDHCN01_OLDC_FBHDHCE01 | 0.95 | HOUETARHNBHDHCN01_OLDC | HOUETARHNBHDHCE01_OLDC | BHDHCE01 | BHDHCN01 | ETA_OLDC | BHDHCE01_BHDHCN01 | 2 | 0 | 0.9 | Same
HOUPARRHNBHDHCN01_OLDC_FBHDHCE01_D67 | Residential heating technology - Direct district heating substation - single-family house - existing building - distributed level 0.67 | HOUDHC | HOUPARRHN_OLDC_DMD | MKr20 | 2020 | 1.2995 | 0.032445 | [6 empty] | PAR | C | OLD |  |  | RHNBHDHC | 4 | 0.66667 | HOUPARRHNBHDHCN01_OLDC_FBHDHCE01 | 0.95 | HOUPARRHNBHDHCN01_OLDC | HOUPARRHNBHDHCE01_OLDC | BHDHCE01 | BHDHCN01 | PAR_OLDC | BHDHCE01_BHDHCN01 | 2 | 0 | 0.9 | Same
HOUPARRHNBHDHCN01_OLDC_FBHDHCE01_D67 | Residential heating technology - Direct district heating substation - single-family house - existing building - distributed level 0.67 | HOUDHC | HOUPARRHN_OLDC_DMD | MKr20 | 2025 | 1.2636 | 0.032205 | [6 empty] | PAR | C | OLD |  |  | RHNBHDHC | 4 | 0.66667 | HOUPARRHNBHDHCN01_OLDC_FBHDHCE01 | 0.95 | HOUPARRHNBHDHCN01_OLDC | HOUPARRHNBHDHCE01_OLDC | BHDHCE01 | BHDHCN01 | PAR_OLDC | BHDHCE01_BHDHCN01 | 2 | 0 | 0.9 | Same
HOUPARRHNBHDHCN01_OLDC_FBHDHCE01_D67 | Residential heating technology - Direct district heating substation - single-family house - existing building - distributed level 0.67 | HOUDHC | HOUPARRHN_OLDC_DMD | MKr20 | 2030 | 1.2337 | 0.03163 | [6 empty] | PAR | C | OLD |  |  | RHNBHDHC | 4 | 0.66667 | HOUPARRHNBHDHCN01_OLDC_FBHDHCE01 | 0.95 | HOUPARRHNBHDHCN01_OLDC | HOUPARRHNBHDHCE01_OLDC | BHDHCE01 | BHDHCN01 | PAR_OLDC | BHDHCE01_BHDHCN01 | 2 | 0 | 0.9 | Same
HOUPARRHNBHDHCN01_OLDC_FBHDHCE01_D67 | Residential heating technology - Direct district heating substation - single-family house - existing building - distributed level 0.67 | HOUDHC | HOUPARRHN_OLDC_DMD | MKr20 | 2040 | 1.1798 | 0.030268 | [6 empty] | PAR | C | OLD |  |  | RHNBHDHC | 4 | 0.66667 | HOUPARRHNBHDHCN01_OLDC_FBHDHCE01 | 0.95 | HOUPARRHNBHDHCN01_OLDC | HOUPARRHNBHDHCE01_OLDC | BHDHCE01 | BHDHCN01 | PAR_OLDC | BHDHCE01_BHDHCN01 | 2 | 0 | 0.9 | Same
HOUPARRHNBHDHCN01_OLDC_FBHDHCE01_D67 | Residential heating technology - Direct district heating substation - single-family house - existing building - distributed level 0.67 | HOUDHC | HOUPARRHN_OLDC_DMD | MKr20 | 2050 | 1.1199 | 0.028286 | [6 empty] | PAR | C | OLD |  |  | RHNBHDHC | 4 | 0.66667 | HOUPARRHNBHDHCN01_OLDC_FBHDHCE01 | 0.95 | HOUPARRHNBHDHCN01_OLDC | HOUPARRHNBHDHCE01_OLDC | BHDHCE01 | BHDHCN01 | PAR_OLDC | BHDHCE01_BHDHCN01 | 2 | 0 | 0.9 | Same
HOUETARHNBHDHDN01_OLDD_FBHDHDE01_D67 | Residential heating technology - Direct district heating substation - apartment complex - existing building - distributed level 0.67 | HOUDHD | HOUETARHN_OLDD_DMD | MKr20 | 2020 | 0.22128 | 0.0017726 | [6 empty] | ETA | D | OLD |  |  | RHNBHDHD | 4 | 0.66667 | HOUETARHNBHDHDN01_OLDD_FBHDHDE01 | 0.95 | HOUETARHNBHDHDN01_OLDD | HOUETARHNBHDHDE01_OLDD | BHDHDE01 | BHDHDN01 | ETA_OLDD | BHDHDE01_BHDHDN01 | 2 | 0 | 0.9 | Same
HOUETARHNBHDHDN01_OLDD_FBHDHDE01_D67 | Residential heating technology - Direct district heating substation - apartment complex - existing building - distributed level 0.67 | HOUDHD | HOUETARHN_OLDD_DMD | MKr20 | 2025 | 0.2158 | 0.0017966 | [6 empty] | ETA | D | OLD |  |  | RHNBHDHD | 4 | 0.66667 | HOUETARHNBHDHDN01_OLDD_FBHDHDE01 | 0.95 | HOUETARHNBHDHDN01_OLDD | HOUETARHNBHDHDE01_OLDD | BHDHDE01 | BHDHDN01 | ETA_OLDD | BHDHDE01_BHDHDN01 | 2 | 0 | 0.9 | Same
HOUETARHNBHDHDN01_OLDD_FBHDHDE01_D67 | Residential heating technology - Direct district heating substation - apartment complex - existing building - distributed level 0.67 | HOUDHD | HOUETARHN_OLDD_DMD | MKr20 | 2030 | 0.21046 | 0.0017701 | [6 empty] | ETA | D | OLD |  |  | RHNBHDHD | 4 | 0.66667 | HOUETARHNBHDHDN01_OLDD_FBHDHDE01 | 0.95 | HOUETARHNBHDHDN01_OLDD | HOUETARHNBHDHDE01_OLDD | BHDHDE01 | BHDHDN01 | ETA_OLDD | BHDHDE01_BHDHDN01 | 2 | 0 | 0.9 | Same
HOUETARHNBHDHDN01_OLDD_FBHDHDE01_D67 | Residential heating technology - Direct district heating substation - apartment complex - existing building - distributed level 0.67 | HOUDHD | HOUETARHN_OLDD_DMD | MKr20 | 2040 | 0.20017 | 0.0017164 | [6 empty] | ETA | D | OLD |  |  | RHNBHDHD | 4 | 0.66667 | HOUETARHNBHDHDN01_OLDD_FBHDHDE01 | 0.95 | HOUETARHNBHDHDN01_OLDD | HOUETARHNBHDHDE01_OLDD | BHDHDE01 | BHDHDN01 | ETA_OLDD | BHDHDE01_BHDHDN01 | 2 | 0 | 0.9 | Same
HOUETARHNBHDHDN01_OLDD_FBHDHDE01_D67 | Residential heating technology - Direct district heating substation - apartment complex - existing building - distributed level 0.67 | HOUDHD | HOUETARHN_OLDD_DMD | MKr20 | 2050 | 0.19038 | 0.0016479 | [6 empty] | ETA | D | OLD |  |  | RHNBHDHD | 4 | 0.66667 | HOUETARHNBHDHDN01_OLDD_FBHDHDE01 | 0.95 | HOUETARHNBHDHDN01_OLDD | HOUETARHNBHDHDE01_OLDD | BHDHDE01 | BHDHDN01 | ETA_OLDD | BHDHDE01_BHDHDN01 | 2 | 0 | 0.9 | Same
HOUPARRHNBHDHDN01_OLDD_FBHDHDE01_D67 | Residential heating technology - Direct district heating substation - single-family house - existing building - distributed level 0.67 | HOUDHD | HOUPARRHN_OLDD_DMD | MKr20 | 2020 | 1.2995 | 0.032445 | [6 empty] | PAR | D | OLD |  |  | RHNBHDHD | 4 | 0.66667 | HOUPARRHNBHDHDN01_OLDD_FBHDHDE01 | 0.95 | HOUPARRHNBHDHDN01_OLDD | HOUPARRHNBHDHDE01_OLDD | BHDHDE01 | BHDHDN01 | PAR_OLDD | BHDHDE01_BHDHDN01 | 2 | 0 | 0.9 | Same
HOUPARRHNBHDHDN01_OLDD_FBHDHDE01_D67 | Residential heating technology - Direct district heating substation - single-family house - existing building - distributed level 0.67 | HOUDHD | HOUPARRHN_OLDD_DMD | MKr20 | 2025 | 1.2636 | 0.032205 | [6 empty] | PAR | D | OLD |  |  | RHNBHDHD | 4 | 0.66667 | HOUPARRHNBHDHDN01_OLDD_FBHDHDE01 | 0.95 | HOUPARRHNBHDHDN01_OLDD | HOUPARRHNBHDHDE01_OLDD | BHDHDE01 | BHDHDN01 | PAR_OLDD | BHDHDE01_BHDHDN01 | 2 | 0 | 0.9 | Same
HOUPARRHNBHDHDN01_OLDD_FBHDHDE01_D67 | Residential heating technology - Direct district heating substation - single-family house - existing building - distributed level 0.67 | HOUDHD | HOUPARRHN_OLDD_DMD | MKr20 | 2030 | 1.2337 | 0.03163 | [6 empty] | PAR | D | OLD |  |  | RHNBHDHD | 4 | 0.66667 | HOUPARRHNBHDHDN01_OLDD_FBHDHDE01 | 0.95 | HOUPARRHNBHDHDN01_OLDD | HOUPARRHNBHDHDE01_OLDD | BHDHDE01 | BHDHDN01 | PAR_OLDD | BHDHDE01_BHDHDN01 | 2 | 0 | 0.9 | Same
HOUPARRHNBHDHDN01_OLDD_FBHDHDE01_D67 | Residential heating technology - Direct district heating substation - single-family house - existing building - distributed level 0.67 | HOUDHD | HOUPARRHN_OLDD_DMD | MKr20 | 2040 | 1.1798 | 0.030268 | [6 empty] | PAR | D | OLD |  |  | RHNBHDHD | 4 | 0.66667 | HOUPARRHNBHDHDN01_OLDD_FBHDHDE01 | 0.95 | HOUPARRHNBHDHDN01_OLDD | HOUPARRHNBHDHDE01_OLDD | BHDHDE01 | BHDHDN01 | PAR_OLDD | BHDHDE01_BHDHDN01 | 2 | 0 | 0.9 | Same
HOUPARRHNBHDHDN01_OLDD_FBHDHDE01_D67 | Residential heating technology - Direct district heating substation - single-family house - existing building - distributed level 0.67 | HOUDHD | HOUPARRHN_OLDD_DMD | MKr20 | 2050 | 1.1199 | 0.028286 | [6 empty] | PAR | D | OLD |  |  | RHNBHDHD | 4 | 0.66667 | HOUPARRHNBHDHDN01_OLDD_FBHDHDE01 | 0.95 | HOUPARRHNBHDHDN01_OLDD | HOUPARRHNBHDHDE01_OLDD | BHDHDE01 | BHDHDN01 | PAR_OLDD | BHDHDE01_BHDHDN01 | 2 | 0 | 0.9 | Same
HOUETARHNHPELCN05_OLDC_FDIELCE01_D67 | Residential heating technology - Heat pump, Air-to-water - leasing - apartment complex - existing building - distributed level 0.67 | HOUELC, HOUAMB | HOUETARHN_OLDC_DMD | MKr20 | 2020 | 4.2352 | 0.36113 | 0.35767 | [5 empty] | ETA | C | OLD | 2.7959 |  | RHNHPELC | 4 | 0.66667 | HOUETARHNHPELCN05_OLDC_FDIELCE01 | 0.97 | HOUETARHNHPELCN05_OLDC | HOUETARHNDIELCE01_OLDC | DIELCE01 | HPELCN05 | ETA_OLDC | DIELCE01_HPELCN05 | 5 | 0 | 1.1 | Unlikely
HOUETARHNHPELCN05_OLDC_FDIELCE01_D67 | Residential heating technology - Heat pump, Air-to-water - leasing - apartment complex - existing building - distributed level 0.67 | HOUELC, HOUAMB | HOUETARHN_OLDC_DMD | MKr20 | 2025 | 3.7923 | 0.33198 | 0.34008 | [5 empty] | ETA | C | OLD | 2.9405 |  | RHNHPELC | 4 | 0.66667 | HOUETARHNHPELCN05_OLDC_FDIELCE01 | 0.97 | HOUETARHNHPELCN05_OLDC | HOUETARHNDIELCE01_OLDC | DIELCE01 | HPELCN05 | ETA_OLDC | DIELCE01_HPELCN05 | 5 | 0 | 1.1 | Unlikely
HOUETARHNHPELCN05_OLDC_FDIELCE01_D67 | Residential heating technology - Heat pump, Air-to-water - leasing - apartment complex - existing building - distributed level 0.67 | HOUELC, HOUAMB | HOUETARHN_OLDC_DMD | MKr20 | 2030 | 3.3494 | 0.3028 | 0.32413 | [5 empty] | ETA | C | OLD | 3.0851 |  | RHNHPELC | 4 | 0.66667 | HOUETARHNHPELCN05_OLDC_FDIELCE01 | 0.97 | HOUETARHNHPELCN05_OLDC | HOUETARHNDIELCE01_OLDC | DIELCE01 | HPELCN05 | ETA_OLDC | DIELCE01_HPELCN05 | 5 | 0 | 1.1 | Unlikely
HOUETARHNHPELCN05_OLDC_FDIELCE01_D67 | Residential heating technology - Heat pump, Air-to-water - leasing - apartment complex - existing building - distributed level 0.67 | HOUELC, HOUAMB | HOUETARHN_OLDC_DMD | MKr20 | 2040 | 3 | 0.27907 | 0.30962 | [5 empty] | ETA | C | OLD | 3.2298 |  | RHNHPELC | 4 | 0.66667 | HOUETARHNHPELCN05_OLDC_FDIELCE01 | 0.97 | HOUETARHNHPELCN05_OLDC | HOUETARHNDIELCE01_OLDC | DIELCE01 | HPELCN05 | ETA_OLDC | DIELCE01_HPELCN05 | 5 | 0 | 1.1 | Unlikely
HOUETARHNHPELCN05_OLDC_FDIELCE01_D67 | Residential heating technology - Heat pump, Air-to-water - leasing - apartment complex - existing building - distributed level 0.67 | HOUELC, HOUAMB | HOUETARHN_OLDC_DMD | MKr20 | 2050 | 2.6505 | 0.25532 | 0.29635 | [5 empty] | ETA | C | OLD | 3.3744 |  | RHNHPELC | 4 | 0.66667 | HOUETARHNHPELCN05_OLDC_FDIELCE01 | 0.97 | HOUETARHNHPELCN05_OLDC | HOUETARHNDIELCE01_OLDC | DIELCE01 | HPELCN05 | ETA_OLDC | DIELCE01_HPELCN05 | 5 | 0 | 1.1 | Unlikely
HOUETARHNHPELCN04_OLDC_FDIELCE01_D67 | Residential heating technology - Heat pump, Ground source - apartment complex - existing building - distributed level 0.67 | HOUELC, HOUAMB | HOUETARHN_OLDC_DMD | MKr20 | 2020 | 7.1745 | 0.053517 | 0.32413 | [5 empty] | ETA | C | OLD | 3.0851 |  | RHNHPELC | 4 | 0.66667 | HOUETARHNHPELCN04_OLDC_FDIELCE01 | 0.97 | HOUETARHNHPELCN04_OLDC | HOUETARHNDIELCE01_OLDC | DIELCE01 | HPELCN04 | ETA_OLDC | DIELCE01_HPELCN04 | 6 | 0 | 1 | New
HOUETARHNHPELCN04_OLDC_FDIELCE01_D67 | Residential heating technology - Heat pump, Ground source - apartment complex - existing building - distributed level 0.67 | HOUELC, HOUAMB | HOUETARHN_OLDC_DMD | MKr20 | 2025 | 6.6364 | 0.053094 | 0.31431 | [5 empty] | ETA | C | OLD | 3.1815 |  | RHNHPELC | 4 | 0.66667 | HOUETARHNHPELCN04_OLDC_FDIELCE01 | 0.97 | HOUETARHNHPELCN04_OLDC | HOUETARHNDIELCE01_OLDC | DIELCE01 | HPELCN04 | ETA_OLDC | DIELCE01_HPELCN04 | 6 | 0 | 1 | New
HOUETARHNHPELCN04_OLDC_FDIELCE01_D67 | Residential heating technology - Heat pump, Ground source - apartment complex - existing building - distributed level 0.67 | HOUELC, HOUAMB | HOUETARHN_OLDC_DMD | MKr20 | 2030 | 6.0983 | 0.052631 | 0.30507 | [5 empty] | ETA | C | OLD | 3.278 |  | RHNHPELC | 4 | 0.66667 | HOUETARHNHPELCN04_OLDC_FDIELCE01 | 0.97 | HOUETARHNHPELCN04_OLDC | HOUETARHNDIELCE01_OLDC | DIELCE01 | HPELCN04 | ETA_OLDC | DIELCE01_HPELCN04 | 6 | 0 | 1 | New
HOUETARHNHPELCN04_OLDC_FDIELCE01_D67 | Residential heating technology - Heat pump, Ground source - apartment complex - existing building - distributed level 0.67 | HOUELC, HOUAMB | HOUETARHN_OLDC_DMD | MKr20 | 2040 | 5.641 | 0.051561 | 0.29218 | [5 empty] | ETA | C | OLD | 3.4226 |  | RHNHPELC | 4 | 0.66667 | HOUETARHNHPELCN04_OLDC_FDIELCE01 | 0.97 | HOUETARHNHPELCN04_OLDC | HOUETARHNDIELCE01_OLDC | DIELCE01 | HPELCN04 | ETA_OLDC | DIELCE01_HPELCN04 | 6 | 0 | 1 | New
HOUETARHNHPELCN04_OLDC_FDIELCE01_D67 | Residential heating technology - Heat pump, Ground source - apartment complex - existing building - distributed level 0.67 | HOUELC, HOUAMB | HOUETARHN_OLDC_DMD | MKr20 | 2050 | 5.1836 | 0.050472 | 0.28812 | [5 empty] | ETA | C | OLD | 3.4708 |  | RHNHPELC | 4 | 0.66667 | HOUETARHNHPELCN04_OLDC_FDIELCE01 | 0.97 | HOUETARHNHPELCN04_OLDC | HOUETARHNDIELCE01_OLDC | DIELCE01 | HPELCN04 | ETA_OLDC | DIELCE01_HPELCN04 | 6 | 0 | 1 | New
HOUETARHNHPELCN03_OLDC_FDIELCE01_D67 | Residential heating technology - Heat pump, Air-to-water - apartment complex - existing building - distributed level 0.67 | HOUELC, HOUAMB | HOUETARHN_OLDC_DMD | MKr20 | 2020 | 7.7004 | 0.086482 | 0.35767 | [5 empty] | ETA | C | OLD | 2.7959 |  | RHNHPELC | 4 | 0.66667 | HOUETARHNHPELCN03_OLDC_FDIELCE01 | 0.97 | HOUETARHNHPELCN03_OLDC | HOUETARHNDIELCE01_OLDC | DIELCE01 | HPELCN03 | ETA_OLDC | DIELCE01_HPELCN03 | 6 | 0 | 1 | New
HOUETARHNHPELCN03_OLDC_FDIELCE01_D67 | Residential heating technology - Heat pump, Air-to-water - apartment complex - existing building - distributed level 0.67 | HOUELC, HOUAMB | HOUETARHN_OLDC_DMD | MKr20 | 2025 | 6.8951 | 0.086059 | 0.34008 | [5 empty] | ETA | C | OLD | 2.9405 |  | RHNHPELC | 4 | 0.66667 | HOUETARHNHPELCN03_OLDC_FDIELCE01 | 0.97 | HOUETARHNHPELCN03_OLDC | HOUETARHNDIELCE01_OLDC | DIELCE01 | HPELCN03 | ETA_OLDC | DIELCE01_HPELCN03 | 6 | 0 | 1 | New
HOUETARHNHPELCN03_OLDC_FDIELCE01_D67 | Residential heating technology - Heat pump, Air-to-water - apartment complex - existing building - distributed level 0.67 | HOUELC, HOUAMB | HOUETARHN_OLDC_DMD | MKr20 | 2030 | 6.0899 | 0.085596 | 0.32413 | [5 empty] | ETA | C | OLD | 3.0851 |  | RHNHPELC | 4 | 0.66667 | HOUETARHNHPELCN03_OLDC_FDIELCE01 | 0.97 | HOUETARHNHPELCN03_OLDC | HOUETARHNDIELCE01_OLDC | DIELCE01 | HPELCN03 | ETA_OLDC | DIELCE01_HPELCN03 | 6 | 0 | 1 | New
HOUETARHNHPELCN03_OLDC_FDIELCE01_D67 | Residential heating technology - Heat pump, Air-to-water - apartment complex - existing building - distributed level 0.67 | HOUELC, HOUAMB | HOUETARHN_OLDC_DMD | MKr20 | 2040 | 5.4545 | 0.084526 | 0.30962 | [5 empty] | ETA | C | OLD | 3.2298 |  | RHNHPELC | 4 | 0.66667 | HOUETARHNHPELCN03_OLDC_FDIELCE01 | 0.97 | HOUETARHNHPELCN03_OLDC | HOUETARHNDIELCE01_OLDC | DIELCE01 | HPELCN03 | ETA_OLDC | DIELCE01_HPELCN03 | 6 | 0 | 1 | New
HOUETARHNHPELCN03_OLDC_FDIELCE01_D67 | Residential heating technology - Heat pump, Air-to-water - apartment complex - existing building - distributed level 0.67 | HOUELC, HOUAMB | HOUETARHN_OLDC_DMD | MKr20 | 2050 | 4.8191 | 0.083437 | 0.29635 | [5 empty] | ETA | C | OLD | 3.3744 |  | RHNHPELC | 4 | 0.66667 | HOUETARHNHPELCN03_OLDC_FDIELCE01 | 0.97 | HOUETARHNHPELCN03_OLDC | HOUETARHNDIELCE01_OLDC | DIELCE01 | HPELCN03 | ETA_OLDC | DIELCE01_HPELCN03 | 6 | 0 | 1 | New
HOUETARHNHPELCN02_OLDC_FDIELCE01_D67 | Residential heating technology - Heat pump, Air-to-air - single-family house - existing building - distributed level 0.67 | HOUELC, HOUAMB | HOUETARHN_OLDC_DMD | MKr20 | 2020 | 3.2165 | 0.18468 | 0.21386 | [5 empty] | ETA | C | OLD | 4.6759 |  | RHNHPELC | 4 | 0.66667 | HOUETARHNHPELCN02_OLDC_FDIELCE01 | 0.97 | HOUETARHNHPELCN02_OLDC | HOUETARHNDIELCE01_OLDC | DIELCE01 | HPELCN02 | ETA_OLDC | DIELCE01_HPELCN02 | 5 | 0 | 1.1 | Unlikely
HOUETARHNHPELCN02_OLDC_FDIELCE01_D67 | Residential heating technology - Heat pump, Air-to-air - single-family house - existing building - distributed level 0.67 | HOUELC, HOUAMB | HOUETARHN_OLDC_DMD | MKr20 | 2025 | 3.1379 | 0.12547 | 0.20338 | [5 empty] | ETA | C | OLD | 4.9169 |  | RHNHPELC | 4 | 0.66667 | HOUETARHNHPELCN02_OLDC_FDIELCE01 | 0.97 | HOUETARHNHPELCN02_OLDC | HOUETARHNDIELCE01_OLDC | DIELCE01 | HPELCN02 | ETA_OLDC | DIELCE01_HPELCN02 | 5 | 0 | 1.1 | Unlikely
HOUETARHNHPELCN02_OLDC_FDIELCE01_D67 | Residential heating technology - Heat pump, Air-to-air - single-family house - existing building - distributed level 0.67 | HOUELC, HOUAMB | HOUETARHN_OLDC_DMD | MKr20 | 2030 | 3.0593 | 0.12315 | 0.1957 | [5 empty] | ETA | C | OLD | 5.1098 |  | RHNHPELC | 4 | 0.66667 | HOUETARHNHPELCN02_OLDC_FDIELCE01 | 0.97 | HOUETARHNHPELCN02_OLDC | HOUETARHNDIELCE01_OLDC | DIELCE01 | HPELCN02 | ETA_OLDC | DIELCE01_HPELCN02 | 5 | 0 | 1.1 | Unlikely
HOUETARHNHPELCN02_OLDC_FDIELCE01_D67 | Residential heating technology - Heat pump, Air-to-air - single-family house - existing building - distributed level 0.67 | HOUELC, HOUAMB | HOUETARHN_OLDC_DMD | MKr20 | 2040 | 2.9134 | 0.11885 | 0.18859 | [5 empty] | ETA | C | OLD | 5.3026 |  | RHNHPELC | 4 | 0.66667 | HOUETARHNHPELCN02_OLDC_FDIELCE01 | 0.97 | HOUETARHNHPELCN02_OLDC | HOUETARHNDIELCE01_OLDC | DIELCE01 | HPELCN02 | ETA_OLDC | DIELCE01_HPELCN02 | 5 | 0 | 1.1 | Unlikely
HOUETARHNHPELCN02_OLDC_FDIELCE01_D67 | Residential heating technology - Heat pump, Air-to-air - single-family house - existing building - distributed level 0.67 | HOUELC, HOUAMB | HOUETARHN_OLDC_DMD | MKr20 | 2050 | 2.7675 | 0.11455 | 0.18522 | [5 empty] | ETA | C | OLD | 5.399 |  | RHNHPELC | 4 | 0.66667 | HOUETARHNHPELCN02_OLDC_FDIELCE01 | 0.97 | HOUETARHNHPELCN02_OLDC | HOUETARHNDIELCE01_OLDC | DIELCE01 | HPELCN02 | ETA_OLDC | DIELCE01_HPELCN02 | 5 | 0 | 1.1 | Unlikely
HOUETARHNDIELCN06_OLDC_FDIELCE01_D67 | Residential heating technology - Electric heating - electric panel from Bauhaus - apartment complex - new building - distributed level 0.67 | HOUELC | HOUETARHN_OLDC_DMD | MKr20 | 2020 | 0.53054 | 0 | [6 empty] | ETA | C | OLD |  |  | RHNDIELC | 4 | 0.66667 | HOUETARHNDIELCN06_OLDC_FDIELCE01 | 0.97 | HOUETARHNDIELCN06_OLDC | HOUETARHNDIELCE01_OLDC | DIELCE01 | DIELCN06 | ETA_OLDC | DIELCE01_DIELCN06 | 2 | 0 | 0.9 | Same
HOUETARHNDIELCN06_OLDC_FDIELCE01_D67 | Residential heating technology - Electric heating - electric panel from Bauhaus - apartment complex - new building - distributed level 0.67 | HOUELC | HOUETARHN_OLDC_DMD | MKr20 | 2025 | 0.53054 | 0 | [6 empty] | ETA | C | OLD |  |  | RHNDIELC | 4 | 0.66667 | HOUETARHNDIELCN06_OLDC_FDIELCE01 | 0.97 | HOUETARHNDIELCN06_OLDC | HOUETARHNDIELCE01_OLDC | DIELCE01 | DIELCN06 | ETA_OLDC | DIELCE01_DIELCN06 | 2 | 0 | 0.9 | Same
HOUETARHNDIELCN06_OLDC_FDIELCE01_D67 | Residential heating technology - Electric heating - electric panel from Bauhaus - apartment complex - new building - distributed level 0.67 | HOUELC | HOUETARHN_OLDC_DMD | MKr20 | 2030 | 0.53054 | 0 | [6 empty] | ETA | C | OLD |  |  | RHNDIELC | 4 | 0.66667 | HOUETARHNDIELCN06_OLDC_FDIELCE01 | 0.97 | HOUETARHNDIELCN06_OLDC | HOUETARHNDIELCE01_OLDC | DIELCE01 | DIELCN06 | ETA_OLDC | DIELCE01_DIELCN06 | 2 | 0 | 0.9 | Same
HOUETARHNDIELCN06_OLDC_FDIELCE01_D67 | Residential heating technology - Electric heating - electric panel from Bauhaus - apartment complex - new building - distributed level 0.67 | HOUELC | HOUETARHN_OLDC_DMD | MKr20 | 2040 | 0.53054 | 0 | [6 empty] | ETA | C | OLD |  |  | RHNDIELC | 4 | 0.66667 | HOUETARHNDIELCN06_OLDC_FDIELCE01 | 0.97 | HOUETARHNDIELCN06_OLDC | HOUETARHNDIELCE01_OLDC | DIELCE01 | DIELCN06 | ETA_OLDC | DIELCE01_DIELCN06 | 2 | 0 | 0.9 | Same
HOUETARHNDIELCN06_OLDC_FDIELCE01_D67 | Residential heating technology - Electric heating - electric panel from Bauhaus - apartment complex - new building - distributed level 0.67 | HOUELC | HOUETARHN_OLDC_DMD | MKr20 | 2050 | 0.53054 | 0 | [6 empty] | ETA | C | OLD |  |  | RHNDIELC | 4 | 0.66667 | HOUETARHNDIELCN06_OLDC_FDIELCE01 | 0.97 | HOUETARHNDIELCN06_OLDC | HOUETARHNDIELCE01_OLDC | DIELCE01 | DIELCN06 | ETA_OLDC | DIELCE01_DIELCN06 | 2 | 0 | 0.9 | Same
HOUETARHNDIELCN01_OLDC_FDIELCE01_D67 | Residential heating technology - Electric heating - apartment complex - new building - distributed level 0.67 | HOUELC | HOUETARHN_OLDC_DMD | MKr20 | 2020 | 4.9276 | 0.0024454 | [6 empty] | ETA | C | OLD |  |  | RHNDIELC | 4 | 0.66667 | HOUETARHNDIELCN01_OLDC_FDIELCE01 | 0.97 | HOUETARHNDIELCN01_OLDC | HOUETARHNDIELCE01_OLDC | DIELCE01 | DIELCN01 | ETA_OLDC | DIELCE01_DIELCN01 | 2 | 0 | 0.9 | Same
HOUETARHNDIELCN01_OLDC_FDIELCE01_D67 | Residential heating technology - Electric heating - apartment complex - new building - distributed level 0.67 | HOUELC | HOUETARHN_OLDC_DMD | MKr20 | 2025 | 4.8056 | 0.0023455 | [6 empty] | ETA | C | OLD |  |  | RHNDIELC | 4 | 0.66667 | HOUETARHNDIELCN01_OLDC_FDIELCE01 | 0.97 | HOUETARHNDIELCN01_OLDC | HOUETARHNDIELCE01_OLDC | DIELCE01 | DIELCN01 | ETA_OLDC | DIELCE01_DIELCN01 | 2 | 0 | 0.9 | Same
HOUETARHNDIELCN01_OLDC_FDIELCE01_D67 | Residential heating technology - Electric heating - apartment complex - new building - distributed level 0.67 | HOUELC | HOUETARHN_OLDC_DMD | MKr20 | 2030 | 4.6867 | 0.0022956 | [6 empty] | ETA | C | OLD |  |  | RHNDIELC | 4 | 0.66667 | HOUETARHNDIELCN01_OLDC_FDIELCE01 | 0.97 | HOUETARHNDIELCN01_OLDC | HOUETARHNDIELCE01_OLDC | DIELCE01 | DIELCN01 | ETA_OLDC | DIELCE01_DIELCN01 | 2 | 0 | 0.9 | Same
HOUETARHNDIELCN01_OLDC_FDIELCE01_D67 | Residential heating technology - Electric heating - apartment complex - new building - distributed level 0.67 | HOUELC | HOUETARHN_OLDC_DMD | MKr20 | 2040 | 4.4575 | 0.0021958 | [6 empty] | ETA | C | OLD |  |  | RHNDIELC | 4 | 0.66667 | HOUETARHNDIELCN01_OLDC_FDIELCE01 | 0.97 | HOUETARHNDIELCN01_OLDC | HOUETARHNDIELCE01_OLDC | DIELCE01 | DIELCN01 | ETA_OLDC | DIELCE01_DIELCN01 | 2 | 0 | 0.9 | Same
HOUETARHNDIELCN01_OLDC_FDIELCE01_D67 | Residential heating technology - Electric heating - apartment complex - new building - distributed level 0.67 | HOUELC | HOUETARHN_OLDC_DMD | MKr20 | 2050 | 4.2396 | 0.002096 | [6 empty] | ETA | C | OLD |  |  | RHNDIELC | 4 | 0.66667 | HOUETARHNDIELCN01_OLDC_FDIELCE01 | 0.97 | HOUETARHNDIELCN01_OLDC | HOUETARHNDIELCE01_OLDC | DIELCE01 | DIELCN01 | ETA_OLDC | DIELCE01_DIELCN01 | 2 | 0 | 0.9 | Same
HOUETARHNBHSOLN01_OLDC_FDIELCE01_D67 | Residential heating technology - Solar heating system - apartment complex - existing building - distributed level 0.67 | HOUSOL | HOUETARHN_OLDC_DMD | MKr20 | 2020 | 5.0818 | 0.023783 | [6 empty] | ETA | C | OLD |  |  | RHNBHSOL | 4 | 0.66667 | HOUETARHNBHSOLN01_OLDC_FDIELCE01 | 0.97 | HOUETARHNBHSOLN01_OLDC | HOUETARHNDIELCE01_OLDC | DIELCE01 | BHSOLN01 | ETA_OLDC | DIELCE01_BHSOLN01 | 5 | 0 | 1.1 | Unlikely
HOUETARHNBHSOLN01_OLDC_FDIELCE01_D67 | Residential heating technology - Solar heating system - apartment complex - existing building - distributed level 0.67 | HOUSOL | HOUETARHN_OLDC_DMD | MKr20 | 2025 | 4.8622 | 0.025209 | [6 empty] | ETA | C | OLD |  |  | RHNBHSOL | 4 | 0.66667 | HOUETARHNBHSOLN01_OLDC_FDIELCE01 | 0.97 | HOUETARHNBHSOLN01_OLDC | HOUETARHNDIELCE01_OLDC | DIELCE01 | BHSOLN01 | ETA_OLDC | DIELCE01_BHSOLN01 | 5 | 0 | 1.1 | Unlikely
HOUETARHNBHSOLN01_OLDC_FDIELCE01_D67 | Residential heating technology - Solar heating system - apartment complex - existing building - distributed level 0.67 | HOUSOL | HOUETARHN_OLDC_DMD | MKr20 | 2030 | 4.6426 | 0.025751 | [6 empty] | ETA | C | OLD |  |  | RHNBHSOL | 4 | 0.66667 | HOUETARHNBHSOLN01_OLDC_FDIELCE01 | 0.97 | HOUETARHNBHSOLN01_OLDC | HOUETARHNDIELCE01_OLDC | DIELCE01 | BHSOLN01 | ETA_OLDC | DIELCE01_BHSOLN01 | 5 | 0 | 1.1 | Unlikely
HOUETARHNBHSOLN01_OLDC_FDIELCE01_D67 | Residential heating technology - Solar heating system - apartment complex - existing building - distributed level 0.67 | HOUSOL | HOUETARHN_OLDC_DMD | MKr20 | 2040 | 4.423 | 0.025052 | [6 empty] | ETA | C | OLD |  |  | RHNBHSOL | 4 | 0.66667 | HOUETARHNBHSOLN01_OLDC_FDIELCE01 | 0.97 | HOUETARHNBHSOLN01_OLDC | HOUETARHNDIELCE01_OLDC | DIELCE01 | BHSOLN01 | ETA_OLDC | DIELCE01_BHSOLN01 | 5 | 0 | 1.1 | Unlikely
HOUETARHNBHSOLN01_OLDC_FDIELCE01_D67 | Residential heating technology - Solar heating system - apartment complex - existing building - distributed level 0.67 | HOUSOL | HOUETARHN_OLDC_DMD | MKr20 | 2050 | 4.2034 | 0.023783 | [6 empty] | ETA | C | OLD |  |  | RHNBHSOL | 4 | 0.66667 | HOUETARHNBHSOLN01_OLDC_FDIELCE01 | 0.97 | HOUETARHNBHSOLN01_OLDC | HOUETARHNDIELCE01_OLDC | DIELCE01 | BHSOLN01 | ETA_OLDC | DIELCE01_BHSOLN01 | 5 | 0 | 1.1 | Unlikely
HOUETARHNBHDHCN03_OLDC_FDIELCE01_D67 | Residential heating technology - Direct district heating substation - plus connection pipe - apartment complex - existing building - distributed level 0.67 | HOUDHC | HOUETARHN_OLDC_DMD | MKr20 | 2020 | 0.32571 | 0.0017726 | [6 empty] | ETA | C | OLD |  |  | RHNBHDHC | 4 | 0.66667 | HOUETARHNBHDHCN03_OLDC_FDIELCE01 | 0.97 | HOUETARHNBHDHCN03_OLDC | HOUETARHNDIELCE01_OLDC | DIELCE01 | BHDHCN03 | ETA_OLDC | DIELCE01_BHDHCN03 | 6 | 0 | 1 | New
HOUETARHNBHDHCN03_OLDC_FDIELCE01_D67 | Residential heating technology - Direct district heating substation - plus connection pipe - apartment complex - existing building - distributed level 0.67 | HOUDHC | HOUETARHN_OLDC_DMD | MKr20 | 2025 | 0.31963 | 0.0017966 | [6 empty] | ETA | C | OLD |  |  | RHNBHDHC | 4 | 0.66667 | HOUETARHNBHDHCN03_OLDC_FDIELCE01 | 0.97 | HOUETARHNBHDHCN03_OLDC | HOUETARHNDIELCE01_OLDC | DIELCE01 | BHDHCN03 | ETA_OLDC | DIELCE01_BHDHCN03 | 6 | 0 | 1 | New
HOUETARHNBHDHCN03_OLDC_FDIELCE01_D67 | Residential heating technology - Direct district heating substation - plus connection pipe - apartment complex - existing building - distributed level 0.67 | HOUDHC | HOUETARHN_OLDC_DMD | MKr20 | 2030 | 0.31369 | 0.0017701 | [6 empty] | ETA | C | OLD |  |  | RHNBHDHC | 4 | 0.66667 | HOUETARHNBHDHCN03_OLDC_FDIELCE01 | 0.97 | HOUETARHNBHDHCN03_OLDC | HOUETARHNDIELCE01_OLDC | DIELCE01 | BHDHCN03 | ETA_OLDC | DIELCE01_BHDHCN03 | 6 | 0 | 1 | New
HOUETARHNBHDHCN03_OLDC_FDIELCE01_D67 | Residential heating technology - Direct district heating substation - plus connection pipe - apartment complex - existing building - distributed level 0.67 | HOUDHC | HOUETARHN_OLDC_DMD | MKr20 | 2040 | 0.30226 | 0.0017164 | [6 empty] | ETA | C | OLD |  |  | RHNBHDHC | 4 | 0.66667 | HOUETARHNBHDHCN03_OLDC_FDIELCE01 | 0.97 | HOUETARHNBHDHCN03_OLDC | HOUETARHNDIELCE01_OLDC | DIELCE01 | BHDHCN03 | ETA_OLDC | DIELCE01_BHDHCN03 | 6 | 0 | 1 | New
HOUETARHNBHDHCN03_OLDC_FDIELCE01_D67 | Residential heating technology - Direct district heating substation - plus connection pipe - apartment complex - existing building - distributed level 0.67 | HOUDHC | HOUETARHN_OLDC_DMD | MKr20 | 2050 | 0.29138 | 0.0016479 | [6 empty] | ETA | C | OLD |  |  | RHNBHDHC | 4 | 0.66667 | HOUETARHNBHDHCN03_OLDC_FDIELCE01 | 0.97 | HOUETARHNBHDHCN03_OLDC | HOUETARHNDIELCE01_OLDC | DIELCE01 | BHDHCN03 | ETA_OLDC | DIELCE01_BHDHCN03 | 6 | 0 | 1 | New
HOUETARHNHPELCN05_OLDD_FDIELCE01_D67 | Residential heating technology - Heat pump, Air-to-water - leasing - apartment complex - existing building - distributed level 0.67 | HOUELC, HOUAMB | HOUETARHN_OLDD_DMD | MKr20 | 2020 | 4.2352 | 0.36113 | 0.35767 | [5 empty] | ETA | D | OLD | 2.7959 |  | RHNHPELC | 4 | 0.66667 | HOUETARHNHPELCN05_OLDD_FDIELCE01 | 0.97 | HOUETARHNHPELCN05_OLDD | HOUETARHNDIELCE01_OLDD | DIELCE01 | HPELCN05 | ETA_OLDD | DIELCE01_HPELCN05 | 5 | 0 | 1.1 | Unlikely
HOUETARHNHPELCN05_OLDD_FDIELCE01_D67 | Residential heating technology - Heat pump, Air-to-water - leasing - apartment complex - existing building - distributed level 0.67 | HOUELC, HOUAMB | HOUETARHN_OLDD_DMD | MKr20 | 2025 | 3.7923 | 0.33198 | 0.34008 | [5 empty] | ETA | D | OLD | 2.9405 |  | RHNHPELC | 4 | 0.66667 | HOUETARHNHPELCN05_OLDD_FDIELCE01 | 0.97 | HOUETARHNHPELCN05_OLDD | HOUETARHNDIELCE01_OLDD | DIELCE01 | HPELCN05 | ETA_OLDD | DIELCE01_HPELCN05 | 5 | 0 | 1.1 | Unlikely
HOUETARHNHPELCN05_OLDD_FDIELCE01_D67 | Residential heating technology - Heat pump, Air-to-water - leasing - apartment complex - existing building - distributed level 0.67 | HOUELC, HOUAMB | HOUETARHN_OLDD_DMD | MKr20 | 2030 | 3.3494 | 0.3028 | 0.32413 | [5 empty] | ETA | D | OLD | 3.0851 |  | RHNHPELC | 4 | 0.66667 | HOUETARHNHPELCN05_OLDD_FDIELCE01 | 0.97 | HOUETARHNHPELCN05_OLDD | HOUETARHNDIELCE01_OLDD | DIELCE01 | HPELCN05 | ETA_OLDD | DIELCE01_HPELCN05 | 5 | 0 | 1.1 | Unlikely
HOUETARHNHPELCN05_OLDD_FDIELCE01_D67 | Residential heating technology - Heat pump, Air-to-water - leasing - apartment complex - existing building - distributed level 0.67 | HOUELC, HOUAMB | HOUETARHN_OLDD_DMD | MKr20 | 2040 | 3 | 0.27907 | 0.30962 | [5 empty] | ETA | D | OLD | 3.2298 |  | RHNHPELC | 4 | 0.66667 | HOUETARHNHPELCN05_OLDD_FDIELCE01 | 0.97 | HOUETARHNHPELCN05_OLDD | HOUETARHNDIELCE01_OLDD | DIELCE01 | HPELCN05 | ETA_OLDD | DIELCE01_HPELCN05 | 5 | 0 | 1.1 | Unlikely
HOUETARHNHPELCN05_OLDD_FDIELCE01_D67 | Residential heating technology - Heat pump, Air-to-water - leasing - apartment complex - existing building - distributed level 0.67 | HOUELC, HOUAMB | HOUETARHN_OLDD_DMD | MKr20 | 2050 | 2.6505 | 0.25532 | 0.29635 | [5 empty] | ETA | D | OLD | 3.3744 |  | RHNHPELC | 4 | 0.66667 | HOUETARHNHPELCN05_OLDD_FDIELCE01 | 0.97 | HOUETARHNHPELCN05_OLDD | HOUETARHNDIELCE01_OLDD | DIELCE01 | HPELCN05 | ETA_OLDD | DIELCE01_HPELCN05 | 5 | 0 | 1.1 | Unlikely
HOUETARHNHPELCN04_OLDD_FDIELCE01_D67 | Residential heating technology - Heat pump, Ground source - apartment complex - existing building - distributed level 0.67 | HOUELC, HOUAMB | HOUETARHN_OLDD_DMD | MKr20 | 2020 | 7.1745 | 0.053517 | 0.32413 | [5 empty] | ETA | D | OLD | 3.0851 |  | RHNHPELC | 4 | 0.66667 | HOUETARHNHPELCN04_OLDD_FDIELCE01 | 0.97 | HOUETARHNHPELCN04_OLDD | HOUETARHNDIELCE01_OLDD | DIELCE01 | HPELCN04 | ETA_OLDD | DIELCE01_HPELCN04 | 6 | 0 | 1 | New
HOUETARHNHPELCN04_OLDD_FDIELCE01_D67 | Residential heating technology - Heat pump, Ground source - apartment complex - existing building - distributed level 0.67 | HOUELC, HOUAMB | HOUETARHN_OLDD_DMD | MKr20 | 2025 | 6.6364 | 0.053094 | 0.31431 | [5 empty] | ETA | D | OLD | 3.1815 |  | RHNHPELC | 4 | 0.66667 | HOUETARHNHPELCN04_OLDD_FDIELCE01 | 0.97 | HOUETARHNHPELCN04_OLDD | HOUETARHNDIELCE01_OLDD | DIELCE01 | HPELCN04 | ETA_OLDD | DIELCE01_HPELCN04 | 6 | 0 | 1 | New
HOUETARHNHPELCN04_OLDD_FDIELCE01_D67 | Residential heating technology - Heat pump, Ground source - apartment complex - existing building - distributed level 0.67 | HOUELC, HOUAMB | HOUETARHN_OLDD_DMD | MKr20 | 2030 | 6.0983 | 0.052631 | 0.30507 | [5 empty] | ETA | D | OLD | 3.278 |  | RHNHPELC | 4 | 0.66667 | HOUETARHNHPELCN04_OLDD_FDIELCE01 | 0.97 | HOUETARHNHPELCN04_OLDD | HOUETARHNDIELCE01_OLDD | DIELCE01 | HPELCN04 | ETA_OLDD | DIELCE01_HPELCN04 | 6 | 0 | 1 | New
HOUETARHNHPELCN04_OLDD_FDIELCE01_D67 | Residential heating technology - Heat pump, Ground source - apartment complex - existing building - distributed level 0.67 | HOUELC, HOUAMB | HOUETARHN_OLDD_DMD | MKr20 | 2040 | 5.641 | 0.051561 | 0.29218 | [5 empty] | ETA | D | OLD | 3.4226 |  | RHNHPELC | 4 | 0.66667 | HOUETARHNHPELCN04_OLDD_FDIELCE01 | 0.97 | HOUETARHNHPELCN04_OLDD | HOUETARHNDIELCE01_OLDD | DIELCE01 | HPELCN04 | ETA_OLDD | DIELCE01_HPELCN04 | 6 | 0 | 1 | New
HOUETARHNHPELCN04_OLDD_FDIELCE01_D67 | Residential heating technology - Heat pump, Ground source - apartment complex - existing building - distributed level 0.67 | HOUELC, HOUAMB | HOUETARHN_OLDD_DMD | MKr20 | 2050 | 5.1836 | 0.050472 | 0.28812 | [5 empty] | ETA | D | OLD | 3.4708 |  | RHNHPELC | 4 | 0.66667 | HOUETARHNHPELCN04_OLDD_FDIELCE01 | 0.97 | HOUETARHNHPELCN04_OLDD | HOUETARHNDIELCE01_OLDD | DIELCE01 | HPELCN04 | ETA_OLDD | DIELCE01_HPELCN04 | 6 | 0 | 1 | New
HOUETARHNHPELCN03_OLDD_FDIELCE01_D67 | Residential heating technology - Heat pump, Air-to-water - apartment complex - existing building - distributed level 0.67 | HOUELC, HOUAMB | HOUETARHN_OLDD_DMD | MKr20 | 2020 | 7.7004 | 0.086482 | 0.35767 | [5 empty] | ETA | D | OLD | 2.7959 |  | RHNHPELC | 4 | 0.66667 | HOUETARHNHPELCN03_OLDD_FDIELCE01 | 0.97 | HOUETARHNHPELCN03_OLDD | HOUETARHNDIELCE01_OLDD | DIELCE01 | HPELCN03 | ETA_OLDD | DIELCE01_HPELCN03 | 6 | 0 | 1 | New
HOUETARHNHPELCN03_OLDD_FDIELCE01_D67 | Residential heating technology - Heat pump, Air-to-water - apartment complex - existing building - distributed level 0.67 | HOUELC, HOUAMB | HOUETARHN_OLDD_DMD | MKr20 | 2025 | 6.8951 | 0.086059 | 0.34008 | [5 empty] | ETA | D | OLD | 2.9405 |  | RHNHPELC | 4 | 0.66667 | HOUETARHNHPELCN03_OLDD_FDIELCE01 | 0.97 | HOUETARHNHPELCN03_OLDD | HOUETARHNDIELCE01_OLDD | DIELCE01 | HPELCN03 | ETA_OLDD | DIELCE01_HPELCN03 | 6 | 0 | 1 | New
HOUETARHNHPELCN03_OLDD_FDIELCE01_D67 | Residential heating technology - Heat pump, Air-to-water - apartment complex - existing building - distributed level 0.67 | HOUELC, HOUAMB | HOUETARHN_OLDD_DMD | MKr20 | 2030 | 6.0899 | 0.085596 | 0.32413 | [5 empty] | ETA | D | OLD | 3.0851 |  | RHNHPELC | 4 | 0.66667 | HOUETARHNHPELCN03_OLDD_FDIELCE01 | 0.97 | HOUETARHNHPELCN03_OLDD | HOUETARHNDIELCE01_OLDD | DIELCE01 | HPELCN03 | ETA_OLDD | DIELCE01_HPELCN03 | 6 | 0 | 1 | New
HOUETARHNHPELCN03_OLDD_FDIELCE01_D67 | Residential heating technology - Heat pump, Air-to-water - apartment complex - existing building - distributed level 0.67 | HOUELC, HOUAMB | HOUETARHN_OLDD_DMD | MKr20 | 2040 | 5.4545 | 0.084526 | 0.30962 | [5 empty] | ETA | D | OLD | 3.2298 |  | RHNHPELC | 4 | 0.66667 | HOUETARHNHPELCN03_OLDD_FDIELCE01 | 0.97 | HOUETARHNHPELCN03_OLDD | HOUETARHNDIELCE01_OLDD | DIELCE01 | HPELCN03 | ETA_OLDD | DIELCE01_HPELCN03 | 6 | 0 | 1 | New
HOUETARHNHPELCN03_OLDD_FDIELCE01_D67 | Residential heating technology - Heat pump, Air-to-water - apartment complex - existing building - distributed level 0.67 | HOUELC, HOUAMB | HOUETARHN_OLDD_DMD | MKr20 | 2050 | 4.8191 | 0.083437 | 0.29635 | [5 empty] | ETA | D | OLD | 3.3744 |  | RHNHPELC | 4 | 0.66667 | HOUETARHNHPELCN03_OLDD_FDIELCE01 | 0.97 | HOUETARHNHPELCN03_OLDD | HOUETARHNDIELCE01_OLDD | DIELCE01 | HPELCN03 | ETA_OLDD | DIELCE01_HPELCN03 | 6 | 0 | 1 | New
HOUETARHNHPELCN02_OLDD_FDIELCE01_D67 | Residential heating technology - Heat pump, Air-to-air - single-family house - existing building - distributed level 0.67 | HOUELC, HOUAMB | HOUETARHN_OLDD_DMD | MKr20 | 2020 | 3.2165 | 0.18468 | 0.21386 | [5 empty] | ETA | D | OLD | 4.6759 |  | RHNHPELC | 4 | 0.66667 | HOUETARHNHPELCN02_OLDD_FDIELCE01 | 0.97 | HOUETARHNHPELCN02_OLDD | HOUETARHNDIELCE01_OLDD | DIELCE01 | HPELCN02 | ETA_OLDD | DIELCE01_HPELCN02 | 5 | 0 | 1.1 | Unlikely
HOUETARHNHPELCN02_OLDD_FDIELCE01_D67 | Residential heating technology - Heat pump, Air-to-air - single-family house - existing building - distributed level 0.67 | HOUELC, HOUAMB | HOUETARHN_OLDD_DMD | MKr20 | 2025 | 3.1379 | 0.12547 | 0.20338 | [5 empty] | ETA | D | OLD | 4.9169 |  | RHNHPELC | 4 | 0.66667 | HOUETARHNHPELCN02_OLDD_FDIELCE01 | 0.97 | HOUETARHNHPELCN02_OLDD | HOUETARHNDIELCE01_OLDD | DIELCE01 | HPELCN02 | ETA_OLDD | DIELCE01_HPELCN02 | 5 | 0 | 1.1 | Unlikely
HOUETARHNHPELCN02_OLDD_FDIELCE01_D67 | Residential heating technology - Heat pump, Air-to-air - single-family house - existing building - distributed level 0.67 | HOUELC, HOUAMB | HOUETARHN_OLDD_DMD | MKr20 | 2030 | 3.0593 | 0.12315 | 0.1957 | [5 empty] | ETA | D | OLD | 5.1098 |  | RHNHPELC | 4 | 0.66667 | HOUETARHNHPELCN02_OLDD_FDIELCE01 | 0.97 | HOUETARHNHPELCN02_OLDD | HOUETARHNDIELCE01_OLDD | DIELCE01 | HPELCN02 | ETA_OLDD | DIELCE01_HPELCN02 | 5 | 0 | 1.1 | Unlikely
HOUETARHNHPELCN02_OLDD_FDIELCE01_D67 | Residential heating technology - Heat pump, Air-to-air - single-family house - existing building - distributed level 0.67 | HOUELC, HOUAMB | HOUETARHN_OLDD_DMD | MKr20 | 2040 | 2.9134 | 0.11885 | 0.18859 | [5 empty] | ETA | D | OLD | 5.3026 |  | RHNHPELC | 4 | 0.66667 | HOUETARHNHPELCN02_OLDD_FDIELCE01 | 0.97 | HOUETARHNHPELCN02_OLDD | HOUETARHNDIELCE01_OLDD | DIELCE01 | HPELCN02 | ETA_OLDD | DIELCE01_HPELCN02 | 5 | 0 | 1.1 | Unlikely
HOUETARHNHPELCN02_OLDD_FDIELCE01_D67 | Residential heating technology - Heat pump, Air-to-air - single-family house - existing building - distributed level 0.67 | HOUELC, HOUAMB | HOUETARHN_OLDD_DMD | MKr20 | 2050 | 2.7675 | 0.11455 | 0.18522 | [5 empty] | ETA | D | OLD | 5.399 |  | RHNHPELC | 4 | 0.66667 | HOUETARHNHPELCN02_OLDD_FDIELCE01 | 0.97 | HOUETARHNHPELCN02_OLDD | HOUETARHNDIELCE01_OLDD | DIELCE01 | HPELCN02 | ETA_OLDD | DIELCE01_HPELCN02 | 5 | 0 | 1.1 | Unlikely
HOUETARHNDIELCN06_OLDD_FDIELCE01_D67 | Residential heating technology - Electric heating - electric panel from Bauhaus - apartment complex - new building - distributed level 0.67 | HOUELC | HOUETARHN_OLDD_DMD | MKr20 | 2020 | 0.53054 | 0 | [6 empty] | ETA | D | OLD |  |  | RHNDIELC | 4 | 0.66667 | HOUETARHNDIELCN06_OLDD_FDIELCE01 | 0.97 | HOUETARHNDIELCN06_OLDD | HOUETARHNDIELCE01_OLDD | DIELCE01 | DIELCN06 | ETA_OLDD | DIELCE01_DIELCN06 | 2 | 0 | 0.9 | Same
HOUETARHNDIELCN06_OLDD_FDIELCE01_D67 | Residential heating technology - Electric heating - electric panel from Bauhaus - apartment complex - new building - distributed level 0.67 | HOUELC | HOUETARHN_OLDD_DMD | MKr20 | 2025 | 0.53054 | 0 | [6 empty] | ETA | D | OLD |  |  | RHNDIELC | 4 | 0.66667 | HOUETARHNDIELCN06_OLDD_FDIELCE01 | 0.97 | HOUETARHNDIELCN06_OLDD | HOUETARHNDIELCE01_OLDD | DIELCE01 | DIELCN06 | ETA_OLDD | DIELCE01_DIELCN06 | 2 | 0 | 0.9 | Same
HOUETARHNDIELCN06_OLDD_FDIELCE01_D67 | Residential heating technology - Electric heating - electric panel from Bauhaus - apartment complex - new building - distributed level 0.67 | HOUELC | HOUETARHN_OLDD_DMD | MKr20 | 2030 | 0.53054 | 0 | [6 empty] | ETA | D | OLD |  |  | RHNDIELC | 4 | 0.66667 | HOUETARHNDIELCN06_OLDD_FDIELCE01 | 0.97 | HOUETARHNDIELCN06_OLDD | HOUETARHNDIELCE01_OLDD | DIELCE01 | DIELCN06 | ETA_OLDD | DIELCE01_DIELCN06 | 2 | 0 | 0.9 | Same
HOUETARHNDIELCN06_OLDD_FDIELCE01_D67 | Residential heating technology - Electric heating - electric panel from Bauhaus - apartment complex - new building - distributed level 0.67 | HOUELC | HOUETARHN_OLDD_DMD | MKr20 | 2040 | 0.53054 | 0 | [6 empty] | ETA | D | OLD |  |  | RHNDIELC | 4 | 0.66667 | HOUETARHNDIELCN06_OLDD_FDIELCE01 | 0.97 | HOUETARHNDIELCN06_OLDD | HOUETARHNDIELCE01_OLDD | DIELCE01 | DIELCN06 | ETA_OLDD | DIELCE01_DIELCN06 | 2 | 0 | 0.9 | Same
HOUETARHNDIELCN06_OLDD_FDIELCE01_D67 | Residential heating technology - Electric heating - electric panel from Bauhaus - apartment complex - new building - distributed level 0.67 | HOUELC | HOUETARHN_OLDD_DMD | MKr20 | 2050 | 0.53054 | 0 | [6 empty] | ETA | D | OLD |  |  | RHNDIELC | 4 | 0.66667 | HOUETARHNDIELCN06_OLDD_FDIELCE01 | 0.97 | HOUETARHNDIELCN06_OLDD | HOUETARHNDIELCE01_OLDD | DIELCE01 | DIELCN06 | ETA_OLDD | DIELCE01_DIELCN06 | 2 | 0 | 0.9 | Same
HOUETARHNDIELCN01_OLDD_FDIELCE01_D67 | Residential heating technology - Electric heating - apartment complex - new building - distributed level 0.67 | HOUELC | HOUETARHN_OLDD_DMD | MKr20 | 2020 | 4.9276 | 0.0024454 | [6 empty] | ETA | D | OLD |  |  | RHNDIELC | 4 | 0.66667 | HOUETARHNDIELCN01_OLDD_FDIELCE01 | 0.97 | HOUETARHNDIELCN01_OLDD | HOUETARHNDIELCE01_OLDD | DIELCE01 | DIELCN01 | ETA_OLDD | DIELCE01_DIELCN01 | 2 | 0 | 0.9 | Same
HOUETARHNDIELCN01_OLDD_FDIELCE01_D67 | Residential heating technology - Electric heating - apartment complex - new building - distributed level 0.67 | HOUELC | HOUETARHN_OLDD_DMD | MKr20 | 2025 | 4.8056 | 0.0023455 | [6 empty] | ETA | D | OLD |  |  | RHNDIELC | 4 | 0.66667 | HOUETARHNDIELCN01_OLDD_FDIELCE01 | 0.97 | HOUETARHNDIELCN01_OLDD | HOUETARHNDIELCE01_OLDD | DIELCE01 | DIELCN01 | ETA_OLDD | DIELCE01_DIELCN01 | 2 | 0 | 0.9 | Same
HOUETARHNDIELCN01_OLDD_FDIELCE01_D67 | Residential heating technology - Electric heating - apartment complex - new building - distributed level 0.67 | HOUELC | HOUETARHN_OLDD_DMD | MKr20 | 2030 | 4.6867 | 0.0022956 | [6 empty] | ETA | D | OLD |  |  | RHNDIELC | 4 | 0.66667 | HOUETARHNDIELCN01_OLDD_FDIELCE01 | 0.97 | HOUETARHNDIELCN01_OLDD | HOUETARHNDIELCE01_OLDD | DIELCE01 | DIELCN01 | ETA_OLDD | DIELCE01_DIELCN01 | 2 | 0 | 0.9 | Same
HOUETARHNDIELCN01_OLDD_FDIELCE01_D67 | Residential heating technology - Electric heating - apartment complex - new building - distributed level 0.67 | HOUELC | HOUETARHN_OLDD_DMD | MKr20 | 2040 | 4.4575 | 0.0021958 | [6 empty] | ETA | D | OLD |  |  | RHNDIELC | 4 | 0.66667 | HOUETARHNDIELCN01_OLDD_FDIELCE01 | 0.97 | HOUETARHNDIELCN01_OLDD | HOUETARHNDIELCE01_OLDD | DIELCE01 | DIELCN01 | ETA_OLDD | DIELCE01_DIELCN01 | 2 | 0 | 0.9 | Same
HOUETARHNDIELCN01_OLDD_FDIELCE01_D67 | Residential heating technology - Electric heating - apartment complex - new building - distributed level 0.67 | HOUELC | HOUETARHN_OLDD_DMD | MKr20 | 2050 | 4.2396 | 0.002096 | [6 empty] | ETA | D | OLD |  |  | RHNDIELC | 4 | 0.66667 | HOUETARHNDIELCN01_OLDD_FDIELCE01 | 0.97 | HOUETARHNDIELCN01_OLDD | HOUETARHNDIELCE01_OLDD | DIELCE01 | DIELCN01 | ETA_OLDD | DIELCE01_DIELCN01 | 2 | 0 | 0.9 | Same
HOUETARHNBHSOLN01_OLDD_FDIELCE01_D67 | Residential heating technology - Solar heating system - apartment complex - existing building - distributed level 0.67 | HOUSOL | HOUETARHN_OLDD_DMD | MKr20 | 2020 | 5.0818 | 0.023783 | [6 empty] | ETA | D | OLD |  |  | RHNBHSOL | 4 | 0.66667 | HOUETARHNBHSOLN01_OLDD_FDIELCE01 | 0.97 | HOUETARHNBHSOLN01_OLDD | HOUETARHNDIELCE01_OLDD | DIELCE01 | BHSOLN01 | ETA_OLDD | DIELCE01_BHSOLN01 | 5 | 0 | 1.1 | Unlikely
HOUETARHNBHSOLN01_OLDD_FDIELCE01_D67 | Residential heating technology - Solar heating system - apartment complex - existing building - distributed level 0.67 | HOUSOL | HOUETARHN_OLDD_DMD | MKr20 | 2025 | 4.8622 | 0.025209 | [6 empty] | ETA | D | OLD |  |  | RHNBHSOL | 4 | 0.66667 | HOUETARHNBHSOLN01_OLDD_FDIELCE01 | 0.97 | HOUETARHNBHSOLN01_OLDD | HOUETARHNDIELCE01_OLDD | DIELCE01 | BHSOLN01 | ETA_OLDD | DIELCE01_BHSOLN01 | 5 | 0 | 1.1 | Unlikely
HOUETARHNBHSOLN01_OLDD_FDIELCE01_D67 | Residential heating technology - Solar heating system - apartment complex - existing building - distributed level 0.67 | HOUSOL | HOUETARHN_OLDD_DMD | MKr20 | 2030 | 4.6426 | 0.025751 | [6 empty] | ETA | D | OLD |  |  | RHNBHSOL | 4 | 0.66667 | HOUETARHNBHSOLN01_OLDD_FDIELCE01 | 0.97 | HOUETARHNBHSOLN01_OLDD | HOUETARHNDIELCE01_OLDD | DIELCE01 | BHSOLN01 | ETA_OLDD | DIELCE01_BHSOLN01 | 5 | 0 | 1.1 | Unlikely
HOUETARHNBHSOLN01_OLDD_FDIELCE01_D67 | Residential heating technology - Solar heating system - apartment complex - existing building - distributed level 0.67 | HOUSOL | HOUETARHN_OLDD_DMD | MKr20 | 2040 | 4.423 | 0.025052 | [6 empty] | ETA | D | OLD |  |  | RHNBHSOL | 4 | 0.66667 | HOUETARHNBHSOLN01_OLDD_FDIELCE01 | 0.97 | HOUETARHNBHSOLN01_OLDD | HOUETARHNDIELCE01_OLDD | DIELCE01 | BHSOLN01 | ETA_OLDD | DIELCE01_BHSOLN01 | 5 | 0 | 1.1 | Unlikely
HOUETARHNBHSOLN01_OLDD_FDIELCE01_D67 | Residential heating technology - Solar heating system - apartment complex - existing building - distributed level 0.67 | HOUSOL | HOUETARHN_OLDD_DMD | MKr20 | 2050 | 4.2034 | 0.023783 | [6 empty] | ETA | D | OLD |  |  | RHNBHSOL | 4 | 0.66667 | HOUETARHNBHSOLN01_OLDD_FDIELCE01 | 0.97 | HOUETARHNBHSOLN01_OLDD | HOUETARHNDIELCE01_OLDD | DIELCE01 | BHSOLN01 | ETA_OLDD | DIELCE01_BHSOLN01 | 5 | 0 | 1.1 | Unlikely
HOUETARHNBHDHDN03_OLDD_FDIELCE01_D67 | Residential heating technology - Direct district heating substation - plus connection pipe - apartment complex - existing building - distributed level 0.67 | HOUDHD | HOUETARHN_OLDD_DMD | MKr20 | 2020 | 0.35828 | 0.0017726 | [6 empty] | ETA | D | OLD |  |  | RHNBHDHD | 4 | 0.66667 | HOUETARHNBHDHDN03_OLDD_FDIELCE01 | 0.97 | HOUETARHNBHDHDN03_OLDD | HOUETARHNDIELCE01_OLDD | DIELCE01 | BHDHDN03 | ETA_OLDD | DIELCE01_BHDHDN03 | 5 | 0 | 1.1 | Unlikely
HOUETARHNBHDHDN03_OLDD_FDIELCE01_D67 | Residential heating technology - Direct district heating substation - plus connection pipe - apartment complex - existing building - distributed level 0.67 | HOUDHD | HOUETARHN_OLDD_DMD | MKr20 | 2025 | 0.35159 | 0.0017966 | [6 empty] | ETA | D | OLD |  |  | RHNBHDHD | 4 | 0.66667 | HOUETARHNBHDHDN03_OLDD_FDIELCE01 | 0.97 | HOUETARHNBHDHDN03_OLDD | HOUETARHNDIELCE01_OLDD | DIELCE01 | BHDHDN03 | ETA_OLDD | DIELCE01_BHDHDN03 | 5 | 0 | 1.1 | Unlikely
HOUETARHNBHDHDN03_OLDD_FDIELCE01_D67 | Residential heating technology - Direct district heating substation - plus connection pipe - apartment complex - existing building - distributed level 0.67 | HOUDHD | HOUETARHN_OLDD_DMD | MKr20 | 2030 | 0.34506 | 0.0017701 | [6 empty] | ETA | D | OLD |  |  | RHNBHDHD | 4 | 0.66667 | HOUETARHNBHDHDN03_OLDD_FDIELCE01 | 0.97 | HOUETARHNBHDHDN03_OLDD | HOUETARHNDIELCE01_OLDD | DIELCE01 | BHDHDN03 | ETA_OLDD | DIELCE01_BHDHDN03 | 5 | 0 | 1.1 | Unlikely
HOUETARHNBHDHDN03_OLDD_FDIELCE01_D67 | Residential heating technology - Direct district heating substation - plus connection pipe - apartment complex - existing building - distributed level 0.67 | HOUDHD | HOUETARHN_OLDD_DMD | MKr20 | 2040 | 0.33248 | 0.0017164 | [6 empty] | ETA | D | OLD |  |  | RHNBHDHD | 4 | 0.66667 | HOUETARHNBHDHDN03_OLDD_FDIELCE01 | 0.97 | HOUETARHNBHDHDN03_OLDD | HOUETARHNDIELCE01_OLDD | DIELCE01 | BHDHDN03 | ETA_OLDD | DIELCE01_BHDHDN03 | 5 | 0 | 1.1 | Unlikely
HOUETARHNBHDHDN03_OLDD_FDIELCE01_D67 | Residential heating technology - Direct district heating substation - plus connection pipe - apartment complex - existing building - distributed level 0.67 | HOUDHD | HOUETARHN_OLDD_DMD | MKr20 | 2050 | 0.32052 | 0.0016479 | [6 empty] | ETA | D | OLD |  |  | RHNBHDHD | 4 | 0.66667 | HOUETARHNBHDHDN03_OLDD_FDIELCE01 | 0.97 | HOUETARHNBHDHDN03_OLDD | HOUETARHNDIELCE01_OLDD | DIELCE01 | BHDHDN03 | ETA_OLDD | DIELCE01_BHDHDN03 | 5 | 0 | 1.1 | Unlikely
HOUETARHNHPELCN05_OLDI_FDIELCE01_D67 | Residential heating technology - Heat pump, Air-to-water - leasing - apartment complex - existing building - distributed level 0.67 | HOUELC, HOUAMB | HOUETARHN_OLDI_DMD | MKr20 | 2020 | 4.2352 | 0.36113 | 0.35767 | [5 empty] | ETA | I | OLD | 2.7959 |  | RHNHPELC | 4 | 0.66667 | HOUETARHNHPELCN05_OLDI_FDIELCE01 | 0.97 | HOUETARHNHPELCN05_OLDI | HOUETARHNDIELCE01_OLDI | DIELCE01 | HPELCN05 | ETA_OLDI | DIELCE01_HPELCN05 | 5 | 0 | 1.1 | Unlikely
HOUETARHNHPELCN05_OLDI_FDIELCE01_D67 | Residential heating technology - Heat pump, Air-to-water - leasing - apartment complex - existing building - distributed level 0.67 | HOUELC, HOUAMB | HOUETARHN_OLDI_DMD | MKr20 | 2025 | 3.7923 | 0.33198 | 0.34008 | [5 empty] | ETA | I | OLD | 2.9405 |  | RHNHPELC | 4 | 0.66667 | HOUETARHNHPELCN05_OLDI_FDIELCE01 | 0.97 | HOUETARHNHPELCN05_OLDI | HOUETARHNDIELCE01_OLDI | DIELCE01 | HPELCN05 | ETA_OLDI | DIELCE01_HPELCN05 | 5 | 0 | 1.1 | Unlikely
HOUETARHNHPELCN05_OLDI_FDIELCE01_D67 | Residential heating technology - Heat pump, Air-to-water - leasing - apartment complex - existing building - distributed level 0.67 | HOUELC, HOUAMB | HOUETARHN_OLDI_DMD | MKr20 | 2030 | 3.3494 | 0.3028 | 0.32413 | [5 empty] | ETA | I | OLD | 3.0851 |  | RHNHPELC | 4 | 0.66667 | HOUETARHNHPELCN05_OLDI_FDIELCE01 | 0.97 | HOUETARHNHPELCN05_OLDI | HOUETARHNDIELCE01_OLDI | DIELCE01 | HPELCN05 | ETA_OLDI | DIELCE01_HPELCN05 | 5 | 0 | 1.1 | Unlikely
HOUETARHNHPELCN05_OLDI_FDIELCE01_D67 | Residential heating technology - Heat pump, Air-to-water - leasing - apartment complex - existing building - distributed level 0.67 | HOUELC, HOUAMB | HOUETARHN_OLDI_DMD | MKr20 | 2040 | 3 | 0.27907 | 0.30962 | [5 empty] | ETA | I | OLD | 3.2298 |  | RHNHPELC | 4 | 0.66667 | HOUETARHNHPELCN05_OLDI_FDIELCE01 | 0.97 | HOUETARHNHPELCN05_OLDI | HOUETARHNDIELCE01_OLDI | DIELCE01 | HPELCN05 | ETA_OLDI | DIELCE01_HPELCN05 | 5 | 0 | 1.1 | Unlikely
HOUETARHNHPELCN05_OLDI_FDIELCE01_D67 | Residential heating technology - Heat pump, Air-to-water - leasing - apartment complex - existing building - distributed level 0.67 | HOUELC, HOUAMB | HOUETARHN_OLDI_DMD | MKr20 | 2050 | 2.6505 | 0.25532 | 0.29635 | [5 empty] | ETA | I | OLD | 3.3744 |  | RHNHPELC | 4 | 0.66667 | HOUETARHNHPELCN05_OLDI_FDIELCE01 | 0.97 | HOUETARHNHPELCN05_OLDI | HOUETARHNDIELCE01_OLDI | DIELCE01 | HPELCN05 | ETA_OLDI | DIELCE01_HPELCN05 | 5 | 0 | 1.1 | Unlikely
HOUETARHNHPELCN04_OLDI_FDIELCE01_D67 | Residential heating technology - Heat pump, Ground source - apartment complex - existing building - distributed level 0.67 | HOUELC, HOUAMB | HOUETARHN_OLDI_DMD | MKr20 | 2020 | 7.1745 | 0.053517 | 0.32413 | [5 empty] | ETA | I | OLD | 3.0851 |  | RHNHPELC | 4 | 0.66667 | HOUETARHNHPELCN04_OLDI_FDIELCE01 | 0.97 | HOUETARHNHPELCN04_OLDI | HOUETARHNDIELCE01_OLDI | DIELCE01 | HPELCN04 | ETA_OLDI | DIELCE01_HPELCN04 | 6 | 0 | 1 | New
HOUETARHNHPELCN04_OLDI_FDIELCE01_D67 | Residential heating technology - Heat pump, Ground source - apartment complex - existing building - distributed level 0.67 | HOUELC, HOUAMB | HOUETARHN_OLDI_DMD | MKr20 | 2025 | 6.6364 | 0.053094 | 0.31431 | [5 empty] | ETA | I | OLD | 3.1815 |  | RHNHPELC | 4 | 0.66667 | HOUETARHNHPELCN04_OLDI_FDIELCE01 | 0.97 | HOUETARHNHPELCN04_OLDI | HOUETARHNDIELCE01_OLDI | DIELCE01 | HPELCN04 | ETA_OLDI | DIELCE01_HPELCN04 | 6 | 0 | 1 | New
HOUETARHNHPELCN04_OLDI_FDIELCE01_D67 | Residential heating technology - Heat pump, Ground source - apartment complex - existing building - distributed level 0.67 | HOUELC, HOUAMB | HOUETARHN_OLDI_DMD | MKr20 | 2030 | 6.0983 | 0.052631 | 0.30507 | [5 empty] | ETA | I | OLD | 3.278 |  | RHNHPELC | 4 | 0.66667 | HOUETARHNHPELCN04_OLDI_FDIELCE01 | 0.97 | HOUETARHNHPELCN04_OLDI | HOUETARHNDIELCE01_OLDI | DIELCE01 | HPELCN04 | ETA_OLDI | DIELCE01_HPELCN04 | 6 | 0 | 1 | New
HOUETARHNHPELCN04_OLDI_FDIELCE01_D67 | Residential heating technology - Heat pump, Ground source - apartment complex - existing building - distributed level 0.67 | HOUELC, HOUAMB | HOUETARHN_OLDI_DMD | MKr20 | 2040 | 5.641 | 0.051561 | 0.29218 | [5 empty] | ETA | I | OLD | 3.4226 |  | RHNHPELC | 4 | 0.66667 | HOUETARHNHPELCN04_OLDI_FDIELCE01 | 0.97 | HOUETARHNHPELCN04_OLDI | HOUETARHNDIELCE01_OLDI | DIELCE01 | HPELCN04 | ETA_OLDI | DIELCE01_HPELCN04 | 6 | 0 | 1 | New
HOUETARHNHPELCN04_OLDI_FDIELCE01_D67 | Residential heating technology - Heat pump, Ground source - apartment complex - existing building - distributed level 0.67 | HOUELC, HOUAMB | HOUETARHN_OLDI_DMD | MKr20 | 2050 | 5.1836 | 0.050472 | 0.28812 | [5 empty] | ETA | I | OLD | 3.4708 |  | RHNHPELC | 4 | 0.66667 | HOUETARHNHPELCN04_OLDI_FDIELCE01 | 0.97 | HOUETARHNHPELCN04_OLDI | HOUETARHNDIELCE01_OLDI | DIELCE01 | HPELCN04 | ETA_OLDI | DIELCE01_HPELCN04 | 6 | 0 | 1 | New
HOUETARHNHPELCN03_OLDI_FDIELCE01_D67 | Residential heating technology - Heat pump, Air-to-water - apartment complex - existing building - distributed level 0.67 | HOUELC, HOUAMB | HOUETARHN_OLDI_DMD | MKr20 | 2020 | 7.7004 | 0.086482 | 0.35767 | [5 empty] | ETA | I | OLD | 2.7959 |  | RHNHPELC | 4 | 0.66667 | HOUETARHNHPELCN03_OLDI_FDIELCE01 | 0.97 | HOUETARHNHPELCN03_OLDI | HOUETARHNDIELCE01_OLDI | DIELCE01 | HPELCN03 | ETA_OLDI | DIELCE01_HPELCN03 | 6 | 0 | 1 | New
HOUETARHNHPELCN03_OLDI_FDIELCE01_D67 | Residential heating technology - Heat pump, Air-to-water - apartment complex - existing building - distributed level 0.67 | HOUELC, HOUAMB | HOUETARHN_OLDI_DMD | MKr20 | 2025 | 6.8951 | 0.086059 | 0.34008 | [5 empty] | ETA | I | OLD | 2.9405 |  | RHNHPELC | 4 | 0.66667 | HOUETARHNHPELCN03_OLDI_FDIELCE01 | 0.97 | HOUETARHNHPELCN03_OLDI | HOUETARHNDIELCE01_OLDI | DIELCE01 | HPELCN03 | ETA_OLDI | DIELCE01_HPELCN03 | 6 | 0 | 1 | New
HOUETARHNHPELCN03_OLDI_FDIELCE01_D67 | Residential heating technology - Heat pump, Air-to-water - apartment complex - existing building - distributed level 0.67 | HOUELC, HOUAMB | HOUETARHN_OLDI_DMD | MKr20 | 2030 | 6.0899 | 0.085596 | 0.32413 | [5 empty] | ETA | I | OLD | 3.0851 |  | RHNHPELC | 4 | 0.66667 | HOUETARHNHPELCN03_OLDI_FDIELCE01 | 0.97 | HOUETARHNHPELCN03_OLDI | HOUETARHNDIELCE01_OLDI | DIELCE01 | HPELCN03 | ETA_OLDI | DIELCE01_HPELCN03 | 6 | 0 | 1 | New
HOUETARHNHPELCN03_OLDI_FDIELCE01_D67 | Residential heating technology - Heat pump, Air-to-water - apartment complex - existing building - distributed level 0.67 | HOUELC, HOUAMB | HOUETARHN_OLDI_DMD | MKr20 | 2040 | 5.4545 | 0.084526 | 0.30962 | [5 empty] | ETA | I | OLD | 3.2298 |  | RHNHPELC | 4 | 0.66667 | HOUETARHNHPELCN03_OLDI_FDIELCE01 | 0.97 | HOUETARHNHPELCN03_OLDI | HOUETARHNDIELCE01_OLDI | DIELCE01 | HPELCN03 | ETA_OLDI | DIELCE01_HPELCN03 | 6 | 0 | 1 | New
HOUETARHNHPELCN03_OLDI_FDIELCE01_D67 | Residential heating technology - Heat pump, Air-to-water - apartment complex - existing building - distributed level 0.67 | HOUELC, HOUAMB | HOUETARHN_OLDI_DMD | MKr20 | 2050 | 4.8191 | 0.083437 | 0.29635 | [5 empty] | ETA | I | OLD | 3.3744 |  | RHNHPELC | 4 | 0.66667 | HOUETARHNHPELCN03_OLDI_FDIELCE01 | 0.97 | HOUETARHNHPELCN03_OLDI | HOUETARHNDIELCE01_OLDI | DIELCE01 | HPELCN03 | ETA_OLDI | DIELCE01_HPELCN03 | 6 | 0 | 1 | New
HOUETARHNHPELCN02_OLDI_FDIELCE01_D67 | Residential heating technology - Heat pump, Air-to-air - single-family house - existing building - distributed level 0.67 | HOUELC, HOUAMB | HOUETARHN_OLDI_DMD | MKr20 | 2020 | 3.2165 | 0.18468 | 0.21386 | [5 empty] | ETA | I | OLD | 4.6759 |  | RHNHPELC | 4 | 0.66667 | HOUETARHNHPELCN02_OLDI_FDIELCE01 | 0.97 | HOUETARHNHPELCN02_OLDI | HOUETARHNDIELCE01_OLDI | DIELCE01 | HPELCN02 | ETA_OLDI | DIELCE01_HPELCN02 | 5 | 0 | 1.1 | Unlikely
HOUETARHNHPELCN02_OLDI_FDIELCE01_D67 | Residential heating technology - Heat pump, Air-to-air - single-family house - existing building - distributed level 0.67 | HOUELC, HOUAMB | HOUETARHN_OLDI_DMD | MKr20 | 2025 | 3.1379 | 0.12547 | 0.20338 | [5 empty] | ETA | I | OLD | 4.9169 |  | RHNHPELC | 4 | 0.66667 | HOUETARHNHPELCN02_OLDI_FDIELCE01 | 0.97 | HOUETARHNHPELCN02_OLDI | HOUETARHNDIELCE01_OLDI | DIELCE01 | HPELCN02 | ETA_OLDI | DIELCE01_HPELCN02 | 5 | 0 | 1.1 | Unlikely
HOUETARHNHPELCN02_OLDI_FDIELCE01_D67 | Residential heating technology - Heat pump, Air-to-air - single-family house - existing building - distributed level 0.67 | HOUELC, HOUAMB | HOUETARHN_OLDI_DMD | MKr20 | 2030 | 3.0593 | 0.12315 | 0.1957 | [5 empty] | ETA | I | OLD | 5.1098 |  | RHNHPELC | 4 | 0.66667 | HOUETARHNHPELCN02_OLDI_FDIELCE01 | 0.97 | HOUETARHNHPELCN02_OLDI | HOUETARHNDIELCE01_OLDI | DIELCE01 | HPELCN02 | ETA_OLDI | DIELCE01_HPELCN02 | 5 | 0 | 1.1 | Unlikely
HOUETARHNHPELCN02_OLDI_FDIELCE01_D67 | Residential heating technology - Heat pump, Air-to-air - single-family house - existing building - distributed level 0.67 | HOUELC, HOUAMB | HOUETARHN_OLDI_DMD | MKr20 | 2040 | 2.9134 | 0.11885 | 0.18859 | [5 empty] | ETA | I | OLD | 5.3026 |  | RHNHPELC | 4 | 0.66667 | HOUETARHNHPELCN02_OLDI_FDIELCE01 | 0.97 | HOUETARHNHPELCN02_OLDI | HOUETARHNDIELCE01_OLDI | DIELCE01 | HPELCN02 | ETA_OLDI | DIELCE01_HPELCN02 | 5 | 0 | 1.1 | Unlikely
HOUETARHNHPELCN02_OLDI_FDIELCE01_D67 | Residential heating technology - Heat pump, Air-to-air - single-family house - existing building - distributed level 0.67 | HOUELC, HOUAMB | HOUETARHN_OLDI_DMD | MKr20 | 2050 | 2.7675 | 0.11455 | 0.18522 | [5 empty] | ETA | I | OLD | 5.399 |  | RHNHPELC | 4 | 0.66667 | HOUETARHNHPELCN02_OLDI_FDIELCE01 | 0.97 | HOUETARHNHPELCN02_OLDI | HOUETARHNDIELCE01_OLDI | DIELCE01 | HPELCN02 | ETA_OLDI | DIELCE01_HPELCN02 | 5 | 0 | 1.1 | Unlikely
HOUETARHNDIELCN06_OLDI_FDIELCE01_D67 | Residential heating technology - Electric heating - electric panel from Bauhaus - apartment complex - new building - distributed level 0.67 | HOUELC | HOUETARHN_OLDI_DMD | MKr20 | 2020 | 0.53054 | 0 | [6 empty] | ETA | I | OLD |  |  | RHNDIELC | 4 | 0.66667 | HOUETARHNDIELCN06_OLDI_FDIELCE01 | 0.97 | HOUETARHNDIELCN06_OLDI | HOUETARHNDIELCE01_OLDI | DIELCE01 | DIELCN06 | ETA_OLDI | DIELCE01_DIELCN06 | 2 | 0 | 0.9 | Same
HOUETARHNDIELCN06_OLDI_FDIELCE01_D67 | Residential heating technology - Electric heating - electric panel from Bauhaus - apartment complex - new building - distributed level 0.67 | HOUELC | HOUETARHN_OLDI_DMD | MKr20 | 2025 | 0.53054 | 0 | [6 empty] | ETA | I | OLD |  |  | RHNDIELC | 4 | 0.66667 | HOUETARHNDIELCN06_OLDI_FDIELCE01 | 0.97 | HOUETARHNDIELCN06_OLDI | HOUETARHNDIELCE01_OLDI | DIELCE01 | DIELCN06 | ETA_OLDI | DIELCE01_DIELCN06 | 2 | 0 | 0.9 | Same
HOUETARHNDIELCN06_OLDI_FDIELCE01_D67 | Residential heating technology - Electric heating - electric panel from Bauhaus - apartment complex - new building - distributed level 0.67 | HOUELC | HOUETARHN_OLDI_DMD | MKr20 | 2030 | 0.53054 | 0 | [6 empty] | ETA | I | OLD |  |  | RHNDIELC | 4 | 0.66667 | HOUETARHNDIELCN06_OLDI_FDIELCE01 | 0.97 | HOUETARHNDIELCN06_OLDI | HOUETARHNDIELCE01_OLDI | DIELCE01 | DIELCN06 | ETA_OLDI | DIELCE01_DIELCN06 | 2 | 0 | 0.9 | Same
HOUETARHNDIELCN06_OLDI_FDIELCE01_D67 | Residential heating technology - Electric heating - electric panel from Bauhaus - apartment complex - new building - distributed level 0.67 | HOUELC | HOUETARHN_OLDI_DMD | MKr20 | 2040 | 0.53054 | 0 | [6 empty] | ETA | I | OLD |  |  | RHNDIELC | 4 | 0.66667 | HOUETARHNDIELCN06_OLDI_FDIELCE01 | 0.97 | HOUETARHNDIELCN06_OLDI | HOUETARHNDIELCE01_OLDI | DIELCE01 | DIELCN06 | ETA_OLDI | DIELCE01_DIELCN06 | 2 | 0 | 0.9 | Same
HOUETARHNDIELCN06_OLDI_FDIELCE01_D67 | Residential heating technology - Electric heating - electric panel from Bauhaus - apartment complex - new building - distributed level 0.67 | HOUELC | HOUETARHN_OLDI_DMD | MKr20 | 2050 | 0.53054 | 0 | [6 empty] | ETA | I | OLD |  |  | RHNDIELC | 4 | 0.66667 | HOUETARHNDIELCN06_OLDI_FDIELCE01 | 0.97 | HOUETARHNDIELCN06_OLDI | HOUETARHNDIELCE01_OLDI | DIELCE01 | DIELCN06 | ETA_OLDI | DIELCE01_DIELCN06 | 2 | 0 | 0.9 | Same
HOUETARHNDIELCN01_OLDI_FDIELCE01_D67 | Residential heating technology - Electric heating - apartment complex - new building - distributed level 0.67 | HOUELC | HOUETARHN_OLDI_DMD | MKr20 | 2020 | 4.9276 | 0.0024454 | [6 empty] | ETA | I | OLD |  |  | RHNDIELC | 4 | 0.66667 | HOUETARHNDIELCN01_OLDI_FDIELCE01 | 0.97 | HOUETARHNDIELCN01_OLDI | HOUETARHNDIELCE01_OLDI | DIELCE01 | DIELCN01 | ETA_OLDI | DIELCE01_DIELCN01 | 2 | 0 | 0.9 | Same
HOUETARHNDIELCN01_OLDI_FDIELCE01_D67 | Residential heating technology - Electric heating - apartment complex - new building - distributed level 0.67 | HOUELC | HOUETARHN_OLDI_DMD | MKr20 | 2025 | 4.8056 | 0.0023455 | [6 empty] | ETA | I | OLD |  |  | RHNDIELC | 4 | 0.66667 | HOUETARHNDIELCN01_OLDI_FDIELCE01 | 0.97 | HOUETARHNDIELCN01_OLDI | HOUETARHNDIELCE01_OLDI | DIELCE01 | DIELCN01 | ETA_OLDI | DIELCE01_DIELCN01 | 2 | 0 | 0.9 | Same
HOUETARHNDIELCN01_OLDI_FDIELCE01_D67 | Residential heating technology - Electric heating - apartment complex - new building - distributed level 0.67 | HOUELC | HOUETARHN_OLDI_DMD | MKr20 | 2030 | 4.6867 | 0.0022956 | [6 empty] | ETA | I | OLD |  |  | RHNDIELC | 4 | 0.66667 | HOUETARHNDIELCN01_OLDI_FDIELCE01 | 0.97 | HOUETARHNDIELCN01_OLDI | HOUETARHNDIELCE01_OLDI | DIELCE01 | DIELCN01 | ETA_OLDI | DIELCE01_DIELCN01 | 2 | 0 | 0.9 | Same
HOUETARHNDIELCN01_OLDI_FDIELCE01_D67 | Residential heating technology - Electric heating - apartment complex - new building - distributed level 0.67 | HOUELC | HOUETARHN_OLDI_DMD | MKr20 | 2040 | 4.4575 | 0.0021958 | [6 empty] | ETA | I | OLD |  |  | RHNDIELC | 4 | 0.66667 | HOUETARHNDIELCN01_OLDI_FDIELCE01 | 0.97 | HOUETARHNDIELCN01_OLDI | HOUETARHNDIELCE01_OLDI | DIELCE01 | DIELCN01 | ETA_OLDI | DIELCE01_DIELCN01 | 2 | 0 | 0.9 | Same
HOUETARHNDIELCN01_OLDI_FDIELCE01_D67 | Residential heating technology - Electric heating - apartment complex - new building - distributed level 0.67 | HOUELC | HOUETARHN_OLDI_DMD | MKr20 | 2050 | 4.2396 | 0.002096 | [6 empty] | ETA | I | OLD |  |  | RHNDIELC | 4 | 0.66667 | HOUETARHNDIELCN01_OLDI_FDIELCE01 | 0.97 | HOUETARHNDIELCN01_OLDI | HOUETARHNDIELCE01_OLDI | DIELCE01 | DIELCN01 | ETA_OLDI | DIELCE01_DIELCN01 | 2 | 0 | 0.9 | Same
HOUETARHNBHSOLN01_OLDI_FDIELCE01_D67 | Residential heating technology - Solar heating system - apartment complex - existing building - distributed level 0.67 | HOUSOL | HOUETARHN_OLDI_DMD | MKr20 | 2020 | 5.0818 | 0.023783 | [6 empty] | ETA | I | OLD |  |  | RHNBHSOL | 4 | 0.66667 | HOUETARHNBHSOLN01_OLDI_FDIELCE01 | 0.97 | HOUETARHNBHSOLN01_OLDI | HOUETARHNDIELCE01_OLDI | DIELCE01 | BHSOLN01 | ETA_OLDI | DIELCE01_BHSOLN01 | 5 | 0 | 1.1 | Unlikely
HOUETARHNBHSOLN01_OLDI_FDIELCE01_D67 | Residential heating technology - Solar heating system - apartment complex - existing building - distributed level 0.67 | HOUSOL | HOUETARHN_OLDI_DMD | MKr20 | 2025 | 4.8622 | 0.025209 | [6 empty] | ETA | I | OLD |  |  | RHNBHSOL | 4 | 0.66667 | HOUETARHNBHSOLN01_OLDI_FDIELCE01 | 0.97 | HOUETARHNBHSOLN01_OLDI | HOUETARHNDIELCE01_OLDI | DIELCE01 | BHSOLN01 | ETA_OLDI | DIELCE01_BHSOLN01 | 5 | 0 | 1.1 | Unlikely
HOUETARHNBHSOLN01_OLDI_FDIELCE01_D67 | Residential heating technology - Solar heating system - apartment complex - existing building - distributed level 0.67 | HOUSOL | HOUETARHN_OLDI_DMD | MKr20 | 2030 | 4.6426 | 0.025751 | [6 empty] | ETA | I | OLD |  |  | RHNBHSOL | 4 | 0.66667 | HOUETARHNBHSOLN01_OLDI_FDIELCE01 | 0.97 | HOUETARHNBHSOLN01_OLDI | HOUETARHNDIELCE01_OLDI | DIELCE01 | BHSOLN01 | ETA_OLDI | DIELCE01_BHSOLN01 | 5 | 0 | 1.1 | Unlikely
HOUETARHNBHSOLN01_OLDI_FDIELCE01_D67 | Residential heating technology - Solar heating system - apartment complex - existing building - distributed level 0.67 | HOUSOL | HOUETARHN_OLDI_DMD | MKr20 | 2040 | 4.423 | 0.025052 | [6 empty] | ETA | I | OLD |  |  | RHNBHSOL | 4 | 0.66667 | HOUETARHNBHSOLN01_OLDI_FDIELCE01 | 0.97 | HOUETARHNBHSOLN01_OLDI | HOUETARHNDIELCE01_OLDI | DIELCE01 | BHSOLN01 | ETA_OLDI | DIELCE01_BHSOLN01 | 5 | 0 | 1.1 | Unlikely
HOUETARHNBHSOLN01_OLDI_FDIELCE01_D67 | Residential heating technology - Solar heating system - apartment complex - existing building - distributed level 0.67 | HOUSOL | HOUETARHN_OLDI_DMD | MKr20 | 2050 | 4.2034 | 0.023783 | [6 empty] | ETA | I | OLD |  |  | RHNBHSOL | 4 | 0.66667 | HOUETARHNBHSOLN01_OLDI_FDIELCE01 | 0.97 | HOUETARHNBHSOLN01_OLDI | HOUETARHNDIELCE01_OLDI | DIELCE01 | BHSOLN01 | ETA_OLDI | DIELCE01_BHSOLN01 | 5 | 0 | 1.1 | Unlikely
HOUETARHNBHDHDN09_OLDI_FDIELCE01_D67 | Residential heating technology - Direct district heating substation - plus connection pipe - plus distribution (heating density: low ) - apartment complex - existing building - distributed level 0.67 | HOUDHD | HOUETARHN_OLDI_DMD | MKr20 | 2020 | 0.50565 | 0.0017726 | [6 empty] | ETA | I | OLD |  |  | RHNBHDHD | 4 | 0.66667 | HOUETARHNBHDHDN09_OLDI_FDIELCE01 | 0.97 | HOUETARHNBHDHDN09_OLDI | HOUETARHNDIELCE01_OLDI | DIELCE01 | BHDHDN09 | ETA_OLDI | DIELCE01_BHDHDN09 | 5 | 0 | 1.1 | Unlikely
HOUETARHNBHDHDN09_OLDI_FDIELCE01_D67 | Residential heating technology - Direct district heating substation - plus connection pipe - plus distribution (heating density: low ) - apartment complex - existing building - distributed level 0.67 | HOUDHD | HOUETARHN_OLDI_DMD | MKr20 | 2025 | 0.49896 | 0.0017966 | [6 empty] | ETA | I | OLD |  |  | RHNBHDHD | 4 | 0.66667 | HOUETARHNBHDHDN09_OLDI_FDIELCE01 | 0.97 | HOUETARHNBHDHDN09_OLDI | HOUETARHNDIELCE01_OLDI | DIELCE01 | BHDHDN09 | ETA_OLDI | DIELCE01_BHDHDN09 | 5 | 0 | 1.1 | Unlikely
HOUETARHNBHDHDN09_OLDI_FDIELCE01_D67 | Residential heating technology - Direct district heating substation - plus connection pipe - plus distribution (heating density: low ) - apartment complex - existing building - distributed level 0.67 | HOUDHD | HOUETARHN_OLDI_DMD | MKr20 | 2030 | 0.49243 | 0.0017701 | [6 empty] | ETA | I | OLD |  |  | RHNBHDHD | 4 | 0.66667 | HOUETARHNBHDHDN09_OLDI_FDIELCE01 | 0.97 | HOUETARHNBHDHDN09_OLDI | HOUETARHNDIELCE01_OLDI | DIELCE01 | BHDHDN09 | ETA_OLDI | DIELCE01_BHDHDN09 | 5 | 0 | 1.1 | Unlikely
HOUETARHNBHDHDN09_OLDI_FDIELCE01_D67 | Residential heating technology - Direct district heating substation - plus connection pipe - plus distribution (heating density: low ) - apartment complex - existing building - distributed level 0.67 | HOUDHD | HOUETARHN_OLDI_DMD | MKr20 | 2040 | 0.47985 | 0.0017164 | [6 empty] | ETA | I | OLD |  |  | RHNBHDHD | 4 | 0.66667 | HOUETARHNBHDHDN09_OLDI_FDIELCE01 | 0.97 | HOUETARHNBHDHDN09_OLDI | HOUETARHNDIELCE01_OLDI | DIELCE01 | BHDHDN09 | ETA_OLDI | DIELCE01_BHDHDN09 | 5 | 0 | 1.1 | Unlikely
HOUETARHNBHDHDN09_OLDI_FDIELCE01_D67 | Residential heating technology - Direct district heating substation - plus connection pipe - plus distribution (heating density: low ) - apartment complex - existing building - distributed level 0.67 | HOUDHD | HOUETARHN_OLDI_DMD | MKr20 | 2050 | 0.46789 | 0.0016479 | [6 empty] | ETA | I | OLD |  |  | RHNBHDHD | 4 | 0.66667 | HOUETARHNBHDHDN09_OLDI_FDIELCE01 | 0.97 | HOUETARHNBHDHDN09_OLDI | HOUETARHNDIELCE01_OLDI | DIELCE01 | BHDHDN09 | ETA_OLDI | DIELCE01_BHDHDN09 | 5 | 0 | 1.1 | Unlikely
HOUETARHNBHDHDN07_OLDI_FDIELCE01_D67 | Residential heating technology - Direct district heating substation - plus connection pipe - plus distribution (heating density: medium ) - apartment complex - existing building - distributed level 0.67 | HOUDHD | HOUETARHN_OLDI_DMD | MKr20 | 2020 | 0.43197 | 0.0017726 | [6 empty] | ETA | I | OLD |  |  | RHNBHDHD | 4 | 0.66667 | HOUETARHNBHDHDN07_OLDI_FDIELCE01 | 0.97 | HOUETARHNBHDHDN07_OLDI | HOUETARHNDIELCE01_OLDI | DIELCE01 | BHDHDN07 | ETA_OLDI | DIELCE01_BHDHDN07 | 5 | 0 | 1.1 | Unlikely
HOUETARHNBHDHDN07_OLDI_FDIELCE01_D67 | Residential heating technology - Direct district heating substation - plus connection pipe - plus distribution (heating density: medium ) - apartment complex - existing building - distributed level 0.67 | HOUDHD | HOUETARHN_OLDI_DMD | MKr20 | 2025 | 0.42527 | 0.0017966 | [6 empty] | ETA | I | OLD |  |  | RHNBHDHD | 4 | 0.66667 | HOUETARHNBHDHDN07_OLDI_FDIELCE01 | 0.97 | HOUETARHNBHDHDN07_OLDI | HOUETARHNDIELCE01_OLDI | DIELCE01 | BHDHDN07 | ETA_OLDI | DIELCE01_BHDHDN07 | 5 | 0 | 1.1 | Unlikely
HOUETARHNBHDHDN07_OLDI_FDIELCE01_D67 | Residential heating technology - Direct district heating substation - plus connection pipe - plus distribution (heating density: medium ) - apartment complex - existing building - distributed level 0.67 | HOUDHD | HOUETARHN_OLDI_DMD | MKr20 | 2030 | 0.41875 | 0.0017701 | [6 empty] | ETA | I | OLD |  |  | RHNBHDHD | 4 | 0.66667 | HOUETARHNBHDHDN07_OLDI_FDIELCE01 | 0.97 | HOUETARHNBHDHDN07_OLDI | HOUETARHNDIELCE01_OLDI | DIELCE01 | BHDHDN07 | ETA_OLDI | DIELCE01_BHDHDN07 | 5 | 0 | 1.1 | Unlikely
HOUETARHNBHDHDN07_OLDI_FDIELCE01_D67 | Residential heating technology - Direct district heating substation - plus connection pipe - plus distribution (heating density: medium ) - apartment complex - existing building - distributed level 0.67 | HOUDHD | HOUETARHN_OLDI_DMD | MKr20 | 2040 | 0.40617 | 0.0017164 | [6 empty] | ETA | I | OLD |  |  | RHNBHDHD | 4 | 0.66667 | HOUETARHNBHDHDN07_OLDI_FDIELCE01 | 0.97 | HOUETARHNBHDHDN07_OLDI | HOUETARHNDIELCE01_OLDI | DIELCE01 | BHDHDN07 | ETA_OLDI | DIELCE01_BHDHDN07 | 5 | 0 | 1.1 | Unlikely
HOUETARHNBHDHDN07_OLDI_FDIELCE01_D67 | Residential heating technology - Direct district heating substation - plus connection pipe - plus distribution (heating density: medium ) - apartment complex - existing building - distributed level 0.67 | HOUDHD | HOUETARHN_OLDI_DMD | MKr20 | 2050 | 0.39421 | 0.0016479 | [6 empty] | ETA | I | OLD |  |  | RHNBHDHD | 4 | 0.66667 | HOUETARHNBHDHDN07_OLDI_FDIELCE01 | 0.97 | HOUETARHNBHDHDN07_OLDI | HOUETARHNDIELCE01_OLDI | DIELCE01 | BHDHDN07 | ETA_OLDI | DIELCE01_BHDHDN07 | 5 | 0 | 1.1 | Unlikely
HOUETARHNBHDHDN05_OLDI_FDIELCE01_D67 | Residential heating technology - Direct district heating substation - plus connection pipe - plus distribution (heating density: high ) - apartment complex - existing building - distributed level 0.67 | HOUDHD | HOUETARHN_OLDI_DMD | MKr20 | 2020 | 0.35828 | 0.0017726 | [6 empty] | ETA | I | OLD |  |  | RHNBHDHD | 4 | 0.66667 | HOUETARHNBHDHDN05_OLDI_FDIELCE01 | 0.97 | HOUETARHNBHDHDN05_OLDI | HOUETARHNDIELCE01_OLDI | DIELCE01 | BHDHDN05 | ETA_OLDI | DIELCE01_BHDHDN05 | 5 | 0 | 1.1 | Unlikely
HOUETARHNBHDHDN05_OLDI_FDIELCE01_D67 | Residential heating technology - Direct district heating substation - plus connection pipe - plus distribution (heating density: high ) - apartment complex - existing building - distributed level 0.67 | HOUDHD | HOUETARHN_OLDI_DMD | MKr20 | 2025 | 0.35159 | 0.0017966 | [6 empty] | ETA | I | OLD |  |  | RHNBHDHD | 4 | 0.66667 | HOUETARHNBHDHDN05_OLDI_FDIELCE01 | 0.97 | HOUETARHNBHDHDN05_OLDI | HOUETARHNDIELCE01_OLDI | DIELCE01 | BHDHDN05 | ETA_OLDI | DIELCE01_BHDHDN05 | 5 | 0 | 1.1 | Unlikely
HOUETARHNBHDHDN05_OLDI_FDIELCE01_D67 | Residential heating technology - Direct district heating substation - plus connection pipe - plus distribution (heating density: high ) - apartment complex - existing building - distributed level 0.67 | HOUDHD | HOUETARHN_OLDI_DMD | MKr20 | 2030 | 0.34506 | 0.0017701 | [6 empty] | ETA | I | OLD |  |  | RHNBHDHD | 4 | 0.66667 | HOUETARHNBHDHDN05_OLDI_FDIELCE01 | 0.97 | HOUETARHNBHDHDN05_OLDI | HOUETARHNDIELCE01_OLDI | DIELCE01 | BHDHDN05 | ETA_OLDI | DIELCE01_BHDHDN05 | 5 | 0 | 1.1 | Unlikely
HOUETARHNBHDHDN05_OLDI_FDIELCE01_D67 | Residential heating technology - Direct district heating substation - plus connection pipe - plus distribution (heating density: high ) - apartment complex - existing building - distributed level 0.67 | HOUDHD | HOUETARHN_OLDI_DMD | MKr20 | 2040 | 0.33248 | 0.0017164 | [6 empty] | ETA | I | OLD |  |  | RHNBHDHD | 4 | 0.66667 | HOUETARHNBHDHDN05_OLDI_FDIELCE01 | 0.97 | HOUETARHNBHDHDN05_OLDI | HOUETARHNDIELCE01_OLDI | DIELCE01 | BHDHDN05 | ETA_OLDI | DIELCE01_BHDHDN05 | 5 | 0 | 1.1 | Unlikely
HOUETARHNBHDHDN05_OLDI_FDIELCE01_D67 | Residential heating technology - Direct district heating substation - plus connection pipe - plus distribution (heating density: high ) - apartment complex - existing building - distributed level 0.67 | HOUDHD | HOUETARHN_OLDI_DMD | MKr20 | 2050 | 0.32052 | 0.0016479 | [6 empty] | ETA | I | OLD |  |  | RHNBHDHD | 4 | 0.66667 | HOUETARHNBHDHDN05_OLDI_FDIELCE01 | 0.97 | HOUETARHNBHDHDN05_OLDI | HOUETARHNDIELCE01_OLDI | DIELCE01 | BHDHDN05 | ETA_OLDI | DIELCE01_BHDHDN05 | 5 | 0 | 1.1 | Unlikely
HOUETARHNBHDHCN09_OLDI_FDIELCE01_D67 | Residential heating technology - Direct district heating substation - plus connection pipe - plus distribution (heating density: low ) - apartment complex - existing building - distributed level 0.67 | HOUDHC | HOUETARHN_OLDI_DMD | MKr20 | 2020 | 0.50565 | 0.0017726 | [6 empty] | ETA | I | OLD |  |  | RHNBHDHC | 4 | 0.66667 | HOUETARHNBHDHCN09_OLDI_FDIELCE01 | 0.97 | HOUETARHNBHDHCN09_OLDI | HOUETARHNDIELCE01_OLDI | DIELCE01 | BHDHCN09 | ETA_OLDI | DIELCE01_BHDHCN09 | 5 | 0 | 1.1 | Unlikely
HOUETARHNBHDHCN09_OLDI_FDIELCE01_D67 | Residential heating technology - Direct district heating substation - plus connection pipe - plus distribution (heating density: low ) - apartment complex - existing building - distributed level 0.67 | HOUDHC | HOUETARHN_OLDI_DMD | MKr20 | 2025 | 0.49896 | 0.0017966 | [6 empty] | ETA | I | OLD |  |  | RHNBHDHC | 4 | 0.66667 | HOUETARHNBHDHCN09_OLDI_FDIELCE01 | 0.97 | HOUETARHNBHDHCN09_OLDI | HOUETARHNDIELCE01_OLDI | DIELCE01 | BHDHCN09 | ETA_OLDI | DIELCE01_BHDHCN09 | 5 | 0 | 1.1 | Unlikely
HOUETARHNBHDHCN09_OLDI_FDIELCE01_D67 | Residential heating technology - Direct district heating substation - plus connection pipe - plus distribution (heating density: low ) - apartment complex - existing building - distributed level 0.67 | HOUDHC | HOUETARHN_OLDI_DMD | MKr20 | 2030 | 0.49243 | 0.0017701 | [6 empty] | ETA | I | OLD |  |  | RHNBHDHC | 4 | 0.66667 | HOUETARHNBHDHCN09_OLDI_FDIELCE01 | 0.97 | HOUETARHNBHDHCN09_OLDI | HOUETARHNDIELCE01_OLDI | DIELCE01 | BHDHCN09 | ETA_OLDI | DIELCE01_BHDHCN09 | 5 | 0 | 1.1 | Unlikely
HOUETARHNBHDHCN09_OLDI_FDIELCE01_D67 | Residential heating technology - Direct district heating substation - plus connection pipe - plus distribution (heating density: low ) - apartment complex - existing building - distributed level 0.67 | HOUDHC | HOUETARHN_OLDI_DMD | MKr20 | 2040 | 0.47985 | 0.0017164 | [6 empty] | ETA | I | OLD |  |  | RHNBHDHC | 4 | 0.66667 | HOUETARHNBHDHCN09_OLDI_FDIELCE01 | 0.97 | HOUETARHNBHDHCN09_OLDI | HOUETARHNDIELCE01_OLDI | DIELCE01 | BHDHCN09 | ETA_OLDI | DIELCE01_BHDHCN09 | 5 | 0 | 1.1 | Unlikely
HOUETARHNBHDHCN09_OLDI_FDIELCE01_D67 | Residential heating technology - Direct district heating substation - plus connection pipe - plus distribution (heating density: low ) - apartment complex - existing building - distributed level 0.67 | HOUDHC | HOUETARHN_OLDI_DMD | MKr20 | 2050 | 0.46789 | 0.0016479 | [6 empty] | ETA | I | OLD |  |  | RHNBHDHC | 4 | 0.66667 | HOUETARHNBHDHCN09_OLDI_FDIELCE01 | 0.97 | HOUETARHNBHDHCN09_OLDI | HOUETARHNDIELCE01_OLDI | DIELCE01 | BHDHCN09 | ETA_OLDI | DIELCE01_BHDHCN09 | 5 | 0 | 1.1 | Unlikely
HOUETARHNBHDHCN07_OLDI_FDIELCE01_D67 | Residential heating technology - Direct district heating substation - plus connection pipe - plus distribution (heating density: medium ) - apartment complex - existing building - distributed level 0.67 | HOUDHC | HOUETARHN_OLDI_DMD | MKr20 | 2020 | 0.43197 | 0.0017726 | [6 empty] | ETA | I | OLD |  |  | RHNBHDHC | 4 | 0.66667 | HOUETARHNBHDHCN07_OLDI_FDIELCE01 | 0.97 | HOUETARHNBHDHCN07_OLDI | HOUETARHNDIELCE01_OLDI | DIELCE01 | BHDHCN07 | ETA_OLDI | DIELCE01_BHDHCN07 | 5 | 0 | 1.1 | Unlikely
HOUETARHNBHDHCN07_OLDI_FDIELCE01_D67 | Residential heating technology - Direct district heating substation - plus connection pipe - plus distribution (heating density: medium ) - apartment complex - existing building - distributed level 0.67 | HOUDHC | HOUETARHN_OLDI_DMD | MKr20 | 2025 | 0.42527 | 0.0017966 | [6 empty] | ETA | I | OLD |  |  | RHNBHDHC | 4 | 0.66667 | HOUETARHNBHDHCN07_OLDI_FDIELCE01 | 0.97 | HOUETARHNBHDHCN07_OLDI | HOUETARHNDIELCE01_OLDI | DIELCE01 | BHDHCN07 | ETA_OLDI | DIELCE01_BHDHCN07 | 5 | 0 | 1.1 | Unlikely
HOUETARHNBHDHCN07_OLDI_FDIELCE01_D67 | Residential heating technology - Direct district heating substation - plus connection pipe - plus distribution (heating density: medium ) - apartment complex - existing building - distributed level 0.67 | HOUDHC | HOUETARHN_OLDI_DMD | MKr20 | 2030 | 0.41875 | 0.0017701 | [6 empty] | ETA | I | OLD |  |  | RHNBHDHC | 4 | 0.66667 | HOUETARHNBHDHCN07_OLDI_FDIELCE01 | 0.97 | HOUETARHNBHDHCN07_OLDI | HOUETARHNDIELCE01_OLDI | DIELCE01 | BHDHCN07 | ETA_OLDI | DIELCE01_BHDHCN07 | 5 | 0 | 1.1 | Unlikely
HOUETARHNBHDHCN07_OLDI_FDIELCE01_D67 | Residential heating technology - Direct district heating substation - plus connection pipe - plus distribution (heating density: medium ) - apartment complex - existing building - distributed level 0.67 | HOUDHC | HOUETARHN_OLDI_DMD | MKr20 | 2040 | 0.40617 | 0.0017164 | [6 empty] | ETA | I | OLD |  |  | RHNBHDHC | 4 | 0.66667 | HOUETARHNBHDHCN07_OLDI_FDIELCE01 | 0.97 | HOUETARHNBHDHCN07_OLDI | HOUETARHNDIELCE01_OLDI | DIELCE01 | BHDHCN07 | ETA_OLDI | DIELCE01_BHDHCN07 | 5 | 0 | 1.1 | Unlikely
HOUETARHNBHDHCN07_OLDI_FDIELCE01_D67 | Residential heating technology - Direct district heating substation - plus connection pipe - plus distribution (heating density: medium ) - apartment complex - existing building - distributed level 0.67 | HOUDHC | HOUETARHN_OLDI_DMD | MKr20 | 2050 | 0.39421 | 0.0016479 | [6 empty] | ETA | I | OLD |  |  | RHNBHDHC | 4 | 0.66667 | HOUETARHNBHDHCN07_OLDI_FDIELCE01 | 0.97 | HOUETARHNBHDHCN07_OLDI | HOUETARHNDIELCE01_OLDI | DIELCE01 | BHDHCN07 | ETA_OLDI | DIELCE01_BHDHCN07 | 5 | 0 | 1.1 | Unlikely
HOUETARHNBHDHCN05_OLDI_FDIELCE01_D67 | Residential heating technology - Direct district heating substation - plus connection pipe - plus distribution (heating density: high ) - apartment complex - existing building - distributed level 0.67 | HOUDHC | HOUETARHN_OLDI_DMD | MKr20 | 2020 | 0.35828 | 0.0017726 | [6 empty] | ETA | I | OLD |  |  | RHNBHDHC | 4 | 0.66667 | HOUETARHNBHDHCN05_OLDI_FDIELCE01 | 0.97 | HOUETARHNBHDHCN05_OLDI | HOUETARHNDIELCE01_OLDI | DIELCE01 | BHDHCN05 | ETA_OLDI | DIELCE01_BHDHCN05 | 5 | 0 | 1.1 | Unlikely
HOUETARHNBHDHCN05_OLDI_FDIELCE01_D67 | Residential heating technology - Direct district heating substation - plus connection pipe - plus distribution (heating density: high ) - apartment complex - existing building - distributed level 0.67 | HOUDHC | HOUETARHN_OLDI_DMD | MKr20 | 2025 | 0.35159 | 0.0017966 | [6 empty] | ETA | I | OLD |  |  | RHNBHDHC | 4 | 0.66667 | HOUETARHNBHDHCN05_OLDI_FDIELCE01 | 0.97 | HOUETARHNBHDHCN05_OLDI | HOUETARHNDIELCE01_OLDI | DIELCE01 | BHDHCN05 | ETA_OLDI | DIELCE01_BHDHCN05 | 5 | 0 | 1.1 | Unlikely
HOUETARHNBHDHCN05_OLDI_FDIELCE01_D67 | Residential heating technology - Direct district heating substation - plus connection pipe - plus distribution (heating density: high ) - apartment complex - existing building - distributed level 0.67 | HOUDHC | HOUETARHN_OLDI_DMD | MKr20 | 2030 | 0.34506 | 0.0017701 | [6 empty] | ETA | I | OLD |  |  | RHNBHDHC | 4 | 0.66667 | HOUETARHNBHDHCN05_OLDI_FDIELCE01 | 0.97 | HOUETARHNBHDHCN05_OLDI | HOUETARHNDIELCE01_OLDI | DIELCE01 | BHDHCN05 | ETA_OLDI | DIELCE01_BHDHCN05 | 5 | 0 | 1.1 | Unlikely
HOUETARHNBHDHCN05_OLDI_FDIELCE01_D67 | Residential heating technology - Direct district heating substation - plus connection pipe - plus distribution (heating density: high ) - apartment complex - existing building - distributed level 0.67 | HOUDHC | HOUETARHN_OLDI_DMD | MKr20 | 2040 | 0.33248 | 0.0017164 | [6 empty] | ETA | I | OLD |  |  | RHNBHDHC | 4 | 0.66667 | HOUETARHNBHDHCN05_OLDI_FDIELCE01 | 0.97 | HOUETARHNBHDHCN05_OLDI | HOUETARHNDIELCE01_OLDI | DIELCE01 | BHDHCN05 | ETA_OLDI | DIELCE01_BHDHCN05 | 5 | 0 | 1.1 | Unlikely
HOUETARHNBHDHCN05_OLDI_FDIELCE01_D67 | Residential heating technology - Direct district heating substation - plus connection pipe - plus distribution (heating density: high ) - apartment complex - existing building - distributed level 0.67 | HOUDHC | HOUETARHN_OLDI_DMD | MKr20 | 2050 | 0.32052 | 0.0016479 | [6 empty] | ETA | I | OLD |  |  | RHNBHDHC | 4 | 0.66667 | HOUETARHNBHDHCN05_OLDI_FDIELCE01 | 0.97 | HOUETARHNBHDHCN05_OLDI | HOUETARHNDIELCE01_OLDI | DIELCE01 | BHDHCN05 | ETA_OLDI | DIELCE01_BHDHCN05 | 5 | 0 | 1.1 | Unlikely
HOUPARRHNHPELCN07_OLDC_FDIELCE01_D67 | Residential heating technology - Heat pump, Air-to-water, low-price product - single-family house - existing building - distributed level 0.67 | HOUELC, HOUAMB | HOUPARRHN_OLDC_DMD | MKr20 | 2020 | 11.5083 | 0.41034 | 0.34574 | [5 empty] | PAR | C | OLD | 2.8923 |  | RHNHPELC | 4 | 0.66667 | HOUPARRHNHPELCN07_OLDC_FDIELCE01 | 0.539 | HOUPARRHNHPELCN07_OLDC | HOUPARRHNDIELCE01_OLDC | DIELCE01 | HPELCN07 | PAR_OLDC | DIELCE01_HPELCN07 | 5 | 0 | 1.1 | Unlikely
HOUPARRHNHPELCN07_OLDC_FDIELCE01_D67 | Residential heating technology - Heat pump, Air-to-water, low-price product - single-family house - existing building - distributed level 0.67 | HOUELC, HOUAMB | HOUPARRHN_OLDC_DMD | MKr20 | 2025 | 10.528 | 0.31473 | 0.32928 | [5 empty] | PAR | C | OLD | 3.0369 |  | RHNHPELC | 4 | 0.66667 | HOUPARRHNHPELCN07_OLDC_FDIELCE01 | 0.539 | HOUPARRHNHPELCN07_OLDC | HOUPARRHNDIELCE01_OLDC | DIELCE01 | HPELCN07 | PAR_OLDC | DIELCE01_HPELCN07 | 5 | 0 | 1.1 | Unlikely
HOUPARRHNHPELCN07_OLDC_FDIELCE01_D67 | Residential heating technology - Heat pump, Air-to-water, low-price product - single-family house - existing building - distributed level 0.67 | HOUELC, HOUAMB | HOUPARRHN_OLDC_DMD | MKr20 | 2030 | 9.5477 | 0.31099 | 0.31431 | [5 empty] | PAR | C | OLD | 3.1815 |  | RHNHPELC | 4 | 0.66667 | HOUPARRHNHPELCN07_OLDC_FDIELCE01 | 0.539 | HOUPARRHNHPELCN07_OLDC | HOUPARRHNDIELCE01_OLDC | DIELCE01 | HPELCN07 | PAR_OLDC | DIELCE01_HPELCN07 | 5 | 0 | 1.1 | Unlikely
HOUPARRHNHPELCN07_OLDC_FDIELCE01_D67 | Residential heating technology - Heat pump, Air-to-water, low-price product - single-family house - existing building - distributed level 0.67 | HOUELC, HOUAMB | HOUPARRHN_OLDC_DMD | MKr20 | 2040 | 8.7667 | 0.30404 | 0.30065 | [5 empty] | PAR | C | OLD | 3.3262 |  | RHNHPELC | 4 | 0.66667 | HOUPARRHNHPELCN07_OLDC_FDIELCE01 | 0.539 | HOUPARRHNHPELCN07_OLDC | HOUPARRHNDIELCE01_OLDC | DIELCE01 | HPELCN07 | PAR_OLDC | DIELCE01_HPELCN07 | 5 | 0 | 1.1 | Unlikely
HOUPARRHNHPELCN07_OLDC_FDIELCE01_D67 | Residential heating technology - Heat pump, Air-to-water, low-price product - single-family house - existing building - distributed level 0.67 | HOUELC, HOUAMB | HOUPARRHN_OLDC_DMD | MKr20 | 2050 | 7.9856 | 0.2971 | 0.29218 | [5 empty] | PAR | C | OLD | 3.4226 |  | RHNHPELC | 4 | 0.66667 | HOUPARRHNHPELCN07_OLDC_FDIELCE01 | 0.539 | HOUPARRHNHPELCN07_OLDC | HOUPARRHNDIELCE01_OLDC | DIELCE01 | HPELCN07 | PAR_OLDC | DIELCE01_HPELCN07 | 5 | 0 | 1.1 | Unlikely
HOUPARRHNHPELCN05_OLDC_FDIELCE01_D67 | Residential heating technology - Heat pump, Air-to-water - leasing - single-family house - existing building - distributed level 0.67 | HOUELC, HOUAMB | HOUPARRHN_OLDC_DMD | MKr20 | 2020 | 9.6333 | 1.1361 | 0.32928 | [5 empty] | PAR | C | OLD | 3.0369 |  | RHNHPELC | 4 | 0.66667 | HOUPARRHNHPELCN05_OLDC_FDIELCE01 | 0.539 | HOUPARRHNHPELCN05_OLDC | HOUPARRHNDIELCE01_OLDC | DIELCE01 | HPELCN05 | PAR_OLDC | DIELCE01_HPELCN05 | 5 | 0 | 1.1 | Unlikely
HOUPARRHNHPELCN05_OLDC_FDIELCE01_D67 | Residential heating technology - Heat pump, Air-to-water - leasing - single-family house - existing building - distributed level 0.67 | HOUELC, HOUAMB | HOUPARRHN_OLDC_DMD | MKr20 | 2025 | 8.8856 | 0.97988 | 0.31431 | [5 empty] | PAR | C | OLD | 3.1815 |  | RHNHPELC | 4 | 0.66667 | HOUPARRHNHPELCN05_OLDC_FDIELCE01 | 0.539 | HOUPARRHNHPELCN05_OLDC | HOUPARRHNDIELCE01_OLDC | DIELCE01 | HPELCN05 | PAR_OLDC | DIELCE01_HPELCN05 | 5 | 0 | 1.1 | Unlikely
HOUPARRHNHPELCN05_OLDC_FDIELCE01_D67 | Residential heating technology - Heat pump, Air-to-water - leasing - single-family house - existing building - distributed level 0.67 | HOUELC, HOUAMB | HOUPARRHN_OLDC_DMD | MKr20 | 2030 | 8.138 | 0.91553 | 0.30065 | [5 empty] | PAR | C | OLD | 3.3262 |  | RHNHPELC | 4 | 0.66667 | HOUPARRHNHPELCN05_OLDC_FDIELCE01 | 0.539 | HOUPARRHNHPELCN05_OLDC | HOUPARRHNDIELCE01_OLDC | DIELCE01 | HPELCN05 | PAR_OLDC | DIELCE01_HPELCN05 | 5 | 0 | 1.1 | Unlikely
HOUPARRHNHPELCN05_OLDC_FDIELCE01_D67 | Residential heating technology - Heat pump, Air-to-water - leasing - single-family house - existing building - distributed level 0.67 | HOUELC, HOUAMB | HOUPARRHN_OLDC_DMD | MKr20 | 2040 | 7.5316 | 0.85944 | 0.28812 | [5 empty] | PAR | C | OLD | 3.4708 |  | RHNHPELC | 4 | 0.66667 | HOUPARRHNHPELCN05_OLDC_FDIELCE01 | 0.539 | HOUPARRHNHPELCN05_OLDC | HOUPARRHNDIELCE01_OLDC | DIELCE01 | HPELCN05 | PAR_OLDC | DIELCE01_HPELCN05 | 5 | 0 | 1.1 | Unlikely
HOUPARRHNHPELCN05_OLDC_FDIELCE01_D67 | Residential heating technology - Heat pump, Air-to-water - leasing - single-family house - existing building - distributed level 0.67 | HOUELC, HOUAMB | HOUPARRHN_OLDC_DMD | MKr20 | 2050 | 6.9252 | 0.80334 | 0.28033 | [5 empty] | PAR | C | OLD | 3.5672 |  | RHNHPELC | 4 | 0.66667 | HOUPARRHNHPELCN05_OLDC_FDIELCE01 | 0.539 | HOUPARRHNHPELCN05_OLDC | HOUPARRHNDIELCE01_OLDC | DIELCE01 | HPELCN05 | PAR_OLDC | DIELCE01_HPELCN05 | 5 | 0 | 1.1 | Unlikely
HOUPARRHNHPELCN04_OLDC_FDIELCE01_D67 | Residential heating technology - Heat pump, Ground source - single-family house - existing building - distributed level 0.67 | HOUELC, HOUAMB | HOUPARRHN_OLDC_DMD | MKr20 | 2020 | 23.196 | 0.32766 | 0.30065 | [5 empty] | PAR | C | OLD | 3.3262 |  | RHNHPELC | 4 | 0.66667 | HOUPARRHNHPELCN04_OLDC_FDIELCE01 | 0.539 | HOUPARRHNHPELCN04_OLDC | HOUPARRHNDIELCE01_OLDC | DIELCE01 | HPELCN04 | PAR_OLDC | DIELCE01_HPELCN04 | 6 | 0 | 1 | New
HOUPARRHNHPELCN04_OLDC_FDIELCE01_D67 | Residential heating technology - Heat pump, Ground source - single-family house - existing building - distributed level 0.67 | HOUELC, HOUAMB | HOUPARRHN_OLDC_DMD | MKr20 | 2025 | 22.0362 | 0.23205 | 0.29218 | [5 empty] | PAR | C | OLD | 3.4226 |  | RHNHPELC | 4 | 0.66667 | HOUPARRHNHPELCN04_OLDC_FDIELCE01 | 0.539 | HOUPARRHNHPELCN04_OLDC | HOUPARRHNDIELCE01_OLDC | DIELCE01 | HPELCN04 | PAR_OLDC | DIELCE01_HPELCN04 | 6 | 0 | 1 | New
HOUPARRHNHPELCN04_OLDC_FDIELCE01_D67 | Residential heating technology - Heat pump, Ground source - single-family house - existing building - distributed level 0.67 | HOUELC, HOUAMB | HOUPARRHN_OLDC_DMD | MKr20 | 2030 | 20.8764 | 0.22831 | 0.28417 | [5 empty] | PAR | C | OLD | 3.519 |  | RHNHPELC | 4 | 0.66667 | HOUPARRHNHPELCN04_OLDC_FDIELCE01 | 0.539 | HOUPARRHNHPELCN04_OLDC | HOUPARRHNDIELCE01_OLDC | DIELCE01 | HPELCN04 | PAR_OLDC | DIELCE01_HPELCN04 | 6 | 0 | 1 | New
HOUPARRHNHPELCN04_OLDC_FDIELCE01_D67 | Residential heating technology - Heat pump, Ground source - single-family house - existing building - distributed level 0.67 | HOUELC, HOUAMB | HOUPARRHN_OLDC_DMD | MKr20 | 2040 | 19.8326 | 0.22136 | 0.27296 | [5 empty] | PAR | C | OLD | 3.6636 |  | RHNHPELC | 4 | 0.66667 | HOUPARRHNHPELCN04_OLDC_FDIELCE01 | 0.539 | HOUPARRHNHPELCN04_OLDC | HOUPARRHNDIELCE01_OLDC | DIELCE01 | HPELCN04 | PAR_OLDC | DIELCE01_HPELCN04 | 6 | 0 | 1 | New
HOUPARRHNHPELCN04_OLDC_FDIELCE01_D67 | Residential heating technology - Heat pump, Ground source - single-family house - existing building - distributed level 0.67 | HOUELC, HOUAMB | HOUPARRHN_OLDC_DMD | MKr20 | 2050 | 18.7887 | 0.21442 | 0.26941 | [5 empty] | PAR | C | OLD | 3.7118 |  | RHNHPELC | 4 | 0.66667 | HOUPARRHNHPELCN04_OLDC_FDIELCE01 | 0.539 | HOUPARRHNHPELCN04_OLDC | HOUPARRHNDIELCE01_OLDC | DIELCE01 | HPELCN04 | PAR_OLDC | DIELCE01_HPELCN04 | 6 | 0 | 1 | New
HOUPARRHNHPELCN03_OLDC_FDIELCE01_D67 | Residential heating technology - Heat pump, Air-to-water - single-family house - existing building - distributed level 0.67 | HOUELC, HOUAMB | HOUPARRHN_OLDC_DMD | MKr20 | 2020 | 17.515 | 0.35522 | 0.32928 | [5 empty] | PAR | C | OLD | 3.0369 |  | RHNHPELC | 4 | 0.66667 | HOUPARRHNHPELCN03_OLDC_FDIELCE01 | 0.539 | HOUPARRHNHPELCN03_OLDC | HOUPARRHNDIELCE01_OLDC | DIELCE01 | HPELCN03 | PAR_OLDC | DIELCE01_HPELCN03 | 6 | 0 | 1 | New
HOUPARRHNHPELCN03_OLDC_FDIELCE01_D67 | Residential heating technology - Heat pump, Air-to-water - single-family house - existing building - distributed level 0.67 | HOUELC, HOUAMB | HOUPARRHN_OLDC_DMD | MKr20 | 2025 | 16.1557 | 0.25961 | 0.31431 | [5 empty] | PAR | C | OLD | 3.1815 |  | RHNHPELC | 4 | 0.66667 | HOUPARRHNHPELCN03_OLDC_FDIELCE01 | 0.539 | HOUPARRHNHPELCN03_OLDC | HOUPARRHNDIELCE01_OLDC | DIELCE01 | HPELCN03 | PAR_OLDC | DIELCE01_HPELCN03 | 6 | 0 | 1 | New
HOUPARRHNHPELCN03_OLDC_FDIELCE01_D67 | Residential heating technology - Heat pump, Air-to-water - single-family house - existing building - distributed level 0.67 | HOUELC, HOUAMB | HOUPARRHN_OLDC_DMD | MKr20 | 2030 | 14.7963 | 0.25587 | 0.30065 | [5 empty] | PAR | C | OLD | 3.3262 |  | RHNHPELC | 4 | 0.66667 | HOUPARRHNHPELCN03_OLDC_FDIELCE01 | 0.539 | HOUPARRHNHPELCN03_OLDC | HOUPARRHNDIELCE01_OLDC | DIELCE01 | HPELCN03 | PAR_OLDC | DIELCE01_HPELCN03 | 6 | 0 | 1 | New
HOUPARRHNHPELCN03_OLDC_FDIELCE01_D67 | Residential heating technology - Heat pump, Air-to-water - single-family house - existing building - distributed level 0.67 | HOUELC, HOUAMB | HOUPARRHN_OLDC_DMD | MKr20 | 2040 | 13.6938 | 0.24892 | 0.28812 | [5 empty] | PAR | C | OLD | 3.4708 |  | RHNHPELC | 4 | 0.66667 | HOUPARRHNHPELCN03_OLDC_FDIELCE01 | 0.539 | HOUPARRHNHPELCN03_OLDC | HOUPARRHNDIELCE01_OLDC | DIELCE01 | HPELCN03 | PAR_OLDC | DIELCE01_HPELCN03 | 6 | 0 | 1 | New
HOUPARRHNHPELCN03_OLDC_FDIELCE01_D67 | Residential heating technology - Heat pump, Air-to-water - single-family house - existing building - distributed level 0.67 | HOUELC, HOUAMB | HOUPARRHN_OLDC_DMD | MKr20 | 2050 | 12.5913 | 0.24198 | 0.28033 | [5 empty] | PAR | C | OLD | 3.5672 |  | RHNHPELC | 4 | 0.66667 | HOUPARRHNHPELCN03_OLDC_FDIELCE01 | 0.539 | HOUPARRHNHPELCN03_OLDC | HOUPARRHNDIELCE01_OLDC | DIELCE01 | HPELCN03 | PAR_OLDC | DIELCE01_HPELCN03 | 6 | 0 | 1 | New
HOUPARRHNHPELCN02_OLDC_FDIELCE01_D67 | Residential heating technology - Heat pump, Air-to-air - single-family house - existing building - distributed level 0.67 | HOUELC, HOUAMB | HOUPARRHN_OLDC_DMD | MKr20 | 2020 | 3.2165 | 0.18468 | 0.21386 | [5 empty] | PAR | C | OLD | 4.6759 |  | RHNHPELC | 4 | 0.66667 | HOUPARRHNHPELCN02_OLDC_FDIELCE01 | 0.539 | HOUPARRHNHPELCN02_OLDC | HOUPARRHNDIELCE01_OLDC | DIELCE01 | HPELCN02 | PAR_OLDC | DIELCE01_HPELCN02 | 5 | 0 | 1.1 | Unlikely
HOUPARRHNHPELCN02_OLDC_FDIELCE01_D67 | Residential heating technology - Heat pump, Air-to-air - single-family house - existing building - distributed level 0.67 | HOUELC, HOUAMB | HOUPARRHN_OLDC_DMD | MKr20 | 2025 | 3.1379 | 0.12547 | 0.20338 | [5 empty] | PAR | C | OLD | 4.9169 |  | RHNHPELC | 4 | 0.66667 | HOUPARRHNHPELCN02_OLDC_FDIELCE01 | 0.539 | HOUPARRHNHPELCN02_OLDC | HOUPARRHNDIELCE01_OLDC | DIELCE01 | HPELCN02 | PAR_OLDC | DIELCE01_HPELCN02 | 5 | 0 | 1.1 | Unlikely
HOUPARRHNHPELCN02_OLDC_FDIELCE01_D67 | Residential heating technology - Heat pump, Air-to-air - single-family house - existing building - distributed level 0.67 | HOUELC, HOUAMB | HOUPARRHN_OLDC_DMD | MKr20 | 2030 | 3.0593 | 0.12315 | 0.1957 | [5 empty] | PAR | C | OLD | 5.1098 |  | RHNHPELC | 4 | 0.66667 | HOUPARRHNHPELCN02_OLDC_FDIELCE01 | 0.539 | HOUPARRHNHPELCN02_OLDC | HOUPARRHNDIELCE01_OLDC | DIELCE01 | HPELCN02 | PAR_OLDC | DIELCE01_HPELCN02 | 5 | 0 | 1.1 | Unlikely
HOUPARRHNHPELCN02_OLDC_FDIELCE01_D67 | Residential heating technology - Heat pump, Air-to-air - single-family house - existing building - distributed level 0.67 | HOUELC, HOUAMB | HOUPARRHN_OLDC_DMD | MKr20 | 2040 | 2.9134 | 0.11885 | 0.18859 | [5 empty] | PAR | C | OLD | 5.3026 |  | RHNHPELC | 4 | 0.66667 | HOUPARRHNHPELCN02_OLDC_FDIELCE01 | 0.539 | HOUPARRHNHPELCN02_OLDC | HOUPARRHNDIELCE01_OLDC | DIELCE01 | HPELCN02 | PAR_OLDC | DIELCE01_HPELCN02 | 5 | 0 | 1.1 | Unlikely
HOUPARRHNHPELCN02_OLDC_FDIELCE01_D67 | Residential heating technology - Heat pump, Air-to-air - single-family house - existing building - distributed level 0.67 | HOUELC, HOUAMB | HOUPARRHN_OLDC_DMD | MKr20 | 2050 | 2.7675 | 0.11455 | 0.18522 | [5 empty] | PAR | C | OLD | 5.399 |  | RHNHPELC | 4 | 0.66667 | HOUPARRHNHPELCN02_OLDC_FDIELCE01 | 0.539 | HOUPARRHNHPELCN02_OLDC | HOUPARRHNDIELCE01_OLDC | DIELCE01 | HPELCN02 | PAR_OLDC | DIELCE01_HPELCN02 | 5 | 0 | 1.1 | Unlikely
HOUPARRHNDIELCN06_OLDC_FDIELCE01_D67 | Residential heating technology - Electric heating - electric panel from Bauhaus - single-family house - new building - distributed level 0.67 | HOUELC | HOUPARRHN_OLDC_DMD | MKr20 | 2020 | 0.53054 | 0 | [6 empty] | PAR | C | OLD |  |  | RHNDIELC | 4 | 0.66667 | HOUPARRHNDIELCN06_OLDC_FDIELCE01 | 0.539 | HOUPARRHNDIELCN06_OLDC | HOUPARRHNDIELCE01_OLDC | DIELCE01 | DIELCN06 | PAR_OLDC | DIELCE01_DIELCN06 | 2 | 0 | 0.9 | Same
HOUPARRHNDIELCN06_OLDC_FDIELCE01_D67 | Residential heating technology - Electric heating - electric panel from Bauhaus - single-family house - new building - distributed level 0.67 | HOUELC | HOUPARRHN_OLDC_DMD | MKr20 | 2025 | 0.53054 | 0 | [6 empty] | PAR | C | OLD |  |  | RHNDIELC | 4 | 0.66667 | HOUPARRHNDIELCN06_OLDC_FDIELCE01 | 0.539 | HOUPARRHNDIELCN06_OLDC | HOUPARRHNDIELCE01_OLDC | DIELCE01 | DIELCN06 | PAR_OLDC | DIELCE01_DIELCN06 | 2 | 0 | 0.9 | Same
HOUPARRHNDIELCN06_OLDC_FDIELCE01_D67 | Residential heating technology - Electric heating - electric panel from Bauhaus - single-family house - new building - distributed level 0.67 | HOUELC | HOUPARRHN_OLDC_DMD | MKr20 | 2030 | 0.53054 | 0 | [6 empty] | PAR | C | OLD |  |  | RHNDIELC | 4 | 0.66667 | HOUPARRHNDIELCN06_OLDC_FDIELCE01 | 0.539 | HOUPARRHNDIELCN06_OLDC | HOUPARRHNDIELCE01_OLDC | DIELCE01 | DIELCN06 | PAR_OLDC | DIELCE01_DIELCN06 | 2 | 0 | 0.9 | Same
HOUPARRHNDIELCN06_OLDC_FDIELCE01_D67 | Residential heating technology - Electric heating - electric panel from Bauhaus - single-family house - new building - distributed level 0.67 | HOUELC | HOUPARRHN_OLDC_DMD | MKr20 | 2040 | 0.53054 | 0 | [6 empty] | PAR | C | OLD |  |  | RHNDIELC | 4 | 0.66667 | HOUPARRHNDIELCN06_OLDC_FDIELCE01 | 0.539 | HOUPARRHNDIELCN06_OLDC | HOUPARRHNDIELCE01_OLDC | DIELCE01 | DIELCN06 | PAR_OLDC | DIELCE01_DIELCN06 | 2 | 0 | 0.9 | Same
HOUPARRHNDIELCN06_OLDC_FDIELCE01_D67 | Residential heating technology - Electric heating - electric panel from Bauhaus - single-family house - new building - distributed level 0.67 | HOUELC | HOUPARRHN_OLDC_DMD | MKr20 | 2050 | 0.53054 | 0 | [6 empty] | PAR | C | OLD |  |  | RHNDIELC | 4 | 0.66667 | HOUPARRHNDIELCN06_OLDC_FDIELCE01 | 0.539 | HOUPARRHNDIELCN06_OLDC | HOUPARRHNDIELCE01_OLDC | DIELCE01 | DIELCN06 | PAR_OLDC | DIELCE01_DIELCN06 | 2 | 0 | 0.9 | Same
HOUPARRHNDIELCN01_OLDC_FDIELCE01_D67 | Residential heating technology - Electric heating - single-family house - new building - distributed level 0.67 | HOUELC | HOUPARRHN_OLDC_DMD | MKr20 | 2020 | 6.4461 | 0.063879 | [6 empty] | PAR | C | OLD |  |  | RHNDIELC | 4 | 0.66667 | HOUPARRHNDIELCN01_OLDC_FDIELCE01 | 0.539 | HOUPARRHNDIELCN01_OLDC | HOUPARRHNDIELCE01_OLDC | DIELCE01 | DIELCN01 | PAR_OLDC | DIELCE01_DIELCN01 | 2 | 0 | 0.9 | Same
HOUPARRHNDIELCN01_OLDC_FDIELCE01_D67 | Residential heating technology - Electric heating - single-family house - new building - distributed level 0.67 | HOUELC | HOUPARRHN_OLDC_DMD | MKr20 | 2025 | 6.2866 | 0.063879 | [6 empty] | PAR | C | OLD |  |  | RHNDIELC | 4 | 0.66667 | HOUPARRHNDIELCN01_OLDC_FDIELCE01 | 0.539 | HOUPARRHNDIELCN01_OLDC | HOUPARRHNDIELCE01_OLDC | DIELCE01 | DIELCN01 | PAR_OLDC | DIELCE01_DIELCN01 | 2 | 0 | 0.9 | Same
HOUPARRHNDIELCN01_OLDC_FDIELCE01_D67 | Residential heating technology - Electric heating - single-family house - new building - distributed level 0.67 | HOUELC | HOUPARRHN_OLDC_DMD | MKr20 | 2030 | 6.131 | 0.061217 | [6 empty] | PAR | C | OLD |  |  | RHNDIELC | 4 | 0.66667 | HOUPARRHNDIELCN01_OLDC_FDIELCE01 | 0.539 | HOUPARRHNDIELCN01_OLDC | HOUPARRHNDIELCE01_OLDC | DIELCE01 | DIELCN01 | PAR_OLDC | DIELCE01_DIELCN01 | 2 | 0 | 0.9 | Same
HOUPARRHNDIELCN01_OLDC_FDIELCE01_D67 | Residential heating technology - Electric heating - single-family house - new building - distributed level 0.67 | HOUELC | HOUPARRHN_OLDC_DMD | MKr20 | 2040 | 5.8313 | 0.058555 | [6 empty] | PAR | C | OLD |  |  | RHNDIELC | 4 | 0.66667 | HOUPARRHNDIELCN01_OLDC_FDIELCE01 | 0.539 | HOUPARRHNDIELCN01_OLDC | HOUPARRHNDIELCE01_OLDC | DIELCE01 | DIELCN01 | PAR_OLDC | DIELCE01_DIELCN01 | 2 | 0 | 0.9 | Same
HOUPARRHNDIELCN01_OLDC_FDIELCE01_D67 | Residential heating technology - Electric heating - single-family house - new building - distributed level 0.67 | HOUELC | HOUPARRHN_OLDC_DMD | MKr20 | 2050 | 5.5462 | 0.055894 | [6 empty] | PAR | C | OLD |  |  | RHNDIELC | 4 | 0.66667 | HOUPARRHNDIELCN01_OLDC_FDIELCE01 | 0.539 | HOUPARRHNDIELCN01_OLDC | HOUPARRHNDIELCE01_OLDC | DIELCE01 | DIELCN01 | PAR_OLDC | DIELCE01_DIELCN01 | 2 | 0 | 0.9 | Same
HOUPARRHNBHSOLN01_OLDC_FDIELCE01_D67 | Residential heating technology - Solar heating system - single-family house - existing building - distributed level 0.67 | HOUSOL | HOUPARRHN_OLDC_DMD | MKr20 | 2020 | 8.6578 | 0.099715 | [6 empty] | PAR | C | OLD |  |  | RHNBHSOL | 4 | 0.66667 | HOUPARRHNBHSOLN01_OLDC_FDIELCE01 | 0.539 | HOUPARRHNBHSOLN01_OLDC | HOUPARRHNDIELCE01_OLDC | DIELCE01 | BHSOLN01 | PAR_OLDC | DIELCE01_BHSOLN01 | 5 | 0 | 1.1 | Unlikely
HOUPARRHNBHSOLN01_OLDC_FDIELCE01_D67 | Residential heating technology - Solar heating system - single-family house - existing building - distributed level 0.67 | HOUSOL | HOUPARRHN_OLDC_DMD | MKr20 | 2025 | 8.4435 | 0.093632 | [6 empty] | PAR | C | OLD |  |  | RHNBHSOL | 4 | 0.66667 | HOUPARRHNBHSOLN01_OLDC_FDIELCE01 | 0.539 | HOUPARRHNBHSOLN01_OLDC | HOUPARRHNDIELCE01_OLDC | DIELCE01 | BHSOLN01 | PAR_OLDC | DIELCE01_BHSOLN01 | 5 | 0 | 1.1 | Unlikely
HOUPARRHNBHSOLN01_OLDC_FDIELCE01_D67 | Residential heating technology - Solar heating system - single-family house - existing building - distributed level 0.67 | HOUSOL | HOUPARRHN_OLDC_DMD | MKr20 | 2030 | 8.2345 | 0.09135 | [6 empty] | PAR | C | OLD |  |  | RHNBHSOL | 4 | 0.66667 | HOUPARRHNBHSOLN01_OLDC_FDIELCE01 | 0.539 | HOUPARRHNBHSOLN01_OLDC | HOUPARRHNDIELCE01_OLDC | DIELCE01 | BHSOLN01 | PAR_OLDC | DIELCE01_BHSOLN01 | 5 | 0 | 1.1 | Unlikely
HOUPARRHNBHSOLN01_OLDC_FDIELCE01_D67 | Residential heating technology - Solar heating system - single-family house - existing building - distributed level 0.67 | HOUSOL | HOUPARRHN_OLDC_DMD | MKr20 | 2040 | 7.832 | 0.086407 | [6 empty] | PAR | C | OLD |  |  | RHNBHSOL | 4 | 0.66667 | HOUPARRHNBHSOLN01_OLDC_FDIELCE01 | 0.539 | HOUPARRHNBHSOLN01_OLDC | HOUPARRHNDIELCE01_OLDC | DIELCE01 | BHSOLN01 | PAR_OLDC | DIELCE01_BHSOLN01 | 5 | 0 | 1.1 | Unlikely
HOUPARRHNBHSOLN01_OLDC_FDIELCE01_D67 | Residential heating technology - Solar heating system - single-family house - existing building - distributed level 0.67 | HOUSOL | HOUPARRHN_OLDC_DMD | MKr20 | 2050 | 7.4491 | 0.081464 | [6 empty] | PAR | C | OLD |  |  | RHNBHSOL | 4 | 0.66667 | HOUPARRHNBHSOLN01_OLDC_FDIELCE01 | 0.539 | HOUPARRHNBHSOLN01_OLDC | HOUPARRHNDIELCE01_OLDC | DIELCE01 | BHSOLN01 | PAR_OLDC | DIELCE01_BHSOLN01 | 5 | 0 | 1.1 | Unlikely
HOUPARRHNBHDHCN03_OLDC_FDIELCE01_D67 | Residential heating technology - Direct district heating substation - plus connection pipe - single-family house - existing building - distributed level 0.67 | HOUDHC | HOUPARRHN_OLDC_DMD | MKr20 | 2020 | 3.4401 | 0.032445 | [6 empty] | PAR | C | OLD |  |  | RHNBHDHC | 4 | 0.66667 | HOUPARRHNBHDHCN03_OLDC_FDIELCE01 | 0.539 | HOUPARRHNBHDHCN03_OLDC | HOUPARRHNDIELCE01_OLDC | DIELCE01 | BHDHCN03 | PAR_OLDC | DIELCE01_BHDHCN03 | 6 | 0 | 1 | New
HOUPARRHNBHDHCN03_OLDC_FDIELCE01_D67 | Residential heating technology - Direct district heating substation - plus connection pipe - single-family house - existing building - distributed level 0.67 | HOUDHC | HOUPARRHN_OLDC_DMD | MKr20 | 2025 | 3.4002 | 0.032205 | [6 empty] | PAR | C | OLD |  |  | RHNBHDHC | 4 | 0.66667 | HOUPARRHNBHDHCN03_OLDC_FDIELCE01 | 0.539 | HOUPARRHNBHDHCN03_OLDC | HOUPARRHNDIELCE01_OLDC | DIELCE01 | BHDHCN03 | PAR_OLDC | DIELCE01_BHDHCN03 | 6 | 0 | 1 | New
HOUPARRHNBHDHCN03_OLDC_FDIELCE01_D67 | Residential heating technology - Direct district heating substation - plus connection pipe - single-family house - existing building - distributed level 0.67 | HOUDHC | HOUPARRHN_OLDC_DMD | MKr20 | 2030 | 3.3669 | 0.03163 | [6 empty] | PAR | C | OLD |  |  | RHNBHDHC | 4 | 0.66667 | HOUPARRHNBHDHCN03_OLDC_FDIELCE01 | 0.539 | HOUPARRHNBHDHCN03_OLDC | HOUPARRHNDIELCE01_OLDC | DIELCE01 | BHDHCN03 | PAR_OLDC | DIELCE01_BHDHCN03 | 6 | 0 | 1 | New
HOUPARRHNBHDHCN03_OLDC_FDIELCE01_D67 | Residential heating technology - Direct district heating substation - plus connection pipe - single-family house - existing building - distributed level 0.67 | HOUDHC | HOUPARRHN_OLDC_DMD | MKr20 | 2040 | 3.307 | 0.030268 | [6 empty] | PAR | C | OLD |  |  | RHNBHDHC | 4 | 0.66667 | HOUPARRHNBHDHCN03_OLDC_FDIELCE01 | 0.539 | HOUPARRHNBHDHCN03_OLDC | HOUPARRHNDIELCE01_OLDC | DIELCE01 | BHDHCN03 | PAR_OLDC | DIELCE01_BHDHCN03 | 6 | 0 | 1 | New
HOUPARRHNBHDHCN03_OLDC_FDIELCE01_D67 | Residential heating technology - Direct district heating substation - plus connection pipe - single-family house - existing building - distributed level 0.67 | HOUDHC | HOUPARRHN_OLDC_DMD | MKr20 | 2050 | 3.2405 | 0.028286 | [6 empty] | PAR | C | OLD |  |  | RHNBHDHC | 4 | 0.66667 | HOUPARRHNBHDHCN03_OLDC_FDIELCE01 | 0.539 | HOUPARRHNBHDHCN03_OLDC | HOUPARRHNDIELCE01_OLDC | DIELCE01 | BHDHCN03 | PAR_OLDC | DIELCE01_BHDHCN03 | 6 | 0 | 1 | New
HOUPARRHNHPELCN07_OLDD_FDIELCE01_D67 | Residential heating technology - Heat pump, Air-to-water, low-price product - single-family house - existing building - distributed level 0.67 | HOUELC, HOUAMB | HOUPARRHN_OLDD_DMD | MKr20 | 2020 | 11.5083 | 0.41034 | 0.34574 | [5 empty] | PAR | D | OLD | 2.8923 |  | RHNHPELC | 4 | 0.66667 | HOUPARRHNHPELCN07_OLDD_FDIELCE01 | 0.539 | HOUPARRHNHPELCN07_OLDD | HOUPARRHNDIELCE01_OLDD | DIELCE01 | HPELCN07 | PAR_OLDD | DIELCE01_HPELCN07 | 5 | 0 | 1.1 | Unlikely
HOUPARRHNHPELCN07_OLDD_FDIELCE01_D67 | Residential heating technology - Heat pump, Air-to-water, low-price product - single-family house - existing building - distributed level 0.67 | HOUELC, HOUAMB | HOUPARRHN_OLDD_DMD | MKr20 | 2025 | 10.528 | 0.31473 | 0.32928 | [5 empty] | PAR | D | OLD | 3.0369 |  | RHNHPELC | 4 | 0.66667 | HOUPARRHNHPELCN07_OLDD_FDIELCE01 | 0.539 | HOUPARRHNHPELCN07_OLDD | HOUPARRHNDIELCE01_OLDD | DIELCE01 | HPELCN07 | PAR_OLDD | DIELCE01_HPELCN07 | 5 | 0 | 1.1 | Unlikely
HOUPARRHNHPELCN07_OLDD_FDIELCE01_D67 | Residential heating technology - Heat pump, Air-to-water, low-price product - single-family house - existing building - distributed level 0.67 | HOUELC, HOUAMB | HOUPARRHN_OLDD_DMD | MKr20 | 2030 | 9.5477 | 0.31099 | 0.31431 | [5 empty] | PAR | D | OLD | 3.1815 |  | RHNHPELC | 4 | 0.66667 | HOUPARRHNHPELCN07_OLDD_FDIELCE01 | 0.539 | HOUPARRHNHPELCN07_OLDD | HOUPARRHNDIELCE01_OLDD | DIELCE01 | HPELCN07 | PAR_OLDD | DIELCE01_HPELCN07 | 5 | 0 | 1.1 | Unlikely
HOUPARRHNHPELCN07_OLDD_FDIELCE01_D67 | Residential heating technology - Heat pump, Air-to-water, low-price product - single-family house - existing building - distributed level 0.67 | HOUELC, HOUAMB | HOUPARRHN_OLDD_DMD | MKr20 | 2040 | 8.7667 | 0.30404 | 0.30065 | [5 empty] | PAR | D | OLD | 3.3262 |  | RHNHPELC | 4 | 0.66667 | HOUPARRHNHPELCN07_OLDD_FDIELCE01 | 0.539 | HOUPARRHNHPELCN07_OLDD | HOUPARRHNDIELCE01_OLDD | DIELCE01 | HPELCN07 | PAR_OLDD | DIELCE01_HPELCN07 | 5 | 0 | 1.1 | Unlikely
HOUPARRHNHPELCN07_OLDD_FDIELCE01_D67 | Residential heating technology - Heat pump, Air-to-water, low-price product - single-family house - existing building - distributed level 0.67 | HOUELC, HOUAMB | HOUPARRHN_OLDD_DMD | MKr20 | 2050 | 7.9856 | 0.2971 | 0.29218 | [5 empty] | PAR | D | OLD | 3.4226 |  | RHNHPELC | 4 | 0.66667 | HOUPARRHNHPELCN07_OLDD_FDIELCE01 | 0.539 | HOUPARRHNHPELCN07_OLDD | HOUPARRHNDIELCE01_OLDD | DIELCE01 | HPELCN07 | PAR_OLDD | DIELCE01_HPELCN07 | 5 | 0 | 1.1 | Unlikely
HOUPARRHNHPELCN05_OLDD_FDIELCE01_D67 | Residential heating technology - Heat pump, Air-to-water - leasing - single-family house - existing building - distributed level 0.67 | HOUELC, HOUAMB | HOUPARRHN_OLDD_DMD | MKr20 | 2020 | 9.6333 | 1.1361 | 0.32928 | [5 empty] | PAR | D | OLD | 3.0369 |  | RHNHPELC | 4 | 0.66667 | HOUPARRHNHPELCN05_OLDD_FDIELCE01 | 0.539 | HOUPARRHNHPELCN05_OLDD | HOUPARRHNDIELCE01_OLDD | DIELCE01 | HPELCN05 | PAR_OLDD | DIELCE01_HPELCN05 | 5 | 0 | 1.1 | Unlikely
HOUPARRHNHPELCN05_OLDD_FDIELCE01_D67 | Residential heating technology - Heat pump, Air-to-water - leasing - single-family house - existing building - distributed level 0.67 | HOUELC, HOUAMB | HOUPARRHN_OLDD_DMD | MKr20 | 2025 | 8.8856 | 0.97988 | 0.31431 | [5 empty] | PAR | D | OLD | 3.1815 |  | RHNHPELC | 4 | 0.66667 | HOUPARRHNHPELCN05_OLDD_FDIELCE01 | 0.539 | HOUPARRHNHPELCN05_OLDD | HOUPARRHNDIELCE01_OLDD | DIELCE01 | HPELCN05 | PAR_OLDD | DIELCE01_HPELCN05 | 5 | 0 | 1.1 | Unlikely
HOUPARRHNHPELCN05_OLDD_FDIELCE01_D67 | Residential heating technology - Heat pump, Air-to-water - leasing - single-family house - existing building - distributed level 0.67 | HOUELC, HOUAMB | HOUPARRHN_OLDD_DMD | MKr20 | 2030 | 8.138 | 0.91553 | 0.30065 | [5 empty] | PAR | D | OLD | 3.3262 |  | RHNHPELC | 4 | 0.66667 | HOUPARRHNHPELCN05_OLDD_FDIELCE01 | 0.539 | HOUPARRHNHPELCN05_OLDD | HOUPARRHNDIELCE01_OLDD | DIELCE01 | HPELCN05 | PAR_OLDD | DIELCE01_HPELCN05 | 5 | 0 | 1.1 | Unlikely
HOUPARRHNHPELCN05_OLDD_FDIELCE01_D67 | Residential heating technology - Heat pump, Air-to-water - leasing - single-family house - existing building - distributed level 0.67 | HOUELC, HOUAMB | HOUPARRHN_OLDD_DMD | MKr20 | 2040 | 7.5316 | 0.85944 | 0.28812 | [5 empty] | PAR | D | OLD | 3.4708 |  | RHNHPELC | 4 | 0.66667 | HOUPARRHNHPELCN05_OLDD_FDIELCE01 | 0.539 | HOUPARRHNHPELCN05_OLDD | HOUPARRHNDIELCE01_OLDD | DIELCE01 | HPELCN05 | PAR_OLDD | DIELCE01_HPELCN05 | 5 | 0 | 1.1 | Unlikely
HOUPARRHNHPELCN05_OLDD_FDIELCE01_D67 | Residential heating technology - Heat pump, Air-to-water - leasing - single-family house - existing building - distributed level 0.67 | HOUELC, HOUAMB | HOUPARRHN_OLDD_DMD | MKr20 | 2050 | 6.9252 | 0.80334 | 0.28033 | [5 empty] | PAR | D | OLD | 3.5672 |  | RHNHPELC | 4 | 0.66667 | HOUPARRHNHPELCN05_OLDD_FDIELCE01 | 0.539 | HOUPARRHNHPELCN05_OLDD | HOUPARRHNDIELCE01_OLDD | DIELCE01 | HPELCN05 | PAR_OLDD | DIELCE01_HPELCN05 | 5 | 0 | 1.1 | Unlikely
HOUPARRHNHPELCN04_OLDD_FDIELCE01_D67 | Residential heating technology - Heat pump, Ground source - single-family house - existing building - distributed level 0.67 | HOUELC, HOUAMB | HOUPARRHN_OLDD_DMD | MKr20 | 2020 | 23.196 | 0.32766 | 0.30065 | [5 empty] | PAR | D | OLD | 3.3262 |  | RHNHPELC | 4 | 0.66667 | HOUPARRHNHPELCN04_OLDD_FDIELCE01 | 0.539 | HOUPARRHNHPELCN04_OLDD | HOUPARRHNDIELCE01_OLDD | DIELCE01 | HPELCN04 | PAR_OLDD | DIELCE01_HPELCN04 | 6 | 0 | 1 | New
HOUPARRHNHPELCN04_OLDD_FDIELCE01_D67 | Residential heating technology - Heat pump, Ground source - single-family house - existing building - distributed level 0.67 | HOUELC, HOUAMB | HOUPARRHN_OLDD_DMD | MKr20 | 2025 | 22.0362 | 0.23205 | 0.29218 | [5 empty] | PAR | D | OLD | 3.4226 |  | RHNHPELC | 4 | 0.66667 | HOUPARRHNHPELCN04_OLDD_FDIELCE01 | 0.539 | HOUPARRHNHPELCN04_OLDD | HOUPARRHNDIELCE01_OLDD | DIELCE01 | HPELCN04 | PAR_OLDD | DIELCE01_HPELCN04 | 6 | 0 | 1 | New
HOUPARRHNHPELCN04_OLDD_FDIELCE01_D67 | Residential heating technology - Heat pump, Ground source - single-family house - existing building - distributed level 0.67 | HOUELC, HOUAMB | HOUPARRHN_OLDD_DMD | MKr20 | 2030 | 20.8764 | 0.22831 | 0.28417 | [5 empty] | PAR | D | OLD | 3.519 |  | RHNHPELC | 4 | 0.66667 | HOUPARRHNHPELCN04_OLDD_FDIELCE01 | 0.539 | HOUPARRHNHPELCN04_OLDD | HOUPARRHNDIELCE01_OLDD | DIELCE01 | HPELCN04 | PAR_OLDD | DIELCE01_HPELCN04 | 6 | 0 | 1 | New
HOUPARRHNHPELCN04_OLDD_FDIELCE01_D67 | Residential heating technology - Heat pump, Ground source - single-family house - existing building - distributed level 0.67 | HOUELC, HOUAMB | HOUPARRHN_OLDD_DMD | MKr20 | 2040 | 19.8326 | 0.22136 | 0.27296 | [5 empty] | PAR | D | OLD | 3.6636 |  | RHNHPELC | 4 | 0.66667 | HOUPARRHNHPELCN04_OLDD_FDIELCE01 | 0.539 | HOUPARRHNHPELCN04_OLDD | HOUPARRHNDIELCE01_OLDD | DIELCE01 | HPELCN04 | PAR_OLDD | DIELCE01_HPELCN04 | 6 | 0 | 1 | New
HOUPARRHNHPELCN04_OLDD_FDIELCE01_D67 | Residential heating technology - Heat pump, Ground source - single-family house - existing building - distributed level 0.67 | HOUELC, HOUAMB | HOUPARRHN_OLDD_DMD | MKr20 | 2050 | 18.7887 | 0.21442 | 0.26941 | [5 empty] | PAR | D | OLD | 3.7118 |  | RHNHPELC | 4 | 0.66667 | HOUPARRHNHPELCN04_OLDD_FDIELCE01 | 0.539 | HOUPARRHNHPELCN04_OLDD | HOUPARRHNDIELCE01_OLDD | DIELCE01 | HPELCN04 | PAR_OLDD | DIELCE01_HPELCN04 | 6 | 0 | 1 | New
HOUPARRHNHPELCN03_OLDD_FDIELCE01_D67 | Residential heating technology - Heat pump, Air-to-water - single-family house - existing building - distributed level 0.67 | HOUELC, HOUAMB | HOUPARRHN_OLDD_DMD | MKr20 | 2020 | 17.515 | 0.35522 | 0.32928 | [5 empty] | PAR | D | OLD | 3.0369 |  | RHNHPELC | 4 | 0.66667 | HOUPARRHNHPELCN03_OLDD_FDIELCE01 | 0.539 | HOUPARRHNHPELCN03_OLDD | HOUPARRHNDIELCE01_OLDD | DIELCE01 | HPELCN03 | PAR_OLDD | DIELCE01_HPELCN03 | 6 | 0 | 1 | New
HOUPARRHNHPELCN03_OLDD_FDIELCE01_D67 | Residential heating technology - Heat pump, Air-to-water - single-family house - existing building - distributed level 0.67 | HOUELC, HOUAMB | HOUPARRHN_OLDD_DMD | MKr20 | 2025 | 16.1557 | 0.25961 | 0.31431 | [5 empty] | PAR | D | OLD | 3.1815 |  | RHNHPELC | 4 | 0.66667 | HOUPARRHNHPELCN03_OLDD_FDIELCE01 | 0.539 | HOUPARRHNHPELCN03_OLDD | HOUPARRHNDIELCE01_OLDD | DIELCE01 | HPELCN03 | PAR_OLDD | DIELCE01_HPELCN03 | 6 | 0 | 1 | New
HOUPARRHNHPELCN03_OLDD_FDIELCE01_D67 | Residential heating technology - Heat pump, Air-to-water - single-family house - existing building - distributed level 0.67 | HOUELC, HOUAMB | HOUPARRHN_OLDD_DMD | MKr20 | 2030 | 14.7963 | 0.25587 | 0.30065 | [5 empty] | PAR | D | OLD | 3.3262 |  | RHNHPELC | 4 | 0.66667 | HOUPARRHNHPELCN03_OLDD_FDIELCE01 | 0.539 | HOUPARRHNHPELCN03_OLDD | HOUPARRHNDIELCE01_OLDD | DIELCE01 | HPELCN03 | PAR_OLDD | DIELCE01_HPELCN03 | 6 | 0 | 1 | New
HOUPARRHNHPELCN03_OLDD_FDIELCE01_D67 | Residential heating technology - Heat pump, Air-to-water - single-family house - existing building - distributed level 0.67 | HOUELC, HOUAMB | HOUPARRHN_OLDD_DMD | MKr20 | 2040 | 13.6938 | 0.24892 | 0.28812 | [5 empty] | PAR | D | OLD | 3.4708 |  | RHNHPELC | 4 | 0.66667 | HOUPARRHNHPELCN03_OLDD_FDIELCE01 | 0.539 | HOUPARRHNHPELCN03_OLDD | HOUPARRHNDIELCE01_OLDD | DIELCE01 | HPELCN03 | PAR_OLDD | DIELCE01_HPELCN03 | 6 | 0 | 1 | New
HOUPARRHNHPELCN03_OLDD_FDIELCE01_D67 | Residential heating technology - Heat pump, Air-to-water - single-family house - existing building - distributed level 0.67 | HOUELC, HOUAMB | HOUPARRHN_OLDD_DMD | MKr20 | 2050 | 12.5913 | 0.24198 | 0.28033 | [5 empty] | PAR | D | OLD | 3.5672 |  | RHNHPELC | 4 | 0.66667 | HOUPARRHNHPELCN03_OLDD_FDIELCE01 | 0.539 | HOUPARRHNHPELCN03_OLDD | HOUPARRHNDIELCE01_OLDD | DIELCE01 | HPELCN03 | PAR_OLDD | DIELCE01_HPELCN03 | 6 | 0 | 1 | New
HOUPARRHNHPELCN02_OLDD_FDIELCE01_D67 | Residential heating technology - Heat pump, Air-to-air - single-family house - existing building - distributed level 0.67 | HOUELC, HOUAMB | HOUPARRHN_OLDD_DMD | MKr20 | 2020 | 3.2165 | 0.18468 | 0.21386 | [5 empty] | PAR | D | OLD | 4.6759 |  | RHNHPELC | 4 | 0.66667 | HOUPARRHNHPELCN02_OLDD_FDIELCE01 | 0.539 | HOUPARRHNHPELCN02_OLDD | HOUPARRHNDIELCE01_OLDD | DIELCE01 | HPELCN02 | PAR_OLDD | DIELCE01_HPELCN02 | 5 | 0 | 1.1 | Unlikely
HOUPARRHNHPELCN02_OLDD_FDIELCE01_D67 | Residential heating technology - Heat pump, Air-to-air - single-family house - existing building - distributed level 0.67 | HOUELC, HOUAMB | HOUPARRHN_OLDD_DMD | MKr20 | 2025 | 3.1379 | 0.12547 | 0.20338 | [5 empty] | PAR | D | OLD | 4.9169 |  | RHNHPELC | 4 | 0.66667 | HOUPARRHNHPELCN02_OLDD_FDIELCE01 | 0.539 | HOUPARRHNHPELCN02_OLDD | HOUPARRHNDIELCE01_OLDD | DIELCE01 | HPELCN02 | PAR_OLDD | DIELCE01_HPELCN02 | 5 | 0 | 1.1 | Unlikely
HOUPARRHNHPELCN02_OLDD_FDIELCE01_D67 | Residential heating technology - Heat pump, Air-to-air - single-family house - existing building - distributed level 0.67 | HOUELC, HOUAMB | HOUPARRHN_OLDD_DMD | MKr20 | 2030 | 3.0593 | 0.12315 | 0.1957 | [5 empty] | PAR | D | OLD | 5.1098 |  | RHNHPELC | 4 | 0.66667 | HOUPARRHNHPELCN02_OLDD_FDIELCE01 | 0.539 | HOUPARRHNHPELCN02_OLDD | HOUPARRHNDIELCE01_OLDD | DIELCE01 | HPELCN02 | PAR_OLDD | DIELCE01_HPELCN02 | 5 | 0 | 1.1 | Unlikely
HOUPARRHNHPELCN02_OLDD_FDIELCE01_D67 | Residential heating technology - Heat pump, Air-to-air - single-family house - existing building - distributed level 0.67 | HOUELC, HOUAMB | HOUPARRHN_OLDD_DMD | MKr20 | 2040 | 2.9134 | 0.11885 | 0.18859 | [5 empty] | PAR | D | OLD | 5.3026 |  | RHNHPELC | 4 | 0.66667 | HOUPARRHNHPELCN02_OLDD_FDIELCE01 | 0.539 | HOUPARRHNHPELCN02_OLDD | HOUPARRHNDIELCE01_OLDD | DIELCE01 | HPELCN02 | PAR_OLDD | DIELCE01_HPELCN02 | 5 | 0 | 1.1 | Unlikely
HOUPARRHNHPELCN02_OLDD_FDIELCE01_D67 | Residential heating technology - Heat pump, Air-to-air - single-family house - existing building - distributed level 0.67 | HOUELC, HOUAMB | HOUPARRHN_OLDD_DMD | MKr20 | 2050 | 2.7675 | 0.11455 | 0.18522 | [5 empty] | PAR | D | OLD | 5.399 |  | RHNHPELC | 4 | 0.66667 | HOUPARRHNHPELCN02_OLDD_FDIELCE01 | 0.539 | HOUPARRHNHPELCN02_OLDD | HOUPARRHNDIELCE01_OLDD | DIELCE01 | HPELCN02 | PAR_OLDD | DIELCE01_HPELCN02 | 5 | 0 | 1.1 | Unlikely
HOUPARRHNDIELCN06_OLDD_FDIELCE01_D67 | Residential heating technology - Electric heating - electric panel from Bauhaus - single-family house - new building - distributed level 0.67 | HOUELC | HOUPARRHN_OLDD_DMD | MKr20 | 2020 | 0.53054 | 0 | [6 empty] | PAR | D | OLD |  |  | RHNDIELC | 4 | 0.66667 | HOUPARRHNDIELCN06_OLDD_FDIELCE01 | 0.539 | HOUPARRHNDIELCN06_OLDD | HOUPARRHNDIELCE01_OLDD | DIELCE01 | DIELCN06 | PAR_OLDD | DIELCE01_DIELCN06 | 2 | 0 | 0.9 | Same
HOUPARRHNDIELCN06_OLDD_FDIELCE01_D67 | Residential heating technology - Electric heating - electric panel from Bauhaus - single-family house - new building - distributed level 0.67 | HOUELC | HOUPARRHN_OLDD_DMD | MKr20 | 2025 | 0.53054 | 0 | [6 empty] | PAR | D | OLD |  |  | RHNDIELC | 4 | 0.66667 | HOUPARRHNDIELCN06_OLDD_FDIELCE01 | 0.539 | HOUPARRHNDIELCN06_OLDD | HOUPARRHNDIELCE01_OLDD | DIELCE01 | DIELCN06 | PAR_OLDD | DIELCE01_DIELCN06 | 2 | 0 | 0.9 | Same
HOUPARRHNDIELCN06_OLDD_FDIELCE01_D67 | Residential heating technology - Electric heating - electric panel from Bauhaus - single-family house - new building - distributed level 0.67 | HOUELC | HOUPARRHN_OLDD_DMD | MKr20 | 2030 | 0.53054 | 0 | [6 empty] | PAR | D | OLD |  |  | RHNDIELC | 4 | 0.66667 | HOUPARRHNDIELCN06_OLDD_FDIELCE01 | 0.539 | HOUPARRHNDIELCN06_OLDD | HOUPARRHNDIELCE01_OLDD | DIELCE01 | DIELCN06 | PAR_OLDD | DIELCE01_DIELCN06 | 2 | 0 | 0.9 | Same
HOUPARRHNDIELCN06_OLDD_FDIELCE01_D67 | Residential heating technology - Electric heating - electric panel from Bauhaus - single-family house - new building - distributed level 0.67 | HOUELC | HOUPARRHN_OLDD_DMD | MKr20 | 2040 | 0.53054 | 0 | [6 empty] | PAR | D | OLD |  |  | RHNDIELC | 4 | 0.66667 | HOUPARRHNDIELCN06_OLDD_FDIELCE01 | 0.539 | HOUPARRHNDIELCN06_OLDD | HOUPARRHNDIELCE01_OLDD | DIELCE01 | DIELCN06 | PAR_OLDD | DIELCE01_DIELCN06 | 2 | 0 | 0.9 | Same
HOUPARRHNDIELCN06_OLDD_FDIELCE01_D67 | Residential heating technology - Electric heating - electric panel from Bauhaus - single-family house - new building - distributed level 0.67 | HOUELC | HOUPARRHN_OLDD_DMD | MKr20 | 2050 | 0.53054 | 0 | [6 empty] | PAR | D | OLD |  |  | RHNDIELC | 4 | 0.66667 | HOUPARRHNDIELCN06_OLDD_FDIELCE01 | 0.539 | HOUPARRHNDIELCN06_OLDD | HOUPARRHNDIELCE01_OLDD | DIELCE01 | DIELCN06 | PAR_OLDD | DIELCE01_DIELCN06 | 2 | 0 | 0.9 | Same
HOUPARRHNDIELCN01_OLDD_FDIELCE01_D67 | Residential heating technology - Electric heating - single-family house - new building - distributed level 0.67 | HOUELC | HOUPARRHN_OLDD_DMD | MKr20 | 2020 | 6.4461 | 0.063879 | [6 empty] | PAR | D | OLD |  |  | RHNDIELC | 4 | 0.66667 | HOUPARRHNDIELCN01_OLDD_FDIELCE01 | 0.539 | HOUPARRHNDIELCN01_OLDD | HOUPARRHNDIELCE01_OLDD | DIELCE01 | DIELCN01 | PAR_OLDD | DIELCE01_DIELCN01 | 2 | 0 | 0.9 | Same
HOUPARRHNDIELCN01_OLDD_FDIELCE01_D67 | Residential heating technology - Electric heating - single-family house - new building - distributed level 0.67 | HOUELC | HOUPARRHN_OLDD_DMD | MKr20 | 2025 | 6.2866 | 0.063879 | [6 empty] | PAR | D | OLD |  |  | RHNDIELC | 4 | 0.66667 | HOUPARRHNDIELCN01_OLDD_FDIELCE01 | 0.539 | HOUPARRHNDIELCN01_OLDD | HOUPARRHNDIELCE01_OLDD | DIELCE01 | DIELCN01 | PAR_OLDD | DIELCE01_DIELCN01 | 2 | 0 | 0.9 | Same
HOUPARRHNDIELCN01_OLDD_FDIELCE01_D67 | Residential heating technology - Electric heating - single-family house - new building - distributed level 0.67 | HOUELC | HOUPARRHN_OLDD_DMD | MKr20 | 2030 | 6.131 | 0.061217 | [6 empty] | PAR | D | OLD |  |  | RHNDIELC | 4 | 0.66667 | HOUPARRHNDIELCN01_OLDD_FDIELCE01 | 0.539 | HOUPARRHNDIELCN01_OLDD | HOUPARRHNDIELCE01_OLDD | DIELCE01 | DIELCN01 | PAR_OLDD | DIELCE01_DIELCN01 | 2 | 0 | 0.9 | Same
HOUPARRHNDIELCN01_OLDD_FDIELCE01_D67 | Residential heating technology - Electric heating - single-family house - new building - distributed level 0.67 | HOUELC | HOUPARRHN_OLDD_DMD | MKr20 | 2040 | 5.8313 | 0.058555 | [6 empty] | PAR | D | OLD |  |  | RHNDIELC | 4 | 0.66667 | HOUPARRHNDIELCN01_OLDD_FDIELCE01 | 0.539 | HOUPARRHNDIELCN01_OLDD | HOUPARRHNDIELCE01_OLDD | DIELCE01 | DIELCN01 | PAR_OLDD | DIELCE01_DIELCN01 | 2 | 0 | 0.9 | Same
HOUPARRHNDIELCN01_OLDD_FDIELCE01_D67 | Residential heating technology - Electric heating - single-family house - new building - distributed level 0.67 | HOUELC | HOUPARRHN_OLDD_DMD | MKr20 | 2050 | 5.5462 | 0.055894 | [6 empty] | PAR | D | OLD |  |  | RHNDIELC | 4 | 0.66667 | HOUPARRHNDIELCN01_OLDD_FDIELCE01 | 0.539 | HOUPARRHNDIELCN01_OLDD | HOUPARRHNDIELCE01_OLDD | DIELCE01 | DIELCN01 | PAR_OLDD | DIELCE01_DIELCN01 | 2 | 0 | 0.9 | Same
HOUPARRHNBHSOLN01_OLDD_FDIELCE01_D67 | Residential heating technology - Solar heating system - single-family house - existing building - distributed level 0.67 | HOUSOL | HOUPARRHN_OLDD_DMD | MKr20 | 2020 | 8.6578 | 0.099715 | [6 empty] | PAR | D | OLD |  |  | RHNBHSOL | 4 | 0.66667 | HOUPARRHNBHSOLN01_OLDD_FDIELCE01 | 0.539 | HOUPARRHNBHSOLN01_OLDD | HOUPARRHNDIELCE01_OLDD | DIELCE01 | BHSOLN01 | PAR_OLDD | DIELCE01_BHSOLN01 | 5 | 0 | 1.1 | Unlikely
HOUPARRHNBHSOLN01_OLDD_FDIELCE01_D67 | Residential heating technology - Solar heating system - single-family house - existing building - distributed level 0.67 | HOUSOL | HOUPARRHN_OLDD_DMD | MKr20 | 2025 | 8.4435 | 0.093632 | [6 empty] | PAR | D | OLD |  |  | RHNBHSOL | 4 | 0.66667 | HOUPARRHNBHSOLN01_OLDD_FDIELCE01 | 0.539 | HOUPARRHNBHSOLN01_OLDD | HOUPARRHNDIELCE01_OLDD | DIELCE01 | BHSOLN01 | PAR_OLDD | DIELCE01_BHSOLN01 | 5 | 0 | 1.1 | Unlikely
HOUPARRHNBHSOLN01_OLDD_FDIELCE01_D67 | Residential heating technology - Solar heating system - single-family house - existing building - distributed level 0.67 | HOUSOL | HOUPARRHN_OLDD_DMD | MKr20 | 2030 | 8.2345 | 0.09135 | [6 empty] | PAR | D | OLD |  |  | RHNBHSOL | 4 | 0.66667 | HOUPARRHNBHSOLN01_OLDD_FDIELCE01 | 0.539 | HOUPARRHNBHSOLN01_OLDD | HOUPARRHNDIELCE01_OLDD | DIELCE01 | BHSOLN01 | PAR_OLDD | DIELCE01_BHSOLN01 | 5 | 0 | 1.1 | Unlikely
HOUPARRHNBHSOLN01_OLDD_FDIELCE01_D67 | Residential heating technology - Solar heating system - single-family house - existing building - distributed level 0.67 | HOUSOL | HOUPARRHN_OLDD_DMD | MKr20 | 2040 | 7.832 | 0.086407 | [6 empty] | PAR | D | OLD |  |  | RHNBHSOL | 4 | 0.66667 | HOUPARRHNBHSOLN01_OLDD_FDIELCE01 | 0.539 | HOUPARRHNBHSOLN01_OLDD | HOUPARRHNDIELCE01_OLDD | DIELCE01 | BHSOLN01 | PAR_OLDD | DIELCE01_BHSOLN01 | 5 | 0 | 1.1 | Unlikely
HOUPARRHNBHSOLN01_OLDD_FDIELCE01_D67 | Residential heating technology - Solar heating system - single-family house - existing building - distributed level 0.67 | HOUSOL | HOUPARRHN_OLDD_DMD | MKr20 | 2050 | 7.4491 | 0.081464 | [6 empty] | PAR | D | OLD |  |  | RHNBHSOL | 4 | 0.66667 | HOUPARRHNBHSOLN01_OLDD_FDIELCE01 | 0.539 | HOUPARRHNBHSOLN01_OLDD | HOUPARRHNDIELCE01_OLDD | DIELCE01 | BHSOLN01 | PAR_OLDD | DIELCE01_BHSOLN01 | 5 | 0 | 1.1 | Unlikely
HOUPARRHNBHDHDN03_OLDD_FDIELCE01_D67 | Residential heating technology - Direct district heating substation - plus connection pipe - single-family house - existing building - distributed level 0.67 | HOUDHD | HOUPARRHN_OLDD_DMD | MKr20 | 2020 | 3.7841 | 0.032445 | [6 empty] | PAR | D | OLD |  |  | RHNBHDHD | 4 | 0.66667 | HOUPARRHNBHDHDN03_OLDD_FDIELCE01 | 0.539 | HOUPARRHNBHDHDN03_OLDD | HOUPARRHNDIELCE01_OLDD | DIELCE01 | BHDHDN03 | PAR_OLDD | DIELCE01_BHDHDN03 | 5 | 0 | 1.1 | Unlikely
HOUPARRHNBHDHDN03_OLDD_FDIELCE01_D67 | Residential heating technology - Direct district heating substation - plus connection pipe - single-family house - existing building - distributed level 0.67 | HOUDHD | HOUPARRHN_OLDD_DMD | MKr20 | 2025 | 3.7402 | 0.032205 | [6 empty] | PAR | D | OLD |  |  | RHNBHDHD | 4 | 0.66667 | HOUPARRHNBHDHDN03_OLDD_FDIELCE01 | 0.539 | HOUPARRHNBHDHDN03_OLDD | HOUPARRHNDIELCE01_OLDD | DIELCE01 | BHDHDN03 | PAR_OLDD | DIELCE01_BHDHDN03 | 5 | 0 | 1.1 | Unlikely
HOUPARRHNBHDHDN03_OLDD_FDIELCE01_D67 | Residential heating technology - Direct district heating substation - plus connection pipe - single-family house - existing building - distributed level 0.67 | HOUDHD | HOUPARRHN_OLDD_DMD | MKr20 | 2030 | 3.7036 | 0.03163 | [6 empty] | PAR | D | OLD |  |  | RHNBHDHD | 4 | 0.66667 | HOUPARRHNBHDHDN03_OLDD_FDIELCE01 | 0.539 | HOUPARRHNBHDHDN03_OLDD | HOUPARRHNDIELCE01_OLDD | DIELCE01 | BHDHDN03 | PAR_OLDD | DIELCE01_BHDHDN03 | 5 | 0 | 1.1 | Unlikely
HOUPARRHNBHDHDN03_OLDD_FDIELCE01_D67 | Residential heating technology - Direct district heating substation - plus connection pipe - single-family house - existing building - distributed level 0.67 | HOUDHD | HOUPARRHN_OLDD_DMD | MKr20 | 2040 | 3.6378 | 0.030268 | [6 empty] | PAR | D | OLD |  |  | RHNBHDHD | 4 | 0.66667 | HOUPARRHNBHDHDN03_OLDD_FDIELCE01 | 0.539 | HOUPARRHNBHDHDN03_OLDD | HOUPARRHNDIELCE01_OLDD | DIELCE01 | BHDHDN03 | PAR_OLDD | DIELCE01_BHDHDN03 | 5 | 0 | 1.1 | Unlikely
HOUPARRHNBHDHDN03_OLDD_FDIELCE01_D67 | Residential heating technology - Direct district heating substation - plus connection pipe - single-family house - existing building - distributed level 0.67 | HOUDHD | HOUPARRHN_OLDD_DMD | MKr20 | 2050 | 3.5646 | 0.028286 | [6 empty] | PAR | D | OLD |  |  | RHNBHDHD | 4 | 0.66667 | HOUPARRHNBHDHDN03_OLDD_FDIELCE01 | 0.539 | HOUPARRHNBHDHDN03_OLDD | HOUPARRHNDIELCE01_OLDD | DIELCE01 | BHDHDN03 | PAR_OLDD | DIELCE01_BHDHDN03 | 5 | 0 | 1.1 | Unlikely
HOUPARRHNHPELCN07_OLDI_FDIELCE01_D67 | Residential heating technology - Heat pump, Air-to-water, low-price product - single-family house - existing building - distributed level 0.67 | HOUELC, HOUAMB | HOUPARRHN_OLDI_DMD | MKr20 | 2020 | 11.5083 | 0.41034 | 0.34574 | [5 empty] | PAR | I | OLD | 2.8923 |  | RHNHPELC | 4 | 0.66667 | HOUPARRHNHPELCN07_OLDI_FDIELCE01 | 0.539 | HOUPARRHNHPELCN07_OLDI | HOUPARRHNDIELCE01_OLDI | DIELCE01 | HPELCN07 | PAR_OLDI | DIELCE01_HPELCN07 | 5 | 0 | 1.1 | Unlikely
HOUPARRHNHPELCN07_OLDI_FDIELCE01_D67 | Residential heating technology - Heat pump, Air-to-water, low-price product - single-family house - existing building - distributed level 0.67 | HOUELC, HOUAMB | HOUPARRHN_OLDI_DMD | MKr20 | 2025 | 10.528 | 0.31473 | 0.32928 | [5 empty] | PAR | I | OLD | 3.0369 |  | RHNHPELC | 4 | 0.66667 | HOUPARRHNHPELCN07_OLDI_FDIELCE01 | 0.539 | HOUPARRHNHPELCN07_OLDI | HOUPARRHNDIELCE01_OLDI | DIELCE01 | HPELCN07 | PAR_OLDI | DIELCE01_HPELCN07 | 5 | 0 | 1.1 | Unlikely
HOUPARRHNHPELCN07_OLDI_FDIELCE01_D67 | Residential heating technology - Heat pump, Air-to-water, low-price product - single-family house - existing building - distributed level 0.67 | HOUELC, HOUAMB | HOUPARRHN_OLDI_DMD | MKr20 | 2030 | 9.5477 | 0.31099 | 0.31431 | [5 empty] | PAR | I | OLD | 3.1815 |  | RHNHPELC | 4 | 0.66667 | HOUPARRHNHPELCN07_OLDI_FDIELCE01 | 0.539 | HOUPARRHNHPELCN07_OLDI | HOUPARRHNDIELCE01_OLDI | DIELCE01 | HPELCN07 | PAR_OLDI | DIELCE01_HPELCN07 | 5 | 0 | 1.1 | Unlikely
HOUPARRHNHPELCN07_OLDI_FDIELCE01_D67 | Residential heating technology - Heat pump, Air-to-water, low-price product - single-family house - existing building - distributed level 0.67 | HOUELC, HOUAMB | HOUPARRHN_OLDI_DMD | MKr20 | 2040 | 8.7667 | 0.30404 | 0.30065 | [5 empty] | PAR | I | OLD | 3.3262 |  | RHNHPELC | 4 | 0.66667 | HOUPARRHNHPELCN07_OLDI_FDIELCE01 | 0.539 | HOUPARRHNHPELCN07_OLDI | HOUPARRHNDIELCE01_OLDI | DIELCE01 | HPELCN07 | PAR_OLDI | DIELCE01_HPELCN07 | 5 | 0 | 1.1 | Unlikely
HOUPARRHNHPELCN07_OLDI_FDIELCE01_D67 | Residential heating technology - Heat pump, Air-to-water, low-price product - single-family house - existing building - distributed level 0.67 | HOUELC, HOUAMB | HOUPARRHN_OLDI_DMD | MKr20 | 2050 | 7.9856 | 0.2971 | 0.29218 | [5 empty] | PAR | I | OLD | 3.4226 |  | RHNHPELC | 4 | 0.66667 | HOUPARRHNHPELCN07_OLDI_FDIELCE01 | 0.539 | HOUPARRHNHPELCN07_OLDI | HOUPARRHNDIELCE01_OLDI | DIELCE01 | HPELCN07 | PAR_OLDI | DIELCE01_HPELCN07 | 5 | 0 | 1.1 | Unlikely
HOUPARRHNHPELCN05_OLDI_FDIELCE01_D67 | Residential heating technology - Heat pump, Air-to-water - leasing - single-family house - existing building - distributed level 0.67 | HOUELC, HOUAMB | HOUPARRHN_OLDI_DMD | MKr20 | 2020 | 9.6333 | 1.1361 | 0.32928 | [5 empty] | PAR | I | OLD | 3.0369 |  | RHNHPELC | 4 | 0.66667 | HOUPARRHNHPELCN05_OLDI_FDIELCE01 | 0.539 | HOUPARRHNHPELCN05_OLDI | HOUPARRHNDIELCE01_OLDI | DIELCE01 | HPELCN05 | PAR_OLDI | DIELCE01_HPELCN05 | 5 | 0 | 1.1 | Unlikely
HOUPARRHNHPELCN05_OLDI_FDIELCE01_D67 | Residential heating technology - Heat pump, Air-to-water - leasing - single-family house - existing building - distributed level 0.67 | HOUELC, HOUAMB | HOUPARRHN_OLDI_DMD | MKr20 | 2025 | 8.8856 | 0.97988 | 0.31431 | [5 empty] | PAR | I | OLD | 3.1815 |  | RHNHPELC | 4 | 0.66667 | HOUPARRHNHPELCN05_OLDI_FDIELCE01 | 0.539 | HOUPARRHNHPELCN05_OLDI | HOUPARRHNDIELCE01_OLDI | DIELCE01 | HPELCN05 | PAR_OLDI | DIELCE01_HPELCN05 | 5 | 0 | 1.1 | Unlikely
HOUPARRHNHPELCN05_OLDI_FDIELCE01_D67 | Residential heating technology - Heat pump, Air-to-water - leasing - single-family house - existing building - distributed level 0.67 | HOUELC, HOUAMB | HOUPARRHN_OLDI_DMD | MKr20 | 2030 | 8.138 | 0.91553 | 0.30065 | [5 empty] | PAR | I | OLD | 3.3262 |  | RHNHPELC | 4 | 0.66667 | HOUPARRHNHPELCN05_OLDI_FDIELCE01 | 0.539 | HOUPARRHNHPELCN05_OLDI | HOUPARRHNDIELCE01_OLDI | DIELCE01 | HPELCN05 | PAR_OLDI | DIELCE01_HPELCN05 | 5 | 0 | 1.1 | Unlikely
HOUPARRHNHPELCN05_OLDI_FDIELCE01_D67 | Residential heating technology - Heat pump, Air-to-water - leasing - single-family house - existing building - distributed level 0.67 | HOUELC, HOUAMB | HOUPARRHN_OLDI_DMD | MKr20 | 2040 | 7.5316 | 0.85944 | 0.28812 | [5 empty] | PAR | I | OLD | 3.4708 |  | RHNHPELC | 4 | 0.66667 | HOUPARRHNHPELCN05_OLDI_FDIELCE01 | 0.539 | HOUPARRHNHPELCN05_OLDI | HOUPARRHNDIELCE01_OLDI | DIELCE01 | HPELCN05 | PAR_OLDI | DIELCE01_HPELCN05 | 5 | 0 | 1.1 | Unlikely
HOUPARRHNHPELCN05_OLDI_FDIELCE01_D67 | Residential heating technology - Heat pump, Air-to-water - leasing - single-family house - existing building - distributed level 0.67 | HOUELC, HOUAMB | HOUPARRHN_OLDI_DMD | MKr20 | 2050 | 6.9252 | 0.80334 | 0.28033 | [5 empty] | PAR | I | OLD | 3.5672 |  | RHNHPELC | 4 | 0.66667 | HOUPARRHNHPELCN05_OLDI_FDIELCE01 | 0.539 | HOUPARRHNHPELCN05_OLDI | HOUPARRHNDIELCE01_OLDI | DIELCE01 | HPELCN05 | PAR_OLDI | DIELCE01_HPELCN05 | 5 | 0 | 1.1 | Unlikely
HOUPARRHNHPELCN04_OLDI_FDIELCE01_D67 | Residential heating technology - Heat pump, Ground source - single-family house - existing building - distributed level 0.67 | HOUELC, HOUAMB | HOUPARRHN_OLDI_DMD | MKr20 | 2020 | 23.196 | 0.32766 | 0.30065 | [5 empty] | PAR | I | OLD | 3.3262 |  | RHNHPELC | 4 | 0.66667 | HOUPARRHNHPELCN04_OLDI_FDIELCE01 | 0.539 | HOUPARRHNHPELCN04_OLDI | HOUPARRHNDIELCE01_OLDI | DIELCE01 | HPELCN04 | PAR_OLDI | DIELCE01_HPELCN04 | 6 | 0 | 1 | New
HOUPARRHNHPELCN04_OLDI_FDIELCE01_D67 | Residential heating technology - Heat pump, Ground source - single-family house - existing building - distributed level 0.67 | HOUELC, HOUAMB | HOUPARRHN_OLDI_DMD | MKr20 | 2025 | 22.0362 | 0.23205 | 0.29218 | [5 empty] | PAR | I | OLD | 3.4226 |  | RHNHPELC | 4 | 0.66667 | HOUPARRHNHPELCN04_OLDI_FDIELCE01 | 0.539 | HOUPARRHNHPELCN04_OLDI | HOUPARRHNDIELCE01_OLDI | DIELCE01 | HPELCN04 | PAR_OLDI | DIELCE01_HPELCN04 | 6 | 0 | 1 | New
HOUPARRHNHPELCN04_OLDI_FDIELCE01_D67 | Residential heating technology - Heat pump, Ground source - single-family house - existing building - distributed level 0.67 | HOUELC, HOUAMB | HOUPARRHN_OLDI_DMD | MKr20 | 2030 | 20.8764 | 0.22831 | 0.28417 | [5 empty] | PAR | I | OLD | 3.519 |  | RHNHPELC | 4 | 0.66667 | HOUPARRHNHPELCN04_OLDI_FDIELCE01 | 0.539 | HOUPARRHNHPELCN04_OLDI | HOUPARRHNDIELCE01_OLDI | DIELCE01 | HPELCN04 | PAR_OLDI | DIELCE01_HPELCN04 | 6 | 0 | 1 | New
HOUPARRHNHPELCN04_OLDI_FDIELCE01_D67 | Residential heating technology - Heat pump, Ground source - single-family house - existing building - distributed level 0.67 | HOUELC, HOUAMB | HOUPARRHN_OLDI_DMD | MKr20 | 2040 | 19.8326 | 0.22136 | 0.27296 | [5 empty] | PAR | I | OLD | 3.6636 |  | RHNHPELC | 4 | 0.66667 | HOUPARRHNHPELCN04_OLDI_FDIELCE01 | 0.539 | HOUPARRHNHPELCN04_OLDI | HOUPARRHNDIELCE01_OLDI | DIELCE01 | HPELCN04 | PAR_OLDI | DIELCE01_HPELCN04 | 6 | 0 | 1 | New
HOUPARRHNHPELCN04_OLDI_FDIELCE01_D67 | Residential heating technology - Heat pump, Ground source - single-family house - existing building - distributed level 0.67 | HOUELC, HOUAMB | HOUPARRHN_OLDI_DMD | MKr20 | 2050 | 18.7887 | 0.21442 | 0.26941 | [5 empty] | PAR | I | OLD | 3.7118 |  | RHNHPELC | 4 | 0.66667 | HOUPARRHNHPELCN04_OLDI_FDIELCE01 | 0.539 | HOUPARRHNHPELCN04_OLDI | HOUPARRHNDIELCE01_OLDI | DIELCE01 | HPELCN04 | PAR_OLDI | DIELCE01_HPELCN04 | 6 | 0 | 1 | New
HOUPARRHNHPELCN03_OLDI_FDIELCE01_D67 | Residential heating technology - Heat pump, Air-to-water - single-family house - existing building - distributed level 0.67 | HOUELC, HOUAMB | HOUPARRHN_OLDI_DMD | MKr20 | 2020 | 17.515 | 0.35522 | 0.32928 | [5 empty] | PAR | I | OLD | 3.0369 |  | RHNHPELC | 4 | 0.66667 | HOUPARRHNHPELCN03_OLDI_FDIELCE01 | 0.539 | HOUPARRHNHPELCN03_OLDI | HOUPARRHNDIELCE01_OLDI | DIELCE01 | HPELCN03 | PAR_OLDI | DIELCE01_HPELCN03 | 6 | 0 | 1 | New
HOUPARRHNHPELCN03_OLDI_FDIELCE01_D67 | Residential heating technology - Heat pump, Air-to-water - single-family house - existing building - distributed level 0.67 | HOUELC, HOUAMB | HOUPARRHN_OLDI_DMD | MKr20 | 2025 | 16.1557 | 0.25961 | 0.31431 | [5 empty] | PAR | I | OLD | 3.1815 |  | RHNHPELC | 4 | 0.66667 | HOUPARRHNHPELCN03_OLDI_FDIELCE01 | 0.539 | HOUPARRHNHPELCN03_OLDI | HOUPARRHNDIELCE01_OLDI | DIELCE01 | HPELCN03 | PAR_OLDI | DIELCE01_HPELCN03 | 6 | 0 | 1 | New
HOUPARRHNHPELCN03_OLDI_FDIELCE01_D67 | Residential heating technology - Heat pump, Air-to-water - single-family house - existing building - distributed level 0.67 | HOUELC, HOUAMB | HOUPARRHN_OLDI_DMD | MKr20 | 2030 | 14.7963 | 0.25587 | 0.30065 | [5 empty] | PAR | I | OLD | 3.3262 |  | RHNHPELC | 4 | 0.66667 | HOUPARRHNHPELCN03_OLDI_FDIELCE01 | 0.539 | HOUPARRHNHPELCN03_OLDI | HOUPARRHNDIELCE01_OLDI | DIELCE01 | HPELCN03 | PAR_OLDI | DIELCE01_HPELCN03 | 6 | 0 | 1 | New
HOUPARRHNHPELCN03_OLDI_FDIELCE01_D67 | Residential heating technology - Heat pump, Air-to-water - single-family house - existing building - distributed level 0.67 | HOUELC, HOUAMB | HOUPARRHN_OLDI_DMD | MKr20 | 2040 | 13.6938 | 0.24892 | 0.28812 | [5 empty] | PAR | I | OLD | 3.4708 |  | RHNHPELC | 4 | 0.66667 | HOUPARRHNHPELCN03_OLDI_FDIELCE01 | 0.539 | HOUPARRHNHPELCN03_OLDI | HOUPARRHNDIELCE01_OLDI | DIELCE01 | HPELCN03 | PAR_OLDI | DIELCE01_HPELCN03 | 6 | 0 | 1 | New
HOUPARRHNHPELCN03_OLDI_FDIELCE01_D67 | Residential heating technology - Heat pump, Air-to-water - single-family house - existing building - distributed level 0.67 | HOUELC, HOUAMB | HOUPARRHN_OLDI_DMD | MKr20 | 2050 | 12.5913 | 0.24198 | 0.28033 | [5 empty] | PAR | I | OLD | 3.5672 |  | RHNHPELC | 4 | 0.66667 | HOUPARRHNHPELCN03_OLDI_FDIELCE01 | 0.539 | HOUPARRHNHPELCN03_OLDI | HOUPARRHNDIELCE01_OLDI | DIELCE01 | HPELCN03 | PAR_OLDI | DIELCE01_HPELCN03 | 6 | 0 | 1 | New
HOUPARRHNHPELCN02_OLDI_FDIELCE01_D67 | Residential heating technology - Heat pump, Air-to-air - single-family house - existing building - distributed level 0.67 | HOUELC, HOUAMB | HOUPARRHN_OLDI_DMD | MKr20 | 2020 | 3.2165 | 0.18468 | 0.21386 | [5 empty] | PAR | I | OLD | 4.6759 |  | RHNHPELC | 4 | 0.66667 | HOUPARRHNHPELCN02_OLDI_FDIELCE01 | 0.539 | HOUPARRHNHPELCN02_OLDI | HOUPARRHNDIELCE01_OLDI | DIELCE01 | HPELCN02 | PAR_OLDI | DIELCE01_HPELCN02 | 5 | 0 | 1.1 | Unlikely
HOUPARRHNHPELCN02_OLDI_FDIELCE01_D67 | Residential heating technology - Heat pump, Air-to-air - single-family house - existing building - distributed level 0.67 | HOUELC, HOUAMB | HOUPARRHN_OLDI_DMD | MKr20 | 2025 | 3.1379 | 0.12547 | 0.20338 | [5 empty] | PAR | I | OLD | 4.9169 |  | RHNHPELC | 4 | 0.66667 | HOUPARRHNHPELCN02_OLDI_FDIELCE01 | 0.539 | HOUPARRHNHPELCN02_OLDI | HOUPARRHNDIELCE01_OLDI | DIELCE01 | HPELCN02 | PAR_OLDI | DIELCE01_HPELCN02 | 5 | 0 | 1.1 | Unlikely
HOUPARRHNHPELCN02_OLDI_FDIELCE01_D67 | Residential heating technology - Heat pump, Air-to-air - single-family house - existing building - distributed level 0.67 | HOUELC, HOUAMB | HOUPARRHN_OLDI_DMD | MKr20 | 2030 | 3.0593 | 0.12315 | 0.1957 | [5 empty] | PAR | I | OLD | 5.1098 |  | RHNHPELC | 4 | 0.66667 | HOUPARRHNHPELCN02_OLDI_FDIELCE01 | 0.539 | HOUPARRHNHPELCN02_OLDI | HOUPARRHNDIELCE01_OLDI | DIELCE01 | HPELCN02 | PAR_OLDI | DIELCE01_HPELCN02 | 5 | 0 | 1.1 | Unlikely
HOUPARRHNHPELCN02_OLDI_FDIELCE01_D67 | Residential heating technology - Heat pump, Air-to-air - single-family house - existing building - distributed level 0.67 | HOUELC, HOUAMB | HOUPARRHN_OLDI_DMD | MKr20 | 2040 | 2.9134 | 0.11885 | 0.18859 | [5 empty] | PAR | I | OLD | 5.3026 |  | RHNHPELC | 4 | 0.66667 | HOUPARRHNHPELCN02_OLDI_FDIELCE01 | 0.539 | HOUPARRHNHPELCN02_OLDI | HOUPARRHNDIELCE01_OLDI | DIELCE01 | HPELCN02 | PAR_OLDI | DIELCE01_HPELCN02 | 5 | 0 | 1.1 | Unlikely
HOUPARRHNHPELCN02_OLDI_FDIELCE01_D67 | Residential heating technology - Heat pump, Air-to-air - single-family house - existing building - distributed level 0.67 | HOUELC, HOUAMB | HOUPARRHN_OLDI_DMD | MKr20 | 2050 | 2.7675 | 0.11455 | 0.18522 | [5 empty] | PAR | I | OLD | 5.399 |  | RHNHPELC | 4 | 0.66667 | HOUPARRHNHPELCN02_OLDI_FDIELCE01 | 0.539 | HOUPARRHNHPELCN02_OLDI | HOUPARRHNDIELCE01_OLDI | DIELCE01 | HPELCN02 | PAR_OLDI | DIELCE01_HPELCN02 | 5 | 0 | 1.1 | Unlikely
HOUPARRHNDIELCN06_OLDI_FDIELCE01_D67 | Residential heating technology - Electric heating - electric panel from Bauhaus - single-family house - new building - distributed level 0.67 | HOUELC | HOUPARRHN_OLDI_DMD | MKr20 | 2020 | 0.53054 | 0 | [6 empty] | PAR | I | OLD |  |  | RHNDIELC | 4 | 0.66667 | HOUPARRHNDIELCN06_OLDI_FDIELCE01 | 0.539 | HOUPARRHNDIELCN06_OLDI | HOUPARRHNDIELCE01_OLDI | DIELCE01 | DIELCN06 | PAR_OLDI | DIELCE01_DIELCN06 | 2 | 0 | 0.9 | Same
HOUPARRHNDIELCN06_OLDI_FDIELCE01_D67 | Residential heating technology - Electric heating - electric panel from Bauhaus - single-family house - new building - distributed level 0.67 | HOUELC | HOUPARRHN_OLDI_DMD | MKr20 | 2025 | 0.53054 | 0 | [6 empty] | PAR | I | OLD |  |  | RHNDIELC | 4 | 0.66667 | HOUPARRHNDIELCN06_OLDI_FDIELCE01 | 0.539 | HOUPARRHNDIELCN06_OLDI | HOUPARRHNDIELCE01_OLDI | DIELCE01 | DIELCN06 | PAR_OLDI | DIELCE01_DIELCN06 | 2 | 0 | 0.9 | Same
HOUPARRHNDIELCN06_OLDI_FDIELCE01_D67 | Residential heating technology - Electric heating - electric panel from Bauhaus - single-family house - new building - distributed level 0.67 | HOUELC | HOUPARRHN_OLDI_DMD | MKr20 | 2030 | 0.53054 | 0 | [6 empty] | PAR | I | OLD |  |  | RHNDIELC | 4 | 0.66667 | HOUPARRHNDIELCN06_OLDI_FDIELCE01 | 0.539 | HOUPARRHNDIELCN06_OLDI | HOUPARRHNDIELCE01_OLDI | DIELCE01 | DIELCN06 | PAR_OLDI | DIELCE01_DIELCN06 | 2 | 0 | 0.9 | Same
HOUPARRHNDIELCN06_OLDI_FDIELCE01_D67 | Residential heating technology - Electric heating - electric panel from Bauhaus - single-family house - new building - distributed level 0.67 | HOUELC | HOUPARRHN_OLDI_DMD | MKr20 | 2040 | 0.53054 | 0 | [6 empty] | PAR | I | OLD |  |  | RHNDIELC | 4 | 0.66667 | HOUPARRHNDIELCN06_OLDI_FDIELCE01 | 0.539 | HOUPARRHNDIELCN06_OLDI | HOUPARRHNDIELCE01_OLDI | DIELCE01 | DIELCN06 | PAR_OLDI | DIELCE01_DIELCN06 | 2 | 0 | 0.9 | Same
HOUPARRHNDIELCN06_OLDI_FDIELCE01_D67 | Residential heating technology - Electric heating - electric panel from Bauhaus - single-family house - new building - distributed level 0.67 | HOUELC | HOUPARRHN_OLDI_DMD | MKr20 | 2050 | 0.53054 | 0 | [6 empty] | PAR | I | OLD |  |  | RHNDIELC | 4 | 0.66667 | HOUPARRHNDIELCN06_OLDI_FDIELCE01 | 0.539 | HOUPARRHNDIELCN06_OLDI | HOUPARRHNDIELCE01_OLDI | DIELCE01 | DIELCN06 | PAR_OLDI | DIELCE01_DIELCN06 | 2 | 0 | 0.9 | Same
HOUPARRHNDIELCN01_OLDI_FDIELCE01_D67 | Residential heating technology - Electric heating - single-family house - new building - distributed level 0.67 | HOUELC | HOUPARRHN_OLDI_DMD | MKr20 | 2020 | 6.4461 | 0.063879 | [6 empty] | PAR | I | OLD |  |  | RHNDIELC | 4 | 0.66667 | HOUPARRHNDIELCN01_OLDI_FDIELCE01 | 0.539 | HOUPARRHNDIELCN01_OLDI | HOUPARRHNDIELCE01_OLDI | DIELCE01 | DIELCN01 | PAR_OLDI | DIELCE01_DIELCN01 | 2 | 0 | 0.9 | Same
HOUPARRHNDIELCN01_OLDI_FDIELCE01_D67 | Residential heating technology - Electric heating - single-family house - new building - distributed level 0.67 | HOUELC | HOUPARRHN_OLDI_DMD | MKr20 | 2025 | 6.2866 | 0.063879 | [6 empty] | PAR | I | OLD |  |  | RHNDIELC | 4 | 0.66667 | HOUPARRHNDIELCN01_OLDI_FDIELCE01 | 0.539 | HOUPARRHNDIELCN01_OLDI | HOUPARRHNDIELCE01_OLDI | DIELCE01 | DIELCN01 | PAR_OLDI | DIELCE01_DIELCN01 | 2 | 0 | 0.9 | Same
HOUPARRHNDIELCN01_OLDI_FDIELCE01_D67 | Residential heating technology - Electric heating - single-family house - new building - distributed level 0.67 | HOUELC | HOUPARRHN_OLDI_DMD | MKr20 | 2030 | 6.131 | 0.061217 | [6 empty] | PAR | I | OLD |  |  | RHNDIELC | 4 | 0.66667 | HOUPARRHNDIELCN01_OLDI_FDIELCE01 | 0.539 | HOUPARRHNDIELCN01_OLDI | HOUPARRHNDIELCE01_OLDI | DIELCE01 | DIELCN01 | PAR_OLDI | DIELCE01_DIELCN01 | 2 | 0 | 0.9 | Same
HOUPARRHNDIELCN01_OLDI_FDIELCE01_D67 | Residential heating technology - Electric heating - single-family house - new building - distributed level 0.67 | HOUELC | HOUPARRHN_OLDI_DMD | MKr20 | 2040 | 5.8313 | 0.058555 | [6 empty] | PAR | I | OLD |  |  | RHNDIELC | 4 | 0.66667 | HOUPARRHNDIELCN01_OLDI_FDIELCE01 | 0.539 | HOUPARRHNDIELCN01_OLDI | HOUPARRHNDIELCE01_OLDI | DIELCE01 | DIELCN01 | PAR_OLDI | DIELCE01_DIELCN01 | 2 | 0 | 0.9 | Same
HOUPARRHNDIELCN01_OLDI_FDIELCE01_D67 | Residential heating technology - Electric heating - single-family house - new building - distributed level 0.67 | HOUELC | HOUPARRHN_OLDI_DMD | MKr20 | 2050 | 5.5462 | 0.055894 | [6 empty] | PAR | I | OLD |  |  | RHNDIELC | 4 | 0.66667 | HOUPARRHNDIELCN01_OLDI_FDIELCE01 | 0.539 | HOUPARRHNDIELCN01_OLDI | HOUPARRHNDIELCE01_OLDI | DIELCE01 | DIELCN01 | PAR_OLDI | DIELCE01_DIELCN01 | 2 | 0 | 0.9 | Same
HOUPARRHNBHSOLN01_OLDI_FDIELCE01_D67 | Residential heating technology - Solar heating system - single-family house - existing building - distributed level 0.67 | HOUSOL | HOUPARRHN_OLDI_DMD | MKr20 | 2020 | 8.6578 | 0.099715 | [6 empty] | PAR | I | OLD |  |  | RHNBHSOL | 4 | 0.66667 | HOUPARRHNBHSOLN01_OLDI_FDIELCE01 | 0.539 | HOUPARRHNBHSOLN01_OLDI | HOUPARRHNDIELCE01_OLDI | DIELCE01 | BHSOLN01 | PAR_OLDI | DIELCE01_BHSOLN01 | 5 | 0 | 1.1 | Unlikely
HOUPARRHNBHSOLN01_OLDI_FDIELCE01_D67 | Residential heating technology - Solar heating system - single-family house - existing building - distributed level 0.67 | HOUSOL | HOUPARRHN_OLDI_DMD | MKr20 | 2025 | 8.4435 | 0.093632 | [6 empty] | PAR | I | OLD |  |  | RHNBHSOL | 4 | 0.66667 | HOUPARRHNBHSOLN01_OLDI_FDIELCE01 | 0.539 | HOUPARRHNBHSOLN01_OLDI | HOUPARRHNDIELCE01_OLDI | DIELCE01 | BHSOLN01 | PAR_OLDI | DIELCE01_BHSOLN01 | 5 | 0 | 1.1 | Unlikely
HOUPARRHNBHSOLN01_OLDI_FDIELCE01_D67 | Residential heating technology - Solar heating system - single-family house - existing building - distributed level 0.67 | HOUSOL | HOUPARRHN_OLDI_DMD | MKr20 | 2030 | 8.2345 | 0.09135 | [6 empty] | PAR | I | OLD |  |  | RHNBHSOL | 4 | 0.66667 | HOUPARRHNBHSOLN01_OLDI_FDIELCE01 | 0.539 | HOUPARRHNBHSOLN01_OLDI | HOUPARRHNDIELCE01_OLDI | DIELCE01 | BHSOLN01 | PAR_OLDI | DIELCE01_BHSOLN01 | 5 | 0 | 1.1 | Unlikely
HOUPARRHNBHSOLN01_OLDI_FDIELCE01_D67 | Residential heating technology - Solar heating system - single-family house - existing building - distributed level 0.67 | HOUSOL | HOUPARRHN_OLDI_DMD | MKr20 | 2040 | 7.832 | 0.086407 | [6 empty] | PAR | I | OLD |  |  | RHNBHSOL | 4 | 0.66667 | HOUPARRHNBHSOLN01_OLDI_FDIELCE01 | 0.539 | HOUPARRHNBHSOLN01_OLDI | HOUPARRHNDIELCE01_OLDI | DIELCE01 | BHSOLN01 | PAR_OLDI | DIELCE01_BHSOLN01 | 5 | 0 | 1.1 | Unlikely
HOUPARRHNBHSOLN01_OLDI_FDIELCE01_D67 | Residential heating technology - Solar heating system - single-family house - existing building - distributed level 0.67 | HOUSOL | HOUPARRHN_OLDI_DMD | MKr20 | 2050 | 7.4491 | 0.081464 | [6 empty] | PAR | I | OLD |  |  | RHNBHSOL | 4 | 0.66667 | HOUPARRHNBHSOLN01_OLDI_FDIELCE01 | 0.539 | HOUPARRHNBHSOLN01_OLDI | HOUPARRHNDIELCE01_OLDI | DIELCE01 | BHSOLN01 | PAR_OLDI | DIELCE01_BHSOLN01 | 5 | 0 | 1.1 | Unlikely
HOUPARRHNBHDHDN09_OLDI_FDIELCE01_D67 | Residential heating technology - Direct district heating substation - plus connection pipe - plus distribution (heating density: low ) - single-family house - existing building - distributed level 0.67 | HOUDHD | HOUPARRHN_OLDI_DMD | MKr20 | 2020 | 12.3316 | 0.032445 | [6 empty] | PAR | I | OLD |  |  | RHNBHDHD | 4 | 0.66667 | HOUPARRHNBHDHDN09_OLDI_FDIELCE01 | 0.539 | HOUPARRHNBHDHDN09_OLDI | HOUPARRHNDIELCE01_OLDI | DIELCE01 | BHDHDN09 | PAR_OLDI | DIELCE01_BHDHDN09 | 5 | 0 | 1.1 | Unlikely
HOUPARRHNBHDHDN09_OLDI_FDIELCE01_D67 | Residential heating technology - Direct district heating substation - plus connection pipe - plus distribution (heating density: low ) - single-family house - existing building - distributed level 0.67 | HOUDHD | HOUPARRHN_OLDI_DMD | MKr20 | 2025 | 12.2877 | 0.032205 | [6 empty] | PAR | I | OLD |  |  | RHNBHDHD | 4 | 0.66667 | HOUPARRHNBHDHDN09_OLDI_FDIELCE01 | 0.539 | HOUPARRHNBHDHDN09_OLDI | HOUPARRHNDIELCE01_OLDI | DIELCE01 | BHDHDN09 | PAR_OLDI | DIELCE01_BHDHDN09 | 5 | 0 | 1.1 | Unlikely
HOUPARRHNBHDHDN09_OLDI_FDIELCE01_D67 | Residential heating technology - Direct district heating substation - plus connection pipe - plus distribution (heating density: low ) - single-family house - existing building - distributed level 0.67 | HOUDHD | HOUPARRHN_OLDI_DMD | MKr20 | 2030 | 12.2511 | 0.03163 | [6 empty] | PAR | I | OLD |  |  | RHNBHDHD | 4 | 0.66667 | HOUPARRHNBHDHDN09_OLDI_FDIELCE01 | 0.539 | HOUPARRHNBHDHDN09_OLDI | HOUPARRHNDIELCE01_OLDI | DIELCE01 | BHDHDN09 | PAR_OLDI | DIELCE01_BHDHDN09 | 5 | 0 | 1.1 | Unlikely
HOUPARRHNBHDHDN09_OLDI_FDIELCE01_D67 | Residential heating technology - Direct district heating substation - plus connection pipe - plus distribution (heating density: low ) - single-family house - existing building - distributed level 0.67 | HOUDHD | HOUPARRHN_OLDI_DMD | MKr20 | 2040 | 12.1853 | 0.030268 | [6 empty] | PAR | I | OLD |  |  | RHNBHDHD | 4 | 0.66667 | HOUPARRHNBHDHDN09_OLDI_FDIELCE01 | 0.539 | HOUPARRHNBHDHDN09_OLDI | HOUPARRHNDIELCE01_OLDI | DIELCE01 | BHDHDN09 | PAR_OLDI | DIELCE01_BHDHDN09 | 5 | 0 | 1.1 | Unlikely
HOUPARRHNBHDHDN09_OLDI_FDIELCE01_D67 | Residential heating technology - Direct district heating substation - plus connection pipe - plus distribution (heating density: low ) - single-family house - existing building - distributed level 0.67 | HOUDHD | HOUPARRHN_OLDI_DMD | MKr20 | 2050 | 12.1121 | 0.028286 | [6 empty] | PAR | I | OLD |  |  | RHNBHDHD | 4 | 0.66667 | HOUPARRHNBHDHDN09_OLDI_FDIELCE01 | 0.539 | HOUPARRHNBHDHDN09_OLDI | HOUPARRHNDIELCE01_OLDI | DIELCE01 | BHDHDN09 | PAR_OLDI | DIELCE01_BHDHDN09 | 5 | 0 | 1.1 | Unlikely
HOUPARRHNBHDHDN07_OLDI_FDIELCE01_D67 | Residential heating technology - Direct district heating substation - plus connection pipe - plus distribution (heating density: medium ) - single-family house - existing building - distributed level 0.67 | HOUDHD | HOUPARRHN_OLDI_DMD | MKr20 | 2020 | 4.9631 | 0.032445 | [6 empty] | PAR | I | OLD |  |  | RHNBHDHD | 4 | 0.66667 | HOUPARRHNBHDHDN07_OLDI_FDIELCE01 | 0.539 | HOUPARRHNBHDHDN07_OLDI | HOUPARRHNDIELCE01_OLDI | DIELCE01 | BHDHDN07 | PAR_OLDI | DIELCE01_BHDHDN07 | 5 | 0 | 1.1 | Unlikely
HOUPARRHNBHDHDN07_OLDI_FDIELCE01_D67 | Residential heating technology - Direct district heating substation - plus connection pipe - plus distribution (heating density: medium ) - single-family house - existing building - distributed level 0.67 | HOUDHD | HOUPARRHN_OLDI_DMD | MKr20 | 2025 | 4.9192 | 0.032205 | [6 empty] | PAR | I | OLD |  |  | RHNBHDHD | 4 | 0.66667 | HOUPARRHNBHDHDN07_OLDI_FDIELCE01 | 0.539 | HOUPARRHNBHDHDN07_OLDI | HOUPARRHNDIELCE01_OLDI | DIELCE01 | BHDHDN07 | PAR_OLDI | DIELCE01_BHDHDN07 | 5 | 0 | 1.1 | Unlikely
HOUPARRHNBHDHDN07_OLDI_FDIELCE01_D67 | Residential heating technology - Direct district heating substation - plus connection pipe - plus distribution (heating density: medium ) - single-family house - existing building - distributed level 0.67 | HOUDHD | HOUPARRHN_OLDI_DMD | MKr20 | 2030 | 4.8826 | 0.03163 | [6 empty] | PAR | I | OLD |  |  | RHNBHDHD | 4 | 0.66667 | HOUPARRHNBHDHDN07_OLDI_FDIELCE01 | 0.539 | HOUPARRHNBHDHDN07_OLDI | HOUPARRHNDIELCE01_OLDI | DIELCE01 | BHDHDN07 | PAR_OLDI | DIELCE01_BHDHDN07 | 5 | 0 | 1.1 | Unlikely
HOUPARRHNBHDHDN07_OLDI_FDIELCE01_D67 | Residential heating technology - Direct district heating substation - plus connection pipe - plus distribution (heating density: medium ) - single-family house - existing building - distributed level 0.67 | HOUDHD | HOUPARRHN_OLDI_DMD | MKr20 | 2040 | 4.8167 | 0.030268 | [6 empty] | PAR | I | OLD |  |  | RHNBHDHD | 4 | 0.66667 | HOUPARRHNBHDHDN07_OLDI_FDIELCE01 | 0.539 | HOUPARRHNBHDHDN07_OLDI | HOUPARRHNDIELCE01_OLDI | DIELCE01 | BHDHDN07 | PAR_OLDI | DIELCE01_BHDHDN07 | 5 | 0 | 1.1 | Unlikely
HOUPARRHNBHDHDN07_OLDI_FDIELCE01_D67 | Residential heating technology - Direct district heating substation - plus connection pipe - plus distribution (heating density: medium ) - single-family house - existing building - distributed level 0.67 | HOUDHD | HOUPARRHN_OLDI_DMD | MKr20 | 2050 | 4.7435 | 0.028286 | [6 empty] | PAR | I | OLD |  |  | RHNBHDHD | 4 | 0.66667 | HOUPARRHNBHDHDN07_OLDI_FDIELCE01 | 0.539 | HOUPARRHNBHDHDN07_OLDI | HOUPARRHNDIELCE01_OLDI | DIELCE01 | BHDHDN07 | PAR_OLDI | DIELCE01_BHDHDN07 | 5 | 0 | 1.1 | Unlikely
HOUPARRHNBHDHDN05_OLDI_FDIELCE01_D67 | Residential heating technology - Direct district heating substation - plus connection pipe - plus distribution (heating density: high ) - single-family house - existing building - distributed level 0.67 | HOUDHD | HOUPARRHN_OLDI_DMD | MKr20 | 2020 | 3.7841 | 0.032445 | [6 empty] | PAR | I | OLD |  |  | RHNBHDHD | 4 | 0.66667 | HOUPARRHNBHDHDN05_OLDI_FDIELCE01 | 0.539 | HOUPARRHNBHDHDN05_OLDI | HOUPARRHNDIELCE01_OLDI | DIELCE01 | BHDHDN05 | PAR_OLDI | DIELCE01_BHDHDN05 | 5 | 0 | 1.1 | Unlikely
HOUPARRHNBHDHDN05_OLDI_FDIELCE01_D67 | Residential heating technology - Direct district heating substation - plus connection pipe - plus distribution (heating density: high ) - single-family house - existing building - distributed level 0.67 | HOUDHD | HOUPARRHN_OLDI_DMD | MKr20 | 2025 | 3.7402 | 0.032205 | [6 empty] | PAR | I | OLD |  |  | RHNBHDHD | 4 | 0.66667 | HOUPARRHNBHDHDN05_OLDI_FDIELCE01 | 0.539 | HOUPARRHNBHDHDN05_OLDI | HOUPARRHNDIELCE01_OLDI | DIELCE01 | BHDHDN05 | PAR_OLDI | DIELCE01_BHDHDN05 | 5 | 0 | 1.1 | Unlikely
HOUPARRHNBHDHDN05_OLDI_FDIELCE01_D67 | Residential heating technology - Direct district heating substation - plus connection pipe - plus distribution (heating density: high ) - single-family house - existing building - distributed level 0.67 | HOUDHD | HOUPARRHN_OLDI_DMD | MKr20 | 2030 | 3.7036 | 0.03163 | [6 empty] | PAR | I | OLD |  |  | RHNBHDHD | 4 | 0.66667 | HOUPARRHNBHDHDN05_OLDI_FDIELCE01 | 0.539 | HOUPARRHNBHDHDN05_OLDI | HOUPARRHNDIELCE01_OLDI | DIELCE01 | BHDHDN05 | PAR_OLDI | DIELCE01_BHDHDN05 | 5 | 0 | 1.1 | Unlikely
HOUPARRHNBHDHDN05_OLDI_FDIELCE01_D67 | Residential heating technology - Direct district heating substation - plus connection pipe - plus distribution (heating density: high ) - single-family house - existing building - distributed level 0.67 | HOUDHD | HOUPARRHN_OLDI_DMD | MKr20 | 2040 | 3.6378 | 0.030268 | [6 empty] | PAR | I | OLD |  |  | RHNBHDHD | 4 | 0.66667 | HOUPARRHNBHDHDN05_OLDI_FDIELCE01 | 0.539 | HOUPARRHNBHDHDN05_OLDI | HOUPARRHNDIELCE01_OLDI | DIELCE01 | BHDHDN05 | PAR_OLDI | DIELCE01_BHDHDN05 | 5 | 0 | 1.1 | Unlikely
HOUPARRHNBHDHDN05_OLDI_FDIELCE01_D67 | Residential heating technology - Direct district heating substation - plus connection pipe - plus distribution (heating density: high ) - single-family house - existing building - distributed level 0.67 | HOUDHD | HOUPARRHN_OLDI_DMD | MKr20 | 2050 | 3.5646 | 0.028286 | [6 empty] | PAR | I | OLD |  |  | RHNBHDHD | 4 | 0.66667 | HOUPARRHNBHDHDN05_OLDI_FDIELCE01 | 0.539 | HOUPARRHNBHDHDN05_OLDI | HOUPARRHNDIELCE01_OLDI | DIELCE01 | BHDHDN05 | PAR_OLDI | DIELCE01_BHDHDN05 | 5 | 0 | 1.1 | Unlikely
HOUPARRHNBHDHCN09_OLDI_FDIELCE01_D67 | Residential heating technology - Direct district heating substation - plus connection pipe - plus distribution (heating density: low ) - single-family house - existing building - distributed level 0.67 | HOUDHC | HOUPARRHN_OLDI_DMD | MKr20 | 2020 | 12.3316 | 0.032445 | [6 empty] | PAR | I | OLD |  |  | RHNBHDHC | 4 | 0.66667 | HOUPARRHNBHDHCN09_OLDI_FDIELCE01 | 0.539 | HOUPARRHNBHDHCN09_OLDI | HOUPARRHNDIELCE01_OLDI | DIELCE01 | BHDHCN09 | PAR_OLDI | DIELCE01_BHDHCN09 | 5 | 0 | 1.1 | Unlikely
HOUPARRHNBHDHCN09_OLDI_FDIELCE01_D67 | Residential heating technology - Direct district heating substation - plus connection pipe - plus distribution (heating density: low ) - single-family house - existing building - distributed level 0.67 | HOUDHC | HOUPARRHN_OLDI_DMD | MKr20 | 2025 | 12.2877 | 0.032205 | [6 empty] | PAR | I | OLD |  |  | RHNBHDHC | 4 | 0.66667 | HOUPARRHNBHDHCN09_OLDI_FDIELCE01 | 0.539 | HOUPARRHNBHDHCN09_OLDI | HOUPARRHNDIELCE01_OLDI | DIELCE01 | BHDHCN09 | PAR_OLDI | DIELCE01_BHDHCN09 | 5 | 0 | 1.1 | Unlikely
HOUPARRHNBHDHCN09_OLDI_FDIELCE01_D67 | Residential heating technology - Direct district heating substation - plus connection pipe - plus distribution (heating density: low ) - single-family house - existing building - distributed level 0.67 | HOUDHC | HOUPARRHN_OLDI_DMD | MKr20 | 2030 | 12.2511 | 0.03163 | [6 empty] | PAR | I | OLD |  |  | RHNBHDHC | 4 | 0.66667 | HOUPARRHNBHDHCN09_OLDI_FDIELCE01 | 0.539 | HOUPARRHNBHDHCN09_OLDI | HOUPARRHNDIELCE01_OLDI | DIELCE01 | BHDHCN09 | PAR_OLDI | DIELCE01_BHDHCN09 | 5 | 0 | 1.1 | Unlikely
HOUPARRHNBHDHCN09_OLDI_FDIELCE01_D67 | Residential heating technology - Direct district heating substation - plus connection pipe - plus distribution (heating density: low ) - single-family house - existing building - distributed level 0.67 | HOUDHC | HOUPARRHN_OLDI_DMD | MKr20 | 2040 | 12.1853 | 0.030268 | [6 empty] | PAR | I | OLD |  |  | RHNBHDHC | 4 | 0.66667 | HOUPARRHNBHDHCN09_OLDI_FDIELCE01 | 0.539 | HOUPARRHNBHDHCN09_OLDI | HOUPARRHNDIELCE01_OLDI | DIELCE01 | BHDHCN09 | PAR_OLDI | DIELCE01_BHDHCN09 | 5 | 0 | 1.1 | Unlikely
HOUPARRHNBHDHCN09_OLDI_FDIELCE01_D67 | Residential heating technology - Direct district heating substation - plus connection pipe - plus distribution (heating density: low ) - single-family house - existing building - distributed level 0.67 | HOUDHC | HOUPARRHN_OLDI_DMD | MKr20 | 2050 | 12.1121 | 0.028286 | [6 empty] | PAR | I | OLD |  |  | RHNBHDHC | 4 | 0.66667 | HOUPARRHNBHDHCN09_OLDI_FDIELCE01 | 0.539 | HOUPARRHNBHDHCN09_OLDI | HOUPARRHNDIELCE01_OLDI | DIELCE01 | BHDHCN09 | PAR_OLDI | DIELCE01_BHDHCN09 | 5 | 0 | 1.1 | Unlikely
HOUPARRHNBHDHCN07_OLDI_FDIELCE01_D67 | Residential heating technology - Direct district heating substation - plus connection pipe - plus distribution (heating density: medium ) - single-family house - existing building - distributed level 0.67 | HOUDHC | HOUPARRHN_OLDI_DMD | MKr20 | 2020 | 4.9631 | 0.032445 | [6 empty] | PAR | I | OLD |  |  | RHNBHDHC | 4 | 0.66667 | HOUPARRHNBHDHCN07_OLDI_FDIELCE01 | 0.539 | HOUPARRHNBHDHCN07_OLDI | HOUPARRHNDIELCE01_OLDI | DIELCE01 | BHDHCN07 | PAR_OLDI | DIELCE01_BHDHCN07 | 5 | 0 | 1.1 | Unlikely
HOUPARRHNBHDHCN07_OLDI_FDIELCE01_D67 | Residential heating technology - Direct district heating substation - plus connection pipe - plus distribution (heating density: medium ) - single-family house - existing building - distributed level 0.67 | HOUDHC | HOUPARRHN_OLDI_DMD | MKr20 | 2025 | 4.9192 | 0.032205 | [6 empty] | PAR | I | OLD |  |  | RHNBHDHC | 4 | 0.66667 | HOUPARRHNBHDHCN07_OLDI_FDIELCE01 | 0.539 | HOUPARRHNBHDHCN07_OLDI | HOUPARRHNDIELCE01_OLDI | DIELCE01 | BHDHCN07 | PAR_OLDI | DIELCE01_BHDHCN07 | 5 | 0 | 1.1 | Unlikely
HOUPARRHNBHDHCN07_OLDI_FDIELCE01_D67 | Residential heating technology - Direct district heating substation - plus connection pipe - plus distribution (heating density: medium ) - single-family house - existing building - distributed level 0.67 | HOUDHC | HOUPARRHN_OLDI_DMD | MKr20 | 2030 | 4.8826 | 0.03163 | [6 empty] | PAR | I | OLD |  |  | RHNBHDHC | 4 | 0.66667 | HOUPARRHNBHDHCN07_OLDI_FDIELCE01 | 0.539 | HOUPARRHNBHDHCN07_OLDI | HOUPARRHNDIELCE01_OLDI | DIELCE01 | BHDHCN07 | PAR_OLDI | DIELCE01_BHDHCN07 | 5 | 0 | 1.1 | Unlikely
HOUPARRHNBHDHCN07_OLDI_FDIELCE01_D67 | Residential heating technology - Direct district heating substation - plus connection pipe - plus distribution (heating density: medium ) - single-family house - existing building - distributed level 0.67 | HOUDHC | HOUPARRHN_OLDI_DMD | MKr20 | 2040 | 4.8167 | 0.030268 | [6 empty] | PAR | I | OLD |  |  | RHNBHDHC | 4 | 0.66667 | HOUPARRHNBHDHCN07_OLDI_FDIELCE01 | 0.539 | HOUPARRHNBHDHCN07_OLDI | HOUPARRHNDIELCE01_OLDI | DIELCE01 | BHDHCN07 | PAR_OLDI | DIELCE01_BHDHCN07 | 5 | 0 | 1.1 | Unlikely
HOUPARRHNBHDHCN07_OLDI_FDIELCE01_D67 | Residential heating technology - Direct district heating substation - plus connection pipe - plus distribution (heating density: medium ) - single-family house - existing building - distributed level 0.67 | HOUDHC | HOUPARRHN_OLDI_DMD | MKr20 | 2050 | 4.7435 | 0.028286 | [6 empty] | PAR | I | OLD |  |  | RHNBHDHC | 4 | 0.66667 | HOUPARRHNBHDHCN07_OLDI_FDIELCE01 | 0.539 | HOUPARRHNBHDHCN07_OLDI | HOUPARRHNDIELCE01_OLDI | DIELCE01 | BHDHCN07 | PAR_OLDI | DIELCE01_BHDHCN07 | 5 | 0 | 1.1 | Unlikely
HOUPARRHNBHDHCN05_OLDI_FDIELCE01_D67 | Residential heating technology - Direct district heating substation - plus connection pipe - plus distribution (heating density: high ) - single-family house - existing building - distributed level 0.67 | HOUDHC | HOUPARRHN_OLDI_DMD | MKr20 | 2020 | 3.7841 | 0.032445 | [6 empty] | PAR | I | OLD |  |  | RHNBHDHC | 4 | 0.66667 | HOUPARRHNBHDHCN05_OLDI_FDIELCE01 | 0.539 | HOUPARRHNBHDHCN05_OLDI | HOUPARRHNDIELCE01_OLDI | DIELCE01 | BHDHCN05 | PAR_OLDI | DIELCE01_BHDHCN05 | 5 | 0 | 1.1 | Unlikely
HOUPARRHNBHDHCN05_OLDI_FDIELCE01_D67 | Residential heating technology - Direct district heating substation - plus connection pipe - plus distribution (heating density: high ) - single-family house - existing building - distributed level 0.67 | HOUDHC | HOUPARRHN_OLDI_DMD | MKr20 | 2025 | 3.7402 | 0.032205 | [6 empty] | PAR | I | OLD |  |  | RHNBHDHC | 4 | 0.66667 | HOUPARRHNBHDHCN05_OLDI_FDIELCE01 | 0.539 | HOUPARRHNBHDHCN05_OLDI | HOUPARRHNDIELCE01_OLDI | DIELCE01 | BHDHCN05 | PAR_OLDI | DIELCE01_BHDHCN05 | 5 | 0 | 1.1 | Unlikely
HOUPARRHNBHDHCN05_OLDI_FDIELCE01_D67 | Residential heating technology - Direct district heating substation - plus connection pipe - plus distribution (heating density: high ) - single-family house - existing building - distributed level 0.67 | HOUDHC | HOUPARRHN_OLDI_DMD | MKr20 | 2030 | 3.7036 | 0.03163 | [6 empty] | PAR | I | OLD |  |  | RHNBHDHC | 4 | 0.66667 | HOUPARRHNBHDHCN05_OLDI_FDIELCE01 | 0.539 | HOUPARRHNBHDHCN05_OLDI | HOUPARRHNDIELCE01_OLDI | DIELCE01 | BHDHCN05 | PAR_OLDI | DIELCE01_BHDHCN05 | 5 | 0 | 1.1 | Unlikely
HOUPARRHNBHDHCN05_OLDI_FDIELCE01_D67 | Residential heating technology - Direct district heating substation - plus connection pipe - plus distribution (heating density: high ) - single-family house - existing building - distributed level 0.67 | HOUDHC | HOUPARRHN_OLDI_DMD | MKr20 | 2040 | 3.6378 | 0.030268 | [6 empty] | PAR | I | OLD |  |  | RHNBHDHC | 4 | 0.66667 | HOUPARRHNBHDHCN05_OLDI_FDIELCE01 | 0.539 | HOUPARRHNBHDHCN05_OLDI | HOUPARRHNDIELCE01_OLDI | DIELCE01 | BHDHCN05 | PAR_OLDI | DIELCE01_BHDHCN05 | 5 | 0 | 1.1 | Unlikely
HOUPARRHNBHDHCN05_OLDI_FDIELCE01_D67 | Residential heating technology - Direct district heating substation - plus connection pipe - plus distribution (heating density: high ) - single-family house - existing building - distributed level 0.67 | HOUDHC | HOUPARRHN_OLDI_DMD | MKr20 | 2050 | 3.5646 | 0.028286 | [6 empty] | PAR | I | OLD |  |  | RHNBHDHC | 4 | 0.66667 | HOUPARRHNBHDHCN05_OLDI_FDIELCE01 | 0.539 | HOUPARRHNBHDHCN05_OLDI | HOUPARRHNDIELCE01_OLDI | DIELCE01 | BHDHCN05 | PAR_OLDI | DIELCE01_BHDHCN05 | 5 | 0 | 1.1 | Unlikely
HOUETARHNHPELCN05_OLDC_FBHGASE01_D67 | Residential heating technology - Heat pump, Air-to-water - leasing - apartment complex - existing building - distributed level 0.67 | HOUELC, HOUAMB | HOUETARHN_OLDC_DMD | MKr20 | 2020 | 3.8502 | 0.36113 | 0.35767 | [5 empty] | ETA | C | OLD | 2.7959 |  | RHNHPELC | 4 | 0.66667 | HOUETARHNHPELCN05_OLDC_FBHGASE01 | 0.897 | HOUETARHNHPELCN05_OLDC | HOUETARHNBHGASE01_OLDC | BHGASE01 | HPELCN05 | ETA_OLDC | BHGASE01_HPELCN05 | 4 | -0.25 | 1 | Supported
HOUETARHNHPELCN05_OLDC_FBHGASE01_D67 | Residential heating technology - Heat pump, Air-to-water - leasing - apartment complex - existing building - distributed level 0.67 | HOUELC, HOUAMB | HOUETARHN_OLDC_DMD | MKr20 | 2025 | 3.4476 | 0.33198 | 0.34008 | [5 empty] | ETA | C | OLD | 2.9405 |  | RHNHPELC | 4 | 0.66667 | HOUETARHNHPELCN05_OLDC_FBHGASE01 | 0.897 | HOUETARHNHPELCN05_OLDC | HOUETARHNBHGASE01_OLDC | BHGASE01 | HPELCN05 | ETA_OLDC | BHGASE01_HPELCN05 | 4 | -0.25 | 1 | Supported
HOUETARHNHPELCN05_OLDC_FBHGASE01_D67 | Residential heating technology - Heat pump, Air-to-water - leasing - apartment complex - existing building - distributed level 0.67 | HOUELC, HOUAMB | HOUETARHN_OLDC_DMD | MKr20 | 2030 | 3.0449 | 0.3028 | 0.32413 | [5 empty] | ETA | C | OLD | 3.0851 |  | RHNHPELC | 4 | 0.66667 | HOUETARHNHPELCN05_OLDC_FBHGASE01 | 0.897 | HOUETARHNHPELCN05_OLDC | HOUETARHNBHGASE01_OLDC | BHGASE01 | HPELCN05 | ETA_OLDC | BHGASE01_HPELCN05 | 4 | -0.25 | 1 | Supported
HOUETARHNHPELCN05_OLDC_FBHGASE01_D67 | Residential heating technology - Heat pump, Air-to-water - leasing - apartment complex - existing building - distributed level 0.67 | HOUELC, HOUAMB | HOUETARHN_OLDC_DMD | MKr20 | 2040 | 2.7272 | 0.27907 | 0.30962 | [5 empty] | ETA | C | OLD | 3.2298 |  | RHNHPELC | 4 | 0.66667 | HOUETARHNHPELCN05_OLDC_FBHGASE01 | 0.897 | HOUETARHNHPELCN05_OLDC | HOUETARHNBHGASE01_OLDC | BHGASE01 | HPELCN05 | ETA_OLDC | BHGASE01_HPELCN05 | 4 | -0.25 | 1 | Supported
HOUETARHNHPELCN05_OLDC_FBHGASE01_D67 | Residential heating technology - Heat pump, Air-to-water - leasing - apartment complex - existing building - distributed level 0.67 | HOUELC, HOUAMB | HOUETARHN_OLDC_DMD | MKr20 | 2050 | 2.4095 | 0.25532 | 0.29635 | [5 empty] | ETA | C | OLD | 3.3744 |  | RHNHPELC | 4 | 0.66667 | HOUETARHNHPELCN05_OLDC_FBHGASE01 | 0.897 | HOUETARHNHPELCN05_OLDC | HOUETARHNBHGASE01_OLDC | BHGASE01 | HPELCN05 | ETA_OLDC | BHGASE01_HPELCN05 | 4 | -0.25 | 1 | Supported
HOUETARHNHPELCN04_OLDC_FBHGASE01_D67 | Residential heating technology - Heat pump, Ground source - apartment complex - existing building - distributed level 0.67 | HOUELC, HOUAMB | HOUETARHN_OLDC_DMD | MKr20 | 2020 | 7.1745 | 0.053517 | 0.32413 | [5 empty] | ETA | C | OLD | 3.0851 |  | RHNHPELC | 4 | 0.66667 | HOUETARHNHPELCN04_OLDC_FBHGASE01 | 0.897 | HOUETARHNHPELCN04_OLDC | HOUETARHNBHGASE01_OLDC | BHGASE01 | HPELCN04 | ETA_OLDC | BHGASE01_HPELCN04 | 4 | -0.25 | 1 | Supported
HOUETARHNHPELCN04_OLDC_FBHGASE01_D67 | Residential heating technology - Heat pump, Ground source - apartment complex - existing building - distributed level 0.67 | HOUELC, HOUAMB | HOUETARHN_OLDC_DMD | MKr20 | 2025 | 6.6364 | 0.053094 | 0.31431 | [5 empty] | ETA | C | OLD | 3.1815 |  | RHNHPELC | 4 | 0.66667 | HOUETARHNHPELCN04_OLDC_FBHGASE01 | 0.897 | HOUETARHNHPELCN04_OLDC | HOUETARHNBHGASE01_OLDC | BHGASE01 | HPELCN04 | ETA_OLDC | BHGASE01_HPELCN04 | 4 | -0.25 | 1 | Supported
HOUETARHNHPELCN04_OLDC_FBHGASE01_D67 | Residential heating technology - Heat pump, Ground source - apartment complex - existing building - distributed level 0.67 | HOUELC, HOUAMB | HOUETARHN_OLDC_DMD | MKr20 | 2030 | 6.0983 | 0.052631 | 0.30507 | [5 empty] | ETA | C | OLD | 3.278 |  | RHNHPELC | 4 | 0.66667 | HOUETARHNHPELCN04_OLDC_FBHGASE01 | 0.897 | HOUETARHNHPELCN04_OLDC | HOUETARHNBHGASE01_OLDC | BHGASE01 | HPELCN04 | ETA_OLDC | BHGASE01_HPELCN04 | 4 | -0.25 | 1 | Supported
HOUETARHNHPELCN04_OLDC_FBHGASE01_D67 | Residential heating technology - Heat pump, Ground source - apartment complex - existing building - distributed level 0.67 | HOUELC, HOUAMB | HOUETARHN_OLDC_DMD | MKr20 | 2040 | 5.641 | 0.051561 | 0.29218 | [5 empty] | ETA | C | OLD | 3.4226 |  | RHNHPELC | 4 | 0.66667 | HOUETARHNHPELCN04_OLDC_FBHGASE01 | 0.897 | HOUETARHNHPELCN04_OLDC | HOUETARHNBHGASE01_OLDC | BHGASE01 | HPELCN04 | ETA_OLDC | BHGASE01_HPELCN04 | 4 | -0.25 | 1 | Supported
HOUETARHNHPELCN04_OLDC_FBHGASE01_D67 | Residential heating technology - Heat pump, Ground source - apartment complex - existing building - distributed level 0.67 | HOUELC, HOUAMB | HOUETARHN_OLDC_DMD | MKr20 | 2050 | 5.1836 | 0.050472 | 0.28812 | [5 empty] | ETA | C | OLD | 3.4708 |  | RHNHPELC | 4 | 0.66667 | HOUETARHNHPELCN04_OLDC_FBHGASE01 | 0.897 | HOUETARHNHPELCN04_OLDC | HOUETARHNBHGASE01_OLDC | BHGASE01 | HPELCN04 | ETA_OLDC | BHGASE01_HPELCN04 | 4 | -0.25 | 1 | Supported
HOUETARHNHPELCN03_OLDC_FBHGASE01_D67 | Residential heating technology - Heat pump, Air-to-water - apartment complex - existing building - distributed level 0.67 | HOUELC, HOUAMB | HOUETARHN_OLDC_DMD | MKr20 | 2020 | 7.7004 | 0.086482 | 0.35767 | [5 empty] | ETA | C | OLD | 2.7959 |  | RHNHPELC | 4 | 0.66667 | HOUETARHNHPELCN03_OLDC_FBHGASE01 | 0.897 | HOUETARHNHPELCN03_OLDC | HOUETARHNBHGASE01_OLDC | BHGASE01 | HPELCN03 | ETA_OLDC | BHGASE01_HPELCN03 | 4 | -0.25 | 1 | Supported
HOUETARHNHPELCN03_OLDC_FBHGASE01_D67 | Residential heating technology - Heat pump, Air-to-water - apartment complex - existing building - distributed level 0.67 | HOUELC, HOUAMB | HOUETARHN_OLDC_DMD | MKr20 | 2025 | 6.8951 | 0.086059 | 0.34008 | [5 empty] | ETA | C | OLD | 2.9405 |  | RHNHPELC | 4 | 0.66667 | HOUETARHNHPELCN03_OLDC_FBHGASE01 | 0.897 | HOUETARHNHPELCN03_OLDC | HOUETARHNBHGASE01_OLDC | BHGASE01 | HPELCN03 | ETA_OLDC | BHGASE01_HPELCN03 | 4 | -0.25 | 1 | Supported
HOUETARHNHPELCN03_OLDC_FBHGASE01_D67 | Residential heating technology - Heat pump, Air-to-water - apartment complex - existing building - distributed level 0.67 | HOUELC, HOUAMB | HOUETARHN_OLDC_DMD | MKr20 | 2030 | 6.0899 | 0.085596 | 0.32413 | [5 empty] | ETA | C | OLD | 3.0851 |  | RHNHPELC | 4 | 0.66667 | HOUETARHNHPELCN03_OLDC_FBHGASE01 | 0.897 | HOUETARHNHPELCN03_OLDC | HOUETARHNBHGASE01_OLDC | BHGASE01 | HPELCN03 | ETA_OLDC | BHGASE01_HPELCN03 | 4 | -0.25 | 1 | Supported
HOUETARHNHPELCN03_OLDC_FBHGASE01_D67 | Residential heating technology - Heat pump, Air-to-water - apartment complex - existing building - distributed level 0.67 | HOUELC, HOUAMB | HOUETARHN_OLDC_DMD | MKr20 | 2040 | 5.4545 | 0.084526 | 0.30962 | [5 empty] | ETA | C | OLD | 3.2298 |  | RHNHPELC | 4 | 0.66667 | HOUETARHNHPELCN03_OLDC_FBHGASE01 | 0.897 | HOUETARHNHPELCN03_OLDC | HOUETARHNBHGASE01_OLDC | BHGASE01 | HPELCN03 | ETA_OLDC | BHGASE01_HPELCN03 | 4 | -0.25 | 1 | Supported
HOUETARHNHPELCN03_OLDC_FBHGASE01_D67 | Residential heating technology - Heat pump, Air-to-water - apartment complex - existing building - distributed level 0.67 | HOUELC, HOUAMB | HOUETARHN_OLDC_DMD | MKr20 | 2050 | 4.8191 | 0.083437 | 0.29635 | [5 empty] | ETA | C | OLD | 3.3744 |  | RHNHPELC | 4 | 0.66667 | HOUETARHNHPELCN03_OLDC_FBHGASE01 | 0.897 | HOUETARHNHPELCN03_OLDC | HOUETARHNBHGASE01_OLDC | BHGASE01 | HPELCN03 | ETA_OLDC | BHGASE01_HPELCN03 | 4 | -0.25 | 1 | Supported
HOUETARHNHPELCN02_OLDC_FBHGASE01_D67 | Residential heating technology - Heat pump, Air-to-air - single-family house - existing building - distributed level 0.67 | HOUELC, HOUAMB | HOUETARHN_OLDC_DMD | MKr20 | 2020 | 3.2165 | 0.18468 | 0.21386 | [5 empty] | ETA | C | OLD | 4.6759 |  | RHNHPELC | 4 | 0.66667 | HOUETARHNHPELCN02_OLDC_FBHGASE01 | 0.897 | HOUETARHNHPELCN02_OLDC | HOUETARHNBHGASE01_OLDC | BHGASE01 | HPELCN02 | ETA_OLDC | BHGASE01_HPELCN02 | 5 | 0 | 1.1 | Unlikely
HOUETARHNHPELCN02_OLDC_FBHGASE01_D67 | Residential heating technology - Heat pump, Air-to-air - single-family house - existing building - distributed level 0.67 | HOUELC, HOUAMB | HOUETARHN_OLDC_DMD | MKr20 | 2025 | 3.1379 | 0.12547 | 0.20338 | [5 empty] | ETA | C | OLD | 4.9169 |  | RHNHPELC | 4 | 0.66667 | HOUETARHNHPELCN02_OLDC_FBHGASE01 | 0.897 | HOUETARHNHPELCN02_OLDC | HOUETARHNBHGASE01_OLDC | BHGASE01 | HPELCN02 | ETA_OLDC | BHGASE01_HPELCN02 | 5 | 0 | 1.1 | Unlikely
HOUETARHNHPELCN02_OLDC_FBHGASE01_D67 | Residential heating technology - Heat pump, Air-to-air - single-family house - existing building - distributed level 0.67 | HOUELC, HOUAMB | HOUETARHN_OLDC_DMD | MKr20 | 2030 | 3.0593 | 0.12315 | 0.1957 | [5 empty] | ETA | C | OLD | 5.1098 |  | RHNHPELC | 4 | 0.66667 | HOUETARHNHPELCN02_OLDC_FBHGASE01 | 0.897 | HOUETARHNHPELCN02_OLDC | HOUETARHNBHGASE01_OLDC | BHGASE01 | HPELCN02 | ETA_OLDC | BHGASE01_HPELCN02 | 5 | 0 | 1.1 | Unlikely
HOUETARHNHPELCN02_OLDC_FBHGASE01_D67 | Residential heating technology - Heat pump, Air-to-air - single-family house - existing building - distributed level 0.67 | HOUELC, HOUAMB | HOUETARHN_OLDC_DMD | MKr20 | 2040 | 2.9134 | 0.11885 | 0.18859 | [5 empty] | ETA | C | OLD | 5.3026 |  | RHNHPELC | 4 | 0.66667 | HOUETARHNHPELCN02_OLDC_FBHGASE01 | 0.897 | HOUETARHNHPELCN02_OLDC | HOUETARHNBHGASE01_OLDC | BHGASE01 | HPELCN02 | ETA_OLDC | BHGASE01_HPELCN02 | 5 | 0 | 1.1 | Unlikely
HOUETARHNHPELCN02_OLDC_FBHGASE01_D67 | Residential heating technology - Heat pump, Air-to-air - single-family house - existing building - distributed level 0.67 | HOUELC, HOUAMB | HOUETARHN_OLDC_DMD | MKr20 | 2050 | 2.7675 | 0.11455 | 0.18522 | [5 empty] | ETA | C | OLD | 5.399 |  | RHNHPELC | 4 | 0.66667 | HOUETARHNHPELCN02_OLDC_FBHGASE01 | 0.897 | HOUETARHNHPELCN02_OLDC | HOUETARHNBHGASE01_OLDC | BHGASE01 | HPELCN02 | ETA_OLDC | BHGASE01_HPELCN02 | 5 | 0 | 1.1 | Unlikely
HOUETARHNDIELCN06_OLDC_FBHGASE01_D67 | Residential heating technology - Electric heating - electric panel from Bauhaus - apartment complex - new building - distributed level 0.67 | HOUELC | HOUETARHN_OLDC_DMD | MKr20 | 2020 | 0.64843 | 0 | [6 empty] | ETA | C | OLD |  |  | RHNDIELC | 4 | 0.66667 | HOUETARHNDIELCN06_OLDC_FBHGASE01 | 0.897 | HOUETARHNDIELCN06_OLDC | HOUETARHNBHGASE01_OLDC | BHGASE01 | DIELCN06 | ETA_OLDC | BHGASE01_DIELCN06 | 5 | 0 | 1.1 | Unlikely
HOUETARHNDIELCN06_OLDC_FBHGASE01_D67 | Residential heating technology - Electric heating - electric panel from Bauhaus - apartment complex - new building - distributed level 0.67 | HOUELC | HOUETARHN_OLDC_DMD | MKr20 | 2025 | 0.64843 | 0 | [6 empty] | ETA | C | OLD |  |  | RHNDIELC | 4 | 0.66667 | HOUETARHNDIELCN06_OLDC_FBHGASE01 | 0.897 | HOUETARHNDIELCN06_OLDC | HOUETARHNBHGASE01_OLDC | BHGASE01 | DIELCN06 | ETA_OLDC | BHGASE01_DIELCN06 | 5 | 0 | 1.1 | Unlikely
HOUETARHNDIELCN06_OLDC_FBHGASE01_D67 | Residential heating technology - Electric heating - electric panel from Bauhaus - apartment complex - new building - distributed level 0.67 | HOUELC | HOUETARHN_OLDC_DMD | MKr20 | 2030 | 0.64843 | 0 | [6 empty] | ETA | C | OLD |  |  | RHNDIELC | 4 | 0.66667 | HOUETARHNDIELCN06_OLDC_FBHGASE01 | 0.897 | HOUETARHNDIELCN06_OLDC | HOUETARHNBHGASE01_OLDC | BHGASE01 | DIELCN06 | ETA_OLDC | BHGASE01_DIELCN06 | 5 | 0 | 1.1 | Unlikely
HOUETARHNDIELCN06_OLDC_FBHGASE01_D67 | Residential heating technology - Electric heating - electric panel from Bauhaus - apartment complex - new building - distributed level 0.67 | HOUELC | HOUETARHN_OLDC_DMD | MKr20 | 2040 | 0.64843 | 0 | [6 empty] | ETA | C | OLD |  |  | RHNDIELC | 4 | 0.66667 | HOUETARHNDIELCN06_OLDC_FBHGASE01 | 0.897 | HOUETARHNDIELCN06_OLDC | HOUETARHNBHGASE01_OLDC | BHGASE01 | DIELCN06 | ETA_OLDC | BHGASE01_DIELCN06 | 5 | 0 | 1.1 | Unlikely
HOUETARHNDIELCN06_OLDC_FBHGASE01_D67 | Residential heating technology - Electric heating - electric panel from Bauhaus - apartment complex - new building - distributed level 0.67 | HOUELC | HOUETARHN_OLDC_DMD | MKr20 | 2050 | 0.64843 | 0 | [6 empty] | ETA | C | OLD |  |  | RHNDIELC | 4 | 0.66667 | HOUETARHNDIELCN06_OLDC_FBHGASE01 | 0.897 | HOUETARHNDIELCN06_OLDC | HOUETARHNBHGASE01_OLDC | BHGASE01 | DIELCN06 | ETA_OLDC | BHGASE01_DIELCN06 | 5 | 0 | 1.1 | Unlikely
HOUETARHNDIELCN01_OLDC_FBHGASE01_D67 | Residential heating technology - Electric heating - apartment complex - new building - distributed level 0.67 | HOUELC | HOUETARHN_OLDC_DMD | MKr20 | 2020 | 6.0226 | 0.0024454 | [6 empty] | ETA | C | OLD |  |  | RHNDIELC | 4 | 0.66667 | HOUETARHNDIELCN01_OLDC_FBHGASE01 | 0.897 | HOUETARHNDIELCN01_OLDC | HOUETARHNBHGASE01_OLDC | BHGASE01 | DIELCN01 | ETA_OLDC | BHGASE01_DIELCN01 | 5 | 0 | 1.1 | Unlikely
HOUETARHNDIELCN01_OLDC_FBHGASE01_D67 | Residential heating technology - Electric heating - apartment complex - new building - distributed level 0.67 | HOUELC | HOUETARHN_OLDC_DMD | MKr20 | 2025 | 5.8735 | 0.0023455 | [6 empty] | ETA | C | OLD |  |  | RHNDIELC | 4 | 0.66667 | HOUETARHNDIELCN01_OLDC_FBHGASE01 | 0.897 | HOUETARHNDIELCN01_OLDC | HOUETARHNBHGASE01_OLDC | BHGASE01 | DIELCN01 | ETA_OLDC | BHGASE01_DIELCN01 | 5 | 0 | 1.1 | Unlikely
HOUETARHNDIELCN01_OLDC_FBHGASE01_D67 | Residential heating technology - Electric heating - apartment complex - new building - distributed level 0.67 | HOUELC | HOUETARHN_OLDC_DMD | MKr20 | 2030 | 5.7282 | 0.0022956 | [6 empty] | ETA | C | OLD |  |  | RHNDIELC | 4 | 0.66667 | HOUETARHNDIELCN01_OLDC_FBHGASE01 | 0.897 | HOUETARHNDIELCN01_OLDC | HOUETARHNBHGASE01_OLDC | BHGASE01 | DIELCN01 | ETA_OLDC | BHGASE01_DIELCN01 | 5 | 0 | 1.1 | Unlikely
HOUETARHNDIELCN01_OLDC_FBHGASE01_D67 | Residential heating technology - Electric heating - apartment complex - new building - distributed level 0.67 | HOUELC | HOUETARHN_OLDC_DMD | MKr20 | 2040 | 5.4481 | 0.0021958 | [6 empty] | ETA | C | OLD |  |  | RHNDIELC | 4 | 0.66667 | HOUETARHNDIELCN01_OLDC_FBHGASE01 | 0.897 | HOUETARHNDIELCN01_OLDC | HOUETARHNBHGASE01_OLDC | BHGASE01 | DIELCN01 | ETA_OLDC | BHGASE01_DIELCN01 | 5 | 0 | 1.1 | Unlikely
HOUETARHNDIELCN01_OLDC_FBHGASE01_D67 | Residential heating technology - Electric heating - apartment complex - new building - distributed level 0.67 | HOUELC | HOUETARHN_OLDC_DMD | MKr20 | 2050 | 5.1817 | 0.002096 | [6 empty] | ETA | C | OLD |  |  | RHNDIELC | 4 | 0.66667 | HOUETARHNDIELCN01_OLDC_FBHGASE01 | 0.897 | HOUETARHNDIELCN01_OLDC | HOUETARHNBHGASE01_OLDC | BHGASE01 | DIELCN01 | ETA_OLDC | BHGASE01_DIELCN01 | 5 | 0 | 1.1 | Unlikely
HOUETARHNBHWPEN01_OLDC_FBHGASE01_D67 | Residential heating technology - Biomass boiler, automatic stoking , wood pellets or wood chips - apartment complex - existing building - distributed level 0.67 | HOUWPE | HOUETARHN_OLDC_DMD | MKr20 | 2020 | 2.1434 | 0.044956 |  | 25 | 14 | 70 | 2 | 4 | ETA | C | OLD |  |  | RHNBHWPE | 4 | 0.66667 | HOUETARHNBHWPEN01_OLDC_FBHGASE01 | 0.897 | HOUETARHNBHWPEN01_OLDC | HOUETARHNBHGASE01_OLDC | BHGASE01 | BHWPEN01 | ETA_OLDC | BHGASE01_BHWPEN01 | 6 | 0 | 1 | New
HOUETARHNBHWPEN01_OLDC_FBHGASE01_D67 | Residential heating technology - Biomass boiler, automatic stoking , wood pellets or wood chips - apartment complex - existing building - distributed level 0.67 | HOUWPE | HOUETARHN_OLDC_DMD | MKr20 | 2025 | 2.0904 | 0.044638 |  | 25 | 14 | 60 | 2 | 4 | ETA | C | OLD |  |  | RHNBHWPE | 4 | 0.66667 | HOUETARHNBHWPEN01_OLDC_FBHGASE01 | 0.897 | HOUETARHNBHWPEN01_OLDC | HOUETARHNBHGASE01_OLDC | BHGASE01 | BHWPEN01 | ETA_OLDC | BHGASE01_BHWPEN01 | 6 | 0 | 1 | New
HOUETARHNBHWPEN01_OLDC_FBHGASE01_D67 | Residential heating technology - Biomass boiler, automatic stoking , wood pellets or wood chips - apartment complex - existing building - distributed level 0.67 | HOUWPE | HOUETARHN_OLDC_DMD | MKr20 | 2030 | 2.0387 | 0.044837 |  | 25 | 11 | 50 | 1 | 4 | ETA | C | OLD |  |  | RHNBHWPE | 4 | 0.66667 | HOUETARHNBHWPEN01_OLDC_FBHGASE01 | 0.897 | HOUETARHNBHWPEN01_OLDC | HOUETARHNBHGASE01_OLDC | BHGASE01 | BHWPEN01 | ETA_OLDC | BHGASE01_BHWPEN01 | 6 | 0 | 1 | New
HOUETARHNBHWPEN01_OLDC_FBHGASE01_D67 | Residential heating technology - Biomass boiler, automatic stoking , wood pellets or wood chips - apartment complex - existing building - distributed level 0.67 | HOUWPE | HOUETARHN_OLDC_DMD | MKr20 | 2040 | 1.939 | 0.043406 |  | 25 | 9 | 45 | 1 | 4 | ETA | C | OLD |  |  | RHNBHWPE | 4 | 0.66667 | HOUETARHNBHWPEN01_OLDC_FBHGASE01 | 0.897 | HOUETARHNBHWPEN01_OLDC | HOUETARHNBHGASE01_OLDC | BHGASE01 | BHWPEN01 | ETA_OLDC | BHGASE01_BHWPEN01 | 6 | 0 | 1 | New
HOUETARHNBHWPEN01_OLDC_FBHGASE01_D67 | Residential heating technology - Biomass boiler, automatic stoking , wood pellets or wood chips - apartment complex - existing building - distributed level 0.67 | HOUWPE | HOUETARHN_OLDC_DMD | MKr20 | 2050 | 1.8442 | 0.041537 |  | 25 | 9 | 40 | 0 | 4 | ETA | C | OLD |  |  | RHNBHWPE | 4 | 0.66667 | HOUETARHNBHWPEN01_OLDC_FBHGASE01 | 0.897 | HOUETARHNBHWPEN01_OLDC | HOUETARHNBHGASE01_OLDC | BHGASE01 | BHWPEN01 | ETA_OLDC | BHGASE01_BHWPEN01 | 6 | 0 | 1 | New
HOUETARHNBHSOLN01_OLDC_FBHGASE01_D67 | Residential heating technology - Solar heating system - apartment complex - existing building - distributed level 0.67 | HOUSOL | HOUETARHN_OLDC_DMD | MKr20 | 2020 | 5.0818 | 0.023783 | [6 empty] | ETA | C | OLD |  |  | RHNBHSOL | 4 | 0.66667 | HOUETARHNBHSOLN01_OLDC_FBHGASE01 | 0.897 | HOUETARHNBHSOLN01_OLDC | HOUETARHNBHGASE01_OLDC | BHGASE01 | BHSOLN01 | ETA_OLDC | BHGASE01_BHSOLN01 | 5 | 0 | 1.1 | Unlikely
HOUETARHNBHSOLN01_OLDC_FBHGASE01_D67 | Residential heating technology - Solar heating system - apartment complex - existing building - distributed level 0.67 | HOUSOL | HOUETARHN_OLDC_DMD | MKr20 | 2025 | 4.8622 | 0.025209 | [6 empty] | ETA | C | OLD |  |  | RHNBHSOL | 4 | 0.66667 | HOUETARHNBHSOLN01_OLDC_FBHGASE01 | 0.897 | HOUETARHNBHSOLN01_OLDC | HOUETARHNBHGASE01_OLDC | BHGASE01 | BHSOLN01 | ETA_OLDC | BHGASE01_BHSOLN01 | 5 | 0 | 1.1 | Unlikely
HOUETARHNBHSOLN01_OLDC_FBHGASE01_D67 | Residential heating technology - Solar heating system - apartment complex - existing building - distributed level 0.67 | HOUSOL | HOUETARHN_OLDC_DMD | MKr20 | 2030 | 4.6426 | 0.025751 | [6 empty] | ETA | C | OLD |  |  | RHNBHSOL | 4 | 0.66667 | HOUETARHNBHSOLN01_OLDC_FBHGASE01 | 0.897 | HOUETARHNBHSOLN01_OLDC | HOUETARHNBHGASE01_OLDC | BHGASE01 | BHSOLN01 | ETA_OLDC | BHGASE01_BHSOLN01 | 5 | 0 | 1.1 | Unlikely
HOUETARHNBHSOLN01_OLDC_FBHGASE01_D67 | Residential heating technology - Solar heating system - apartment complex - existing building - distributed level 0.67 | HOUSOL | HOUETARHN_OLDC_DMD | MKr20 | 2040 | 4.423 | 0.025052 | [6 empty] | ETA | C | OLD |  |  | RHNBHSOL | 4 | 0.66667 | HOUETARHNBHSOLN01_OLDC_FBHGASE01 | 0.897 | HOUETARHNBHSOLN01_OLDC | HOUETARHNBHGASE01_OLDC | BHGASE01 | BHSOLN01 | ETA_OLDC | BHGASE01_BHSOLN01 | 5 | 0 | 1.1 | Unlikely
HOUETARHNBHSOLN01_OLDC_FBHGASE01_D67 | Residential heating technology - Solar heating system - apartment complex - existing building - distributed level 0.67 | HOUSOL | HOUETARHN_OLDC_DMD | MKr20 | 2050 | 4.2034 | 0.023783 | [6 empty] | ETA | C | OLD |  |  | RHNBHSOL | 4 | 0.66667 | HOUETARHNBHSOLN01_OLDC_FBHGASE01 | 0.897 | HOUETARHNBHSOLN01_OLDC | HOUETARHNBHGASE01_OLDC | BHGASE01 | BHSOLN01 | ETA_OLDC | BHGASE01_BHSOLN01 | 5 | 0 | 1.1 | Unlikely
HOUETARHNBHGASN01_OLDC_FBHGASE01_D67 | Residential heating technology - Natural gas boiler - apartment complex - existing building - distributed level 0.67 | HOUGAS | HOUETARHN_OLDC_DMD | MKr20 | 2020 | 0.54843 | 0.013293 |  | 0.43 | 0.1 | 20.4 | 1 | 1 | ETA | C | OLD |  |  | RHNBHGAS | 4 | 0.66667 | HOUETARHNBHGASN01_OLDC_FBHGASE01 | 0.897 | HOUETARHNBHGASN01_OLDC | HOUETARHNBHGASE01_OLDC | BHGASE01 | BHGASN01 | ETA_OLDC | BHGASE01_BHGASN01 | 6 | 0 | 1 | New
HOUETARHNBHGASN01_OLDC_FBHGASE01_D67 | Residential heating technology - Natural gas boiler - apartment complex - existing building - distributed level 0.67 | HOUGAS | HOUETARHN_OLDC_DMD | MKr20 | 2025 | 0.53684 | 0.01319 |  | 0.43 | 0.1 | 20.4 | 1 | 1 | ETA | C | OLD |  |  | RHNBHGAS | 4 | 0.66667 | HOUETARHNBHGASN01_OLDC_FBHGASE01 | 0.897 | HOUETARHNBHGASN01_OLDC | HOUETARHNBHGASE01_OLDC | BHGASE01 | BHGASN01 | ETA_OLDC | BHGASE01_BHGASN01 | 6 | 0 | 1 | New
HOUETARHNBHGASN01_OLDC_FBHGASE01_D67 | Residential heating technology - Natural gas boiler - apartment complex - existing building - distributed level 0.67 | HOUGAS | HOUETARHN_OLDC_DMD | MKr20 | 2030 | 0.52552 | 0.013068 |  | 0.43 | 0.1 | 20.4 | 1 | 1 | ETA | C | OLD |  |  | RHNBHGAS | 4 | 0.66667 | HOUETARHNBHGASN01_OLDC_FBHGASE01 | 0.897 | HOUETARHNBHGASN01_OLDC | HOUETARHNBHGASE01_OLDC | BHGASE01 | BHGASN01 | ETA_OLDC | BHGASE01_BHGASN01 | 6 | 0 | 1 | New
HOUETARHNBHGASN01_OLDC_FBHGASE01_D67 | Residential heating technology - Natural gas boiler - apartment complex - existing building - distributed level 0.67 | HOUGAS | HOUETARHN_OLDC_DMD | MKr20 | 2040 | 0.50374 | 0.012531 |  | 0.43 | 0.1 | 20.4 | 1 | 1 | ETA | C | OLD |  |  | RHNBHGAS | 4 | 0.66667 | HOUETARHNBHGASN01_OLDC_FBHGASE01 | 0.897 | HOUETARHNBHGASN01_OLDC | HOUETARHNBHGASE01_OLDC | BHGASE01 | BHGASN01 | ETA_OLDC | BHGASE01_BHGASN01 | 6 | 0 | 1 | New
HOUETARHNBHGASN01_OLDC_FBHGASE01_D67 | Residential heating technology - Natural gas boiler - apartment complex - existing building - distributed level 0.67 | HOUGAS | HOUETARHN_OLDC_DMD | MKr20 | 2050 | 0.48301 | 0.0035742 |  | 0.43 | 0.1 | 20.4 | 1 | 1 | ETA | C | OLD |  |  | RHNBHGAS | 4 | 0.66667 | HOUETARHNBHGASN01_OLDC_FBHGASE01 | 0.897 | HOUETARHNBHGASN01_OLDC | HOUETARHNBHGASE01_OLDC | BHGASE01 | BHGASN01 | ETA_OLDC | BHGASE01_BHGASN01 | 6 | 0 | 1 | New
HOUETARHNBHDHCN03_OLDC_FBHGASE01_D67 | Residential heating technology - Direct district heating substation - plus connection pipe - apartment complex - existing building - distributed level 0.67 | HOUDHC | HOUETARHN_OLDC_DMD | MKr20 | 2020 | 0.32571 | 0.0017726 | [6 empty] | ETA | C | OLD |  |  | RHNBHDHC | 4 | 0.66667 | HOUETARHNBHDHCN03_OLDC_FBHGASE01 | 0.897 | HOUETARHNBHDHCN03_OLDC | HOUETARHNBHGASE01_OLDC | BHGASE01 | BHDHCN03 | ETA_OLDC | BHGASE01_BHDHCN03 | 6 | 0 | 1 | New
HOUETARHNBHDHCN03_OLDC_FBHGASE01_D67 | Residential heating technology - Direct district heating substation - plus connection pipe - apartment complex - existing building - distributed level 0.67 | HOUDHC | HOUETARHN_OLDC_DMD | MKr20 | 2025 | 0.31963 | 0.0017966 | [6 empty] | ETA | C | OLD |  |  | RHNBHDHC | 4 | 0.66667 | HOUETARHNBHDHCN03_OLDC_FBHGASE01 | 0.897 | HOUETARHNBHDHCN03_OLDC | HOUETARHNBHGASE01_OLDC | BHGASE01 | BHDHCN03 | ETA_OLDC | BHGASE01_BHDHCN03 | 6 | 0 | 1 | New
HOUETARHNBHDHCN03_OLDC_FBHGASE01_D67 | Residential heating technology - Direct district heating substation - plus connection pipe - apartment complex - existing building - distributed level 0.67 | HOUDHC | HOUETARHN_OLDC_DMD | MKr20 | 2030 | 0.31369 | 0.0017701 | [6 empty] | ETA | C | OLD |  |  | RHNBHDHC | 4 | 0.66667 | HOUETARHNBHDHCN03_OLDC_FBHGASE01 | 0.897 | HOUETARHNBHDHCN03_OLDC | HOUETARHNBHGASE01_OLDC | BHGASE01 | BHDHCN03 | ETA_OLDC | BHGASE01_BHDHCN03 | 6 | 0 | 1 | New
HOUETARHNBHDHCN03_OLDC_FBHGASE01_D67 | Residential heating technology - Direct district heating substation - plus connection pipe - apartment complex - existing building - distributed level 0.67 | HOUDHC | HOUETARHN_OLDC_DMD | MKr20 | 2040 | 0.30226 | 0.0017164 | [6 empty] | ETA | C | OLD |  |  | RHNBHDHC | 4 | 0.66667 | HOUETARHNBHDHCN03_OLDC_FBHGASE01 | 0.897 | HOUETARHNBHDHCN03_OLDC | HOUETARHNBHGASE01_OLDC | BHGASE01 | BHDHCN03 | ETA_OLDC | BHGASE01_BHDHCN03 | 6 | 0 | 1 | New
HOUETARHNBHDHCN03_OLDC_FBHGASE01_D67 | Residential heating technology - Direct district heating substation - plus connection pipe - apartment complex - existing building - distributed level 0.67 | HOUDHC | HOUETARHN_OLDC_DMD | MKr20 | 2050 | 0.29138 | 0.0016479 | [6 empty] | ETA | C | OLD |  |  | RHNBHDHC | 4 | 0.66667 | HOUETARHNBHDHCN03_OLDC_FBHGASE01 | 0.897 | HOUETARHNBHDHCN03_OLDC | HOUETARHNBHGASE01_OLDC | BHGASE01 | BHDHCN03 | ETA_OLDC | BHGASE01_BHDHCN03 | 6 | 0 | 1 | New
HOUETARHNHPELCN05_OLDD_FBHGASE01_D67 | Residential heating technology - Heat pump, Air-to-water - leasing - apartment complex - existing building - distributed level 0.67 | HOUELC, HOUAMB | HOUETARHN_OLDD_DMD | MKr20 | 2020 | 3.8502 | 0.36113 | 0.35767 | [5 empty] | ETA | D | OLD | 2.7959 |  | RHNHPELC | 4 | 0.66667 | HOUETARHNHPELCN05_OLDD_FBHGASE01 | 0.897 | HOUETARHNHPELCN05_OLDD | HOUETARHNBHGASE01_OLDD | BHGASE01 | HPELCN05 | ETA_OLDD | BHGASE01_HPELCN05 | 4 | -0.25 | 1 | Supported
HOUETARHNHPELCN05_OLDD_FBHGASE01_D67 | Residential heating technology - Heat pump, Air-to-water - leasing - apartment complex - existing building - distributed level 0.67 | HOUELC, HOUAMB | HOUETARHN_OLDD_DMD | MKr20 | 2025 | 3.4476 | 0.33198 | 0.34008 | [5 empty] | ETA | D | OLD | 2.9405 |  | RHNHPELC | 4 | 0.66667 | HOUETARHNHPELCN05_OLDD_FBHGASE01 | 0.897 | HOUETARHNHPELCN05_OLDD | HOUETARHNBHGASE01_OLDD | BHGASE01 | HPELCN05 | ETA_OLDD | BHGASE01_HPELCN05 | 4 | -0.25 | 1 | Supported
HOUETARHNHPELCN05_OLDD_FBHGASE01_D67 | Residential heating technology - Heat pump, Air-to-water - leasing - apartment complex - existing building - distributed level 0.67 | HOUELC, HOUAMB | HOUETARHN_OLDD_DMD | MKr20 | 2030 | 3.0449 | 0.3028 | 0.32413 | [5 empty] | ETA | D | OLD | 3.0851 |  | RHNHPELC | 4 | 0.66667 | HOUETARHNHPELCN05_OLDD_FBHGASE01 | 0.897 | HOUETARHNHPELCN05_OLDD | HOUETARHNBHGASE01_OLDD | BHGASE01 | HPELCN05 | ETA_OLDD | BHGASE01_HPELCN05 | 4 | -0.25 | 1 | Supported
HOUETARHNHPELCN05_OLDD_FBHGASE01_D67 | Residential heating technology - Heat pump, Air-to-water - leasing - apartment complex - existing building - distributed level 0.67 | HOUELC, HOUAMB | HOUETARHN_OLDD_DMD | MKr20 | 2040 | 2.7272 | 0.27907 | 0.30962 | [5 empty] | ETA | D | OLD | 3.2298 |  | RHNHPELC | 4 | 0.66667 | HOUETARHNHPELCN05_OLDD_FBHGASE01 | 0.897 | HOUETARHNHPELCN05_OLDD | HOUETARHNBHGASE01_OLDD | BHGASE01 | HPELCN05 | ETA_OLDD | BHGASE01_HPELCN05 | 4 | -0.25 | 1 | Supported
HOUETARHNHPELCN05_OLDD_FBHGASE01_D67 | Residential heating technology - Heat pump, Air-to-water - leasing - apartment complex - existing building - distributed level 0.67 | HOUELC, HOUAMB | HOUETARHN_OLDD_DMD | MKr20 | 2050 | 2.4095 | 0.25532 | 0.29635 | [5 empty] | ETA | D | OLD | 3.3744 |  | RHNHPELC | 4 | 0.66667 | HOUETARHNHPELCN05_OLDD_FBHGASE01 | 0.897 | HOUETARHNHPELCN05_OLDD | HOUETARHNBHGASE01_OLDD | BHGASE01 | HPELCN05 | ETA_OLDD | BHGASE01_HPELCN05 | 4 | -0.25 | 1 | Supported
HOUETARHNHPELCN04_OLDD_FBHGASE01_D67 | Residential heating technology - Heat pump, Ground source - apartment complex - existing building - distributed level 0.67 | HOUELC, HOUAMB | HOUETARHN_OLDD_DMD | MKr20 | 2020 | 7.1745 | 0.053517 | 0.32413 | [5 empty] | ETA | D | OLD | 3.0851 |  | RHNHPELC | 4 | 0.66667 | HOUETARHNHPELCN04_OLDD_FBHGASE01 | 0.897 | HOUETARHNHPELCN04_OLDD | HOUETARHNBHGASE01_OLDD | BHGASE01 | HPELCN04 | ETA_OLDD | BHGASE01_HPELCN04 | 4 | -0.25 | 1 | Supported
HOUETARHNHPELCN04_OLDD_FBHGASE01_D67 | Residential heating technology - Heat pump, Ground source - apartment complex - existing building - distributed level 0.67 | HOUELC, HOUAMB | HOUETARHN_OLDD_DMD | MKr20 | 2025 | 6.6364 | 0.053094 | 0.31431 | [5 empty] | ETA | D | OLD | 3.1815 |  | RHNHPELC | 4 | 0.66667 | HOUETARHNHPELCN04_OLDD_FBHGASE01 | 0.897 | HOUETARHNHPELCN04_OLDD | HOUETARHNBHGASE01_OLDD | BHGASE01 | HPELCN04 | ETA_OLDD | BHGASE01_HPELCN04 | 4 | -0.25 | 1 | Supported
HOUETARHNHPELCN04_OLDD_FBHGASE01_D67 | Residential heating technology - Heat pump, Ground source - apartment complex - existing building - distributed level 0.67 | HOUELC, HOUAMB | HOUETARHN_OLDD_DMD | MKr20 | 2030 | 6.0983 | 0.052631 | 0.30507 | [5 empty] | ETA | D | OLD | 3.278 |  | RHNHPELC | 4 | 0.66667 | HOUETARHNHPELCN04_OLDD_FBHGASE01 | 0.897 | HOUETARHNHPELCN04_OLDD | HOUETARHNBHGASE01_OLDD | BHGASE01 | HPELCN04 | ETA_OLDD | BHGASE01_HPELCN04 | 4 | -0.25 | 1 | Supported
HOUETARHNHPELCN04_OLDD_FBHGASE01_D67 | Residential heating technology - Heat pump, Ground source - apartment complex - existing building - distributed level 0.67 | HOUELC, HOUAMB | HOUETARHN_OLDD_DMD | MKr20 | 2040 | 5.641 | 0.051561 | 0.29218 | [5 empty] | ETA | D | OLD | 3.4226 |  | RHNHPELC | 4 | 0.66667 | HOUETARHNHPELCN04_OLDD_FBHGASE01 | 0.897 | HOUETARHNHPELCN04_OLDD | HOUETARHNBHGASE01_OLDD | BHGASE01 | HPELCN04 | ETA_OLDD | BHGASE01_HPELCN04 | 4 | -0.25 | 1 | Supported
HOUETARHNHPELCN04_OLDD_FBHGASE01_D67 | Residential heating technology - Heat pump, Ground source - apartment complex - existing building - distributed level 0.67 | HOUELC, HOUAMB | HOUETARHN_OLDD_DMD | MKr20 | 2050 | 5.1836 | 0.050472 | 0.28812 | [5 empty] | ETA | D | OLD | 3.4708 |  | RHNHPELC | 4 | 0.66667 | HOUETARHNHPELCN04_OLDD_FBHGASE01 | 0.897 | HOUETARHNHPELCN04_OLDD | HOUETARHNBHGASE01_OLDD | BHGASE01 | HPELCN04 | ETA_OLDD | BHGASE01_HPELCN04 | 4 | -0.25 | 1 | Supported
HOUETARHNHPELCN03_OLDD_FBHGASE01_D67 | Residential heating technology - Heat pump, Air-to-water - apartment complex - existing building - distributed level 0.67 | HOUELC, HOUAMB | HOUETARHN_OLDD_DMD | MKr20 | 2020 | 7.7004 | 0.086482 | 0.35767 | [5 empty] | ETA | D | OLD | 2.7959 |  | RHNHPELC | 4 | 0.66667 | HOUETARHNHPELCN03_OLDD_FBHGASE01 | 0.897 | HOUETARHNHPELCN03_OLDD | HOUETARHNBHGASE01_OLDD | BHGASE01 | HPELCN03 | ETA_OLDD | BHGASE01_HPELCN03 | 4 | -0.25 | 1 | Supported
HOUETARHNHPELCN03_OLDD_FBHGASE01_D67 | Residential heating technology - Heat pump, Air-to-water - apartment complex - existing building - distributed level 0.67 | HOUELC, HOUAMB | HOUETARHN_OLDD_DMD | MKr20 | 2025 | 6.8951 | 0.086059 | 0.34008 | [5 empty] | ETA | D | OLD | 2.9405 |  | RHNHPELC | 4 | 0.66667 | HOUETARHNHPELCN03_OLDD_FBHGASE01 | 0.897 | HOUETARHNHPELCN03_OLDD | HOUETARHNBHGASE01_OLDD | BHGASE01 | HPELCN03 | ETA_OLDD | BHGASE01_HPELCN03 | 4 | -0.25 | 1 | Supported
HOUETARHNHPELCN03_OLDD_FBHGASE01_D67 | Residential heating technology - Heat pump, Air-to-water - apartment complex - existing building - distributed level 0.67 | HOUELC, HOUAMB | HOUETARHN_OLDD_DMD | MKr20 | 2030 | 6.0899 | 0.085596 | 0.32413 | [5 empty] | ETA | D | OLD | 3.0851 |  | RHNHPELC | 4 | 0.66667 | HOUETARHNHPELCN03_OLDD_FBHGASE01 | 0.897 | HOUETARHNHPELCN03_OLDD | HOUETARHNBHGASE01_OLDD | BHGASE01 | HPELCN03 | ETA_OLDD | BHGASE01_HPELCN03 | 4 | -0.25 | 1 | Supported
HOUETARHNHPELCN03_OLDD_FBHGASE01_D67 | Residential heating technology - Heat pump, Air-to-water - apartment complex - existing building - distributed level 0.67 | HOUELC, HOUAMB | HOUETARHN_OLDD_DMD | MKr20 | 2040 | 5.4545 | 0.084526 | 0.30962 | [5 empty] | ETA | D | OLD | 3.2298 |  | RHNHPELC | 4 | 0.66667 | HOUETARHNHPELCN03_OLDD_FBHGASE01 | 0.897 | HOUETARHNHPELCN03_OLDD | HOUETARHNBHGASE01_OLDD | BHGASE01 | HPELCN03 | ETA_OLDD | BHGASE01_HPELCN03 | 4 | -0.25 | 1 | Supported
HOUETARHNHPELCN03_OLDD_FBHGASE01_D67 | Residential heating technology - Heat pump, Air-to-water - apartment complex - existing building - distributed level 0.67 | HOUELC, HOUAMB | HOUETARHN_OLDD_DMD | MKr20 | 2050 | 4.8191 | 0.083437 | 0.29635 | [5 empty] | ETA | D | OLD | 3.3744 |  | RHNHPELC | 4 | 0.66667 | HOUETARHNHPELCN03_OLDD_FBHGASE01 | 0.897 | HOUETARHNHPELCN03_OLDD | HOUETARHNBHGASE01_OLDD | BHGASE01 | HPELCN03 | ETA_OLDD | BHGASE01_HPELCN03 | 4 | -0.25 | 1 | Supported
HOUETARHNHPELCN02_OLDD_FBHGASE01_D67 | Residential heating technology - Heat pump, Air-to-air - single-family house - existing building - distributed level 0.67 | HOUELC, HOUAMB | HOUETARHN_OLDD_DMD | MKr20 | 2020 | 3.2165 | 0.18468 | 0.21386 | [5 empty] | ETA | D | OLD | 4.6759 |  | RHNHPELC | 4 | 0.66667 | HOUETARHNHPELCN02_OLDD_FBHGASE01 | 0.897 | HOUETARHNHPELCN02_OLDD | HOUETARHNBHGASE01_OLDD | BHGASE01 | HPELCN02 | ETA_OLDD | BHGASE01_HPELCN02 | 5 | 0 | 1.1 | Unlikely
HOUETARHNHPELCN02_OLDD_FBHGASE01_D67 | Residential heating technology - Heat pump, Air-to-air - single-family house - existing building - distributed level 0.67 | HOUELC, HOUAMB | HOUETARHN_OLDD_DMD | MKr20 | 2025 | 3.1379 | 0.12547 | 0.20338 | [5 empty] | ETA | D | OLD | 4.9169 |  | RHNHPELC | 4 | 0.66667 | HOUETARHNHPELCN02_OLDD_FBHGASE01 | 0.897 | HOUETARHNHPELCN02_OLDD | HOUETARHNBHGASE01_OLDD | BHGASE01 | HPELCN02 | ETA_OLDD | BHGASE01_HPELCN02 | 5 | 0 | 1.1 | Unlikely
HOUETARHNHPELCN02_OLDD_FBHGASE01_D67 | Residential heating technology - Heat pump, Air-to-air - single-family house - existing building - distributed level 0.67 | HOUELC, HOUAMB | HOUETARHN_OLDD_DMD | MKr20 | 2030 | 3.0593 | 0.12315 | 0.1957 | [5 empty] | ETA | D | OLD | 5.1098 |  | RHNHPELC | 4 | 0.66667 | HOUETARHNHPELCN02_OLDD_FBHGASE01 | 0.897 | HOUETARHNHPELCN02_OLDD | HOUETARHNBHGASE01_OLDD | BHGASE01 | HPELCN02 | ETA_OLDD | BHGASE01_HPELCN02 | 5 | 0 | 1.1 | Unlikely
HOUETARHNHPELCN02_OLDD_FBHGASE01_D67 | Residential heating technology - Heat pump, Air-to-air - single-family house - existing building - distributed level 0.67 | HOUELC, HOUAMB | HOUETARHN_OLDD_DMD | MKr20 | 2040 | 2.9134 | 0.11885 | 0.18859 | [5 empty] | ETA | D | OLD | 5.3026 |  | RHNHPELC | 4 | 0.66667 | HOUETARHNHPELCN02_OLDD_FBHGASE01 | 0.897 | HOUETARHNHPELCN02_OLDD | HOUETARHNBHGASE01_OLDD | BHGASE01 | HPELCN02 | ETA_OLDD | BHGASE01_HPELCN02 | 5 | 0 | 1.1 | Unlikely
HOUETARHNHPELCN02_OLDD_FBHGASE01_D67 | Residential heating technology - Heat pump, Air-to-air - single-family house - existing building - distributed level 0.67 | HOUELC, HOUAMB | HOUETARHN_OLDD_DMD | MKr20 | 2050 | 2.7675 | 0.11455 | 0.18522 | [5 empty] | ETA | D | OLD | 5.399 |  | RHNHPELC | 4 | 0.66667 | HOUETARHNHPELCN02_OLDD_FBHGASE01 | 0.897 | HOUETARHNHPELCN02_OLDD | HOUETARHNBHGASE01_OLDD | BHGASE01 | HPELCN02 | ETA_OLDD | BHGASE01_HPELCN02 | 5 | 0 | 1.1 | Unlikely
HOUETARHNDIELCN06_OLDD_FBHGASE01_D67 | Residential heating technology - Electric heating - electric panel from Bauhaus - apartment complex - new building - distributed level 0.67 | HOUELC | HOUETARHN_OLDD_DMD | MKr20 | 2020 | 0.64843 | 0 | [6 empty] | ETA | D | OLD |  |  | RHNDIELC | 4 | 0.66667 | HOUETARHNDIELCN06_OLDD_FBHGASE01 | 0.897 | HOUETARHNDIELCN06_OLDD | HOUETARHNBHGASE01_OLDD | BHGASE01 | DIELCN06 | ETA_OLDD | BHGASE01_DIELCN06 | 5 | 0 | 1.1 | Unlikely
HOUETARHNDIELCN06_OLDD_FBHGASE01_D67 | Residential heating technology - Electric heating - electric panel from Bauhaus - apartment complex - new building - distributed level 0.67 | HOUELC | HOUETARHN_OLDD_DMD | MKr20 | 2025 | 0.64843 | 0 | [6 empty] | ETA | D | OLD |  |  | RHNDIELC | 4 | 0.66667 | HOUETARHNDIELCN06_OLDD_FBHGASE01 | 0.897 | HOUETARHNDIELCN06_OLDD | HOUETARHNBHGASE01_OLDD | BHGASE01 | DIELCN06 | ETA_OLDD | BHGASE01_DIELCN06 | 5 | 0 | 1.1 | Unlikely
HOUETARHNDIELCN06_OLDD_FBHGASE01_D67 | Residential heating technology - Electric heating - electric panel from Bauhaus - apartment complex - new building - distributed level 0.67 | HOUELC | HOUETARHN_OLDD_DMD | MKr20 | 2030 | 0.64843 | 0 | [6 empty] | ETA | D | OLD |  |  | RHNDIELC | 4 | 0.66667 | HOUETARHNDIELCN06_OLDD_FBHGASE01 | 0.897 | HOUETARHNDIELCN06_OLDD | HOUETARHNBHGASE01_OLDD | BHGASE01 | DIELCN06 | ETA_OLDD | BHGASE01_DIELCN06 | 5 | 0 | 1.1 | Unlikely
HOUETARHNDIELCN06_OLDD_FBHGASE01_D67 | Residential heating technology - Electric heating - electric panel from Bauhaus - apartment complex - new building - distributed level 0.67 | HOUELC | HOUETARHN_OLDD_DMD | MKr20 | 2040 | 0.64843 | 0 | [6 empty] | ETA | D | OLD |  |  | RHNDIELC | 4 | 0.66667 | HOUETARHNDIELCN06_OLDD_FBHGASE01 | 0.897 | HOUETARHNDIELCN06_OLDD | HOUETARHNBHGASE01_OLDD | BHGASE01 | DIELCN06 | ETA_OLDD | BHGASE01_DIELCN06 | 5 | 0 | 1.1 | Unlikely
HOUETARHNDIELCN06_OLDD_FBHGASE01_D67 | Residential heating technology - Electric heating - electric panel from Bauhaus - apartment complex - new building - distributed level 0.67 | HOUELC | HOUETARHN_OLDD_DMD | MKr20 | 2050 | 0.64843 | 0 | [6 empty] | ETA | D | OLD |  |  | RHNDIELC | 4 | 0.66667 | HOUETARHNDIELCN06_OLDD_FBHGASE01 | 0.897 | HOUETARHNDIELCN06_OLDD | HOUETARHNBHGASE01_OLDD | BHGASE01 | DIELCN06 | ETA_OLDD | BHGASE01_DIELCN06 | 5 | 0 | 1.1 | Unlikely
HOUETARHNDIELCN01_OLDD_FBHGASE01_D67 | Residential heating technology - Electric heating - apartment complex - new building - distributed level 0.67 | HOUELC | HOUETARHN_OLDD_DMD | MKr20 | 2020 | 6.0226 | 0.0024454 | [6 empty] | ETA | D | OLD |  |  | RHNDIELC | 4 | 0.66667 | HOUETARHNDIELCN01_OLDD_FBHGASE01 | 0.897 | HOUETARHNDIELCN01_OLDD | HOUETARHNBHGASE01_OLDD | BHGASE01 | DIELCN01 | ETA_OLDD | BHGASE01_DIELCN01 | 5 | 0 | 1.1 | Unlikely
HOUETARHNDIELCN01_OLDD_FBHGASE01_D67 | Residential heating technology - Electric heating - apartment complex - new building - distributed level 0.67 | HOUELC | HOUETARHN_OLDD_DMD | MKr20 | 2025 | 5.8735 | 0.0023455 | [6 empty] | ETA | D | OLD |  |  | RHNDIELC | 4 | 0.66667 | HOUETARHNDIELCN01_OLDD_FBHGASE01 | 0.897 | HOUETARHNDIELCN01_OLDD | HOUETARHNBHGASE01_OLDD | BHGASE01 | DIELCN01 | ETA_OLDD | BHGASE01_DIELCN01 | 5 | 0 | 1.1 | Unlikely
HOUETARHNDIELCN01_OLDD_FBHGASE01_D67 | Residential heating technology - Electric heating - apartment complex - new building - distributed level 0.67 | HOUELC | HOUETARHN_OLDD_DMD | MKr20 | 2030 | 5.7282 | 0.0022956 | [6 empty] | ETA | D | OLD |  |  | RHNDIELC | 4 | 0.66667 | HOUETARHNDIELCN01_OLDD_FBHGASE01 | 0.897 | HOUETARHNDIELCN01_OLDD | HOUETARHNBHGASE01_OLDD | BHGASE01 | DIELCN01 | ETA_OLDD | BHGASE01_DIELCN01 | 5 | 0 | 1.1 | Unlikely
HOUETARHNDIELCN01_OLDD_FBHGASE01_D67 | Residential heating technology - Electric heating - apartment complex - new building - distributed level 0.67 | HOUELC | HOUETARHN_OLDD_DMD | MKr20 | 2040 | 5.4481 | 0.0021958 | [6 empty] | ETA | D | OLD |  |  | RHNDIELC | 4 | 0.66667 | HOUETARHNDIELCN01_OLDD_FBHGASE01 | 0.897 | HOUETARHNDIELCN01_OLDD | HOUETARHNBHGASE01_OLDD | BHGASE01 | DIELCN01 | ETA_OLDD | BHGASE01_DIELCN01 | 5 | 0 | 1.1 | Unlikely
HOUETARHNDIELCN01_OLDD_FBHGASE01_D67 | Residential heating technology - Electric heating - apartment complex - new building - distributed level 0.67 | HOUELC | HOUETARHN_OLDD_DMD | MKr20 | 2050 | 5.1817 | 0.002096 | [6 empty] | ETA | D | OLD |  |  | RHNDIELC | 4 | 0.66667 | HOUETARHNDIELCN01_OLDD_FBHGASE01 | 0.897 | HOUETARHNDIELCN01_OLDD | HOUETARHNBHGASE01_OLDD | BHGASE01 | DIELCN01 | ETA_OLDD | BHGASE01_DIELCN01 | 5 | 0 | 1.1 | Unlikely
HOUETARHNBHWPEN01_OLDD_FBHGASE01_D67 | Residential heating technology - Biomass boiler, automatic stoking , wood pellets or wood chips - apartment complex - existing building - distributed level 0.67 | HOUWPE | HOUETARHN_OLDD_DMD | MKr20 | 2020 | 2.1434 | 0.044956 |  | 25 | 14 | 70 | 2 | 4 | ETA | D | OLD |  |  | RHNBHWPE | 4 | 0.66667 | HOUETARHNBHWPEN01_OLDD_FBHGASE01 | 0.897 | HOUETARHNBHWPEN01_OLDD | HOUETARHNBHGASE01_OLDD | BHGASE01 | BHWPEN01 | ETA_OLDD | BHGASE01_BHWPEN01 | 6 | 0 | 1 | New
HOUETARHNBHWPEN01_OLDD_FBHGASE01_D67 | Residential heating technology - Biomass boiler, automatic stoking , wood pellets or wood chips - apartment complex - existing building - distributed level 0.67 | HOUWPE | HOUETARHN_OLDD_DMD | MKr20 | 2025 | 2.0904 | 0.044638 |  | 25 | 14 | 60 | 2 | 4 | ETA | D | OLD |  |  | RHNBHWPE | 4 | 0.66667 | HOUETARHNBHWPEN01_OLDD_FBHGASE01 | 0.897 | HOUETARHNBHWPEN01_OLDD | HOUETARHNBHGASE01_OLDD | BHGASE01 | BHWPEN01 | ETA_OLDD | BHGASE01_BHWPEN01 | 6 | 0 | 1 | New
HOUETARHNBHWPEN01_OLDD_FBHGASE01_D67 | Residential heating technology - Biomass boiler, automatic stoking , wood pellets or wood chips - apartment complex - existing building - distributed level 0.67 | HOUWPE | HOUETARHN_OLDD_DMD | MKr20 | 2030 | 2.0387 | 0.044837 |  | 25 | 11 | 50 | 1 | 4 | ETA | D | OLD |  |  | RHNBHWPE | 4 | 0.66667 | HOUETARHNBHWPEN01_OLDD_FBHGASE01 | 0.897 | HOUETARHNBHWPEN01_OLDD | HOUETARHNBHGASE01_OLDD | BHGASE01 | BHWPEN01 | ETA_OLDD | BHGASE01_BHWPEN01 | 6 | 0 | 1 | New
HOUETARHNBHWPEN01_OLDD_FBHGASE01_D67 | Residential heating technology - Biomass boiler, automatic stoking , wood pellets or wood chips - apartment complex - existing building - distributed level 0.67 | HOUWPE | HOUETARHN_OLDD_DMD | MKr20 | 2040 | 1.939 | 0.043406 |  | 25 | 9 | 45 | 1 | 4 | ETA | D | OLD |  |  | RHNBHWPE | 4 | 0.66667 | HOUETARHNBHWPEN01_OLDD_FBHGASE01 | 0.897 | HOUETARHNBHWPEN01_OLDD | HOUETARHNBHGASE01_OLDD | BHGASE01 | BHWPEN01 | ETA_OLDD | BHGASE01_BHWPEN01 | 6 | 0 | 1 | New
HOUETARHNBHWPEN01_OLDD_FBHGASE01_D67 | Residential heating technology - Biomass boiler, automatic stoking , wood pellets or wood chips - apartment complex - existing building - distributed level 0.67 | HOUWPE | HOUETARHN_OLDD_DMD | MKr20 | 2050 | 1.8442 | 0.041537 |  | 25 | 9 | 40 | 0 | 4 | ETA | D | OLD |  |  | RHNBHWPE | 4 | 0.66667 | HOUETARHNBHWPEN01_OLDD_FBHGASE01 | 0.897 | HOUETARHNBHWPEN01_OLDD | HOUETARHNBHGASE01_OLDD | BHGASE01 | BHWPEN01 | ETA_OLDD | BHGASE01_BHWPEN01 | 6 | 0 | 1 | New
HOUETARHNBHSOLN01_OLDD_FBHGASE01_D67 | Residential heating technology - Solar heating system - apartment complex - existing building - distributed level 0.67 | HOUSOL | HOUETARHN_OLDD_DMD | MKr20 | 2020 | 5.0818 | 0.023783 | [6 empty] | ETA | D | OLD |  |  | RHNBHSOL | 4 | 0.66667 | HOUETARHNBHSOLN01_OLDD_FBHGASE01 | 0.897 | HOUETARHNBHSOLN01_OLDD | HOUETARHNBHGASE01_OLDD | BHGASE01 | BHSOLN01 | ETA_OLDD | BHGASE01_BHSOLN01 | 5 | 0 | 1.1 | Unlikely
HOUETARHNBHSOLN01_OLDD_FBHGASE01_D67 | Residential heating technology - Solar heating system - apartment complex - existing building - distributed level 0.67 | HOUSOL | HOUETARHN_OLDD_DMD | MKr20 | 2025 | 4.8622 | 0.025209 | [6 empty] | ETA | D | OLD |  |  | RHNBHSOL | 4 | 0.66667 | HOUETARHNBHSOLN01_OLDD_FBHGASE01 | 0.897 | HOUETARHNBHSOLN01_OLDD | HOUETARHNBHGASE01_OLDD | BHGASE01 | BHSOLN01 | ETA_OLDD | BHGASE01_BHSOLN01 | 5 | 0 | 1.1 | Unlikely
HOUETARHNBHSOLN01_OLDD_FBHGASE01_D67 | Residential heating technology - Solar heating system - apartment complex - existing building - distributed level 0.67 | HOUSOL | HOUETARHN_OLDD_DMD | MKr20 | 2030 | 4.6426 | 0.025751 | [6 empty] | ETA | D | OLD |  |  | RHNBHSOL | 4 | 0.66667 | HOUETARHNBHSOLN01_OLDD_FBHGASE01 | 0.897 | HOUETARHNBHSOLN01_OLDD | HOUETARHNBHGASE01_OLDD | BHGASE01 | BHSOLN01 | ETA_OLDD | BHGASE01_BHSOLN01 | 5 | 0 | 1.1 | Unlikely
HOUETARHNBHSOLN01_OLDD_FBHGASE01_D67 | Residential heating technology - Solar heating system - apartment complex - existing building - distributed level 0.67 | HOUSOL | HOUETARHN_OLDD_DMD | MKr20 | 2040 | 4.423 | 0.025052 | [6 empty] | ETA | D | OLD |  |  | RHNBHSOL | 4 | 0.66667 | HOUETARHNBHSOLN01_OLDD_FBHGASE01 | 0.897 | HOUETARHNBHSOLN01_OLDD | HOUETARHNBHGASE01_OLDD | BHGASE01 | BHSOLN01 | ETA_OLDD | BHGASE01_BHSOLN01 | 5 | 0 | 1.1 | Unlikely
HOUETARHNBHSOLN01_OLDD_FBHGASE01_D67 | Residential heating technology - Solar heating system - apartment complex - existing building - distributed level 0.67 | HOUSOL | HOUETARHN_OLDD_DMD | MKr20 | 2050 | 4.2034 | 0.023783 | [6 empty] | ETA | D | OLD |  |  | RHNBHSOL | 4 | 0.66667 | HOUETARHNBHSOLN01_OLDD_FBHGASE01 | 0.897 | HOUETARHNBHSOLN01_OLDD | HOUETARHNBHGASE01_OLDD | BHGASE01 | BHSOLN01 | ETA_OLDD | BHGASE01_BHSOLN01 | 5 | 0 | 1.1 | Unlikely
HOUETARHNBHGASN01_OLDD_FBHGASE01_D67 | Residential heating technology - Natural gas boiler - apartment complex - existing building - distributed level 0.67 | HOUGAS | HOUETARHN_OLDD_DMD | MKr20 | 2020 | 0.54843 | 0.013293 |  | 0.43 | 0.1 | 20.4 | 1 | 1 | ETA | D | OLD |  |  | RHNBHGAS | 4 | 0.66667 | HOUETARHNBHGASN01_OLDD_FBHGASE01 | 0.897 | HOUETARHNBHGASN01_OLDD | HOUETARHNBHGASE01_OLDD | BHGASE01 | BHGASN01 | ETA_OLDD | BHGASE01_BHGASN01 | 6 | 0 | 1 | New
HOUETARHNBHGASN01_OLDD_FBHGASE01_D67 | Residential heating technology - Natural gas boiler - apartment complex - existing building - distributed level 0.67 | HOUGAS | HOUETARHN_OLDD_DMD | MKr20 | 2025 | 0.53684 | 0.01319 |  | 0.43 | 0.1 | 20.4 | 1 | 1 | ETA | D | OLD |  |  | RHNBHGAS | 4 | 0.66667 | HOUETARHNBHGASN01_OLDD_FBHGASE01 | 0.897 | HOUETARHNBHGASN01_OLDD | HOUETARHNBHGASE01_OLDD | BHGASE01 | BHGASN01 | ETA_OLDD | BHGASE01_BHGASN01 | 6 | 0 | 1 | New
HOUETARHNBHGASN01_OLDD_FBHGASE01_D67 | Residential heating technology - Natural gas boiler - apartment complex - existing building - distributed level 0.67 | HOUGAS | HOUETARHN_OLDD_DMD | MKr20 | 2030 | 0.52552 | 0.013068 |  | 0.43 | 0.1 | 20.4 | 1 | 1 | ETA | D | OLD |  |  | RHNBHGAS | 4 | 0.66667 | HOUETARHNBHGASN01_OLDD_FBHGASE01 | 0.897 | HOUETARHNBHGASN01_OLDD | HOUETARHNBHGASE01_OLDD | BHGASE01 | BHGASN01 | ETA_OLDD | BHGASE01_BHGASN01 | 6 | 0 | 1 | New
HOUETARHNBHGASN01_OLDD_FBHGASE01_D67 | Residential heating technology - Natural gas boiler - apartment complex - existing building - distributed level 0.67 | HOUGAS | HOUETARHN_OLDD_DMD | MKr20 | 2040 | 0.50374 | 0.012531 |  | 0.43 | 0.1 | 20.4 | 1 | 1 | ETA | D | OLD |  |  | RHNBHGAS | 4 | 0.66667 | HOUETARHNBHGASN01_OLDD_FBHGASE01 | 0.897 | HOUETARHNBHGASN01_OLDD | HOUETARHNBHGASE01_OLDD | BHGASE01 | BHGASN01 | ETA_OLDD | BHGASE01_BHGASN01 | 6 | 0 | 1 | New
HOUETARHNBHGASN01_OLDD_FBHGASE01_D67 | Residential heating technology - Natural gas boiler - apartment complex - existing building - distributed level 0.67 | HOUGAS | HOUETARHN_OLDD_DMD | MKr20 | 2050 | 0.48301 | 0.0035742 |  | 0.43 | 0.1 | 20.4 | 1 | 1 | ETA | D | OLD |  |  | RHNBHGAS | 4 | 0.66667 | HOUETARHNBHGASN01_OLDD_FBHGASE01 | 0.897 | HOUETARHNBHGASN01_OLDD | HOUETARHNBHGASE01_OLDD | BHGASE01 | BHGASN01 | ETA_OLDD | BHGASE01_BHGASN01 | 6 | 0 | 1 | New
HOUETARHNBHDHDN03_OLDD_FBHGASE01_D67 | Residential heating technology - Direct district heating substation - plus connection pipe - apartment complex - existing building - distributed level 0.67 | HOUDHD | HOUETARHN_OLDD_DMD | MKr20 | 2020 | 0.32571 | 0.0017726 | [6 empty] | ETA | D | OLD |  |  | RHNBHDHD | 4 | 0.66667 | HOUETARHNBHDHDN03_OLDD_FBHGASE01 | 0.897 | HOUETARHNBHDHDN03_OLDD | HOUETARHNBHGASE01_OLDD | BHGASE01 | BHDHDN03 | ETA_OLDD | BHGASE01_BHDHDN03 | 6 | 0 | 1 | New
HOUETARHNBHDHDN03_OLDD_FBHGASE01_D67 | Residential heating technology - Direct district heating substation - plus connection pipe - apartment complex - existing building - distributed level 0.67 | HOUDHD | HOUETARHN_OLDD_DMD | MKr20 | 2025 | 0.31963 | 0.0017966 | [6 empty] | ETA | D | OLD |  |  | RHNBHDHD | 4 | 0.66667 | HOUETARHNBHDHDN03_OLDD_FBHGASE01 | 0.897 | HOUETARHNBHDHDN03_OLDD | HOUETARHNBHGASE01_OLDD | BHGASE01 | BHDHDN03 | ETA_OLDD | BHGASE01_BHDHDN03 | 6 | 0 | 1 | New
HOUETARHNBHDHDN03_OLDD_FBHGASE01_D67 | Residential heating technology - Direct district heating substation - plus connection pipe - apartment complex - existing building - distributed level 0.67 | HOUDHD | HOUETARHN_OLDD_DMD | MKr20 | 2030 | 0.31369 | 0.0017701 | [6 empty] | ETA | D | OLD |  |  | RHNBHDHD | 4 | 0.66667 | HOUETARHNBHDHDN03_OLDD_FBHGASE01 | 0.897 | HOUETARHNBHDHDN03_OLDD | HOUETARHNBHGASE01_OLDD | BHGASE01 | BHDHDN03 | ETA_OLDD | BHGASE01_BHDHDN03 | 6 | 0 | 1 | New
HOUETARHNBHDHDN03_OLDD_FBHGASE01_D67 | Residential heating technology - Direct district heating substation - plus connection pipe - apartment complex - existing building - distributed level 0.67 | HOUDHD | HOUETARHN_OLDD_DMD | MKr20 | 2040 | 0.30226 | 0.0017164 | [6 empty] | ETA | D | OLD |  |  | RHNBHDHD | 4 | 0.66667 | HOUETARHNBHDHDN03_OLDD_FBHGASE01 | 0.897 | HOUETARHNBHDHDN03_OLDD | HOUETARHNBHGASE01_OLDD | BHGASE01 | BHDHDN03 | ETA_OLDD | BHGASE01_BHDHDN03 | 6 | 0 | 1 | New
HOUETARHNBHDHDN03_OLDD_FBHGASE01_D67 | Residential heating technology - Direct district heating substation - plus connection pipe - apartment complex - existing building - distributed level 0.67 | HOUDHD | HOUETARHN_OLDD_DMD | MKr20 | 2050 | 0.29138 | 0.0016479 | [6 empty] | ETA | D | OLD |  |  | RHNBHDHD | 4 | 0.66667 | HOUETARHNBHDHDN03_OLDD_FBHGASE01 | 0.897 | HOUETARHNBHDHDN03_OLDD | HOUETARHNBHGASE01_OLDD | BHGASE01 | BHDHDN03 | ETA_OLDD | BHGASE01_BHDHDN03 | 6 | 0 | 1 | New
HOUETARHNHPELCN05_OLDI_FBHGASE01_D67 | Residential heating technology - Heat pump, Air-to-water - leasing - apartment complex - existing building - distributed level 0.67 | HOUELC, HOUAMB | HOUETARHN_OLDI_DMD | MKr20 | 2020 | 3.8502 | 0.36113 | 0.35767 | [5 empty] | ETA | I | OLD | 2.7959 |  | RHNHPELC | 4 | 0.66667 | HOUETARHNHPELCN05_OLDI_FBHGASE01 | 0.897 | HOUETARHNHPELCN05_OLDI | HOUETARHNBHGASE01_OLDI | BHGASE01 | HPELCN05 | ETA_OLDI | BHGASE01_HPELCN05 | 4 | -0.25 | 1 | Supported
HOUETARHNHPELCN05_OLDI_FBHGASE01_D67 | Residential heating technology - Heat pump, Air-to-water - leasing - apartment complex - existing building - distributed level 0.67 | HOUELC, HOUAMB | HOUETARHN_OLDI_DMD | MKr20 | 2025 | 3.4476 | 0.33198 | 0.34008 | [5 empty] | ETA | I | OLD | 2.9405 |  | RHNHPELC | 4 | 0.66667 | HOUETARHNHPELCN05_OLDI_FBHGASE01 | 0.897 | HOUETARHNHPELCN05_OLDI | HOUETARHNBHGASE01_OLDI | BHGASE01 | HPELCN05 | ETA_OLDI | BHGASE01_HPELCN05 | 4 | -0.25 | 1 | Supported
HOUETARHNHPELCN05_OLDI_FBHGASE01_D67 | Residential heating technology - Heat pump, Air-to-water - leasing - apartment complex - existing building - distributed level 0.67 | HOUELC, HOUAMB | HOUETARHN_OLDI_DMD | MKr20 | 2030 | 3.0449 | 0.3028 | 0.32413 | [5 empty] | ETA | I | OLD | 3.0851 |  | RHNHPELC | 4 | 0.66667 | HOUETARHNHPELCN05_OLDI_FBHGASE01 | 0.897 | HOUETARHNHPELCN05_OLDI | HOUETARHNBHGASE01_OLDI | BHGASE01 | HPELCN05 | ETA_OLDI | BHGASE01_HPELCN05 | 4 | -0.25 | 1 | Supported
HOUETARHNHPELCN05_OLDI_FBHGASE01_D67 | Residential heating technology - Heat pump, Air-to-water - leasing - apartment complex - existing building - distributed level 0.67 | HOUELC, HOUAMB | HOUETARHN_OLDI_DMD | MKr20 | 2040 | 2.7272 | 0.27907 | 0.30962 | [5 empty] | ETA | I | OLD | 3.2298 |  | RHNHPELC | 4 | 0.66667 | HOUETARHNHPELCN05_OLDI_FBHGASE01 | 0.897 | HOUETARHNHPELCN05_OLDI | HOUETARHNBHGASE01_OLDI | BHGASE01 | HPELCN05 | ETA_OLDI | BHGASE01_HPELCN05 | 4 | -0.25 | 1 | Supported
HOUETARHNHPELCN05_OLDI_FBHGASE01_D67 | Residential heating technology - Heat pump, Air-to-water - leasing - apartment complex - existing building - distributed level 0.67 | HOUELC, HOUAMB | HOUETARHN_OLDI_DMD | MKr20 | 2050 | 2.4095 | 0.25532 | 0.29635 | [5 empty] | ETA | I | OLD | 3.3744 |  | RHNHPELC | 4 | 0.66667 | HOUETARHNHPELCN05_OLDI_FBHGASE01 | 0.897 | HOUETARHNHPELCN05_OLDI | HOUETARHNBHGASE01_OLDI | BHGASE01 | HPELCN05 | ETA_OLDI | BHGASE01_HPELCN05 | 4 | -0.25 | 1 | Supported
HOUETARHNHPELCN04_OLDI_FBHGASE01_D67 | Residential heating technology - Heat pump, Ground source - apartment complex - existing building - distributed level 0.67 | HOUELC, HOUAMB | HOUETARHN_OLDI_DMD | MKr20 | 2020 | 7.1745 | 0.053517 | 0.32413 | [5 empty] | ETA | I | OLD | 3.0851 |  | RHNHPELC | 4 | 0.66667 | HOUETARHNHPELCN04_OLDI_FBHGASE01 | 0.897 | HOUETARHNHPELCN04_OLDI | HOUETARHNBHGASE01_OLDI | BHGASE01 | HPELCN04 | ETA_OLDI | BHGASE01_HPELCN04 | 4 | -0.25 | 1 | Supported
HOUETARHNHPELCN04_OLDI_FBHGASE01_D67 | Residential heating technology - Heat pump, Ground source - apartment complex - existing building - distributed level 0.67 | HOUELC, HOUAMB | HOUETARHN_OLDI_DMD | MKr20 | 2025 | 6.6364 | 0.053094 | 0.31431 | [5 empty] | ETA | I | OLD | 3.1815 |  | RHNHPELC | 4 | 0.66667 | HOUETARHNHPELCN04_OLDI_FBHGASE01 | 0.897 | HOUETARHNHPELCN04_OLDI | HOUETARHNBHGASE01_OLDI | BHGASE01 | HPELCN04 | ETA_OLDI | BHGASE01_HPELCN04 | 4 | -0.25 | 1 | Supported
HOUETARHNHPELCN04_OLDI_FBHGASE01_D67 | Residential heating technology - Heat pump, Ground source - apartment complex - existing building - distributed level 0.67 | HOUELC, HOUAMB | HOUETARHN_OLDI_DMD | MKr20 | 2030 | 6.0983 | 0.052631 | 0.30507 | [5 empty] | ETA | I | OLD | 3.278 |  | RHNHPELC | 4 | 0.66667 | HOUETARHNHPELCN04_OLDI_FBHGASE01 | 0.897 | HOUETARHNHPELCN04_OLDI | HOUETARHNBHGASE01_OLDI | BHGASE01 | HPELCN04 | ETA_OLDI | BHGASE01_HPELCN04 | 4 | -0.25 | 1 | Supported
HOUETARHNHPELCN04_OLDI_FBHGASE01_D67 | Residential heating technology - Heat pump, Ground source - apartment complex - existing building - distributed level 0.67 | HOUELC, HOUAMB | HOUETARHN_OLDI_DMD | MKr20 | 2040 | 5.641 | 0.051561 | 0.29218 | [5 empty] | ETA | I | OLD | 3.4226 |  | RHNHPELC | 4 | 0.66667 | HOUETARHNHPELCN04_OLDI_FBHGASE01 | 0.897 | HOUETARHNHPELCN04_OLDI | HOUETARHNBHGASE01_OLDI | BHGASE01 | HPELCN04 | ETA_OLDI | BHGASE01_HPELCN04 | 4 | -0.25 | 1 | Supported
HOUETARHNHPELCN04_OLDI_FBHGASE01_D67 | Residential heating technology - Heat pump, Ground source - apartment complex - existing building - distributed level 0.67 | HOUELC, HOUAMB | HOUETARHN_OLDI_DMD | MKr20 | 2050 | 5.1836 | 0.050472 | 0.28812 | [5 empty] | ETA | I | OLD | 3.4708 |  | RHNHPELC | 4 | 0.66667 | HOUETARHNHPELCN04_OLDI_FBHGASE01 | 0.897 | HOUETARHNHPELCN04_OLDI | HOUETARHNBHGASE01_OLDI | BHGASE01 | HPELCN04 | ETA_OLDI | BHGASE01_HPELCN04 | 4 | -0.25 | 1 | Supported
HOUETARHNHPELCN03_OLDI_FBHGASE01_D67 | Residential heating technology - Heat pump, Air-to-water - apartment complex - existing building - distributed level 0.67 | HOUELC, HOUAMB | HOUETARHN_OLDI_DMD | MKr20 | 2020 | 7.7004 | 0.086482 | 0.35767 | [5 empty] | ETA | I | OLD | 2.7959 |  | RHNHPELC | 4 | 0.66667 | HOUETARHNHPELCN03_OLDI_FBHGASE01 | 0.897 | HOUETARHNHPELCN03_OLDI | HOUETARHNBHGASE01_OLDI | BHGASE01 | HPELCN03 | ETA_OLDI | BHGASE01_HPELCN03 | 4 | -0.25 | 1 | Supported
HOUETARHNHPELCN03_OLDI_FBHGASE01_D67 | Residential heating technology - Heat pump, Air-to-water - apartment complex - existing building - distributed level 0.67 | HOUELC, HOUAMB | HOUETARHN_OLDI_DMD | MKr20 | 2025 | 6.8951 | 0.086059 | 0.34008 | [5 empty] | ETA | I | OLD | 2.9405 |  | RHNHPELC | 4 | 0.66667 | HOUETARHNHPELCN03_OLDI_FBHGASE01 | 0.897 | HOUETARHNHPELCN03_OLDI | HOUETARHNBHGASE01_OLDI | BHGASE01 | HPELCN03 | ETA_OLDI | BHGASE01_HPELCN03 | 4 | -0.25 | 1 | Supported
HOUETARHNHPELCN03_OLDI_FBHGASE01_D67 | Residential heating technology - Heat pump, Air-to-water - apartment complex - existing building - distributed level 0.67 | HOUELC, HOUAMB | HOUETARHN_OLDI_DMD | MKr20 | 2030 | 6.0899 | 0.085596 | 0.32413 | [5 empty] | ETA | I | OLD | 3.0851 |  | RHNHPELC | 4 | 0.66667 | HOUETARHNHPELCN03_OLDI_FBHGASE01 | 0.897 | HOUETARHNHPELCN03_OLDI | HOUETARHNBHGASE01_OLDI | BHGASE01 | HPELCN03 | ETA_OLDI | BHGASE01_HPELCN03 | 4 | -0.25 | 1 | Supported
HOUETARHNHPELCN03_OLDI_FBHGASE01_D67 | Residential heating technology - Heat pump, Air-to-water - apartment complex - existing building - distributed level 0.67 | HOUELC, HOUAMB | HOUETARHN_OLDI_DMD | MKr20 | 2040 | 5.4545 | 0.084526 | 0.30962 | [5 empty] | ETA | I | OLD | 3.2298 |  | RHNHPELC | 4 | 0.66667 | HOUETARHNHPELCN03_OLDI_FBHGASE01 | 0.897 | HOUETARHNHPELCN03_OLDI | HOUETARHNBHGASE01_OLDI | BHGASE01 | HPELCN03 | ETA_OLDI | BHGASE01_HPELCN03 | 4 | -0.25 | 1 | Supported
HOUETARHNHPELCN03_OLDI_FBHGASE01_D67 | Residential heating technology - Heat pump, Air-to-water - apartment complex - existing building - distributed level 0.67 | HOUELC, HOUAMB | HOUETARHN_OLDI_DMD | MKr20 | 2050 | 4.8191 | 0.083437 | 0.29635 | [5 empty] | ETA | I | OLD | 3.3744 |  | RHNHPELC | 4 | 0.66667 | HOUETARHNHPELCN03_OLDI_FBHGASE01 | 0.897 | HOUETARHNHPELCN03_OLDI | HOUETARHNBHGASE01_OLDI | BHGASE01 | HPELCN03 | ETA_OLDI | BHGASE01_HPELCN03 | 4 | -0.25 | 1 | Supported
HOUETARHNHPELCN02_OLDI_FBHGASE01_D67 | Residential heating technology - Heat pump, Air-to-air - single-family house - existing building - distributed level 0.67 | HOUELC, HOUAMB | HOUETARHN_OLDI_DMD | MKr20 | 2020 | 3.2165 | 0.18468 | 0.21386 | [5 empty] | ETA | I | OLD | 4.6759 |  | RHNHPELC | 4 | 0.66667 | HOUETARHNHPELCN02_OLDI_FBHGASE01 | 0.897 | HOUETARHNHPELCN02_OLDI | HOUETARHNBHGASE01_OLDI | BHGASE01 | HPELCN02 | ETA_OLDI | BHGASE01_HPELCN02 | 5 | 0 | 1.1 | Unlikely
HOUETARHNHPELCN02_OLDI_FBHGASE01_D67 | Residential heating technology - Heat pump, Air-to-air - single-family house - existing building - distributed level 0.67 | HOUELC, HOUAMB | HOUETARHN_OLDI_DMD | MKr20 | 2025 | 3.1379 | 0.12547 | 0.20338 | [5 empty] | ETA | I | OLD | 4.9169 |  | RHNHPELC | 4 | 0.66667 | HOUETARHNHPELCN02_OLDI_FBHGASE01 | 0.897 | HOUETARHNHPELCN02_OLDI | HOUETARHNBHGASE01_OLDI | BHGASE01 | HPELCN02 | ETA_OLDI | BHGASE01_HPELCN02 | 5 | 0 | 1.1 | Unlikely
HOUETARHNHPELCN02_OLDI_FBHGASE01_D67 | Residential heating technology - Heat pump, Air-to-air - single-family house - existing building - distributed level 0.67 | HOUELC, HOUAMB | HOUETARHN_OLDI_DMD | MKr20 | 2030 | 3.0593 | 0.12315 | 0.1957 | [5 empty] | ETA | I | OLD | 5.1098 |  | RHNHPELC | 4 | 0.66667 | HOUETARHNHPELCN02_OLDI_FBHGASE01 | 0.897 | HOUETARHNHPELCN02_OLDI | HOUETARHNBHGASE01_OLDI | BHGASE01 | HPELCN02 | ETA_OLDI | BHGASE01_HPELCN02 | 5 | 0 | 1.1 | Unlikely
HOUETARHNHPELCN02_OLDI_FBHGASE01_D67 | Residential heating technology - Heat pump, Air-to-air - single-family house - existing building - distributed level 0.67 | HOUELC, HOUAMB | HOUETARHN_OLDI_DMD | MKr20 | 2040 | 2.9134 | 0.11885 | 0.18859 | [5 empty] | ETA | I | OLD | 5.3026 |  | RHNHPELC | 4 | 0.66667 | HOUETARHNHPELCN02_OLDI_FBHGASE01 | 0.897 | HOUETARHNHPELCN02_OLDI | HOUETARHNBHGASE01_OLDI | BHGASE01 | HPELCN02 | ETA_OLDI | BHGASE01_HPELCN02 | 5 | 0 | 1.1 | Unlikely
HOUETARHNHPELCN02_OLDI_FBHGASE01_D67 | Residential heating technology - Heat pump, Air-to-air - single-family house - existing building - distributed level 0.67 | HOUELC, HOUAMB | HOUETARHN_OLDI_DMD | MKr20 | 2050 | 2.7675 | 0.11455 | 0.18522 | [5 empty] | ETA | I | OLD | 5.399 |  | RHNHPELC | 4 | 0.66667 | HOUETARHNHPELCN02_OLDI_FBHGASE01 | 0.897 | HOUETARHNHPELCN02_OLDI | HOUETARHNBHGASE01_OLDI | BHGASE01 | HPELCN02 | ETA_OLDI | BHGASE01_HPELCN02 | 5 | 0 | 1.1 | Unlikely
HOUETARHNDIELCN06_OLDI_FBHGASE01_D67 | Residential heating technology - Electric heating - electric panel from Bauhaus - apartment complex - new building - distributed level 0.67 | HOUELC | HOUETARHN_OLDI_DMD | MKr20 | 2020 | 0.64843 | 0 | [6 empty] | ETA | I | OLD |  |  | RHNDIELC | 4 | 0.66667 | HOUETARHNDIELCN06_OLDI_FBHGASE01 | 0.897 | HOUETARHNDIELCN06_OLDI | HOUETARHNBHGASE01_OLDI | BHGASE01 | DIELCN06 | ETA_OLDI | BHGASE01_DIELCN06 | 5 | 0 | 1.1 | Unlikely
HOUETARHNDIELCN06_OLDI_FBHGASE01_D67 | Residential heating technology - Electric heating - electric panel from Bauhaus - apartment complex - new building - distributed level 0.67 | HOUELC | HOUETARHN_OLDI_DMD | MKr20 | 2025 | 0.64843 | 0 | [6 empty] | ETA | I | OLD |  |  | RHNDIELC | 4 | 0.66667 | HOUETARHNDIELCN06_OLDI_FBHGASE01 | 0.897 | HOUETARHNDIELCN06_OLDI | HOUETARHNBHGASE01_OLDI | BHGASE01 | DIELCN06 | ETA_OLDI | BHGASE01_DIELCN06 | 5 | 0 | 1.1 | Unlikely
HOUETARHNDIELCN06_OLDI_FBHGASE01_D67 | Residential heating technology - Electric heating - electric panel from Bauhaus - apartment complex - new building - distributed level 0.67 | HOUELC | HOUETARHN_OLDI_DMD | MKr20 | 2030 | 0.64843 | 0 | [6 empty] | ETA | I | OLD |  |  | RHNDIELC | 4 | 0.66667 | HOUETARHNDIELCN06_OLDI_FBHGASE01 | 0.897 | HOUETARHNDIELCN06_OLDI | HOUETARHNBHGASE01_OLDI | BHGASE01 | DIELCN06 | ETA_OLDI | BHGASE01_DIELCN06 | 5 | 0 | 1.1 | Unlikely
HOUETARHNDIELCN06_OLDI_FBHGASE01_D67 | Residential heating technology - Electric heating - electric panel from Bauhaus - apartment complex - new building - distributed level 0.67 | HOUELC | HOUETARHN_OLDI_DMD | MKr20 | 2040 | 0.64843 | 0 | [6 empty] | ETA | I | OLD |  |  | RHNDIELC | 4 | 0.66667 | HOUETARHNDIELCN06_OLDI_FBHGASE01 | 0.897 | HOUETARHNDIELCN06_OLDI | HOUETARHNBHGASE01_OLDI | BHGASE01 | DIELCN06 | ETA_OLDI | BHGASE01_DIELCN06 | 5 | 0 | 1.1 | Unlikely
HOUETARHNDIELCN06_OLDI_FBHGASE01_D67 | Residential heating technology - Electric heating - electric panel from Bauhaus - apartment complex - new building - distributed level 0.67 | HOUELC | HOUETARHN_OLDI_DMD | MKr20 | 2050 | 0.64843 | 0 | [6 empty] | ETA | I | OLD |  |  | RHNDIELC | 4 | 0.66667 | HOUETARHNDIELCN06_OLDI_FBHGASE01 | 0.897 | HOUETARHNDIELCN06_OLDI | HOUETARHNBHGASE01_OLDI | BHGASE01 | DIELCN06 | ETA_OLDI | BHGASE01_DIELCN06 | 5 | 0 | 1.1 | Unlikely
HOUETARHNDIELCN01_OLDI_FBHGASE01_D67 | Residential heating technology - Electric heating - apartment complex - new building - distributed level 0.67 | HOUELC | HOUETARHN_OLDI_DMD | MKr20 | 2020 | 6.0226 | 0.0024454 | [6 empty] | ETA | I | OLD |  |  | RHNDIELC | 4 | 0.66667 | HOUETARHNDIELCN01_OLDI_FBHGASE01 | 0.897 | HOUETARHNDIELCN01_OLDI | HOUETARHNBHGASE01_OLDI | BHGASE01 | DIELCN01 | ETA_OLDI | BHGASE01_DIELCN01 | 5 | 0 | 1.1 | Unlikely
HOUETARHNDIELCN01_OLDI_FBHGASE01_D67 | Residential heating technology - Electric heating - apartment complex - new building - distributed level 0.67 | HOUELC | HOUETARHN_OLDI_DMD | MKr20 | 2025 | 5.8735 | 0.0023455 | [6 empty] | ETA | I | OLD |  |  | RHNDIELC | 4 | 0.66667 | HOUETARHNDIELCN01_OLDI_FBHGASE01 | 0.897 | HOUETARHNDIELCN01_OLDI | HOUETARHNBHGASE01_OLDI | BHGASE01 | DIELCN01 | ETA_OLDI | BHGASE01_DIELCN01 | 5 | 0 | 1.1 | Unlikely
HOUETARHNDIELCN01_OLDI_FBHGASE01_D67 | Residential heating technology - Electric heating - apartment complex - new building - distributed level 0.67 | HOUELC | HOUETARHN_OLDI_DMD | MKr20 | 2030 | 5.7282 | 0.0022956 | [6 empty] | ETA | I | OLD |  |  | RHNDIELC | 4 | 0.66667 | HOUETARHNDIELCN01_OLDI_FBHGASE01 | 0.897 | HOUETARHNDIELCN01_OLDI | HOUETARHNBHGASE01_OLDI | BHGASE01 | DIELCN01 | ETA_OLDI | BHGASE01_DIELCN01 | 5 | 0 | 1.1 | Unlikely
HOUETARHNDIELCN01_OLDI_FBHGASE01_D67 | Residential heating technology - Electric heating - apartment complex - new building - distributed level 0.67 | HOUELC | HOUETARHN_OLDI_DMD | MKr20 | 2040 | 5.4481 | 0.0021958 | [6 empty] | ETA | I | OLD |  |  | RHNDIELC | 4 | 0.66667 | HOUETARHNDIELCN01_OLDI_FBHGASE01 | 0.897 | HOUETARHNDIELCN01_OLDI | HOUETARHNBHGASE01_OLDI | BHGASE01 | DIELCN01 | ETA_OLDI | BHGASE01_DIELCN01 | 5 | 0 | 1.1 | Unlikely
HOUETARHNDIELCN01_OLDI_FBHGASE01_D67 | Residential heating technology - Electric heating - apartment complex - new building - distributed level 0.67 | HOUELC | HOUETARHN_OLDI_DMD | MKr20 | 2050 | 5.1817 | 0.002096 | [6 empty] | ETA | I | OLD |  |  | RHNDIELC | 4 | 0.66667 | HOUETARHNDIELCN01_OLDI_FBHGASE01 | 0.897 | HOUETARHNDIELCN01_OLDI | HOUETARHNBHGASE01_OLDI | BHGASE01 | DIELCN01 | ETA_OLDI | BHGASE01_DIELCN01 | 5 | 0 | 1.1 | Unlikely
HOUETARHNBHWPEN01_OLDI_FBHGASE01_D67 | Residential heating technology - Biomass boiler, automatic stoking , wood pellets or wood chips - apartment complex - existing building - distributed level 0.67 | HOUWPE | HOUETARHN_OLDI_DMD | MKr20 | 2020 | 1.6488 | 0.029971 |  | 25 | 14 | 70 | 2 | 4 | ETA | I | OLD |  |  | RHNBHWPE | 4 | 0.66667 | HOUETARHNBHWPEN01_OLDI_FBHGASE01 | 0.897 | HOUETARHNBHWPEN01_OLDI | HOUETARHNBHGASE01_OLDI | BHGASE01 | BHWPEN01 | ETA_OLDI | BHGASE01_BHWPEN01 | 6 | 0 | 1 | New
HOUETARHNBHWPEN01_OLDI_FBHGASE01_D67 | Residential heating technology - Biomass boiler, automatic stoking , wood pellets or wood chips - apartment complex - existing building - distributed level 0.67 | HOUWPE | HOUETARHN_OLDI_DMD | MKr20 | 2025 | 1.608 | 0.029758 |  | 25 | 14 | 60 | 2 | 4 | ETA | I | OLD |  |  | RHNBHWPE | 4 | 0.66667 | HOUETARHNBHWPEN01_OLDI_FBHGASE01 | 0.897 | HOUETARHNBHWPEN01_OLDI | HOUETARHNBHGASE01_OLDI | BHGASE01 | BHWPEN01 | ETA_OLDI | BHGASE01_BHWPEN01 | 6 | 0 | 1 | New
HOUETARHNBHWPEN01_OLDI_FBHGASE01_D67 | Residential heating technology - Biomass boiler, automatic stoking , wood pellets or wood chips - apartment complex - existing building - distributed level 0.67 | HOUWPE | HOUETARHN_OLDI_DMD | MKr20 | 2030 | 1.5682 | 0.029892 |  | 25 | 11 | 50 | 1 | 4 | ETA | I | OLD |  |  | RHNBHWPE | 4 | 0.66667 | HOUETARHNBHWPEN01_OLDI_FBHGASE01 | 0.897 | HOUETARHNBHWPEN01_OLDI | HOUETARHNBHGASE01_OLDI | BHGASE01 | BHWPEN01 | ETA_OLDI | BHGASE01_BHWPEN01 | 6 | 0 | 1 | New
HOUETARHNBHWPEN01_OLDI_FBHGASE01_D67 | Residential heating technology - Biomass boiler, automatic stoking , wood pellets or wood chips - apartment complex - existing building - distributed level 0.67 | HOUWPE | HOUETARHN_OLDI_DMD | MKr20 | 2040 | 1.4915 | 0.028937 |  | 25 | 9 | 45 | 1 | 4 | ETA | I | OLD |  |  | RHNBHWPE | 4 | 0.66667 | HOUETARHNBHWPEN01_OLDI_FBHGASE01 | 0.897 | HOUETARHNBHWPEN01_OLDI | HOUETARHNBHGASE01_OLDI | BHGASE01 | BHWPEN01 | ETA_OLDI | BHGASE01_BHWPEN01 | 6 | 0 | 1 | New
HOUETARHNBHWPEN01_OLDI_FBHGASE01_D67 | Residential heating technology - Biomass boiler, automatic stoking , wood pellets or wood chips - apartment complex - existing building - distributed level 0.67 | HOUWPE | HOUETARHN_OLDI_DMD | MKr20 | 2050 | 1.4186 | 0.027691 |  | 25 | 9 | 40 | 0 | 4 | ETA | I | OLD |  |  | RHNBHWPE | 4 | 0.66667 | HOUETARHNBHWPEN01_OLDI_FBHGASE01 | 0.897 | HOUETARHNBHWPEN01_OLDI | HOUETARHNBHGASE01_OLDI | BHGASE01 | BHWPEN01 | ETA_OLDI | BHGASE01_BHWPEN01 | 6 | 0 | 1 | New
HOUETARHNBHSOLN01_OLDI_FBHGASE01_D67 | Residential heating technology - Solar heating system - apartment complex - existing building - distributed level 0.67 | HOUSOL | HOUETARHN_OLDI_DMD | MKr20 | 2020 | 5.0818 | 0.023783 | [6 empty] | ETA | I | OLD |  |  | RHNBHSOL | 4 | 0.66667 | HOUETARHNBHSOLN01_OLDI_FBHGASE01 | 0.897 | HOUETARHNBHSOLN01_OLDI | HOUETARHNBHGASE01_OLDI | BHGASE01 | BHSOLN01 | ETA_OLDI | BHGASE01_BHSOLN01 | 5 | 0 | 1.1 | Unlikely
HOUETARHNBHSOLN01_OLDI_FBHGASE01_D67 | Residential heating technology - Solar heating system - apartment complex - existing building - distributed level 0.67 | HOUSOL | HOUETARHN_OLDI_DMD | MKr20 | 2025 | 4.8622 | 0.025209 | [6 empty] | ETA | I | OLD |  |  | RHNBHSOL | 4 | 0.66667 | HOUETARHNBHSOLN01_OLDI_FBHGASE01 | 0.897 | HOUETARHNBHSOLN01_OLDI | HOUETARHNBHGASE01_OLDI | BHGASE01 | BHSOLN01 | ETA_OLDI | BHGASE01_BHSOLN01 | 5 | 0 | 1.1 | Unlikely
HOUETARHNBHSOLN01_OLDI_FBHGASE01_D67 | Residential heating technology - Solar heating system - apartment complex - existing building - distributed level 0.67 | HOUSOL | HOUETARHN_OLDI_DMD | MKr20 | 2030 | 4.6426 | 0.025751 | [6 empty] | ETA | I | OLD |  |  | RHNBHSOL | 4 | 0.66667 | HOUETARHNBHSOLN01_OLDI_FBHGASE01 | 0.897 | HOUETARHNBHSOLN01_OLDI | HOUETARHNBHGASE01_OLDI | BHGASE01 | BHSOLN01 | ETA_OLDI | BHGASE01_BHSOLN01 | 5 | 0 | 1.1 | Unlikely
HOUETARHNBHSOLN01_OLDI_FBHGASE01_D67 | Residential heating technology - Solar heating system - apartment complex - existing building - distributed level 0.67 | HOUSOL | HOUETARHN_OLDI_DMD | MKr20 | 2040 | 4.423 | 0.025052 | [6 empty] | ETA | I | OLD |  |  | RHNBHSOL | 4 | 0.66667 | HOUETARHNBHSOLN01_OLDI_FBHGASE01 | 0.897 | HOUETARHNBHSOLN01_OLDI | HOUETARHNBHGASE01_OLDI | BHGASE01 | BHSOLN01 | ETA_OLDI | BHGASE01_BHSOLN01 | 5 | 0 | 1.1 | Unlikely
HOUETARHNBHSOLN01_OLDI_FBHGASE01_D67 | Residential heating technology - Solar heating system - apartment complex - existing building - distributed level 0.67 | HOUSOL | HOUETARHN_OLDI_DMD | MKr20 | 2050 | 4.2034 | 0.023783 | [6 empty] | ETA | I | OLD |  |  | RHNBHSOL | 4 | 0.66667 | HOUETARHNBHSOLN01_OLDI_FBHGASE01 | 0.897 | HOUETARHNBHSOLN01_OLDI | HOUETARHNBHGASE01_OLDI | BHGASE01 | BHSOLN01 | ETA_OLDI | BHGASE01_BHSOLN01 | 5 | 0 | 1.1 | Unlikely
HOUETARHNBHGASN01_OLDI_FBHGASE01_D67 | Residential heating technology - Natural gas boiler - apartment complex - existing building - distributed level 0.67 | HOUGAS | HOUETARHN_OLDI_DMD | MKr20 | 2020 | 0.54843 | 0.013293 |  | 0.43 | 0.1 | 20.4 | 1 | 1 | ETA | I | OLD |  |  | RHNBHGAS | 4 | 0.66667 | HOUETARHNBHGASN01_OLDI_FBHGASE01 | 0.897 | HOUETARHNBHGASN01_OLDI | HOUETARHNBHGASE01_OLDI | BHGASE01 | BHGASN01 | ETA_OLDI | BHGASE01_BHGASN01 | 6 | 0 | 1 | New
HOUETARHNBHGASN01_OLDI_FBHGASE01_D67 | Residential heating technology - Natural gas boiler - apartment complex - existing building - distributed level 0.67 | HOUGAS | HOUETARHN_OLDI_DMD | MKr20 | 2025 | 0.53684 | 0.01319 |  | 0.43 | 0.1 | 20.4 | 1 | 1 | ETA | I | OLD |  |  | RHNBHGAS | 4 | 0.66667 | HOUETARHNBHGASN01_OLDI_FBHGASE01 | 0.897 | HOUETARHNBHGASN01_OLDI | HOUETARHNBHGASE01_OLDI | BHGASE01 | BHGASN01 | ETA_OLDI | BHGASE01_BHGASN01 | 6 | 0 | 1 | New
HOUETARHNBHGASN01_OLDI_FBHGASE01_D67 | Residential heating technology - Natural gas boiler - apartment complex - existing building - distributed level 0.67 | HOUGAS | HOUETARHN_OLDI_DMD | MKr20 | 2030 | 0.52552 | 0.013068 |  | 0.43 | 0.1 | 20.4 | 1 | 1 | ETA | I | OLD |  |  | RHNBHGAS | 4 | 0.66667 | HOUETARHNBHGASN01_OLDI_FBHGASE01 | 0.897 | HOUETARHNBHGASN01_OLDI | HOUETARHNBHGASE01_OLDI | BHGASE01 | BHGASN01 | ETA_OLDI | BHGASE01_BHGASN01 | 6 | 0 | 1 | New
HOUETARHNBHGASN01_OLDI_FBHGASE01_D67 | Residential heating technology - Natural gas boiler - apartment complex - existing building - distributed level 0.67 | HOUGAS | HOUETARHN_OLDI_DMD | MKr20 | 2040 | 0.50374 | 0.012531 |  | 0.43 | 0.1 | 20.4 | 1 | 1 | ETA | I | OLD |  |  | RHNBHGAS | 4 | 0.66667 | HOUETARHNBHGASN01_OLDI_FBHGASE01 | 0.897 | HOUETARHNBHGASN01_OLDI | HOUETARHNBHGASE01_OLDI | BHGASE01 | BHGASN01 | ETA_OLDI | BHGASE01_BHGASN01 | 6 | 0 | 1 | New
HOUETARHNBHGASN01_OLDI_FBHGASE01_D67 | Residential heating technology - Natural gas boiler - apartment complex - existing building - distributed level 0.67 | HOUGAS | HOUETARHN_OLDI_DMD | MKr20 | 2050 | 0.48301 | 0.0035742 |  | 0.43 | 0.1 | 20.4 | 1 | 1 | ETA | I | OLD |  |  | RHNBHGAS | 4 | 0.66667 | HOUETARHNBHGASN01_OLDI_FBHGASE01 | 0.897 | HOUETARHNBHGASN01_OLDI | HOUETARHNBHGASE01_OLDI | BHGASE01 | BHGASN01 | ETA_OLDI | BHGASE01_BHGASN01 | 6 | 0 | 1 | New
HOUETARHNBHDHDN09_OLDI_FBHGASE01_D67 | Residential heating technology - Direct district heating substation - plus connection pipe - plus distribution (heating density: low ) - apartment complex - existing building - distributed level 0.67 | HOUDHD | HOUETARHN_OLDI_DMD | MKr20 | 2020 | 0.45968 | 0.0017726 | [6 empty] | ETA | I | OLD |  |  | RHNBHDHD | 4 | 0.66667 | HOUETARHNBHDHDN09_OLDI_FBHGASE01 | 0.897 | HOUETARHNBHDHDN09_OLDI | HOUETARHNBHGASE01_OLDI | BHGASE01 | BHDHDN09 | ETA_OLDI | BHGASE01_BHDHDN09 | 4 | -0.25 | 1 | Supported
HOUETARHNBHDHDN09_OLDI_FBHGASE01_D67 | Residential heating technology - Direct district heating substation - plus connection pipe - plus distribution (heating density: low ) - apartment complex - existing building - distributed level 0.67 | HOUDHD | HOUETARHN_OLDI_DMD | MKr20 | 2025 | 0.4536 | 0.0017966 | [6 empty] | ETA | I | OLD |  |  | RHNBHDHD | 4 | 0.66667 | HOUETARHNBHDHDN09_OLDI_FBHGASE01 | 0.897 | HOUETARHNBHDHDN09_OLDI | HOUETARHNBHGASE01_OLDI | BHGASE01 | BHDHDN09 | ETA_OLDI | BHGASE01_BHDHDN09 | 4 | -0.25 | 1 | Supported
HOUETARHNBHDHDN09_OLDI_FBHGASE01_D67 | Residential heating technology - Direct district heating substation - plus connection pipe - plus distribution (heating density: low ) - apartment complex - existing building - distributed level 0.67 | HOUDHD | HOUETARHN_OLDI_DMD | MKr20 | 2030 | 0.44766 | 0.0017701 | [6 empty] | ETA | I | OLD |  |  | RHNBHDHD | 4 | 0.66667 | HOUETARHNBHDHDN09_OLDI_FBHGASE01 | 0.897 | HOUETARHNBHDHDN09_OLDI | HOUETARHNBHGASE01_OLDI | BHGASE01 | BHDHDN09 | ETA_OLDI | BHGASE01_BHDHDN09 | 4 | -0.25 | 1 | Supported
HOUETARHNBHDHDN09_OLDI_FBHGASE01_D67 | Residential heating technology - Direct district heating substation - plus connection pipe - plus distribution (heating density: low ) - apartment complex - existing building - distributed level 0.67 | HOUDHD | HOUETARHN_OLDI_DMD | MKr20 | 2040 | 0.43623 | 0.0017164 | [6 empty] | ETA | I | OLD |  |  | RHNBHDHD | 4 | 0.66667 | HOUETARHNBHDHDN09_OLDI_FBHGASE01 | 0.897 | HOUETARHNBHDHDN09_OLDI | HOUETARHNBHGASE01_OLDI | BHGASE01 | BHDHDN09 | ETA_OLDI | BHGASE01_BHDHDN09 | 4 | -0.25 | 1 | Supported
HOUETARHNBHDHDN09_OLDI_FBHGASE01_D67 | Residential heating technology - Direct district heating substation - plus connection pipe - plus distribution (heating density: low ) - apartment complex - existing building - distributed level 0.67 | HOUDHD | HOUETARHN_OLDI_DMD | MKr20 | 2050 | 0.42536 | 0.0016479 | [6 empty] | ETA | I | OLD |  |  | RHNBHDHD | 4 | 0.66667 | HOUETARHNBHDHDN09_OLDI_FBHGASE01 | 0.897 | HOUETARHNBHDHDN09_OLDI | HOUETARHNBHGASE01_OLDI | BHGASE01 | BHDHDN09 | ETA_OLDI | BHGASE01_BHDHDN09 | 4 | -0.25 | 1 | Supported
HOUETARHNBHDHDN07_OLDI_FBHGASE01_D67 | Residential heating technology - Direct district heating substation - plus connection pipe - plus distribution (heating density: medium ) - apartment complex - existing building - distributed level 0.67 | HOUDHD | HOUETARHN_OLDI_DMD | MKr20 | 2020 | 0.3927 | 0.0017726 | [6 empty] | ETA | I | OLD |  |  | RHNBHDHD | 4 | 0.66667 | HOUETARHNBHDHDN07_OLDI_FBHGASE01 | 0.897 | HOUETARHNBHDHDN07_OLDI | HOUETARHNBHGASE01_OLDI | BHGASE01 | BHDHDN07 | ETA_OLDI | BHGASE01_BHDHDN07 | 4 | -0.25 | 1 | Supported
HOUETARHNBHDHDN07_OLDI_FBHGASE01_D67 | Residential heating technology - Direct district heating substation - plus connection pipe - plus distribution (heating density: medium ) - apartment complex - existing building - distributed level 0.67 | HOUDHD | HOUETARHN_OLDI_DMD | MKr20 | 2025 | 0.38661 | 0.0017966 | [6 empty] | ETA | I | OLD |  |  | RHNBHDHD | 4 | 0.66667 | HOUETARHNBHDHDN07_OLDI_FBHGASE01 | 0.897 | HOUETARHNBHDHDN07_OLDI | HOUETARHNBHGASE01_OLDI | BHGASE01 | BHDHDN07 | ETA_OLDI | BHGASE01_BHDHDN07 | 4 | -0.25 | 1 | Supported
HOUETARHNBHDHDN07_OLDI_FBHGASE01_D67 | Residential heating technology - Direct district heating substation - plus connection pipe - plus distribution (heating density: medium ) - apartment complex - existing building - distributed level 0.67 | HOUDHD | HOUETARHN_OLDI_DMD | MKr20 | 2030 | 0.38068 | 0.0017701 | [6 empty] | ETA | I | OLD |  |  | RHNBHDHD | 4 | 0.66667 | HOUETARHNBHDHDN07_OLDI_FBHGASE01 | 0.897 | HOUETARHNBHDHDN07_OLDI | HOUETARHNBHGASE01_OLDI | BHGASE01 | BHDHDN07 | ETA_OLDI | BHGASE01_BHDHDN07 | 4 | -0.25 | 1 | Supported
HOUETARHNBHDHDN07_OLDI_FBHGASE01_D67 | Residential heating technology - Direct district heating substation - plus connection pipe - plus distribution (heating density: medium ) - apartment complex - existing building - distributed level 0.67 | HOUDHD | HOUETARHN_OLDI_DMD | MKr20 | 2040 | 0.36924 | 0.0017164 | [6 empty] | ETA | I | OLD |  |  | RHNBHDHD | 4 | 0.66667 | HOUETARHNBHDHDN07_OLDI_FBHGASE01 | 0.897 | HOUETARHNBHDHDN07_OLDI | HOUETARHNBHGASE01_OLDI | BHGASE01 | BHDHDN07 | ETA_OLDI | BHGASE01_BHDHDN07 | 4 | -0.25 | 1 | Supported
HOUETARHNBHDHDN07_OLDI_FBHGASE01_D67 | Residential heating technology - Direct district heating substation - plus connection pipe - plus distribution (heating density: medium ) - apartment complex - existing building - distributed level 0.67 | HOUDHD | HOUETARHN_OLDI_DMD | MKr20 | 2050 | 0.35837 | 0.0016479 | [6 empty] | ETA | I | OLD |  |  | RHNBHDHD | 4 | 0.66667 | HOUETARHNBHDHDN07_OLDI_FBHGASE01 | 0.897 | HOUETARHNBHDHDN07_OLDI | HOUETARHNBHGASE01_OLDI | BHGASE01 | BHDHDN07 | ETA_OLDI | BHGASE01_BHDHDN07 | 4 | -0.25 | 1 | Supported
HOUETARHNBHDHDN05_OLDI_FBHGASE01_D67 | Residential heating technology - Direct district heating substation - plus connection pipe - plus distribution (heating density: high ) - apartment complex - existing building - distributed level 0.67 | HOUDHD | HOUETARHN_OLDI_DMD | MKr20 | 2020 | 0.32571 | 0.0017726 | [6 empty] | ETA | I | OLD |  |  | RHNBHDHD | 4 | 0.66667 | HOUETARHNBHDHDN05_OLDI_FBHGASE01 | 0.897 | HOUETARHNBHDHDN05_OLDI | HOUETARHNBHGASE01_OLDI | BHGASE01 | BHDHDN05 | ETA_OLDI | BHGASE01_BHDHDN05 | 4 | -0.25 | 1 | Supported
HOUETARHNBHDHDN05_OLDI_FBHGASE01_D67 | Residential heating technology - Direct district heating substation - plus connection pipe - plus distribution (heating density: high ) - apartment complex - existing building - distributed level 0.67 | HOUDHD | HOUETARHN_OLDI_DMD | MKr20 | 2025 | 0.31963 | 0.0017966 | [6 empty] | ETA | I | OLD |  |  | RHNBHDHD | 4 | 0.66667 | HOUETARHNBHDHDN05_OLDI_FBHGASE01 | 0.897 | HOUETARHNBHDHDN05_OLDI | HOUETARHNBHGASE01_OLDI | BHGASE01 | BHDHDN05 | ETA_OLDI | BHGASE01_BHDHDN05 | 4 | -0.25 | 1 | Supported
HOUETARHNBHDHDN05_OLDI_FBHGASE01_D67 | Residential heating technology - Direct district heating substation - plus connection pipe - plus distribution (heating density: high ) - apartment complex - existing building - distributed level 0.67 | HOUDHD | HOUETARHN_OLDI_DMD | MKr20 | 2030 | 0.31369 | 0.0017701 | [6 empty] | ETA | I | OLD |  |  | RHNBHDHD | 4 | 0.66667 | HOUETARHNBHDHDN05_OLDI_FBHGASE01 | 0.897 | HOUETARHNBHDHDN05_OLDI | HOUETARHNBHGASE01_OLDI | BHGASE01 | BHDHDN05 | ETA_OLDI | BHGASE01_BHDHDN05 | 4 | -0.25 | 1 | Supported
HOUETARHNBHDHDN05_OLDI_FBHGASE01_D67 | Residential heating technology - Direct district heating substation - plus connection pipe - plus distribution (heating density: high ) - apartment complex - existing building - distributed level 0.67 | HOUDHD | HOUETARHN_OLDI_DMD | MKr20 | 2040 | 0.30226 | 0.0017164 | [6 empty] | ETA | I | OLD |  |  | RHNBHDHD | 4 | 0.66667 | HOUETARHNBHDHDN05_OLDI_FBHGASE01 | 0.897 | HOUETARHNBHDHDN05_OLDI | HOUETARHNBHGASE01_OLDI | BHGASE01 | BHDHDN05 | ETA_OLDI | BHGASE01_BHDHDN05 | 4 | -0.25 | 1 | Supported
HOUETARHNBHDHDN05_OLDI_FBHGASE01_D67 | Residential heating technology - Direct district heating substation - plus connection pipe - plus distribution (heating density: high ) - apartment complex - existing building - distributed level 0.67 | HOUDHD | HOUETARHN_OLDI_DMD | MKr20 | 2050 | 0.29138 | 0.0016479 | [6 empty] | ETA | I | OLD |  |  | RHNBHDHD | 4 | 0.66667 | HOUETARHNBHDHDN05_OLDI_FBHGASE01 | 0.897 | HOUETARHNBHDHDN05_OLDI | HOUETARHNBHGASE01_OLDI | BHGASE01 | BHDHDN05 | ETA_OLDI | BHGASE01_BHDHDN05 | 4 | -0.25 | 1 | Supported
HOUETARHNBHDHCN09_OLDI_FBHGASE01_D67 | Residential heating technology - Direct district heating substation - plus connection pipe - plus distribution (heating density: low ) - apartment complex - existing building - distributed level 0.67 | HOUDHC | HOUETARHN_OLDI_DMD | MKr20 | 2020 | 0.45968 | 0.0017726 | [6 empty] | ETA | I | OLD |  |  | RHNBHDHC | 4 | 0.66667 | HOUETARHNBHDHCN09_OLDI_FBHGASE01 | 0.897 | HOUETARHNBHDHCN09_OLDI | HOUETARHNBHGASE01_OLDI | BHGASE01 | BHDHCN09 | ETA_OLDI | BHGASE01_BHDHCN09 | 4 | -0.25 | 1 | Supported
HOUETARHNBHDHCN09_OLDI_FBHGASE01_D67 | Residential heating technology - Direct district heating substation - plus connection pipe - plus distribution (heating density: low ) - apartment complex - existing building - distributed level 0.67 | HOUDHC | HOUETARHN_OLDI_DMD | MKr20 | 2025 | 0.4536 | 0.0017966 | [6 empty] | ETA | I | OLD |  |  | RHNBHDHC | 4 | 0.66667 | HOUETARHNBHDHCN09_OLDI_FBHGASE01 | 0.897 | HOUETARHNBHDHCN09_OLDI | HOUETARHNBHGASE01_OLDI | BHGASE01 | BHDHCN09 | ETA_OLDI | BHGASE01_BHDHCN09 | 4 | -0.25 | 1 | Supported
HOUETARHNBHDHCN09_OLDI_FBHGASE01_D67 | Residential heating technology - Direct district heating substation - plus connection pipe - plus distribution (heating density: low ) - apartment complex - existing building - distributed level 0.67 | HOUDHC | HOUETARHN_OLDI_DMD | MKr20 | 2030 | 0.44766 | 0.0017701 | [6 empty] | ETA | I | OLD |  |  | RHNBHDHC | 4 | 0.66667 | HOUETARHNBHDHCN09_OLDI_FBHGASE01 | 0.897 | HOUETARHNBHDHCN09_OLDI | HOUETARHNBHGASE01_OLDI | BHGASE01 | BHDHCN09 | ETA_OLDI | BHGASE01_BHDHCN09 | 4 | -0.25 | 1 | Supported
HOUETARHNBHDHCN09_OLDI_FBHGASE01_D67 | Residential heating technology - Direct district heating substation - plus connection pipe - plus distribution (heating density: low ) - apartment complex - existing building - distributed level 0.67 | HOUDHC | HOUETARHN_OLDI_DMD | MKr20 | 2040 | 0.43623 | 0.0017164 | [6 empty] | ETA | I | OLD |  |  | RHNBHDHC | 4 | 0.66667 | HOUETARHNBHDHCN09_OLDI_FBHGASE01 | 0.897 | HOUETARHNBHDHCN09_OLDI | HOUETARHNBHGASE01_OLDI | BHGASE01 | BHDHCN09 | ETA_OLDI | BHGASE01_BHDHCN09 | 4 | -0.25 | 1 | Supported
HOUETARHNBHDHCN09_OLDI_FBHGASE01_D67 | Residential heating technology - Direct district heating substation - plus connection pipe - plus distribution (heating density: low ) - apartment complex - existing building - distributed level 0.67 | HOUDHC | HOUETARHN_OLDI_DMD | MKr20 | 2050 | 0.42536 | 0.0016479 | [6 empty] | ETA | I | OLD |  |  | RHNBHDHC | 4 | 0.66667 | HOUETARHNBHDHCN09_OLDI_FBHGASE01 | 0.897 | HOUETARHNBHDHCN09_OLDI | HOUETARHNBHGASE01_OLDI | BHGASE01 | BHDHCN09 | ETA_OLDI | BHGASE01_BHDHCN09 | 4 | -0.25 | 1 | Supported
HOUETARHNBHDHCN07_OLDI_FBHGASE01_D67 | Residential heating technology - Direct district heating substation - plus connection pipe - plus distribution (heating density: medium ) - apartment complex - existing building - distributed level 0.67 | HOUDHC | HOUETARHN_OLDI_DMD | MKr20 | 2020 | 0.3927 | 0.0017726 | [6 empty] | ETA | I | OLD |  |  | RHNBHDHC | 4 | 0.66667 | HOUETARHNBHDHCN07_OLDI_FBHGASE01 | 0.897 | HOUETARHNBHDHCN07_OLDI | HOUETARHNBHGASE01_OLDI | BHGASE01 | BHDHCN07 | ETA_OLDI | BHGASE01_BHDHCN07 | 4 | -0.25 | 1 | Supported
HOUETARHNBHDHCN07_OLDI_FBHGASE01_D67 | Residential heating technology - Direct district heating substation - plus connection pipe - plus distribution (heating density: medium ) - apartment complex - existing building - distributed level 0.67 | HOUDHC | HOUETARHN_OLDI_DMD | MKr20 | 2025 | 0.38661 | 0.0017966 | [6 empty] | ETA | I | OLD |  |  | RHNBHDHC | 4 | 0.66667 | HOUETARHNBHDHCN07_OLDI_FBHGASE01 | 0.897 | HOUETARHNBHDHCN07_OLDI | HOUETARHNBHGASE01_OLDI | BHGASE01 | BHDHCN07 | ETA_OLDI | BHGASE01_BHDHCN07 | 4 | -0.25 | 1 | Supported
HOUETARHNBHDHCN07_OLDI_FBHGASE01_D67 | Residential heating technology - Direct district heating substation - plus connection pipe - plus distribution (heating density: medium ) - apartment complex - existing building - distributed level 0.67 | HOUDHC | HOUETARHN_OLDI_DMD | MKr20 | 2030 | 0.38068 | 0.0017701 | [6 empty] | ETA | I | OLD |  |  | RHNBHDHC | 4 | 0.66667 | HOUETARHNBHDHCN07_OLDI_FBHGASE01 | 0.897 | HOUETARHNBHDHCN07_OLDI | HOUETARHNBHGASE01_OLDI | BHGASE01 | BHDHCN07 | ETA_OLDI | BHGASE01_BHDHCN07 | 4 | -0.25 | 1 | Supported
HOUETARHNBHDHCN07_OLDI_FBHGASE01_D67 | Residential heating technology - Direct district heating substation - plus connection pipe - plus distribution (heating density: medium ) - apartment complex - existing building - distributed level 0.67 | HOUDHC | HOUETARHN_OLDI_DMD | MKr20 | 2040 | 0.36924 | 0.0017164 | [6 empty] | ETA | I | OLD |  |  | RHNBHDHC | 4 | 0.66667 | HOUETARHNBHDHCN07_OLDI_FBHGASE01 | 0.897 | HOUETARHNBHDHCN07_OLDI | HOUETARHNBHGASE01_OLDI | BHGASE01 | BHDHCN07 | ETA_OLDI | BHGASE01_BHDHCN07 | 4 | -0.25 | 1 | Supported
HOUETARHNBHDHCN07_OLDI_FBHGASE01_D67 | Residential heating technology - Direct district heating substation - plus connection pipe - plus distribution (heating density: medium ) - apartment complex - existing building - distributed level 0.67 | HOUDHC | HOUETARHN_OLDI_DMD | MKr20 | 2050 | 0.35837 | 0.0016479 | [6 empty] | ETA | I | OLD |  |  | RHNBHDHC | 4 | 0.66667 | HOUETARHNBHDHCN07_OLDI_FBHGASE01 | 0.897 | HOUETARHNBHDHCN07_OLDI | HOUETARHNBHGASE01_OLDI | BHGASE01 | BHDHCN07 | ETA_OLDI | BHGASE01_BHDHCN07 | 4 | -0.25 | 1 | Supported
HOUETARHNBHDHCN05_OLDI_FBHGASE01_D67 | Residential heating technology - Direct district heating substation - plus connection pipe - plus distribution (heating density: high ) - apartment complex - existing building - distributed level 0.67 | HOUDHC | HOUETARHN_OLDI_DMD | MKr20 | 2020 | 0.32571 | 0.0017726 | [6 empty] | ETA | I | OLD |  |  | RHNBHDHC | 4 | 0.66667 | HOUETARHNBHDHCN05_OLDI_FBHGASE01 | 0.897 | HOUETARHNBHDHCN05_OLDI | HOUETARHNBHGASE01_OLDI | BHGASE01 | BHDHCN05 | ETA_OLDI | BHGASE01_BHDHCN05 | 4 | -0.25 | 1 | Supported
HOUETARHNBHDHCN05_OLDI_FBHGASE01_D67 | Residential heating technology - Direct district heating substation - plus connection pipe - plus distribution (heating density: high ) - apartment complex - existing building - distributed level 0.67 | HOUDHC | HOUETARHN_OLDI_DMD | MKr20 | 2025 | 0.31963 | 0.0017966 | [6 empty] | ETA | I | OLD |  |  | RHNBHDHC | 4 | 0.66667 | HOUETARHNBHDHCN05_OLDI_FBHGASE01 | 0.897 | HOUETARHNBHDHCN05_OLDI | HOUETARHNBHGASE01_OLDI | BHGASE01 | BHDHCN05 | ETA_OLDI | BHGASE01_BHDHCN05 | 4 | -0.25 | 1 | Supported
HOUETARHNBHDHCN05_OLDI_FBHGASE01_D67 | Residential heating technology - Direct district heating substation - plus connection pipe - plus distribution (heating density: high ) - apartment complex - existing building - distributed level 0.67 | HOUDHC | HOUETARHN_OLDI_DMD | MKr20 | 2030 | 0.31369 | 0.0017701 | [6 empty] | ETA | I | OLD |  |  | RHNBHDHC | 4 | 0.66667 | HOUETARHNBHDHCN05_OLDI_FBHGASE01 | 0.897 | HOUETARHNBHDHCN05_OLDI | HOUETARHNBHGASE01_OLDI | BHGASE01 | BHDHCN05 | ETA_OLDI | BHGASE01_BHDHCN05 | 4 | -0.25 | 1 | Supported
HOUETARHNBHDHCN05_OLDI_FBHGASE01_D67 | Residential heating technology - Direct district heating substation - plus connection pipe - plus distribution (heating density: high ) - apartment complex - existing building - distributed level 0.67 | HOUDHC | HOUETARHN_OLDI_DMD | MKr20 | 2040 | 0.30226 | 0.0017164 | [6 empty] | ETA | I | OLD |  |  | RHNBHDHC | 4 | 0.66667 | HOUETARHNBHDHCN05_OLDI_FBHGASE01 | 0.897 | HOUETARHNBHDHCN05_OLDI | HOUETARHNBHGASE01_OLDI | BHGASE01 | BHDHCN05 | ETA_OLDI | BHGASE01_BHDHCN05 | 4 | -0.25 | 1 | Supported
HOUETARHNBHDHCN05_OLDI_FBHGASE01_D67 | Residential heating technology - Direct district heating substation - plus connection pipe - plus distribution (heating density: high ) - apartment complex - existing building - distributed level 0.67 | HOUDHC | HOUETARHN_OLDI_DMD | MKr20 | 2050 | 0.29138 | 0.0016479 | [6 empty] | ETA | I | OLD |  |  | RHNBHDHC | 4 | 0.66667 | HOUETARHNBHDHCN05_OLDI_FBHGASE01 | 0.897 | HOUETARHNBHDHCN05_OLDI | HOUETARHNBHGASE01_OLDI | BHGASE01 | BHDHCN05 | ETA_OLDI | BHGASE01_BHDHCN05 | 4 | -0.25 | 1 | Supported
HOUPARRHNHPELCN07_OLDC_FBHGASE01_D67 | Residential heating technology - Heat pump, Air-to-water, low-price product - single-family house - existing building - distributed level 0.67 | HOUELC, HOUAMB | HOUPARRHN_OLDC_DMD | MKr20 | 2020 | 10.4621 | 0.41034 | 0.34574 | [5 empty] | PAR | C | OLD | 2.8923 |  | RHNHPELC | 4 | 0.66667 | HOUPARRHNHPELCN07_OLDC_FBHGASE01 | 0.853 | HOUPARRHNHPELCN07_OLDC | HOUPARRHNBHGASE01_OLDC | BHGASE01 | HPELCN07 | PAR_OLDC | BHGASE01_HPELCN07 | 4 | -0.25 | 1 | Supported
HOUPARRHNHPELCN07_OLDC_FBHGASE01_D67 | Residential heating technology - Heat pump, Air-to-water, low-price product - single-family house - existing building - distributed level 0.67 | HOUELC, HOUAMB | HOUPARRHN_OLDC_DMD | MKr20 | 2025 | 9.5709 | 0.31473 | 0.32928 | [5 empty] | PAR | C | OLD | 3.0369 |  | RHNHPELC | 4 | 0.66667 | HOUPARRHNHPELCN07_OLDC_FBHGASE01 | 0.853 | HOUPARRHNHPELCN07_OLDC | HOUPARRHNBHGASE01_OLDC | BHGASE01 | HPELCN07 | PAR_OLDC | BHGASE01_HPELCN07 | 4 | -0.25 | 1 | Supported
HOUPARRHNHPELCN07_OLDC_FBHGASE01_D67 | Residential heating technology - Heat pump, Air-to-water, low-price product - single-family house - existing building - distributed level 0.67 | HOUELC, HOUAMB | HOUPARRHN_OLDC_DMD | MKr20 | 2030 | 8.6797 | 0.31099 | 0.31431 | [5 empty] | PAR | C | OLD | 3.1815 |  | RHNHPELC | 4 | 0.66667 | HOUPARRHNHPELCN07_OLDC_FBHGASE01 | 0.853 | HOUPARRHNHPELCN07_OLDC | HOUPARRHNBHGASE01_OLDC | BHGASE01 | HPELCN07 | PAR_OLDC | BHGASE01_HPELCN07 | 4 | -0.25 | 1 | Supported
HOUPARRHNHPELCN07_OLDC_FBHGASE01_D67 | Residential heating technology - Heat pump, Air-to-water, low-price product - single-family house - existing building - distributed level 0.67 | HOUELC, HOUAMB | HOUPARRHN_OLDC_DMD | MKr20 | 2040 | 7.9697 | 0.30404 | 0.30065 | [5 empty] | PAR | C | OLD | 3.3262 |  | RHNHPELC | 4 | 0.66667 | HOUPARRHNHPELCN07_OLDC_FBHGASE01 | 0.853 | HOUPARRHNHPELCN07_OLDC | HOUPARRHNBHGASE01_OLDC | BHGASE01 | HPELCN07 | PAR_OLDC | BHGASE01_HPELCN07 | 4 | -0.25 | 1 | Supported
HOUPARRHNHPELCN07_OLDC_FBHGASE01_D67 | Residential heating technology - Heat pump, Air-to-water, low-price product - single-family house - existing building - distributed level 0.67 | HOUELC, HOUAMB | HOUPARRHN_OLDC_DMD | MKr20 | 2050 | 7.2597 | 0.2971 | 0.29218 | [5 empty] | PAR | C | OLD | 3.4226 |  | RHNHPELC | 4 | 0.66667 | HOUPARRHNHPELCN07_OLDC_FBHGASE01 | 0.853 | HOUPARRHNHPELCN07_OLDC | HOUPARRHNBHGASE01_OLDC | BHGASE01 | HPELCN07 | PAR_OLDC | BHGASE01_HPELCN07 | 4 | -0.25 | 1 | Supported
HOUPARRHNHPELCN05_OLDC_FBHGASE01_D67 | Residential heating technology - Heat pump, Air-to-water - leasing - single-family house - existing building - distributed level 0.67 | HOUELC, HOUAMB | HOUPARRHN_OLDC_DMD | MKr20 | 2020 | 8.7575 | 1.1361 | 0.32928 | [5 empty] | PAR | C | OLD | 3.0369 |  | RHNHPELC | 4 | 0.66667 | HOUPARRHNHPELCN05_OLDC_FBHGASE01 | 0.853 | HOUPARRHNHPELCN05_OLDC | HOUPARRHNBHGASE01_OLDC | BHGASE01 | HPELCN05 | PAR_OLDC | BHGASE01_HPELCN05 | 4 | -0.25 | 1 | Supported
HOUPARRHNHPELCN05_OLDC_FBHGASE01_D67 | Residential heating technology - Heat pump, Air-to-water - leasing - single-family house - existing building - distributed level 0.67 | HOUELC, HOUAMB | HOUPARRHN_OLDC_DMD | MKr20 | 2025 | 8.0778 | 0.97988 | 0.31431 | [5 empty] | PAR | C | OLD | 3.1815 |  | RHNHPELC | 4 | 0.66667 | HOUPARRHNHPELCN05_OLDC_FBHGASE01 | 0.853 | HOUPARRHNHPELCN05_OLDC | HOUPARRHNBHGASE01_OLDC | BHGASE01 | HPELCN05 | PAR_OLDC | BHGASE01_HPELCN05 | 4 | -0.25 | 1 | Supported
HOUPARRHNHPELCN05_OLDC_FBHGASE01_D67 | Residential heating technology - Heat pump, Air-to-water - leasing - single-family house - existing building - distributed level 0.67 | HOUELC, HOUAMB | HOUPARRHN_OLDC_DMD | MKr20 | 2030 | 7.3982 | 0.91553 | 0.30065 | [5 empty] | PAR | C | OLD | 3.3262 |  | RHNHPELC | 4 | 0.66667 | HOUPARRHNHPELCN05_OLDC_FBHGASE01 | 0.853 | HOUPARRHNHPELCN05_OLDC | HOUPARRHNBHGASE01_OLDC | BHGASE01 | HPELCN05 | PAR_OLDC | BHGASE01_HPELCN05 | 4 | -0.25 | 1 | Supported
HOUPARRHNHPELCN05_OLDC_FBHGASE01_D67 | Residential heating technology - Heat pump, Air-to-water - leasing - single-family house - existing building - distributed level 0.67 | HOUELC, HOUAMB | HOUPARRHN_OLDC_DMD | MKr20 | 2040 | 6.8469 | 0.85944 | 0.28812 | [5 empty] | PAR | C | OLD | 3.4708 |  | RHNHPELC | 4 | 0.66667 | HOUPARRHNHPELCN05_OLDC_FBHGASE01 | 0.853 | HOUPARRHNHPELCN05_OLDC | HOUPARRHNBHGASE01_OLDC | BHGASE01 | HPELCN05 | PAR_OLDC | BHGASE01_HPELCN05 | 4 | -0.25 | 1 | Supported
HOUPARRHNHPELCN05_OLDC_FBHGASE01_D67 | Residential heating technology - Heat pump, Air-to-water - leasing - single-family house - existing building - distributed level 0.67 | HOUELC, HOUAMB | HOUPARRHN_OLDC_DMD | MKr20 | 2050 | 6.2957 | 0.80334 | 0.28033 | [5 empty] | PAR | C | OLD | 3.5672 |  | RHNHPELC | 4 | 0.66667 | HOUPARRHNHPELCN05_OLDC_FBHGASE01 | 0.853 | HOUPARRHNHPELCN05_OLDC | HOUPARRHNBHGASE01_OLDC | BHGASE01 | HPELCN05 | PAR_OLDC | BHGASE01_HPELCN05 | 4 | -0.25 | 1 | Supported
HOUPARRHNHPELCN04_OLDC_FBHGASE01_D67 | Residential heating technology - Heat pump, Ground source - single-family house - existing building - distributed level 0.67 | HOUELC, HOUAMB | HOUPARRHN_OLDC_DMD | MKr20 | 2020 | 23.196 | 0.32766 | 0.30065 | [5 empty] | PAR | C | OLD | 3.3262 |  | RHNHPELC | 4 | 0.66667 | HOUPARRHNHPELCN04_OLDC_FBHGASE01 | 0.853 | HOUPARRHNHPELCN04_OLDC | HOUPARRHNBHGASE01_OLDC | BHGASE01 | HPELCN04 | PAR_OLDC | BHGASE01_HPELCN04 | 4 | -0.25 | 1 | Supported
HOUPARRHNHPELCN04_OLDC_FBHGASE01_D67 | Residential heating technology - Heat pump, Ground source - single-family house - existing building - distributed level 0.67 | HOUELC, HOUAMB | HOUPARRHN_OLDC_DMD | MKr20 | 2025 | 22.0362 | 0.23205 | 0.29218 | [5 empty] | PAR | C | OLD | 3.4226 |  | RHNHPELC | 4 | 0.66667 | HOUPARRHNHPELCN04_OLDC_FBHGASE01 | 0.853 | HOUPARRHNHPELCN04_OLDC | HOUPARRHNBHGASE01_OLDC | BHGASE01 | HPELCN04 | PAR_OLDC | BHGASE01_HPELCN04 | 4 | -0.25 | 1 | Supported
HOUPARRHNHPELCN04_OLDC_FBHGASE01_D67 | Residential heating technology - Heat pump, Ground source - single-family house - existing building - distributed level 0.67 | HOUELC, HOUAMB | HOUPARRHN_OLDC_DMD | MKr20 | 2030 | 20.8764 | 0.22831 | 0.28417 | [5 empty] | PAR | C | OLD | 3.519 |  | RHNHPELC | 4 | 0.66667 | HOUPARRHNHPELCN04_OLDC_FBHGASE01 | 0.853 | HOUPARRHNHPELCN04_OLDC | HOUPARRHNBHGASE01_OLDC | BHGASE01 | HPELCN04 | PAR_OLDC | BHGASE01_HPELCN04 | 4 | -0.25 | 1 | Supported
HOUPARRHNHPELCN04_OLDC_FBHGASE01_D67 | Residential heating technology - Heat pump, Ground source - single-family house - existing building - distributed level 0.67 | HOUELC, HOUAMB | HOUPARRHN_OLDC_DMD | MKr20 | 2040 | 19.8326 | 0.22136 | 0.27296 | [5 empty] | PAR | C | OLD | 3.6636 |  | RHNHPELC | 4 | 0.66667 | HOUPARRHNHPELCN04_OLDC_FBHGASE01 | 0.853 | HOUPARRHNHPELCN04_OLDC | HOUPARRHNBHGASE01_OLDC | BHGASE01 | HPELCN04 | PAR_OLDC | BHGASE01_HPELCN04 | 4 | -0.25 | 1 | Supported
HOUPARRHNHPELCN04_OLDC_FBHGASE01_D67 | Residential heating technology - Heat pump, Ground source - single-family house - existing building - distributed level 0.67 | HOUELC, HOUAMB | HOUPARRHN_OLDC_DMD | MKr20 | 2050 | 18.7887 | 0.21442 | 0.26941 | [5 empty] | PAR | C | OLD | 3.7118 |  | RHNHPELC | 4 | 0.66667 | HOUPARRHNHPELCN04_OLDC_FBHGASE01 | 0.853 | HOUPARRHNHPELCN04_OLDC | HOUPARRHNBHGASE01_OLDC | BHGASE01 | HPELCN04 | PAR_OLDC | BHGASE01_HPELCN04 | 4 | -0.25 | 1 | Supported
HOUPARRHNHPELCN03_OLDC_FBHGASE01_D67 | Residential heating technology - Heat pump, Air-to-water - single-family house - existing building - distributed level 0.67 | HOUELC, HOUAMB | HOUPARRHN_OLDC_DMD | MKr20 | 2020 | 17.515 | 0.35522 | 0.32928 | [5 empty] | PAR | C | OLD | 3.0369 |  | RHNHPELC | 4 | 0.66667 | HOUPARRHNHPELCN03_OLDC_FBHGASE01 | 0.853 | HOUPARRHNHPELCN03_OLDC | HOUPARRHNBHGASE01_OLDC | BHGASE01 | HPELCN03 | PAR_OLDC | BHGASE01_HPELCN03 | 4 | -0.25 | 1 | Supported
HOUPARRHNHPELCN03_OLDC_FBHGASE01_D67 | Residential heating technology - Heat pump, Air-to-water - single-family house - existing building - distributed level 0.67 | HOUELC, HOUAMB | HOUPARRHN_OLDC_DMD | MKr20 | 2025 | 16.1557 | 0.25961 | 0.31431 | [5 empty] | PAR | C | OLD | 3.1815 |  | RHNHPELC | 4 | 0.66667 | HOUPARRHNHPELCN03_OLDC_FBHGASE01 | 0.853 | HOUPARRHNHPELCN03_OLDC | HOUPARRHNBHGASE01_OLDC | BHGASE01 | HPELCN03 | PAR_OLDC | BHGASE01_HPELCN03 | 4 | -0.25 | 1 | Supported
HOUPARRHNHPELCN03_OLDC_FBHGASE01_D67 | Residential heating technology - Heat pump, Air-to-water - single-family house - existing building - distributed level 0.67 | HOUELC, HOUAMB | HOUPARRHN_OLDC_DMD | MKr20 | 2030 | 14.7963 | 0.25587 | 0.30065 | [5 empty] | PAR | C | OLD | 3.3262 |  | RHNHPELC | 4 | 0.66667 | HOUPARRHNHPELCN03_OLDC_FBHGASE01 | 0.853 | HOUPARRHNHPELCN03_OLDC | HOUPARRHNBHGASE01_OLDC | BHGASE01 | HPELCN03 | PAR_OLDC | BHGASE01_HPELCN03 | 4 | -0.25 | 1 | Supported
HOUPARRHNHPELCN03_OLDC_FBHGASE01_D67 | Residential heating technology - Heat pump, Air-to-water - single-family house - existing building - distributed level 0.67 | HOUELC, HOUAMB | HOUPARRHN_OLDC_DMD | MKr20 | 2040 | 13.6938 | 0.24892 | 0.28812 | [5 empty] | PAR | C | OLD | 3.4708 |  | RHNHPELC | 4 | 0.66667 | HOUPARRHNHPELCN03_OLDC_FBHGASE01 | 0.853 | HOUPARRHNHPELCN03_OLDC | HOUPARRHNBHGASE01_OLDC | BHGASE01 | HPELCN03 | PAR_OLDC | BHGASE01_HPELCN03 | 4 | -0.25 | 1 | Supported
HOUPARRHNHPELCN03_OLDC_FBHGASE01_D67 | Residential heating technology - Heat pump, Air-to-water - single-family house - existing building - distributed level 0.67 | HOUELC, HOUAMB | HOUPARRHN_OLDC_DMD | MKr20 | 2050 | 12.5913 | 0.24198 | 0.28033 | [5 empty] | PAR | C | OLD | 3.5672 |  | RHNHPELC | 4 | 0.66667 | HOUPARRHNHPELCN03_OLDC_FBHGASE01 | 0.853 | HOUPARRHNHPELCN03_OLDC | HOUPARRHNBHGASE01_OLDC | BHGASE01 | HPELCN03 | PAR_OLDC | BHGASE01_HPELCN03 | 4 | -0.25 | 1 | Supported
HOUPARRHNHPELCN02_OLDC_FBHGASE01_D67 | Residential heating technology - Heat pump, Air-to-air - single-family house - existing building - distributed level 0.67 | HOUELC, HOUAMB | HOUPARRHN_OLDC_DMD | MKr20 | 2020 | 3.2165 | 0.18468 | 0.21386 | [5 empty] | PAR | C | OLD | 4.6759 |  | RHNHPELC | 4 | 0.66667 | HOUPARRHNHPELCN02_OLDC_FBHGASE01 | 0.853 | HOUPARRHNHPELCN02_OLDC | HOUPARRHNBHGASE01_OLDC | BHGASE01 | HPELCN02 | PAR_OLDC | BHGASE01_HPELCN02 | 5 | 0 | 1.1 | Unlikely
HOUPARRHNHPELCN02_OLDC_FBHGASE01_D67 | Residential heating technology - Heat pump, Air-to-air - single-family house - existing building - distributed level 0.67 | HOUELC, HOUAMB | HOUPARRHN_OLDC_DMD | MKr20 | 2025 | 3.1379 | 0.12547 | 0.20338 | [5 empty] | PAR | C | OLD | 4.9169 |  | RHNHPELC | 4 | 0.66667 | HOUPARRHNHPELCN02_OLDC_FBHGASE01 | 0.853 | HOUPARRHNHPELCN02_OLDC | HOUPARRHNBHGASE01_OLDC | BHGASE01 | HPELCN02 | PAR_OLDC | BHGASE01_HPELCN02 | 5 | 0 | 1.1 | Unlikely
HOUPARRHNHPELCN02_OLDC_FBHGASE01_D67 | Residential heating technology - Heat pump, Air-to-air - single-family house - existing building - distributed level 0.67 | HOUELC, HOUAMB | HOUPARRHN_OLDC_DMD | MKr20 | 2030 | 3.0593 | 0.12315 | 0.1957 | [5 empty] | PAR | C | OLD | 5.1098 |  | RHNHPELC | 4 | 0.66667 | HOUPARRHNHPELCN02_OLDC_FBHGASE01 | 0.853 | HOUPARRHNHPELCN02_OLDC | HOUPARRHNBHGASE01_OLDC | BHGASE01 | HPELCN02 | PAR_OLDC | BHGASE01_HPELCN02 | 5 | 0 | 1.1 | Unlikely
HOUPARRHNHPELCN02_OLDC_FBHGASE01_D67 | Residential heating technology - Heat pump, Air-to-air - single-family house - existing building - distributed level 0.67 | HOUELC, HOUAMB | HOUPARRHN_OLDC_DMD | MKr20 | 2040 | 2.9134 | 0.11885 | 0.18859 | [5 empty] | PAR | C | OLD | 5.3026 |  | RHNHPELC | 4 | 0.66667 | HOUPARRHNHPELCN02_OLDC_FBHGASE01 | 0.853 | HOUPARRHNHPELCN02_OLDC | HOUPARRHNBHGASE01_OLDC | BHGASE01 | HPELCN02 | PAR_OLDC | BHGASE01_HPELCN02 | 5 | 0 | 1.1 | Unlikely
HOUPARRHNHPELCN02_OLDC_FBHGASE01_D67 | Residential heating technology - Heat pump, Air-to-air - single-family house - existing building - distributed level 0.67 | HOUELC, HOUAMB | HOUPARRHN_OLDC_DMD | MKr20 | 2050 | 2.7675 | 0.11455 | 0.18522 | [5 empty] | PAR | C | OLD | 5.399 |  | RHNHPELC | 4 | 0.66667 | HOUPARRHNHPELCN02_OLDC_FBHGASE01 | 0.853 | HOUPARRHNHPELCN02_OLDC | HOUPARRHNBHGASE01_OLDC | BHGASE01 | HPELCN02 | PAR_OLDC | BHGASE01_HPELCN02 | 5 | 0 | 1.1 | Unlikely
HOUPARRHNDIELCN06_OLDC_FBHGASE01_D67 | Residential heating technology - Electric heating - electric panel from Bauhaus - single-family house - new building - distributed level 0.67 | HOUELC | HOUPARRHN_OLDC_DMD | MKr20 | 2020 | 0.64843 | 0 | [6 empty] | PAR | C | OLD |  |  | RHNDIELC | 4 | 0.66667 | HOUPARRHNDIELCN06_OLDC_FBHGASE01 | 0.853 | HOUPARRHNDIELCN06_OLDC | HOUPARRHNBHGASE01_OLDC | BHGASE01 | DIELCN06 | PAR_OLDC | BHGASE01_DIELCN06 | 5 | 0 | 1.1 | Unlikely
HOUPARRHNDIELCN06_OLDC_FBHGASE01_D67 | Residential heating technology - Electric heating - electric panel from Bauhaus - single-family house - new building - distributed level 0.67 | HOUELC | HOUPARRHN_OLDC_DMD | MKr20 | 2025 | 0.64843 | 0 | [6 empty] | PAR | C | OLD |  |  | RHNDIELC | 4 | 0.66667 | HOUPARRHNDIELCN06_OLDC_FBHGASE01 | 0.853 | HOUPARRHNDIELCN06_OLDC | HOUPARRHNBHGASE01_OLDC | BHGASE01 | DIELCN06 | PAR_OLDC | BHGASE01_DIELCN06 | 5 | 0 | 1.1 | Unlikely
HOUPARRHNDIELCN06_OLDC_FBHGASE01_D67 | Residential heating technology - Electric heating - electric panel from Bauhaus - single-family house - new building - distributed level 0.67 | HOUELC | HOUPARRHN_OLDC_DMD | MKr20 | 2030 | 0.64843 | 0 | [6 empty] | PAR | C | OLD |  |  | RHNDIELC | 4 | 0.66667 | HOUPARRHNDIELCN06_OLDC_FBHGASE01 | 0.853 | HOUPARRHNDIELCN06_OLDC | HOUPARRHNBHGASE01_OLDC | BHGASE01 | DIELCN06 | PAR_OLDC | BHGASE01_DIELCN06 | 5 | 0 | 1.1 | Unlikely
HOUPARRHNDIELCN06_OLDC_FBHGASE01_D67 | Residential heating technology - Electric heating - electric panel from Bauhaus - single-family house - new building - distributed level 0.67 | HOUELC | HOUPARRHN_OLDC_DMD | MKr20 | 2040 | 0.64843 | 0 | [6 empty] | PAR | C | OLD |  |  | RHNDIELC | 4 | 0.66667 | HOUPARRHNDIELCN06_OLDC_FBHGASE01 | 0.853 | HOUPARRHNDIELCN06_OLDC | HOUPARRHNBHGASE01_OLDC | BHGASE01 | DIELCN06 | PAR_OLDC | BHGASE01_DIELCN06 | 5 | 0 | 1.1 | Unlikely
HOUPARRHNDIELCN06_OLDC_FBHGASE01_D67 | Residential heating technology - Electric heating - electric panel from Bauhaus - single-family house - new building - distributed level 0.67 | HOUELC | HOUPARRHN_OLDC_DMD | MKr20 | 2050 | 0.64843 | 0 | [6 empty] | PAR | C | OLD |  |  | RHNDIELC | 4 | 0.66667 | HOUPARRHNDIELCN06_OLDC_FBHGASE01 | 0.853 | HOUPARRHNDIELCN06_OLDC | HOUPARRHNBHGASE01_OLDC | BHGASE01 | DIELCN06 | PAR_OLDC | BHGASE01_DIELCN06 | 5 | 0 | 1.1 | Unlikely
HOUPARRHNDIELCN01_OLDC_FBHGASE01_D67 | Residential heating technology - Electric heating - single-family house - new building - distributed level 0.67 | HOUELC | HOUPARRHN_OLDC_DMD | MKr20 | 2020 | 7.8786 | 0.063879 | [6 empty] | PAR | C | OLD |  |  | RHNDIELC | 4 | 0.66667 | HOUPARRHNDIELCN01_OLDC_FBHGASE01 | 0.853 | HOUPARRHNDIELCN01_OLDC | HOUPARRHNBHGASE01_OLDC | BHGASE01 | DIELCN01 | PAR_OLDC | BHGASE01_DIELCN01 | 5 | 0 | 1.1 | Unlikely
HOUPARRHNDIELCN01_OLDC_FBHGASE01_D67 | Residential heating technology - Electric heating - single-family house - new building - distributed level 0.67 | HOUELC | HOUPARRHN_OLDC_DMD | MKr20 | 2025 | 7.6836 | 0.063879 | [6 empty] | PAR | C | OLD |  |  | RHNDIELC | 4 | 0.66667 | HOUPARRHNDIELCN01_OLDC_FBHGASE01 | 0.853 | HOUPARRHNDIELCN01_OLDC | HOUPARRHNBHGASE01_OLDC | BHGASE01 | DIELCN01 | PAR_OLDC | BHGASE01_DIELCN01 | 5 | 0 | 1.1 | Unlikely
HOUPARRHNDIELCN01_OLDC_FBHGASE01_D67 | Residential heating technology - Electric heating - single-family house - new building - distributed level 0.67 | HOUELC | HOUPARRHN_OLDC_DMD | MKr20 | 2030 | 7.4934 | 0.061217 | [6 empty] | PAR | C | OLD |  |  | RHNDIELC | 4 | 0.66667 | HOUPARRHNDIELCN01_OLDC_FBHGASE01 | 0.853 | HOUPARRHNDIELCN01_OLDC | HOUPARRHNBHGASE01_OLDC | BHGASE01 | DIELCN01 | PAR_OLDC | BHGASE01_DIELCN01 | 5 | 0 | 1.1 | Unlikely
HOUPARRHNDIELCN01_OLDC_FBHGASE01_D67 | Residential heating technology - Electric heating - single-family house - new building - distributed level 0.67 | HOUELC | HOUPARRHN_OLDC_DMD | MKr20 | 2040 | 7.1271 | 0.058555 | [6 empty] | PAR | C | OLD |  |  | RHNDIELC | 4 | 0.66667 | HOUPARRHNDIELCN01_OLDC_FBHGASE01 | 0.853 | HOUPARRHNDIELCN01_OLDC | HOUPARRHNBHGASE01_OLDC | BHGASE01 | DIELCN01 | PAR_OLDC | BHGASE01_DIELCN01 | 5 | 0 | 1.1 | Unlikely
HOUPARRHNDIELCN01_OLDC_FBHGASE01_D67 | Residential heating technology - Electric heating - single-family house - new building - distributed level 0.67 | HOUELC | HOUPARRHN_OLDC_DMD | MKr20 | 2050 | 6.7786 | 0.055894 | [6 empty] | PAR | C | OLD |  |  | RHNDIELC | 4 | 0.66667 | HOUPARRHNDIELCN01_OLDC_FBHGASE01 | 0.853 | HOUPARRHNDIELCN01_OLDC | HOUPARRHNBHGASE01_OLDC | BHGASE01 | DIELCN01 | PAR_OLDC | BHGASE01_DIELCN01 | 5 | 0 | 1.1 | Unlikely
HOUPARRHNBHWPEN01_OLDC_FBHGASE01_D67 | Residential heating technology - Biomass boiler, automatic stoking , wood pellets or wood chips - single-family house - existing building - distributed level 0.67 | HOUWPE | HOUPARRHN_OLDC_DMD | MKr20 | 2020 | 4.7395 | 0.44811 |  | 25 | 14 | 70 | 2 | 4 | PAR | C | OLD |  |  | RHNBHWPE | 4 | 0.66667 | HOUPARRHNBHWPEN01_OLDC_FBHGASE01 | 0.853 | HOUPARRHNBHWPEN01_OLDC | HOUPARRHNBHGASE01_OLDC | BHGASE01 | BHWPEN01 | PAR_OLDC | BHGASE01_BHWPEN01 | 6 | 0 | 1 | New
HOUPARRHNBHWPEN01_OLDC_FBHGASE01_D67 | Residential heating technology - Biomass boiler, automatic stoking , wood pellets or wood chips - single-family house - existing building - distributed level 0.67 | HOUWPE | HOUPARRHN_OLDC_DMD | MKr20 | 2025 | 4.6221 | 0.44037 |  | 25 | 14 | 60 | 2 | 4 | PAR | C | OLD |  |  | RHNBHWPE | 4 | 0.66667 | HOUPARRHNBHWPEN01_OLDC_FBHGASE01 | 0.853 | HOUPARRHNBHWPEN01_OLDC | HOUPARRHNBHGASE01_OLDC | BHGASE01 | BHWPEN01 | PAR_OLDC | BHGASE01_BHWPEN01 | 6 | 0 | 1 | New
HOUPARRHNBHWPEN01_OLDC_FBHGASE01_D67 | Residential heating technology - Biomass boiler, automatic stoking , wood pellets or wood chips - single-family house - existing building - distributed level 0.67 | HOUWPE | HOUPARRHN_OLDC_DMD | MKr20 | 2030 | 4.5077 | 0.43449 |  | 25 | 11 | 50 | 1 | 4 | PAR | C | OLD |  |  | RHNBHWPE | 4 | 0.66667 | HOUPARRHNBHWPEN01_OLDC_FBHGASE01 | 0.853 | HOUPARRHNBHWPEN01_OLDC | HOUPARRHNBHGASE01_OLDC | BHGASE01 | BHWPEN01 | PAR_OLDC | BHGASE01_BHWPEN01 | 6 | 0 | 1 | New
HOUPARRHNBHWPEN01_OLDC_FBHGASE01_D67 | Residential heating technology - Biomass boiler, automatic stoking , wood pellets or wood chips - single-family house - existing building - distributed level 0.67 | HOUWPE | HOUPARRHN_OLDC_DMD | MKr20 | 2040 | 4.2874 | 0.41527 |  | 25 | 9 | 45 | 1 | 4 | PAR | C | OLD |  |  | RHNBHWPE | 4 | 0.66667 | HOUPARRHNBHWPEN01_OLDC_FBHGASE01 | 0.853 | HOUPARRHNBHWPEN01_OLDC | HOUPARRHNBHGASE01_OLDC | BHGASE01 | BHWPEN01 | PAR_OLDC | BHGASE01_BHWPEN01 | 6 | 0 | 1 | New
HOUPARRHNBHWPEN01_OLDC_FBHGASE01_D67 | Residential heating technology - Biomass boiler, automatic stoking , wood pellets or wood chips - single-family house - existing building - distributed level 0.67 | HOUWPE | HOUPARRHN_OLDC_DMD | MKr20 | 2050 | 5.0972 | 0.49611 |  | 25 | 9 | 40 | 0 | 4 | PAR | C | OLD |  |  | RHNBHWPE | 4 | 0.66667 | HOUPARRHNBHWPEN01_OLDC_FBHGASE01 | 0.853 | HOUPARRHNBHWPEN01_OLDC | HOUPARRHNBHGASE01_OLDC | BHGASE01 | BHWPEN01 | PAR_OLDC | BHGASE01_BHWPEN01 | 6 | 0 | 1 | New
HOUPARRHNBHSOLN01_OLDC_FBHGASE01_D67 | Residential heating technology - Solar heating system - single-family house - existing building - distributed level 0.67 | HOUSOL | HOUPARRHN_OLDC_DMD | MKr20 | 2020 | 8.6578 | 0.099715 | [6 empty] | PAR | C | OLD |  |  | RHNBHSOL | 4 | 0.66667 | HOUPARRHNBHSOLN01_OLDC_FBHGASE01 | 0.853 | HOUPARRHNBHSOLN01_OLDC | HOUPARRHNBHGASE01_OLDC | BHGASE01 | BHSOLN01 | PAR_OLDC | BHGASE01_BHSOLN01 | 5 | 0 | 1.1 | Unlikely
HOUPARRHNBHSOLN01_OLDC_FBHGASE01_D67 | Residential heating technology - Solar heating system - single-family house - existing building - distributed level 0.67 | HOUSOL | HOUPARRHN_OLDC_DMD | MKr20 | 2025 | 8.4435 | 0.093632 | [6 empty] | PAR | C | OLD |  |  | RHNBHSOL | 4 | 0.66667 | HOUPARRHNBHSOLN01_OLDC_FBHGASE01 | 0.853 | HOUPARRHNBHSOLN01_OLDC | HOUPARRHNBHGASE01_OLDC | BHGASE01 | BHSOLN01 | PAR_OLDC | BHGASE01_BHSOLN01 | 5 | 0 | 1.1 | Unlikely
HOUPARRHNBHSOLN01_OLDC_FBHGASE01_D67 | Residential heating technology - Solar heating system - single-family house - existing building - distributed level 0.67 | HOUSOL | HOUPARRHN_OLDC_DMD | MKr20 | 2030 | 8.2345 | 0.09135 | [6 empty] | PAR | C | OLD |  |  | RHNBHSOL | 4 | 0.66667 | HOUPARRHNBHSOLN01_OLDC_FBHGASE01 | 0.853 | HOUPARRHNBHSOLN01_OLDC | HOUPARRHNBHGASE01_OLDC | BHGASE01 | BHSOLN01 | PAR_OLDC | BHGASE01_BHSOLN01 | 5 | 0 | 1.1 | Unlikely
HOUPARRHNBHSOLN01_OLDC_FBHGASE01_D67 | Residential heating technology - Solar heating system - single-family house - existing building - distributed level 0.67 | HOUSOL | HOUPARRHN_OLDC_DMD | MKr20 | 2040 | 7.832 | 0.086407 | [6 empty] | PAR | C | OLD |  |  | RHNBHSOL | 4 | 0.66667 | HOUPARRHNBHSOLN01_OLDC_FBHGASE01 | 0.853 | HOUPARRHNBHSOLN01_OLDC | HOUPARRHNBHGASE01_OLDC | BHGASE01 | BHSOLN01 | PAR_OLDC | BHGASE01_BHSOLN01 | 5 | 0 | 1.1 | Unlikely
HOUPARRHNBHSOLN01_OLDC_FBHGASE01_D67 | Residential heating technology - Solar heating system - single-family house - existing building - distributed level 0.67 | HOUSOL | HOUPARRHN_OLDC_DMD | MKr20 | 2050 | 7.4491 | 0.081464 | [6 empty] | PAR | C | OLD |  |  | RHNBHSOL | 4 | 0.66667 | HOUPARRHNBHSOLN01_OLDC_FBHGASE01 | 0.853 | HOUPARRHNBHSOLN01_OLDC | HOUPARRHNBHGASE01_OLDC | BHGASE01 | BHSOLN01 | PAR_OLDC | BHGASE01_BHSOLN01 | 5 | 0 | 1.1 | Unlikely
HOUPARRHNBHGASN01_OLDC_FBHGASE01_D67 | Residential heating technology - Natural gas boiler - single-family house - existing building - distributed level 0.67 | HOUGAS | HOUPARRHN_OLDC_DMD | MKr20 | 2020 | 2.2243 | 0.10927 |  | 0.43 | 0.1 | 20.4 | 1 | 1 | PAR | C | OLD |  |  | RHNBHGAS | 4 | 0.66667 | HOUPARRHNBHGASN01_OLDC_FBHGASE01 | 0.853 | HOUPARRHNBHGASN01_OLDC | HOUPARRHNBHGASE01_OLDC | BHGASE01 | BHGASN01 | PAR_OLDC | BHGASE01_BHGASN01 | 6 | 0 | 1 | New
HOUPARRHNBHGASN01_OLDC_FBHGASE01_D67 | Residential heating technology - Natural gas boiler - single-family house - existing building - distributed level 0.67 | HOUGAS | HOUPARRHN_OLDC_DMD | MKr20 | 2025 | 2.1693 | 0.10742 |  | 0.43 | 0.1 | 20.4 | 1 | 1 | PAR | C | OLD |  |  | RHNBHGAS | 4 | 0.66667 | HOUPARRHNBHGASN01_OLDC_FBHGASE01 | 0.853 | HOUPARRHNBHGASN01_OLDC | HOUPARRHNBHGASE01_OLDC | BHGASE01 | BHGASN01 | PAR_OLDC | BHGASE01_BHGASN01 | 6 | 0 | 1 | New
HOUPARRHNBHGASN01_OLDC_FBHGASE01_D67 | Residential heating technology - Natural gas boiler - single-family house - existing building - distributed level 0.67 | HOUGAS | HOUPARRHN_OLDC_DMD | MKr20 | 2030 | 2.1156 | 0.1065 |  | 0.43 | 0.1 | 20.4 | 1 | 1 | PAR | C | OLD |  |  | RHNBHGAS | 4 | 0.66667 | HOUPARRHNBHGASN01_OLDC_FBHGASE01 | 0.853 | HOUPARRHNBHGASN01_OLDC | HOUPARRHNBHGASE01_OLDC | BHGASE01 | BHGASN01 | PAR_OLDC | BHGASE01_BHGASN01 | 6 | 0 | 1 | New
HOUPARRHNBHGASN01_OLDC_FBHGASE01_D67 | Residential heating technology - Natural gas boiler - single-family house - existing building - distributed level 0.67 | HOUGAS | HOUPARRHN_OLDC_DMD | MKr20 | 2040 | 2.0122 | 0.10069 |  | 0.43 | 0.1 | 20.4 | 1 | 1 | PAR | C | OLD |  |  | RHNBHGAS | 4 | 0.66667 | HOUPARRHNBHGASN01_OLDC_FBHGASE01 | 0.853 | HOUPARRHNBHGASN01_OLDC | HOUPARRHNBHGASE01_OLDC | BHGASE01 | BHGASN01 | PAR_OLDC | BHGASE01_BHGASN01 | 6 | 0 | 1 | New
HOUPARRHNBHGASN01_OLDC_FBHGASE01_D67 | Residential heating technology - Natural gas boiler - single-family house - existing building - distributed level 0.67 | HOUGAS | HOUPARRHN_OLDC_DMD | MKr20 | 2050 | 1.9138 | 0.097078 |  | 0.43 | 0.1 | 20.4 | 1 | 1 | PAR | C | OLD |  |  | RHNBHGAS | 4 | 0.66667 | HOUPARRHNBHGASN01_OLDC_FBHGASE01 | 0.853 | HOUPARRHNBHGASN01_OLDC | HOUPARRHNBHGASE01_OLDC | BHGASE01 | BHGASN01 | PAR_OLDC | BHGASE01_BHGASN01 | 6 | 0 | 1 | New
HOUPARRHNBHDHCN03_OLDC_FBHGASE01_D67 | Residential heating technology - Direct district heating substation - plus connection pipe - single-family house - existing building - distributed level 0.67 | HOUDHC | HOUPARRHN_OLDC_DMD | MKr20 | 2020 | 3.4401 | 0.032445 | [6 empty] | PAR | C | OLD |  |  | RHNBHDHC | 4 | 0.66667 | HOUPARRHNBHDHCN03_OLDC_FBHGASE01 | 0.853 | HOUPARRHNBHDHCN03_OLDC | HOUPARRHNBHGASE01_OLDC | BHGASE01 | BHDHCN03 | PAR_OLDC | BHGASE01_BHDHCN03 | 6 | 0 | 1 | New
HOUPARRHNBHDHCN03_OLDC_FBHGASE01_D67 | Residential heating technology - Direct district heating substation - plus connection pipe - single-family house - existing building - distributed level 0.67 | HOUDHC | HOUPARRHN_OLDC_DMD | MKr20 | 2025 | 3.4002 | 0.032205 | [6 empty] | PAR | C | OLD |  |  | RHNBHDHC | 4 | 0.66667 | HOUPARRHNBHDHCN03_OLDC_FBHGASE01 | 0.853 | HOUPARRHNBHDHCN03_OLDC | HOUPARRHNBHGASE01_OLDC | BHGASE01 | BHDHCN03 | PAR_OLDC | BHGASE01_BHDHCN03 | 6 | 0 | 1 | New
HOUPARRHNBHDHCN03_OLDC_FBHGASE01_D67 | Residential heating technology - Direct district heating substation - plus connection pipe - single-family house - existing building - distributed level 0.67 | HOUDHC | HOUPARRHN_OLDC_DMD | MKr20 | 2030 | 3.3669 | 0.03163 | [6 empty] | PAR | C | OLD |  |  | RHNBHDHC | 4 | 0.66667 | HOUPARRHNBHDHCN03_OLDC_FBHGASE01 | 0.853 | HOUPARRHNBHDHCN03_OLDC | HOUPARRHNBHGASE01_OLDC | BHGASE01 | BHDHCN03 | PAR_OLDC | BHGASE01_BHDHCN03 | 6 | 0 | 1 | New
HOUPARRHNBHDHCN03_OLDC_FBHGASE01_D67 | Residential heating technology - Direct district heating substation - plus connection pipe - single-family house - existing building - distributed level 0.67 | HOUDHC | HOUPARRHN_OLDC_DMD | MKr20 | 2040 | 3.307 | 0.030268 | [6 empty] | PAR | C | OLD |  |  | RHNBHDHC | 4 | 0.66667 | HOUPARRHNBHDHCN03_OLDC_FBHGASE01 | 0.853 | HOUPARRHNBHDHCN03_OLDC | HOUPARRHNBHGASE01_OLDC | BHGASE01 | BHDHCN03 | PAR_OLDC | BHGASE01_BHDHCN03 | 6 | 0 | 1 | New
HOUPARRHNBHDHCN03_OLDC_FBHGASE01_D67 | Residential heating technology - Direct district heating substation - plus connection pipe - single-family house - existing building - distributed level 0.67 | HOUDHC | HOUPARRHN_OLDC_DMD | MKr20 | 2050 | 3.2405 | 0.028286 | [6 empty] | PAR | C | OLD |  |  | RHNBHDHC | 4 | 0.66667 | HOUPARRHNBHDHCN03_OLDC_FBHGASE01 | 0.853 | HOUPARRHNBHDHCN03_OLDC | HOUPARRHNBHGASE01_OLDC | BHGASE01 | BHDHCN03 | PAR_OLDC | BHGASE01_BHDHCN03 | 6 | 0 | 1 | New
HOUPARRHNHPELCN07_OLDD_FBHGASE01_D67 | Residential heating technology - Heat pump, Air-to-water, low-price product - single-family house - existing building - distributed level 0.67 | HOUELC, HOUAMB | HOUPARRHN_OLDD_DMD | MKr20 | 2020 | 10.4621 | 0.41034 | 0.34574 | [5 empty] | PAR | D | OLD | 2.8923 |  | RHNHPELC | 4 | 0.66667 | HOUPARRHNHPELCN07_OLDD_FBHGASE01 | 0.853 | HOUPARRHNHPELCN07_OLDD | HOUPARRHNBHGASE01_OLDD | BHGASE01 | HPELCN07 | PAR_OLDD | BHGASE01_HPELCN07 | 4 | -0.25 | 1 | Supported
HOUPARRHNHPELCN07_OLDD_FBHGASE01_D67 | Residential heating technology - Heat pump, Air-to-water, low-price product - single-family house - existing building - distributed level 0.67 | HOUELC, HOUAMB | HOUPARRHN_OLDD_DMD | MKr20 | 2025 | 9.5709 | 0.31473 | 0.32928 | [5 empty] | PAR | D | OLD | 3.0369 |  | RHNHPELC | 4 | 0.66667 | HOUPARRHNHPELCN07_OLDD_FBHGASE01 | 0.853 | HOUPARRHNHPELCN07_OLDD | HOUPARRHNBHGASE01_OLDD | BHGASE01 | HPELCN07 | PAR_OLDD | BHGASE01_HPELCN07 | 4 | -0.25 | 1 | Supported
HOUPARRHNHPELCN07_OLDD_FBHGASE01_D67 | Residential heating technology - Heat pump, Air-to-water, low-price product - single-family house - existing building - distributed level 0.67 | HOUELC, HOUAMB | HOUPARRHN_OLDD_DMD | MKr20 | 2030 | 8.6797 | 0.31099 | 0.31431 | [5 empty] | PAR | D | OLD | 3.1815 |  | RHNHPELC | 4 | 0.66667 | HOUPARRHNHPELCN07_OLDD_FBHGASE01 | 0.853 | HOUPARRHNHPELCN07_OLDD | HOUPARRHNBHGASE01_OLDD | BHGASE01 | HPELCN07 | PAR_OLDD | BHGASE01_HPELCN07 | 4 | -0.25 | 1 | Supported
HOUPARRHNHPELCN07_OLDD_FBHGASE01_D67 | Residential heating technology - Heat pump, Air-to-water, low-price product - single-family house - existing building - distributed level 0.67 | HOUELC, HOUAMB | HOUPARRHN_OLDD_DMD | MKr20 | 2040 | 7.9697 | 0.30404 | 0.30065 | [5 empty] | PAR | D | OLD | 3.3262 |  | RHNHPELC | 4 | 0.66667 | HOUPARRHNHPELCN07_OLDD_FBHGASE01 | 0.853 | HOUPARRHNHPELCN07_OLDD | HOUPARRHNBHGASE01_OLDD | BHGASE01 | HPELCN07 | PAR_OLDD | BHGASE01_HPELCN07 | 4 | -0.25 | 1 | Supported
HOUPARRHNHPELCN07_OLDD_FBHGASE01_D67 | Residential heating technology - Heat pump, Air-to-water, low-price product - single-family house - existing building - distributed level 0.67 | HOUELC, HOUAMB | HOUPARRHN_OLDD_DMD | MKr20 | 2050 | 7.2597 | 0.2971 | 0.29218 | [5 empty] | PAR | D | OLD | 3.4226 |  | RHNHPELC | 4 | 0.66667 | HOUPARRHNHPELCN07_OLDD_FBHGASE01 | 0.853 | HOUPARRHNHPELCN07_OLDD | HOUPARRHNBHGASE01_OLDD | BHGASE01 | HPELCN07 | PAR_OLDD | BHGASE01_HPELCN07 | 4 | -0.25 | 1 | Supported
HOUPARRHNHPELCN05_OLDD_FBHGASE01_D67 | Residential heating technology - Heat pump, Air-to-water - leasing - single-family house - existing building - distributed level 0.67 | HOUELC, HOUAMB | HOUPARRHN_OLDD_DMD | MKr20 | 2020 | 8.7575 | 1.1361 | 0.32928 | [5 empty] | PAR | D | OLD | 3.0369 |  | RHNHPELC | 4 | 0.66667 | HOUPARRHNHPELCN05_OLDD_FBHGASE01 | 0.853 | HOUPARRHNHPELCN05_OLDD | HOUPARRHNBHGASE01_OLDD | BHGASE01 | HPELCN05 | PAR_OLDD | BHGASE01_HPELCN05 | 4 | -0.25 | 1 | Supported
HOUPARRHNHPELCN05_OLDD_FBHGASE01_D67 | Residential heating technology - Heat pump, Air-to-water - leasing - single-family house - existing building - distributed level 0.67 | HOUELC, HOUAMB | HOUPARRHN_OLDD_DMD | MKr20 | 2025 | 8.0778 | 0.97988 | 0.31431 | [5 empty] | PAR | D | OLD | 3.1815 |  | RHNHPELC | 4 | 0.66667 | HOUPARRHNHPELCN05_OLDD_FBHGASE01 | 0.853 | HOUPARRHNHPELCN05_OLDD | HOUPARRHNBHGASE01_OLDD | BHGASE01 | HPELCN05 | PAR_OLDD | BHGASE01_HPELCN05 | 4 | -0.25 | 1 | Supported
HOUPARRHNHPELCN05_OLDD_FBHGASE01_D67 | Residential heating technology - Heat pump, Air-to-water - leasing - single-family house - existing building - distributed level 0.67 | HOUELC, HOUAMB | HOUPARRHN_OLDD_DMD | MKr20 | 2030 | 7.3982 | 0.91553 | 0.30065 | [5 empty] | PAR | D | OLD | 3.3262 |  | RHNHPELC | 4 | 0.66667 | HOUPARRHNHPELCN05_OLDD_FBHGASE01 | 0.853 | HOUPARRHNHPELCN05_OLDD | HOUPARRHNBHGASE01_OLDD | BHGASE01 | HPELCN05 | PAR_OLDD | BHGASE01_HPELCN05 | 4 | -0.25 | 1 | Supported
HOUPARRHNHPELCN05_OLDD_FBHGASE01_D67 | Residential heating technology - Heat pump, Air-to-water - leasing - single-family house - existing building - distributed level 0.67 | HOUELC, HOUAMB | HOUPARRHN_OLDD_DMD | MKr20 | 2040 | 6.8469 | 0.85944 | 0.28812 | [5 empty] | PAR | D | OLD | 3.4708 |  | RHNHPELC | 4 | 0.66667 | HOUPARRHNHPELCN05_OLDD_FBHGASE01 | 0.853 | HOUPARRHNHPELCN05_OLDD | HOUPARRHNBHGASE01_OLDD | BHGASE01 | HPELCN05 | PAR_OLDD | BHGASE01_HPELCN05 | 4 | -0.25 | 1 | Supported
HOUPARRHNHPELCN05_OLDD_FBHGASE01_D67 | Residential heating technology - Heat pump, Air-to-water - leasing - single-family house - existing building - distributed level 0.67 | HOUELC, HOUAMB | HOUPARRHN_OLDD_DMD | MKr20 | 2050 | 6.2957 | 0.80334 | 0.28033 | [5 empty] | PAR | D | OLD | 3.5672 |  | RHNHPELC | 4 | 0.66667 | HOUPARRHNHPELCN05_OLDD_FBHGASE01 | 0.853 | HOUPARRHNHPELCN05_OLDD | HOUPARRHNBHGASE01_OLDD | BHGASE01 | HPELCN05 | PAR_OLDD | BHGASE01_HPELCN05 | 4 | -0.25 | 1 | Supported
HOUPARRHNHPELCN04_OLDD_FBHGASE01_D67 | Residential heating technology - Heat pump, Ground source - single-family house - existing building - distributed level 0.67 | HOUELC, HOUAMB | HOUPARRHN_OLDD_DMD | MKr20 | 2020 | 23.196 | 0.32766 | 0.30065 | [5 empty] | PAR | D | OLD | 3.3262 |  | RHNHPELC | 4 | 0.66667 | HOUPARRHNHPELCN04_OLDD_FBHGASE01 | 0.853 | HOUPARRHNHPELCN04_OLDD | HOUPARRHNBHGASE01_OLDD | BHGASE01 | HPELCN04 | PAR_OLDD | BHGASE01_HPELCN04 | 4 | -0.25 | 1 | Supported
HOUPARRHNHPELCN04_OLDD_FBHGASE01_D67 | Residential heating technology - Heat pump, Ground source - single-family house - existing building - distributed level 0.67 | HOUELC, HOUAMB | HOUPARRHN_OLDD_DMD | MKr20 | 2025 | 22.0362 | 0.23205 | 0.29218 | [5 empty] | PAR | D | OLD | 3.4226 |  | RHNHPELC | 4 | 0.66667 | HOUPARRHNHPELCN04_OLDD_FBHGASE01 | 0.853 | HOUPARRHNHPELCN04_OLDD | HOUPARRHNBHGASE01_OLDD | BHGASE01 | HPELCN04 | PAR_OLDD | BHGASE01_HPELCN04 | 4 | -0.25 | 1 | Supported
HOUPARRHNHPELCN04_OLDD_FBHGASE01_D67 | Residential heating technology - Heat pump, Ground source - single-family house - existing building - distributed level 0.67 | HOUELC, HOUAMB | HOUPARRHN_OLDD_DMD | MKr20 | 2030 | 20.8764 | 0.22831 | 0.28417 | [5 empty] | PAR | D | OLD | 3.519 |  | RHNHPELC | 4 | 0.66667 | HOUPARRHNHPELCN04_OLDD_FBHGASE01 | 0.853 | HOUPARRHNHPELCN04_OLDD | HOUPARRHNBHGASE01_OLDD | BHGASE01 | HPELCN04 | PAR_OLDD | BHGASE01_HPELCN04 | 4 | -0.25 | 1 | Supported
HOUPARRHNHPELCN04_OLDD_FBHGASE01_D67 | Residential heating technology - Heat pump, Ground source - single-family house - existing building - distributed level 0.67 | HOUELC, HOUAMB | HOUPARRHN_OLDD_DMD | MKr20 | 2040 | 19.8326 | 0.22136 | 0.27296 | [5 empty] | PAR | D | OLD | 3.6636 |  | RHNHPELC | 4 | 0.66667 | HOUPARRHNHPELCN04_OLDD_FBHGASE01 | 0.853 | HOUPARRHNHPELCN04_OLDD | HOUPARRHNBHGASE01_OLDD | BHGASE01 | HPELCN04 | PAR_OLDD | BHGASE01_HPELCN04 | 4 | -0.25 | 1 | Supported
HOUPARRHNHPELCN04_OLDD_FBHGASE01_D67 | Residential heating technology - Heat pump, Ground source - single-family house - existing building - distributed level 0.67 | HOUELC, HOUAMB | HOUPARRHN_OLDD_DMD | MKr20 | 2050 | 18.7887 | 0.21442 | 0.26941 | [5 empty] | PAR | D | OLD | 3.7118 |  | RHNHPELC | 4 | 0.66667 | HOUPARRHNHPELCN04_OLDD_FBHGASE01 | 0.853 | HOUPARRHNHPELCN04_OLDD | HOUPARRHNBHGASE01_OLDD | BHGASE01 | HPELCN04 | PAR_OLDD | BHGASE01_HPELCN04 | 4 | -0.25 | 1 | Supported
HOUPARRHNHPELCN03_OLDD_FBHGASE01_D67 | Residential heating technology - Heat pump, Air-to-water - single-family house - existing building - distributed level 0.67 | HOUELC, HOUAMB | HOUPARRHN_OLDD_DMD | MKr20 | 2020 | 17.515 | 0.35522 | 0.32928 | [5 empty] | PAR | D | OLD | 3.0369 |  | RHNHPELC | 4 | 0.66667 | HOUPARRHNHPELCN03_OLDD_FBHGASE01 | 0.853 | HOUPARRHNHPELCN03_OLDD | HOUPARRHNBHGASE01_OLDD | BHGASE01 | HPELCN03 | PAR_OLDD | BHGASE01_HPELCN03 | 4 | -0.25 | 1 | Supported
HOUPARRHNHPELCN03_OLDD_FBHGASE01_D67 | Residential heating technology - Heat pump, Air-to-water - single-family house - existing building - distributed level 0.67 | HOUELC, HOUAMB | HOUPARRHN_OLDD_DMD | MKr20 | 2025 | 16.1557 | 0.25961 | 0.31431 | [5 empty] | PAR | D | OLD | 3.1815 |  | RHNHPELC | 4 | 0.66667 | HOUPARRHNHPELCN03_OLDD_FBHGASE01 | 0.853 | HOUPARRHNHPELCN03_OLDD | HOUPARRHNBHGASE01_OLDD | BHGASE01 | HPELCN03 | PAR_OLDD | BHGASE01_HPELCN03 | 4 | -0.25 | 1 | Supported
HOUPARRHNHPELCN03_OLDD_FBHGASE01_D67 | Residential heating technology - Heat pump, Air-to-water - single-family house - existing building - distributed level 0.67 | HOUELC, HOUAMB | HOUPARRHN_OLDD_DMD | MKr20 | 2030 | 14.7963 | 0.25587 | 0.30065 | [5 empty] | PAR | D | OLD | 3.3262 |  | RHNHPELC | 4 | 0.66667 | HOUPARRHNHPELCN03_OLDD_FBHGASE01 | 0.853 | HOUPARRHNHPELCN03_OLDD | HOUPARRHNBHGASE01_OLDD | BHGASE01 | HPELCN03 | PAR_OLDD | BHGASE01_HPELCN03 | 4 | -0.25 | 1 | Supported
HOUPARRHNHPELCN03_OLDD_FBHGASE01_D67 | Residential heating technology - Heat pump, Air-to-water - single-family house - existing building - distributed level 0.67 | HOUELC, HOUAMB | HOUPARRHN_OLDD_DMD | MKr20 | 2040 | 13.6938 | 0.24892 | 0.28812 | [5 empty] | PAR | D | OLD | 3.4708 |  | RHNHPELC | 4 | 0.66667 | HOUPARRHNHPELCN03_OLDD_FBHGASE01 | 0.853 | HOUPARRHNHPELCN03_OLDD | HOUPARRHNBHGASE01_OLDD | BHGASE01 | HPELCN03 | PAR_OLDD | BHGASE01_HPELCN03 | 4 | -0.25 | 1 | Supported
HOUPARRHNHPELCN03_OLDD_FBHGASE01_D67 | Residential heating technology - Heat pump, Air-to-water - single-family house - existing building - distributed level 0.67 | HOUELC, HOUAMB | HOUPARRHN_OLDD_DMD | MKr20 | 2050 | 12.5913 | 0.24198 | 0.28033 | [5 empty] | PAR | D | OLD | 3.5672 |  | RHNHPELC | 4 | 0.66667 | HOUPARRHNHPELCN03_OLDD_FBHGASE01 | 0.853 | HOUPARRHNHPELCN03_OLDD | HOUPARRHNBHGASE01_OLDD | BHGASE01 | HPELCN03 | PAR_OLDD | BHGASE01_HPELCN03 | 4 | -0.25 | 1 | Supported
HOUPARRHNHPELCN02_OLDD_FBHGASE01_D67 | Residential heating technology - Heat pump, Air-to-air - single-family house - existing building - distributed level 0.67 | HOUELC, HOUAMB | HOUPARRHN_OLDD_DMD | MKr20 | 2020 | 3.2165 | 0.18468 | 0.21386 | [5 empty] | PAR | D | OLD | 4.6759 |  | RHNHPELC | 4 | 0.66667 | HOUPARRHNHPELCN02_OLDD_FBHGASE01 | 0.853 | HOUPARRHNHPELCN02_OLDD | HOUPARRHNBHGASE01_OLDD | BHGASE01 | HPELCN02 | PAR_OLDD | BHGASE01_HPELCN02 | 5 | 0 | 1.1 | Unlikely
HOUPARRHNHPELCN02_OLDD_FBHGASE01_D67 | Residential heating technology - Heat pump, Air-to-air - single-family house - existing building - distributed level 0.67 | HOUELC, HOUAMB | HOUPARRHN_OLDD_DMD | MKr20 | 2025 | 3.1379 | 0.12547 | 0.20338 | [5 empty] | PAR | D | OLD | 4.9169 |  | RHNHPELC | 4 | 0.66667 | HOUPARRHNHPELCN02_OLDD_FBHGASE01 | 0.853 | HOUPARRHNHPELCN02_OLDD | HOUPARRHNBHGASE01_OLDD | BHGASE01 | HPELCN02 | PAR_OLDD | BHGASE01_HPELCN02 | 5 | 0 | 1.1 | Unlikely
HOUPARRHNHPELCN02_OLDD_FBHGASE01_D67 | Residential heating technology - Heat pump, Air-to-air - single-family house - existing building - distributed level 0.67 | HOUELC, HOUAMB | HOUPARRHN_OLDD_DMD | MKr20 | 2030 | 3.0593 | 0.12315 | 0.1957 | [5 empty] | PAR | D | OLD | 5.1098 |  | RHNHPELC | 4 | 0.66667 | HOUPARRHNHPELCN02_OLDD_FBHGASE01 | 0.853 | HOUPARRHNHPELCN02_OLDD | HOUPARRHNBHGASE01_OLDD | BHGASE01 | HPELCN02 | PAR_OLDD | BHGASE01_HPELCN02 | 5 | 0 | 1.1 | Unlikely
HOUPARRHNHPELCN02_OLDD_FBHGASE01_D67 | Residential heating technology - Heat pump, Air-to-air - single-family house - existing building - distributed level 0.67 | HOUELC, HOUAMB | HOUPARRHN_OLDD_DMD | MKr20 | 2040 | 2.9134 | 0.11885 | 0.18859 | [5 empty] | PAR | D | OLD | 5.3026 |  | RHNHPELC | 4 | 0.66667 | HOUPARRHNHPELCN02_OLDD_FBHGASE01 | 0.853 | HOUPARRHNHPELCN02_OLDD | HOUPARRHNBHGASE01_OLDD | BHGASE01 | HPELCN02 | PAR_OLDD | BHGASE01_HPELCN02 | 5 | 0 | 1.1 | Unlikely
HOUPARRHNHPELCN02_OLDD_FBHGASE01_D67 | Residential heating technology - Heat pump, Air-to-air - single-family house - existing building - distributed level 0.67 | HOUELC, HOUAMB | HOUPARRHN_OLDD_DMD | MKr20 | 2050 | 2.7675 | 0.11455 | 0.18522 | [5 empty] | PAR | D | OLD | 5.399 |  | RHNHPELC | 4 | 0.66667 | HOUPARRHNHPELCN02_OLDD_FBHGASE01 | 0.853 | HOUPARRHNHPELCN02_OLDD | HOUPARRHNBHGASE01_OLDD | BHGASE01 | HPELCN02 | PAR_OLDD | BHGASE01_HPELCN02 | 5 | 0 | 1.1 | Unlikely
HOUPARRHNDIELCN06_OLDD_FBHGASE01_D67 | Residential heating technology - Electric heating - electric panel from Bauhaus - single-family house - new building - distributed level 0.67 | HOUELC | HOUPARRHN_OLDD_DMD | MKr20 | 2020 | 0.64843 | 0 | [6 empty] | PAR | D | OLD |  |  | RHNDIELC | 4 | 0.66667 | HOUPARRHNDIELCN06_OLDD_FBHGASE01 | 0.853 | HOUPARRHNDIELCN06_OLDD | HOUPARRHNBHGASE01_OLDD | BHGASE01 | DIELCN06 | PAR_OLDD | BHGASE01_DIELCN06 | 5 | 0 | 1.1 | Unlikely
HOUPARRHNDIELCN06_OLDD_FBHGASE01_D67 | Residential heating technology - Electric heating - electric panel from Bauhaus - single-family house - new building - distributed level 0.67 | HOUELC | HOUPARRHN_OLDD_DMD | MKr20 | 2025 | 0.64843 | 0 | [6 empty] | PAR | D | OLD |  |  | RHNDIELC | 4 | 0.66667 | HOUPARRHNDIELCN06_OLDD_FBHGASE01 | 0.853 | HOUPARRHNDIELCN06_OLDD | HOUPARRHNBHGASE01_OLDD | BHGASE01 | DIELCN06 | PAR_OLDD | BHGASE01_DIELCN06 | 5 | 0 | 1.1 | Unlikely
HOUPARRHNDIELCN06_OLDD_FBHGASE01_D67 | Residential heating technology - Electric heating - electric panel from Bauhaus - single-family house - new building - distributed level 0.67 | HOUELC | HOUPARRHN_OLDD_DMD | MKr20 | 2030 | 0.64843 | 0 | [6 empty] | PAR | D | OLD |  |  | RHNDIELC | 4 | 0.66667 | HOUPARRHNDIELCN06_OLDD_FBHGASE01 | 0.853 | HOUPARRHNDIELCN06_OLDD | HOUPARRHNBHGASE01_OLDD | BHGASE01 | DIELCN06 | PAR_OLDD | BHGASE01_DIELCN06 | 5 | 0 | 1.1 | Unlikely
HOUPARRHNDIELCN06_OLDD_FBHGASE01_D67 | Residential heating technology - Electric heating - electric panel from Bauhaus - single-family house - new building - distributed level 0.67 | HOUELC | HOUPARRHN_OLDD_DMD | MKr20 | 2040 | 0.64843 | 0 | [6 empty] | PAR | D | OLD |  |  | RHNDIELC | 4 | 0.66667 | HOUPARRHNDIELCN06_OLDD_FBHGASE01 | 0.853 | HOUPARRHNDIELCN06_OLDD | HOUPARRHNBHGASE01_OLDD | BHGASE01 | DIELCN06 | PAR_OLDD | BHGASE01_DIELCN06 | 5 | 0 | 1.1 | Unlikely
HOUPARRHNDIELCN06_OLDD_FBHGASE01_D67 | Residential heating technology - Electric heating - electric panel from Bauhaus - single-family house - new building - distributed level 0.67 | HOUELC | HOUPARRHN_OLDD_DMD | MKr20 | 2050 | 0.64843 | 0 | [6 empty] | PAR | D | OLD |  |  | RHNDIELC | 4 | 0.66667 | HOUPARRHNDIELCN06_OLDD_FBHGASE01 | 0.853 | HOUPARRHNDIELCN06_OLDD | HOUPARRHNBHGASE01_OLDD | BHGASE01 | DIELCN06 | PAR_OLDD | BHGASE01_DIELCN06 | 5 | 0 | 1.1 | Unlikely
HOUPARRHNDIELCN01_OLDD_FBHGASE01_D67 | Residential heating technology - Electric heating - single-family house - new building - distributed level 0.67 | HOUELC | HOUPARRHN_OLDD_DMD | MKr20 | 2020 | 7.8786 | 0.063879 | [6 empty] | PAR | D | OLD |  |  | RHNDIELC | 4 | 0.66667 | HOUPARRHNDIELCN01_OLDD_FBHGASE01 | 0.853 | HOUPARRHNDIELCN01_OLDD | HOUPARRHNBHGASE01_OLDD | BHGASE01 | DIELCN01 | PAR_OLDD | BHGASE01_DIELCN01 | 5 | 0 | 1.1 | Unlikely
HOUPARRHNDIELCN01_OLDD_FBHGASE01_D67 | Residential heating technology - Electric heating - single-family house - new building - distributed level 0.67 | HOUELC | HOUPARRHN_OLDD_DMD | MKr20 | 2025 | 7.6836 | 0.063879 | [6 empty] | PAR | D | OLD |  |  | RHNDIELC | 4 | 0.66667 | HOUPARRHNDIELCN01_OLDD_FBHGASE01 | 0.853 | HOUPARRHNDIELCN01_OLDD | HOUPARRHNBHGASE01_OLDD | BHGASE01 | DIELCN01 | PAR_OLDD | BHGASE01_DIELCN01 | 5 | 0 | 1.1 | Unlikely
HOUPARRHNDIELCN01_OLDD_FBHGASE01_D67 | Residential heating technology - Electric heating - single-family house - new building - distributed level 0.67 | HOUELC | HOUPARRHN_OLDD_DMD | MKr20 | 2030 | 7.4934 | 0.061217 | [6 empty] | PAR | D | OLD |  |  | RHNDIELC | 4 | 0.66667 | HOUPARRHNDIELCN01_OLDD_FBHGASE01 | 0.853 | HOUPARRHNDIELCN01_OLDD | HOUPARRHNBHGASE01_OLDD | BHGASE01 | DIELCN01 | PAR_OLDD | BHGASE01_DIELCN01 | 5 | 0 | 1.1 | Unlikely
HOUPARRHNDIELCN01_OLDD_FBHGASE01_D67 | Residential heating technology - Electric heating - single-family house - new building - distributed level 0.67 | HOUELC | HOUPARRHN_OLDD_DMD | MKr20 | 2040 | 7.1271 | 0.058555 | [6 empty] | PAR | D | OLD |  |  | RHNDIELC | 4 | 0.66667 | HOUPARRHNDIELCN01_OLDD_FBHGASE01 | 0.853 | HOUPARRHNDIELCN01_OLDD | HOUPARRHNBHGASE01_OLDD | BHGASE01 | DIELCN01 | PAR_OLDD | BHGASE01_DIELCN01 | 5 | 0 | 1.1 | Unlikely
HOUPARRHNDIELCN01_OLDD_FBHGASE01_D67 | Residential heating technology - Electric heating - single-family house - new building - distributed level 0.67 | HOUELC | HOUPARRHN_OLDD_DMD | MKr20 | 2050 | 6.7786 | 0.055894 | [6 empty] | PAR | D | OLD |  |  | RHNDIELC | 4 | 0.66667 | HOUPARRHNDIELCN01_OLDD_FBHGASE01 | 0.853 | HOUPARRHNDIELCN01_OLDD | HOUPARRHNBHGASE01_OLDD | BHGASE01 | DIELCN01 | PAR_OLDD | BHGASE01_DIELCN01 | 5 | 0 | 1.1 | Unlikely
HOUPARRHNBHWPEN01_OLDD_FBHGASE01_D67 | Residential heating technology - Biomass boiler, automatic stoking , wood pellets or wood chips - single-family house - existing building - distributed level 0.67 | HOUWPE | HOUPARRHN_OLDD_DMD | MKr20 | 2020 | 4.7395 | 0.44811 |  | 25 | 14 | 70 | 2 | 4 | PAR | D | OLD |  |  | RHNBHWPE | 4 | 0.66667 | HOUPARRHNBHWPEN01_OLDD_FBHGASE01 | 0.853 | HOUPARRHNBHWPEN01_OLDD | HOUPARRHNBHGASE01_OLDD | BHGASE01 | BHWPEN01 | PAR_OLDD | BHGASE01_BHWPEN01 | 6 | 0 | 1 | New
HOUPARRHNBHWPEN01_OLDD_FBHGASE01_D67 | Residential heating technology - Biomass boiler, automatic stoking , wood pellets or wood chips - single-family house - existing building - distributed level 0.67 | HOUWPE | HOUPARRHN_OLDD_DMD | MKr20 | 2025 | 4.6221 | 0.44037 |  | 25 | 14 | 60 | 2 | 4 | PAR | D | OLD |  |  | RHNBHWPE | 4 | 0.66667 | HOUPARRHNBHWPEN01_OLDD_FBHGASE01 | 0.853 | HOUPARRHNBHWPEN01_OLDD | HOUPARRHNBHGASE01_OLDD | BHGASE01 | BHWPEN01 | PAR_OLDD | BHGASE01_BHWPEN01 | 6 | 0 | 1 | New
HOUPARRHNBHWPEN01_OLDD_FBHGASE01_D67 | Residential heating technology - Biomass boiler, automatic stoking , wood pellets or wood chips - single-family house - existing building - distributed level 0.67 | HOUWPE | HOUPARRHN_OLDD_DMD | MKr20 | 2030 | 4.5077 | 0.43449 |  | 25 | 11 | 50 | 1 | 4 | PAR | D | OLD |  |  | RHNBHWPE | 4 | 0.66667 | HOUPARRHNBHWPEN01_OLDD_FBHGASE01 | 0.853 | HOUPARRHNBHWPEN01_OLDD | HOUPARRHNBHGASE01_OLDD | BHGASE01 | BHWPEN01 | PAR_OLDD | BHGASE01_BHWPEN01 | 6 | 0 | 1 | New
HOUPARRHNBHWPEN01_OLDD_FBHGASE01_D67 | Residential heating technology - Biomass boiler, automatic stoking , wood pellets or wood chips - single-family house - existing building - distributed level 0.67 | HOUWPE | HOUPARRHN_OLDD_DMD | MKr20 | 2040 | 4.2874 | 0.41527 |  | 25 | 9 | 45 | 1 | 4 | PAR | D | OLD |  |  | RHNBHWPE | 4 | 0.66667 | HOUPARRHNBHWPEN01_OLDD_FBHGASE01 | 0.853 | HOUPARRHNBHWPEN01_OLDD | HOUPARRHNBHGASE01_OLDD | BHGASE01 | BHWPEN01 | PAR_OLDD | BHGASE01_BHWPEN01 | 6 | 0 | 1 | New
HOUPARRHNBHWPEN01_OLDD_FBHGASE01_D67 | Residential heating technology - Biomass boiler, automatic stoking , wood pellets or wood chips - single-family house - existing building - distributed level 0.67 | HOUWPE | HOUPARRHN_OLDD_DMD | MKr20 | 2050 | 5.0972 | 0.49611 |  | 25 | 9 | 40 | 0 | 4 | PAR | D | OLD |  |  | RHNBHWPE | 4 | 0.66667 | HOUPARRHNBHWPEN01_OLDD_FBHGASE01 | 0.853 | HOUPARRHNBHWPEN01_OLDD | HOUPARRHNBHGASE01_OLDD | BHGASE01 | BHWPEN01 | PAR_OLDD | BHGASE01_BHWPEN01 | 6 | 0 | 1 | New
HOUPARRHNBHSOLN01_OLDD_FBHGASE01_D67 | Residential heating technology - Solar heating system - single-family house - existing building - distributed level 0.67 | HOUSOL | HOUPARRHN_OLDD_DMD | MKr20 | 2020 | 8.6578 | 0.099715 | [6 empty] | PAR | D | OLD |  |  | RHNBHSOL | 4 | 0.66667 | HOUPARRHNBHSOLN01_OLDD_FBHGASE01 | 0.853 | HOUPARRHNBHSOLN01_OLDD | HOUPARRHNBHGASE01_OLDD | BHGASE01 | BHSOLN01 | PAR_OLDD | BHGASE01_BHSOLN01 | 5 | 0 | 1.1 | Unlikely
HOUPARRHNBHSOLN01_OLDD_FBHGASE01_D67 | Residential heating technology - Solar heating system - single-family house - existing building - distributed level 0.67 | HOUSOL | HOUPARRHN_OLDD_DMD | MKr20 | 2025 | 8.4435 | 0.093632 | [6 empty] | PAR | D | OLD |  |  | RHNBHSOL | 4 | 0.66667 | HOUPARRHNBHSOLN01_OLDD_FBHGASE01 | 0.853 | HOUPARRHNBHSOLN01_OLDD | HOUPARRHNBHGASE01_OLDD | BHGASE01 | BHSOLN01 | PAR_OLDD | BHGASE01_BHSOLN01 | 5 | 0 | 1.1 | Unlikely
HOUPARRHNBHSOLN01_OLDD_FBHGASE01_D67 | Residential heating technology - Solar heating system - single-family house - existing building - distributed level 0.67 | HOUSOL | HOUPARRHN_OLDD_DMD | MKr20 | 2030 | 8.2345 | 0.09135 | [6 empty] | PAR | D | OLD |  |  | RHNBHSOL | 4 | 0.66667 | HOUPARRHNBHSOLN01_OLDD_FBHGASE01 | 0.853 | HOUPARRHNBHSOLN01_OLDD | HOUPARRHNBHGASE01_OLDD | BHGASE01 | BHSOLN01 | PAR_OLDD | BHGASE01_BHSOLN01 | 5 | 0 | 1.1 | Unlikely
HOUPARRHNBHSOLN01_OLDD_FBHGASE01_D67 | Residential heating technology - Solar heating system - single-family house - existing building - distributed level 0.67 | HOUSOL | HOUPARRHN_OLDD_DMD | MKr20 | 2040 | 7.832 | 0.086407 | [6 empty] | PAR | D | OLD |  |  | RHNBHSOL | 4 | 0.66667 | HOUPARRHNBHSOLN01_OLDD_FBHGASE01 | 0.853 | HOUPARRHNBHSOLN01_OLDD | HOUPARRHNBHGASE01_OLDD | BHGASE01 | BHSOLN01 | PAR_OLDD | BHGASE01_BHSOLN01 | 5 | 0 | 1.1 | Unlikely
HOUPARRHNBHSOLN01_OLDD_FBHGASE01_D67 | Residential heating technology - Solar heating system - single-family house - existing building - distributed level 0.67 | HOUSOL | HOUPARRHN_OLDD_DMD | MKr20 | 2050 | 7.4491 | 0.081464 | [6 empty] | PAR | D | OLD |  |  | RHNBHSOL | 4 | 0.66667 | HOUPARRHNBHSOLN01_OLDD_FBHGASE01 | 0.853 | HOUPARRHNBHSOLN01_OLDD | HOUPARRHNBHGASE01_OLDD | BHGASE01 | BHSOLN01 | PAR_OLDD | BHGASE01_BHSOLN01 | 5 | 0 | 1.1 | Unlikely
HOUPARRHNBHGASN01_OLDD_FBHGASE01_D67 | Residential heating technology - Natural gas boiler - single-family house - existing building - distributed level 0.67 | HOUGAS | HOUPARRHN_OLDD_DMD | MKr20 | 2020 | 2.2243 | 0.10927 |  | 0.43 | 0.1 | 20.4 | 1 | 1 | PAR | D | OLD |  |  | RHNBHGAS | 4 | 0.66667 | HOUPARRHNBHGASN01_OLDD_FBHGASE01 | 0.853 | HOUPARRHNBHGASN01_OLDD | HOUPARRHNBHGASE01_OLDD | BHGASE01 | BHGASN01 | PAR_OLDD | BHGASE01_BHGASN01 | 6 | 0 | 1 | New
HOUPARRHNBHGASN01_OLDD_FBHGASE01_D67 | Residential heating technology - Natural gas boiler - single-family house - existing building - distributed level 0.67 | HOUGAS | HOUPARRHN_OLDD_DMD | MKr20 | 2025 | 2.1693 | 0.10742 |  | 0.43 | 0.1 | 20.4 | 1 | 1 | PAR | D | OLD |  |  | RHNBHGAS | 4 | 0.66667 | HOUPARRHNBHGASN01_OLDD_FBHGASE01 | 0.853 | HOUPARRHNBHGASN01_OLDD | HOUPARRHNBHGASE01_OLDD | BHGASE01 | BHGASN01 | PAR_OLDD | BHGASE01_BHGASN01 | 6 | 0 | 1 | New
HOUPARRHNBHGASN01_OLDD_FBHGASE01_D67 | Residential heating technology - Natural gas boiler - single-family house - existing building - distributed level 0.67 | HOUGAS | HOUPARRHN_OLDD_DMD | MKr20 | 2030 | 2.1156 | 0.1065 |  | 0.43 | 0.1 | 20.4 | 1 | 1 | PAR | D | OLD |  |  | RHNBHGAS | 4 | 0.66667 | HOUPARRHNBHGASN01_OLDD_FBHGASE01 | 0.853 | HOUPARRHNBHGASN01_OLDD | HOUPARRHNBHGASE01_OLDD | BHGASE01 | BHGASN01 | PAR_OLDD | BHGASE01_BHGASN01 | 6 | 0 | 1 | New
HOUPARRHNBHGASN01_OLDD_FBHGASE01_D67 | Residential heating technology - Natural gas boiler - single-family house - existing building - distributed level 0.67 | HOUGAS | HOUPARRHN_OLDD_DMD | MKr20 | 2040 | 2.0122 | 0.10069 |  | 0.43 | 0.1 | 20.4 | 1 | 1 | PAR | D | OLD |  |  | RHNBHGAS | 4 | 0.66667 | HOUPARRHNBHGASN01_OLDD_FBHGASE01 | 0.853 | HOUPARRHNBHGASN01_OLDD | HOUPARRHNBHGASE01_OLDD | BHGASE01 | BHGASN01 | PAR_OLDD | BHGASE01_BHGASN01 | 6 | 0 | 1 | New
HOUPARRHNBHGASN01_OLDD_FBHGASE01_D67 | Residential heating technology - Natural gas boiler - single-family house - existing building - distributed level 0.67 | HOUGAS | HOUPARRHN_OLDD_DMD | MKr20 | 2050 | 1.9138 | 0.097078 |  | 0.43 | 0.1 | 20.4 | 1 | 1 | PAR | D | OLD |  |  | RHNBHGAS | 4 | 0.66667 | HOUPARRHNBHGASN01_OLDD_FBHGASE01 | 0.853 | HOUPARRHNBHGASN01_OLDD | HOUPARRHNBHGASE01_OLDD | BHGASE01 | BHGASN01 | PAR_OLDD | BHGASE01_BHGASN01 | 6 | 0 | 1 | New
HOUPARRHNBHDHDN03_OLDD_FBHGASE01_D67 | Residential heating technology - Direct district heating substation - plus connection pipe - single-family house - existing building - distributed level 0.67 | HOUDHD | HOUPARRHN_OLDD_DMD | MKr20 | 2020 | 3.4401 | 0.032445 | [6 empty] | PAR | D | OLD |  |  | RHNBHDHD | 4 | 0.66667 | HOUPARRHNBHDHDN03_OLDD_FBHGASE01 | 0.853 | HOUPARRHNBHDHDN03_OLDD | HOUPARRHNBHGASE01_OLDD | BHGASE01 | BHDHDN03 | PAR_OLDD | BHGASE01_BHDHDN03 | 6 | 0 | 1 | New
HOUPARRHNBHDHDN03_OLDD_FBHGASE01_D67 | Residential heating technology - Direct district heating substation - plus connection pipe - single-family house - existing building - distributed level 0.67 | HOUDHD | HOUPARRHN_OLDD_DMD | MKr20 | 2025 | 3.4002 | 0.032205 | [6 empty] | PAR | D | OLD |  |  | RHNBHDHD | 4 | 0.66667 | HOUPARRHNBHDHDN03_OLDD_FBHGASE01 | 0.853 | HOUPARRHNBHDHDN03_OLDD | HOUPARRHNBHGASE01_OLDD | BHGASE01 | BHDHDN03 | PAR_OLDD | BHGASE01_BHDHDN03 | 6 | 0 | 1 | New
HOUPARRHNBHDHDN03_OLDD_FBHGASE01_D67 | Residential heating technology - Direct district heating substation - plus connection pipe - single-family house - existing building - distributed level 0.67 | HOUDHD | HOUPARRHN_OLDD_DMD | MKr20 | 2030 | 3.3669 | 0.03163 | [6 empty] | PAR | D | OLD |  |  | RHNBHDHD | 4 | 0.66667 | HOUPARRHNBHDHDN03_OLDD_FBHGASE01 | 0.853 | HOUPARRHNBHDHDN03_OLDD | HOUPARRHNBHGASE01_OLDD | BHGASE01 | BHDHDN03 | PAR_OLDD | BHGASE01_BHDHDN03 | 6 | 0 | 1 | New
HOUPARRHNBHDHDN03_OLDD_FBHGASE01_D67 | Residential heating technology - Direct district heating substation - plus connection pipe - single-family house - existing building - distributed level 0.67 | HOUDHD | HOUPARRHN_OLDD_DMD | MKr20 | 2040 | 3.307 | 0.030268 | [6 empty] | PAR | D | OLD |  |  | RHNBHDHD | 4 | 0.66667 | HOUPARRHNBHDHDN03_OLDD_FBHGASE01 | 0.853 | HOUPARRHNBHDHDN03_OLDD | HOUPARRHNBHGASE01_OLDD | BHGASE01 | BHDHDN03 | PAR_OLDD | BHGASE01_BHDHDN03 | 6 | 0 | 1 | New
HOUPARRHNBHDHDN03_OLDD_FBHGASE01_D67 | Residential heating technology - Direct district heating substation - plus connection pipe - single-family house - existing building - distributed level 0.67 | HOUDHD | HOUPARRHN_OLDD_DMD | MKr20 | 2050 | 3.2405 | 0.028286 | [6 empty] | PAR | D | OLD |  |  | RHNBHDHD | 4 | 0.66667 | HOUPARRHNBHDHDN03_OLDD_FBHGASE01 | 0.853 | HOUPARRHNBHDHDN03_OLDD | HOUPARRHNBHGASE01_OLDD | BHGASE01 | BHDHDN03 | PAR_OLDD | BHGASE01_BHDHDN03 | 6 | 0 | 1 | New
HOUPARRHNHPELCN07_OLDI_FBHGASE01_D67 | Residential heating technology - Heat pump, Air-to-water, low-price product - single-family house - existing building - distributed level 0.67 | HOUELC, HOUAMB | HOUPARRHN_OLDI_DMD | MKr20 | 2020 | 10.4621 | 0.41034 | 0.34574 | [5 empty] | PAR | I | OLD | 2.8923 |  | RHNHPELC | 4 | 0.66667 | HOUPARRHNHPELCN07_OLDI_FBHGASE01 | 0.853 | HOUPARRHNHPELCN07_OLDI | HOUPARRHNBHGASE01_OLDI | BHGASE01 | HPELCN07 | PAR_OLDI | BHGASE01_HPELCN07 | 4 | -0.25 | 1 | Supported
HOUPARRHNHPELCN07_OLDI_FBHGASE01_D67 | Residential heating technology - Heat pump, Air-to-water, low-price product - single-family house - existing building - distributed level 0.67 | HOUELC, HOUAMB | HOUPARRHN_OLDI_DMD | MKr20 | 2025 | 9.5709 | 0.31473 | 0.32928 | [5 empty] | PAR | I | OLD | 3.0369 |  | RHNHPELC | 4 | 0.66667 | HOUPARRHNHPELCN07_OLDI_FBHGASE01 | 0.853 | HOUPARRHNHPELCN07_OLDI | HOUPARRHNBHGASE01_OLDI | BHGASE01 | HPELCN07 | PAR_OLDI | BHGASE01_HPELCN07 | 4 | -0.25 | 1 | Supported
HOUPARRHNHPELCN07_OLDI_FBHGASE01_D67 | Residential heating technology - Heat pump, Air-to-water, low-price product - single-family house - existing building - distributed level 0.67 | HOUELC, HOUAMB | HOUPARRHN_OLDI_DMD | MKr20 | 2030 | 8.6797 | 0.31099 | 0.31431 | [5 empty] | PAR | I | OLD | 3.1815 |  | RHNHPELC | 4 | 0.66667 | HOUPARRHNHPELCN07_OLDI_FBHGASE01 | 0.853 | HOUPARRHNHPELCN07_OLDI | HOUPARRHNBHGASE01_OLDI | BHGASE01 | HPELCN07 | PAR_OLDI | BHGASE01_HPELCN07 | 4 | -0.25 | 1 | Supported
HOUPARRHNHPELCN07_OLDI_FBHGASE01_D67 | Residential heating technology - Heat pump, Air-to-water, low-price product - single-family house - existing building - distributed level 0.67 | HOUELC, HOUAMB | HOUPARRHN_OLDI_DMD | MKr20 | 2040 | 7.9697 | 0.30404 | 0.30065 | [5 empty] | PAR | I | OLD | 3.3262 |  | RHNHPELC | 4 | 0.66667 | HOUPARRHNHPELCN07_OLDI_FBHGASE01 | 0.853 | HOUPARRHNHPELCN07_OLDI | HOUPARRHNBHGASE01_OLDI | BHGASE01 | HPELCN07 | PAR_OLDI | BHGASE01_HPELCN07 | 4 | -0.25 | 1 | Supported
HOUPARRHNHPELCN07_OLDI_FBHGASE01_D67 | Residential heating technology - Heat pump, Air-to-water, low-price product - single-family house - existing building - distributed level 0.67 | HOUELC, HOUAMB | HOUPARRHN_OLDI_DMD | MKr20 | 2050 | 7.2597 | 0.2971 | 0.29218 | [5 empty] | PAR | I | OLD | 3.4226 |  | RHNHPELC | 4 | 0.66667 | HOUPARRHNHPELCN07_OLDI_FBHGASE01 | 0.853 | HOUPARRHNHPELCN07_OLDI | HOUPARRHNBHGASE01_OLDI | BHGASE01 | HPELCN07 | PAR_OLDI | BHGASE01_HPELCN07 | 4 | -0.25 | 1 | Supported
HOUPARRHNHPELCN05_OLDI_FBHGASE01_D67 | Residential heating technology - Heat pump, Air-to-water - leasing - single-family house - existing building - distributed level 0.67 | HOUELC, HOUAMB | HOUPARRHN_OLDI_DMD | MKr20 | 2020 | 8.7575 | 1.1361 | 0.32928 | [5 empty] | PAR | I | OLD | 3.0369 |  | RHNHPELC | 4 | 0.66667 | HOUPARRHNHPELCN05_OLDI_FBHGASE01 | 0.853 | HOUPARRHNHPELCN05_OLDI | HOUPARRHNBHGASE01_OLDI | BHGASE01 | HPELCN05 | PAR_OLDI | BHGASE01_HPELCN05 | 4 | -0.25 | 1 | Supported
HOUPARRHNHPELCN05_OLDI_FBHGASE01_D67 | Residential heating technology - Heat pump, Air-to-water - leasing - single-family house - existing building - distributed level 0.67 | HOUELC, HOUAMB | HOUPARRHN_OLDI_DMD | MKr20 | 2025 | 8.0778 | 0.97988 | 0.31431 | [5 empty] | PAR | I | OLD | 3.1815 |  | RHNHPELC | 4 | 0.66667 | HOUPARRHNHPELCN05_OLDI_FBHGASE01 | 0.853 | HOUPARRHNHPELCN05_OLDI | HOUPARRHNBHGASE01_OLDI | BHGASE01 | HPELCN05 | PAR_OLDI | BHGASE01_HPELCN05 | 4 | -0.25 | 1 | Supported
HOUPARRHNHPELCN05_OLDI_FBHGASE01_D67 | Residential heating technology - Heat pump, Air-to-water - leasing - single-family house - existing building - distributed level 0.67 | HOUELC, HOUAMB | HOUPARRHN_OLDI_DMD | MKr20 | 2030 | 7.3982 | 0.91553 | 0.30065 | [5 empty] | PAR | I | OLD | 3.3262 |  | RHNHPELC | 4 | 0.66667 | HOUPARRHNHPELCN05_OLDI_FBHGASE01 | 0.853 | HOUPARRHNHPELCN05_OLDI | HOUPARRHNBHGASE01_OLDI | BHGASE01 | HPELCN05 | PAR_OLDI | BHGASE01_HPELCN05 | 4 | -0.25 | 1 | Supported
HOUPARRHNHPELCN05_OLDI_FBHGASE01_D67 | Residential heating technology - Heat pump, Air-to-water - leasing - single-family house - existing building - distributed level 0.67 | HOUELC, HOUAMB | HOUPARRHN_OLDI_DMD | MKr20 | 2040 | 6.8469 | 0.85944 | 0.28812 | [5 empty] | PAR | I | OLD | 3.4708 |  | RHNHPELC | 4 | 0.66667 | HOUPARRHNHPELCN05_OLDI_FBHGASE01 | 0.853 | HOUPARRHNHPELCN05_OLDI | HOUPARRHNBHGASE01_OLDI | BHGASE01 | HPELCN05 | PAR_OLDI | BHGASE01_HPELCN05 | 4 | -0.25 | 1 | Supported
HOUPARRHNHPELCN05_OLDI_FBHGASE01_D67 | Residential heating technology - Heat pump, Air-to-water - leasing - single-family house - existing building - distributed level 0.67 | HOUELC, HOUAMB | HOUPARRHN_OLDI_DMD | MKr20 | 2050 | 6.2957 | 0.80334 | 0.28033 | [5 empty] | PAR | I | OLD | 3.5672 |  | RHNHPELC | 4 | 0.66667 | HOUPARRHNHPELCN05_OLDI_FBHGASE01 | 0.853 | HOUPARRHNHPELCN05_OLDI | HOUPARRHNBHGASE01_OLDI | BHGASE01 | HPELCN05 | PAR_OLDI | BHGASE01_HPELCN05 | 4 | -0.25 | 1 | Supported
HOUPARRHNHPELCN04_OLDI_FBHGASE01_D67 | Residential heating technology - Heat pump, Ground source - single-family house - existing building - distributed level 0.67 | HOUELC, HOUAMB | HOUPARRHN_OLDI_DMD | MKr20 | 2020 | 23.196 | 0.32766 | 0.30065 | [5 empty] | PAR | I | OLD | 3.3262 |  | RHNHPELC | 4 | 0.66667 | HOUPARRHNHPELCN04_OLDI_FBHGASE01 | 0.853 | HOUPARRHNHPELCN04_OLDI | HOUPARRHNBHGASE01_OLDI | BHGASE01 | HPELCN04 | PAR_OLDI | BHGASE01_HPELCN04 | 4 | -0.25 | 1 | Supported
HOUPARRHNHPELCN04_OLDI_FBHGASE01_D67 | Residential heating technology - Heat pump, Ground source - single-family house - existing building - distributed level 0.67 | HOUELC, HOUAMB | HOUPARRHN_OLDI_DMD | MKr20 | 2025 | 22.0362 | 0.23205 | 0.29218 | [5 empty] | PAR | I | OLD | 3.4226 |  | RHNHPELC | 4 | 0.66667 | HOUPARRHNHPELCN04_OLDI_FBHGASE01 | 0.853 | HOUPARRHNHPELCN04_OLDI | HOUPARRHNBHGASE01_OLDI | BHGASE01 | HPELCN04 | PAR_OLDI | BHGASE01_HPELCN04 | 4 | -0.25 | 1 | Supported
HOUPARRHNHPELCN04_OLDI_FBHGASE01_D67 | Residential heating technology - Heat pump, Ground source - single-family house - existing building - distributed level 0.67 | HOUELC, HOUAMB | HOUPARRHN_OLDI_DMD | MKr20 | 2030 | 20.8764 | 0.22831 | 0.28417 | [5 empty] | PAR | I | OLD | 3.519 |  | RHNHPELC | 4 | 0.66667 | HOUPARRHNHPELCN04_OLDI_FBHGASE01 | 0.853 | HOUPARRHNHPELCN04_OLDI | HOUPARRHNBHGASE01_OLDI | BHGASE01 | HPELCN04 | PAR_OLDI | BHGASE01_HPELCN04 | 4 | -0.25 | 1 | Supported
HOUPARRHNHPELCN04_OLDI_FBHGASE01_D67 | Residential heating technology - Heat pump, Ground source - single-family house - existing building - distributed level 0.67 | HOUELC, HOUAMB | HOUPARRHN_OLDI_DMD | MKr20 | 2040 | 19.8326 | 0.22136 | 0.27296 | [5 empty] | PAR | I | OLD | 3.6636 |  | RHNHPELC | 4 | 0.66667 | HOUPARRHNHPELCN04_OLDI_FBHGASE01 | 0.853 | HOUPARRHNHPELCN04_OLDI | HOUPARRHNBHGASE01_OLDI | BHGASE01 | HPELCN04 | PAR_OLDI | BHGASE01_HPELCN04 | 4 | -0.25 | 1 | Supported
HOUPARRHNHPELCN04_OLDI_FBHGASE01_D67 | Residential heating technology - Heat pump, Ground source - single-family house - existing building - distributed level 0.67 | HOUELC, HOUAMB | HOUPARRHN_OLDI_DMD | MKr20 | 2050 | 18.7887 | 0.21442 | 0.26941 | [5 empty] | PAR | I | OLD | 3.7118 |  | RHNHPELC | 4 | 0.66667 | HOUPARRHNHPELCN04_OLDI_FBHGASE01 | 0.853 | HOUPARRHNHPELCN04_OLDI | HOUPARRHNBHGASE01_OLDI | BHGASE01 | HPELCN04 | PAR_OLDI | BHGASE01_HPELCN04 | 4 | -0.25 | 1 | Supported
HOUPARRHNHPELCN03_OLDI_FBHGASE01_D67 | Residential heating technology - Heat pump, Air-to-water - single-family house - existing building - distributed level 0.67 | HOUELC, HOUAMB | HOUPARRHN_OLDI_DMD | MKr20 | 2020 | 17.515 | 0.35522 | 0.32928 | [5 empty] | PAR | I | OLD | 3.0369 |  | RHNHPELC | 4 | 0.66667 | HOUPARRHNHPELCN03_OLDI_FBHGASE01 | 0.853 | HOUPARRHNHPELCN03_OLDI | HOUPARRHNBHGASE01_OLDI | BHGASE01 | HPELCN03 | PAR_OLDI | BHGASE01_HPELCN03 | 4 | -0.25 | 1 | Supported
HOUPARRHNHPELCN03_OLDI_FBHGASE01_D67 | Residential heating technology - Heat pump, Air-to-water - single-family house - existing building - distributed level 0.67 | HOUELC, HOUAMB | HOUPARRHN_OLDI_DMD | MKr20 | 2025 | 16.1557 | 0.25961 | 0.31431 | [5 empty] | PAR | I | OLD | 3.1815 |  | RHNHPELC | 4 | 0.66667 | HOUPARRHNHPELCN03_OLDI_FBHGASE01 | 0.853 | HOUPARRHNHPELCN03_OLDI | HOUPARRHNBHGASE01_OLDI | BHGASE01 | HPELCN03 | PAR_OLDI | BHGASE01_HPELCN03 | 4 | -0.25 | 1 | Supported
HOUPARRHNHPELCN03_OLDI_FBHGASE01_D67 | Residential heating technology - Heat pump, Air-to-water - single-family house - existing building - distributed level 0.67 | HOUELC, HOUAMB | HOUPARRHN_OLDI_DMD | MKr20 | 2030 | 14.7963 | 0.25587 | 0.30065 | [5 empty] | PAR | I | OLD | 3.3262 |  | RHNHPELC | 4 | 0.66667 | HOUPARRHNHPELCN03_OLDI_FBHGASE01 | 0.853 | HOUPARRHNHPELCN03_OLDI | HOUPARRHNBHGASE01_OLDI | BHGASE01 | HPELCN03 | PAR_OLDI | BHGASE01_HPELCN03 | 4 | -0.25 | 1 | Supported
HOUPARRHNHPELCN03_OLDI_FBHGASE01_D67 | Residential heating technology - Heat pump, Air-to-water - single-family house - existing building - distributed level 0.67 | HOUELC, HOUAMB | HOUPARRHN_OLDI_DMD | MKr20 | 2040 | 13.6938 | 0.24892 | 0.28812 | [5 empty] | PAR | I | OLD | 3.4708 |  | RHNHPELC | 4 | 0.66667 | HOUPARRHNHPELCN03_OLDI_FBHGASE01 | 0.853 | HOUPARRHNHPELCN03_OLDI | HOUPARRHNBHGASE01_OLDI | BHGASE01 | HPELCN03 | PAR_OLDI | BHGASE01_HPELCN03 | 4 | -0.25 | 1 | Supported
HOUPARRHNHPELCN03_OLDI_FBHGASE01_D67 | Residential heating technology - Heat pump, Air-to-water - single-family house - existing building - distributed level 0.67 | HOUELC, HOUAMB | HOUPARRHN_OLDI_DMD | MKr20 | 2050 | 12.5913 | 0.24198 | 0.28033 | [5 empty] | PAR | I | OLD | 3.5672 |  | RHNHPELC | 4 | 0.66667 | HOUPARRHNHPELCN03_OLDI_FBHGASE01 | 0.853 | HOUPARRHNHPELCN03_OLDI | HOUPARRHNBHGASE01_OLDI | BHGASE01 | HPELCN03 | PAR_OLDI | BHGASE01_HPELCN03 | 4 | -0.25 | 1 | Supported
HOUPARRHNHPELCN02_OLDI_FBHGASE01_D67 | Residential heating technology - Heat pump, Air-to-air - single-family house - existing building - distributed level 0.67 | HOUELC, HOUAMB | HOUPARRHN_OLDI_DMD | MKr20 | 2020 | 3.2165 | 0.18468 | 0.21386 | [5 empty] | PAR | I | OLD | 4.6759 |  | RHNHPELC | 4 | 0.66667 | HOUPARRHNHPELCN02_OLDI_FBHGASE01 | 0.853 | HOUPARRHNHPELCN02_OLDI | HOUPARRHNBHGASE01_OLDI | BHGASE01 | HPELCN02 | PAR_OLDI | BHGASE01_HPELCN02 | 5 | 0 | 1.1 | Unlikely
HOUPARRHNHPELCN02_OLDI_FBHGASE01_D67 | Residential heating technology - Heat pump, Air-to-air - single-family house - existing building - distributed level 0.67 | HOUELC, HOUAMB | HOUPARRHN_OLDI_DMD | MKr20 | 2025 | 3.1379 | 0.12547 | 0.20338 | [5 empty] | PAR | I | OLD | 4.9169 |  | RHNHPELC | 4 | 0.66667 | HOUPARRHNHPELCN02_OLDI_FBHGASE01 | 0.853 | HOUPARRHNHPELCN02_OLDI | HOUPARRHNBHGASE01_OLDI | BHGASE01 | HPELCN02 | PAR_OLDI | BHGASE01_HPELCN02 | 5 | 0 | 1.1 | Unlikely
HOUPARRHNHPELCN02_OLDI_FBHGASE01_D67 | Residential heating technology - Heat pump, Air-to-air - single-family house - existing building - distributed level 0.67 | HOUELC, HOUAMB | HOUPARRHN_OLDI_DMD | MKr20 | 2030 | 3.0593 | 0.12315 | 0.1957 | [5 empty] | PAR | I | OLD | 5.1098 |  | RHNHPELC | 4 | 0.66667 | HOUPARRHNHPELCN02_OLDI_FBHGASE01 | 0.853 | HOUPARRHNHPELCN02_OLDI | HOUPARRHNBHGASE01_OLDI | BHGASE01 | HPELCN02 | PAR_OLDI | BHGASE01_HPELCN02 | 5 | 0 | 1.1 | Unlikely
HOUPARRHNHPELCN02_OLDI_FBHGASE01_D67 | Residential heating technology - Heat pump, Air-to-air - single-family house - existing building - distributed level 0.67 | HOUELC, HOUAMB | HOUPARRHN_OLDI_DMD | MKr20 | 2040 | 2.9134 | 0.11885 | 0.18859 | [5 empty] | PAR | I | OLD | 5.3026 |  | RHNHPELC | 4 | 0.66667 | HOUPARRHNHPELCN02_OLDI_FBHGASE01 | 0.853 | HOUPARRHNHPELCN02_OLDI | HOUPARRHNBHGASE01_OLDI | BHGASE01 | HPELCN02 | PAR_OLDI | BHGASE01_HPELCN02 | 5 | 0 | 1.1 | Unlikely
HOUPARRHNHPELCN02_OLDI_FBHGASE01_D67 | Residential heating technology - Heat pump, Air-to-air - single-family house - existing building - distributed level 0.67 | HOUELC, HOUAMB | HOUPARRHN_OLDI_DMD | MKr20 | 2050 | 2.7675 | 0.11455 | 0.18522 | [5 empty] | PAR | I | OLD | 5.399 |  | RHNHPELC | 4 | 0.66667 | HOUPARRHNHPELCN02_OLDI_FBHGASE01 | 0.853 | HOUPARRHNHPELCN02_OLDI | HOUPARRHNBHGASE01_OLDI | BHGASE01 | HPELCN02 | PAR_OLDI | BHGASE01_HPELCN02 | 5 | 0 | 1.1 | Unlikely
HOUPARRHNDIELCN06_OLDI_FBHGASE01_D67 | Residential heating technology - Electric heating - electric panel from Bauhaus - single-family house - new building - distributed level 0.67 | HOUELC | HOUPARRHN_OLDI_DMD | MKr20 | 2020 | 0.64843 | 0 | [6 empty] | PAR | I | OLD |  |  | RHNDIELC | 4 | 0.66667 | HOUPARRHNDIELCN06_OLDI_FBHGASE01 | 0.853 | HOUPARRHNDIELCN06_OLDI | HOUPARRHNBHGASE01_OLDI | BHGASE01 | DIELCN06 | PAR_OLDI | BHGASE01_DIELCN06 | 5 | 0 | 1.1 | Unlikely
HOUPARRHNDIELCN06_OLDI_FBHGASE01_D67 | Residential heating technology - Electric heating - electric panel from Bauhaus - single-family house - new building - distributed level 0.67 | HOUELC | HOUPARRHN_OLDI_DMD | MKr20 | 2025 | 0.64843 | 0 | [6 empty] | PAR | I | OLD |  |  | RHNDIELC | 4 | 0.66667 | HOUPARRHNDIELCN06_OLDI_FBHGASE01 | 0.853 | HOUPARRHNDIELCN06_OLDI | HOUPARRHNBHGASE01_OLDI | BHGASE01 | DIELCN06 | PAR_OLDI | BHGASE01_DIELCN06 | 5 | 0 | 1.1 | Unlikely
HOUPARRHNDIELCN06_OLDI_FBHGASE01_D67 | Residential heating technology - Electric heating - electric panel from Bauhaus - single-family house - new building - distributed level 0.67 | HOUELC | HOUPARRHN_OLDI_DMD | MKr20 | 2030 | 0.64843 | 0 | [6 empty] | PAR | I | OLD |  |  | RHNDIELC | 4 | 0.66667 | HOUPARRHNDIELCN06_OLDI_FBHGASE01 | 0.853 | HOUPARRHNDIELCN06_OLDI | HOUPARRHNBHGASE01_OLDI | BHGASE01 | DIELCN06 | PAR_OLDI | BHGASE01_DIELCN06 | 5 | 0 | 1.1 | Unlikely
HOUPARRHNDIELCN06_OLDI_FBHGASE01_D67 | Residential heating technology - Electric heating - electric panel from Bauhaus - single-family house - new building - distributed level 0.67 | HOUELC | HOUPARRHN_OLDI_DMD | MKr20 | 2040 | 0.64843 | 0 | [6 empty] | PAR | I | OLD |  |  | RHNDIELC | 4 | 0.66667 | HOUPARRHNDIELCN06_OLDI_FBHGASE01 | 0.853 | HOUPARRHNDIELCN06_OLDI | HOUPARRHNBHGASE01_OLDI | BHGASE01 | DIELCN06 | PAR_OLDI | BHGASE01_DIELCN06 | 5 | 0 | 1.1 | Unlikely
HOUPARRHNDIELCN06_OLDI_FBHGASE01_D67 | Residential heating technology - Electric heating - electric panel from Bauhaus - single-family house - new building - distributed level 0.67 | HOUELC | HOUPARRHN_OLDI_DMD | MKr20 | 2050 | 0.64843 | 0 | [6 empty] | PAR | I | OLD |  |  | RHNDIELC | 4 | 0.66667 | HOUPARRHNDIELCN06_OLDI_FBHGASE01 | 0.853 | HOUPARRHNDIELCN06_OLDI | HOUPARRHNBHGASE01_OLDI | BHGASE01 | DIELCN06 | PAR_OLDI | BHGASE01_DIELCN06 | 5 | 0 | 1.1 | Unlikely
HOUPARRHNDIELCN01_OLDI_FBHGASE01_D67 | Residential heating technology - Electric heating - single-family house - new building - distributed level 0.67 | HOUELC | HOUPARRHN_OLDI_DMD | MKr20 | 2020 | 7.8786 | 0.063879 | [6 empty] | PAR | I | OLD |  |  | RHNDIELC | 4 | 0.66667 | HOUPARRHNDIELCN01_OLDI_FBHGASE01 | 0.853 | HOUPARRHNDIELCN01_OLDI | HOUPARRHNBHGASE01_OLDI | BHGASE01 | DIELCN01 | PAR_OLDI | BHGASE01_DIELCN01 | 5 | 0 | 1.1 | Unlikely
HOUPARRHNDIELCN01_OLDI_FBHGASE01_D67 | Residential heating technology - Electric heating - single-family house - new building - distributed level 0.67 | HOUELC | HOUPARRHN_OLDI_DMD | MKr20 | 2025 | 7.6836 | 0.063879 | [6 empty] | PAR | I | OLD |  |  | RHNDIELC | 4 | 0.66667 | HOUPARRHNDIELCN01_OLDI_FBHGASE01 | 0.853 | HOUPARRHNDIELCN01_OLDI | HOUPARRHNBHGASE01_OLDI | BHGASE01 | DIELCN01 | PAR_OLDI | BHGASE01_DIELCN01 | 5 | 0 | 1.1 | Unlikely
HOUPARRHNDIELCN01_OLDI_FBHGASE01_D67 | Residential heating technology - Electric heating - single-family house - new building - distributed level 0.67 | HOUELC | HOUPARRHN_OLDI_DMD | MKr20 | 2030 | 7.4934 | 0.061217 | [6 empty] | PAR | I | OLD |  |  | RHNDIELC | 4 | 0.66667 | HOUPARRHNDIELCN01_OLDI_FBHGASE01 | 0.853 | HOUPARRHNDIELCN01_OLDI | HOUPARRHNBHGASE01_OLDI | BHGASE01 | DIELCN01 | PAR_OLDI | BHGASE01_DIELCN01 | 5 | 0 | 1.1 | Unlikely
HOUPARRHNDIELCN01_OLDI_FBHGASE01_D67 | Residential heating technology - Electric heating - single-family house - new building - distributed level 0.67 | HOUELC | HOUPARRHN_OLDI_DMD | MKr20 | 2040 | 7.1271 | 0.058555 | [6 empty] | PAR | I | OLD |  |  | RHNDIELC | 4 | 0.66667 | HOUPARRHNDIELCN01_OLDI_FBHGASE01 | 0.853 | HOUPARRHNDIELCN01_OLDI | HOUPARRHNBHGASE01_OLDI | BHGASE01 | DIELCN01 | PAR_OLDI | BHGASE01_DIELCN01 | 5 | 0 | 1.1 | Unlikely
HOUPARRHNDIELCN01_OLDI_FBHGASE01_D67 | Residential heating technology - Electric heating - single-family house - new building - distributed level 0.67 | HOUELC | HOUPARRHN_OLDI_DMD | MKr20 | 2050 | 6.7786 | 0.055894 | [6 empty] | PAR | I | OLD |  |  | RHNDIELC | 4 | 0.66667 | HOUPARRHNDIELCN01_OLDI_FBHGASE01 | 0.853 | HOUPARRHNDIELCN01_OLDI | HOUPARRHNBHGASE01_OLDI | BHGASE01 | DIELCN01 | PAR_OLDI | BHGASE01_DIELCN01 | 5 | 0 | 1.1 | Unlikely
HOUPARRHNBHWPEN01_OLDI_FBHGASE01_D67 | Residential heating technology - Biomass boiler, automatic stoking , wood pellets or wood chips - single-family house - existing building - distributed level 0.67 | HOUWPE | HOUPARRHN_OLDI_DMD | MKr20 | 2020 | 3.6457 | 0.29874 |  | 25 | 14 | 70 | 2 | 4 | PAR | I | OLD |  |  | RHNBHWPE | 4 | 0.66667 | HOUPARRHNBHWPEN01_OLDI_FBHGASE01 | 0.853 | HOUPARRHNBHWPEN01_OLDI | HOUPARRHNBHGASE01_OLDI | BHGASE01 | BHWPEN01 | PAR_OLDI | BHGASE01_BHWPEN01 | 6 | 0 | 1 | New
HOUPARRHNBHWPEN01_OLDI_FBHGASE01_D67 | Residential heating technology - Biomass boiler, automatic stoking , wood pellets or wood chips - single-family house - existing building - distributed level 0.67 | HOUWPE | HOUPARRHN_OLDI_DMD | MKr20 | 2025 | 3.5555 | 0.29358 |  | 25 | 14 | 60 | 2 | 4 | PAR | I | OLD |  |  | RHNBHWPE | 4 | 0.66667 | HOUPARRHNBHWPEN01_OLDI_FBHGASE01 | 0.853 | HOUPARRHNBHWPEN01_OLDI | HOUPARRHNBHGASE01_OLDI | BHGASE01 | BHWPEN01 | PAR_OLDI | BHGASE01_BHWPEN01 | 6 | 0 | 1 | New
HOUPARRHNBHWPEN01_OLDI_FBHGASE01_D67 | Residential heating technology - Biomass boiler, automatic stoking , wood pellets or wood chips - single-family house - existing building - distributed level 0.67 | HOUWPE | HOUPARRHN_OLDI_DMD | MKr20 | 2030 | 3.4675 | 0.28966 |  | 25 | 11 | 50 | 1 | 4 | PAR | I | OLD |  |  | RHNBHWPE | 4 | 0.66667 | HOUPARRHNBHWPEN01_OLDI_FBHGASE01 | 0.853 | HOUPARRHNBHWPEN01_OLDI | HOUPARRHNBHGASE01_OLDI | BHGASE01 | BHWPEN01 | PAR_OLDI | BHGASE01_BHWPEN01 | 6 | 0 | 1 | New
HOUPARRHNBHWPEN01_OLDI_FBHGASE01_D67 | Residential heating technology - Biomass boiler, automatic stoking , wood pellets or wood chips - single-family house - existing building - distributed level 0.67 | HOUWPE | HOUPARRHN_OLDI_DMD | MKr20 | 2040 | 3.298 | 0.27684 |  | 25 | 9 | 45 | 1 | 4 | PAR | I | OLD |  |  | RHNBHWPE | 4 | 0.66667 | HOUPARRHNBHWPEN01_OLDI_FBHGASE01 | 0.853 | HOUPARRHNBHWPEN01_OLDI | HOUPARRHNBHGASE01_OLDI | BHGASE01 | BHWPEN01 | PAR_OLDI | BHGASE01_BHWPEN01 | 6 | 0 | 1 | New
HOUPARRHNBHWPEN01_OLDI_FBHGASE01_D67 | Residential heating technology - Biomass boiler, automatic stoking , wood pellets or wood chips - single-family house - existing building - distributed level 0.67 | HOUWPE | HOUPARRHN_OLDI_DMD | MKr20 | 2050 | 3.9209 | 0.33074 |  | 25 | 9 | 40 | 0 | 4 | PAR | I | OLD |  |  | RHNBHWPE | 4 | 0.66667 | HOUPARRHNBHWPEN01_OLDI_FBHGASE01 | 0.853 | HOUPARRHNBHWPEN01_OLDI | HOUPARRHNBHGASE01_OLDI | BHGASE01 | BHWPEN01 | PAR_OLDI | BHGASE01_BHWPEN01 | 6 | 0 | 1 | New
HOUPARRHNBHSOLN01_OLDI_FBHGASE01_D67 | Residential heating technology - Solar heating system - single-family house - existing building - distributed level 0.67 | HOUSOL | HOUPARRHN_OLDI_DMD | MKr20 | 2020 | 8.6578 | 0.099715 | [6 empty] | PAR | I | OLD |  |  | RHNBHSOL | 4 | 0.66667 | HOUPARRHNBHSOLN01_OLDI_FBHGASE01 | 0.853 | HOUPARRHNBHSOLN01_OLDI | HOUPARRHNBHGASE01_OLDI | BHGASE01 | BHSOLN01 | PAR_OLDI | BHGASE01_BHSOLN01 | 5 | 0 | 1.1 | Unlikely
HOUPARRHNBHSOLN01_OLDI_FBHGASE01_D67 | Residential heating technology - Solar heating system - single-family house - existing building - distributed level 0.67 | HOUSOL | HOUPARRHN_OLDI_DMD | MKr20 | 2025 | 8.4435 | 0.093632 | [6 empty] | PAR | I | OLD |  |  | RHNBHSOL | 4 | 0.66667 | HOUPARRHNBHSOLN01_OLDI_FBHGASE01 | 0.853 | HOUPARRHNBHSOLN01_OLDI | HOUPARRHNBHGASE01_OLDI | BHGASE01 | BHSOLN01 | PAR_OLDI | BHGASE01_BHSOLN01 | 5 | 0 | 1.1 | Unlikely
HOUPARRHNBHSOLN01_OLDI_FBHGASE01_D67 | Residential heating technology - Solar heating system - single-family house - existing building - distributed level 0.67 | HOUSOL | HOUPARRHN_OLDI_DMD | MKr20 | 2030 | 8.2345 | 0.09135 | [6 empty] | PAR | I | OLD |  |  | RHNBHSOL | 4 | 0.66667 | HOUPARRHNBHSOLN01_OLDI_FBHGASE01 | 0.853 | HOUPARRHNBHSOLN01_OLDI | HOUPARRHNBHGASE01_OLDI | BHGASE01 | BHSOLN01 | PAR_OLDI | BHGASE01_BHSOLN01 | 5 | 0 | 1.1 | Unlikely
HOUPARRHNBHSOLN01_OLDI_FBHGASE01_D67 | Residential heating technology - Solar heating system - single-family house - existing building - distributed level 0.67 | HOUSOL | HOUPARRHN_OLDI_DMD | MKr20 | 2040 | 7.832 | 0.086407 | [6 empty] | PAR | I | OLD |  |  | RHNBHSOL | 4 | 0.66667 | HOUPARRHNBHSOLN01_OLDI_FBHGASE01 | 0.853 | HOUPARRHNBHSOLN01_OLDI | HOUPARRHNBHGASE01_OLDI | BHGASE01 | BHSOLN01 | PAR_OLDI | BHGASE01_BHSOLN01 | 5 | 0 | 1.1 | Unlikely
HOUPARRHNBHSOLN01_OLDI_FBHGASE01_D67 | Residential heating technology - Solar heating system - single-family house - existing building - distributed level 0.67 | HOUSOL | HOUPARRHN_OLDI_DMD | MKr20 | 2050 | 7.4491 | 0.081464 | [6 empty] | PAR | I | OLD |  |  | RHNBHSOL | 4 | 0.66667 | HOUPARRHNBHSOLN01_OLDI_FBHGASE01 | 0.853 | HOUPARRHNBHSOLN01_OLDI | HOUPARRHNBHGASE01_OLDI | BHGASE01 | BHSOLN01 | PAR_OLDI | BHGASE01_BHSOLN01 | 5 | 0 | 1.1 | Unlikely
HOUPARRHNBHGASN01_OLDI_FBHGASE01_D67 | Residential heating technology - Natural gas boiler - single-family house - existing building - distributed level 0.67 | HOUGAS | HOUPARRHN_OLDI_DMD | MKr20 | 2020 | 2.2243 | 0.10927 |  | 0.43 | 0.1 | 20.4 | 1 | 1 | PAR | I | OLD |  |  | RHNBHGAS | 4 | 0.66667 | HOUPARRHNBHGASN01_OLDI_FBHGASE01 | 0.853 | HOUPARRHNBHGASN01_OLDI | HOUPARRHNBHGASE01_OLDI | BHGASE01 | BHGASN01 | PAR_OLDI | BHGASE01_BHGASN01 | 6 | 0 | 1 | New
HOUPARRHNBHGASN01_OLDI_FBHGASE01_D67 | Residential heating technology - Natural gas boiler - single-family house - existing building - distributed level 0.67 | HOUGAS | HOUPARRHN_OLDI_DMD | MKr20 | 2025 | 2.1693 | 0.10742 |  | 0.43 | 0.1 | 20.4 | 1 | 1 | PAR | I | OLD |  |  | RHNBHGAS | 4 | 0.66667 | HOUPARRHNBHGASN01_OLDI_FBHGASE01 | 0.853 | HOUPARRHNBHGASN01_OLDI | HOUPARRHNBHGASE01_OLDI | BHGASE01 | BHGASN01 | PAR_OLDI | BHGASE01_BHGASN01 | 6 | 0 | 1 | New
HOUPARRHNBHGASN01_OLDI_FBHGASE01_D67 | Residential heating technology - Natural gas boiler - single-family house - existing building - distributed level 0.67 | HOUGAS | HOUPARRHN_OLDI_DMD | MKr20 | 2030 | 2.1156 | 0.1065 |  | 0.43 | 0.1 | 20.4 | 1 | 1 | PAR | I | OLD |  |  | RHNBHGAS | 4 | 0.66667 | HOUPARRHNBHGASN01_OLDI_FBHGASE01 | 0.853 | HOUPARRHNBHGASN01_OLDI | HOUPARRHNBHGASE01_OLDI | BHGASE01 | BHGASN01 | PAR_OLDI | BHGASE01_BHGASN01 | 6 | 0 | 1 | New
HOUPARRHNBHGASN01_OLDI_FBHGASE01_D67 | Residential heating technology - Natural gas boiler - single-family house - existing building - distributed level 0.67 | HOUGAS | HOUPARRHN_OLDI_DMD | MKr20 | 2040 | 2.0122 | 0.10069 |  | 0.43 | 0.1 | 20.4 | 1 | 1 | PAR | I | OLD |  |  | RHNBHGAS | 4 | 0.66667 | HOUPARRHNBHGASN01_OLDI_FBHGASE01 | 0.853 | HOUPARRHNBHGASN01_OLDI | HOUPARRHNBHGASE01_OLDI | BHGASE01 | BHGASN01 | PAR_OLDI | BHGASE01_BHGASN01 | 6 | 0 | 1 | New
HOUPARRHNBHGASN01_OLDI_FBHGASE01_D67 | Residential heating technology - Natural gas boiler - single-family house - existing building - distributed level 0.67 | HOUGAS | HOUPARRHN_OLDI_DMD | MKr20 | 2050 | 1.9138 | 0.097078 |  | 0.43 | 0.1 | 20.4 | 1 | 1 | PAR | I | OLD |  |  | RHNBHGAS | 4 | 0.66667 | HOUPARRHNBHGASN01_OLDI_FBHGASE01 | 0.853 | HOUPARRHNBHGASN01_OLDI | HOUPARRHNBHGASE01_OLDI | BHGASE01 | BHGASN01 | PAR_OLDI | BHGASE01_BHGASN01 | 6 | 0 | 1 | New
HOUPARRHNBHDHDN09_OLDI_FBHGASE01_D67 | Residential heating technology - Direct district heating substation - plus connection pipe - plus distribution (heating density: low ) - single-family house - existing building - distributed level 0.67 | HOUDHD | HOUPARRHN_OLDI_DMD | MKr20 | 2020 | 11.2106 | 0.032445 | [6 empty] | PAR | I | OLD |  |  | RHNBHDHD | 4 | 0.66667 | HOUPARRHNBHDHDN09_OLDI_FBHGASE01 | 0.853 | HOUPARRHNBHDHDN09_OLDI | HOUPARRHNBHGASE01_OLDI | BHGASE01 | BHDHDN09 | PAR_OLDI | BHGASE01_BHDHDN09 | 4 | -0.25 | 1 | Supported
HOUPARRHNBHDHDN09_OLDI_FBHGASE01_D67 | Residential heating technology - Direct district heating substation - plus connection pipe - plus distribution (heating density: low ) - single-family house - existing building - distributed level 0.67 | HOUDHD | HOUPARRHN_OLDI_DMD | MKr20 | 2025 | 11.1707 | 0.032205 | [6 empty] | PAR | I | OLD |  |  | RHNBHDHD | 4 | 0.66667 | HOUPARRHNBHDHDN09_OLDI_FBHGASE01 | 0.853 | HOUPARRHNBHDHDN09_OLDI | HOUPARRHNBHGASE01_OLDI | BHGASE01 | BHDHDN09 | PAR_OLDI | BHGASE01_BHDHDN09 | 4 | -0.25 | 1 | Supported
HOUPARRHNBHDHDN09_OLDI_FBHGASE01_D67 | Residential heating technology - Direct district heating substation - plus connection pipe - plus distribution (heating density: low ) - single-family house - existing building - distributed level 0.67 | HOUDHD | HOUPARRHN_OLDI_DMD | MKr20 | 2030 | 11.1374 | 0.03163 | [6 empty] | PAR | I | OLD |  |  | RHNBHDHD | 4 | 0.66667 | HOUPARRHNBHDHDN09_OLDI_FBHGASE01 | 0.853 | HOUPARRHNBHDHDN09_OLDI | HOUPARRHNBHGASE01_OLDI | BHGASE01 | BHDHDN09 | PAR_OLDI | BHGASE01_BHDHDN09 | 4 | -0.25 | 1 | Supported
HOUPARRHNBHDHDN09_OLDI_FBHGASE01_D67 | Residential heating technology - Direct district heating substation - plus connection pipe - plus distribution (heating density: low ) - single-family house - existing building - distributed level 0.67 | HOUDHD | HOUPARRHN_OLDI_DMD | MKr20 | 2040 | 11.0775 | 0.030268 | [6 empty] | PAR | I | OLD |  |  | RHNBHDHD | 4 | 0.66667 | HOUPARRHNBHDHDN09_OLDI_FBHGASE01 | 0.853 | HOUPARRHNBHDHDN09_OLDI | HOUPARRHNBHGASE01_OLDI | BHGASE01 | BHDHDN09 | PAR_OLDI | BHGASE01_BHDHDN09 | 4 | -0.25 | 1 | Supported
HOUPARRHNBHDHDN09_OLDI_FBHGASE01_D67 | Residential heating technology - Direct district heating substation - plus connection pipe - plus distribution (heating density: low ) - single-family house - existing building - distributed level 0.67 | HOUDHD | HOUPARRHN_OLDI_DMD | MKr20 | 2050 | 11.011 | 0.028286 | [6 empty] | PAR | I | OLD |  |  | RHNBHDHD | 4 | 0.66667 | HOUPARRHNBHDHDN09_OLDI_FBHGASE01 | 0.853 | HOUPARRHNBHDHDN09_OLDI | HOUPARRHNBHGASE01_OLDI | BHGASE01 | BHDHDN09 | PAR_OLDI | BHGASE01_BHDHDN09 | 4 | -0.25 | 1 | Supported
HOUPARRHNBHDHDN07_OLDI_FBHGASE01_D67 | Residential heating technology - Direct district heating substation - plus connection pipe - plus distribution (heating density: medium ) - single-family house - existing building - distributed level 0.67 | HOUDHD | HOUPARRHN_OLDI_DMD | MKr20 | 2020 | 4.5119 | 0.032445 | [6 empty] | PAR | I | OLD |  |  | RHNBHDHD | 4 | 0.66667 | HOUPARRHNBHDHDN07_OLDI_FBHGASE01 | 0.853 | HOUPARRHNBHDHDN07_OLDI | HOUPARRHNBHGASE01_OLDI | BHGASE01 | BHDHDN07 | PAR_OLDI | BHGASE01_BHDHDN07 | 4 | -0.25 | 1 | Supported
HOUPARRHNBHDHDN07_OLDI_FBHGASE01_D67 | Residential heating technology - Direct district heating substation - plus connection pipe - plus distribution (heating density: medium ) - single-family house - existing building - distributed level 0.67 | HOUDHD | HOUPARRHN_OLDI_DMD | MKr20 | 2025 | 4.472 | 0.032205 | [6 empty] | PAR | I | OLD |  |  | RHNBHDHD | 4 | 0.66667 | HOUPARRHNBHDHDN07_OLDI_FBHGASE01 | 0.853 | HOUPARRHNBHDHDN07_OLDI | HOUPARRHNBHGASE01_OLDI | BHGASE01 | BHDHDN07 | PAR_OLDI | BHGASE01_BHDHDN07 | 4 | -0.25 | 1 | Supported
HOUPARRHNBHDHDN07_OLDI_FBHGASE01_D67 | Residential heating technology - Direct district heating substation - plus connection pipe - plus distribution (heating density: medium ) - single-family house - existing building - distributed level 0.67 | HOUDHD | HOUPARRHN_OLDI_DMD | MKr20 | 2030 | 4.4387 | 0.03163 | [6 empty] | PAR | I | OLD |  |  | RHNBHDHD | 4 | 0.66667 | HOUPARRHNBHDHDN07_OLDI_FBHGASE01 | 0.853 | HOUPARRHNBHDHDN07_OLDI | HOUPARRHNBHGASE01_OLDI | BHGASE01 | BHDHDN07 | PAR_OLDI | BHGASE01_BHDHDN07 | 4 | -0.25 | 1 | Supported
HOUPARRHNBHDHDN07_OLDI_FBHGASE01_D67 | Residential heating technology - Direct district heating substation - plus connection pipe - plus distribution (heating density: medium ) - single-family house - existing building - distributed level 0.67 | HOUDHD | HOUPARRHN_OLDI_DMD | MKr20 | 2040 | 4.3788 | 0.030268 | [6 empty] | PAR | I | OLD |  |  | RHNBHDHD | 4 | 0.66667 | HOUPARRHNBHDHDN07_OLDI_FBHGASE01 | 0.853 | HOUPARRHNBHDHDN07_OLDI | HOUPARRHNBHGASE01_OLDI | BHGASE01 | BHDHDN07 | PAR_OLDI | BHGASE01_BHDHDN07 | 4 | -0.25 | 1 | Supported
HOUPARRHNBHDHDN07_OLDI_FBHGASE01_D67 | Residential heating technology - Direct district heating substation - plus connection pipe - plus distribution (heating density: medium ) - single-family house - existing building - distributed level 0.67 | HOUDHD | HOUPARRHN_OLDI_DMD | MKr20 | 2050 | 4.3123 | 0.028286 | [6 empty] | PAR | I | OLD |  |  | RHNBHDHD | 4 | 0.66667 | HOUPARRHNBHDHDN07_OLDI_FBHGASE01 | 0.853 | HOUPARRHNBHDHDN07_OLDI | HOUPARRHNBHGASE01_OLDI | BHGASE01 | BHDHDN07 | PAR_OLDI | BHGASE01_BHDHDN07 | 4 | -0.25 | 1 | Supported
HOUPARRHNBHDHDN05_OLDI_FBHGASE01_D67 | Residential heating technology - Direct district heating substation - plus connection pipe - plus distribution (heating density: high ) - single-family house - existing building - distributed level 0.67 | HOUDHD | HOUPARRHN_OLDI_DMD | MKr20 | 2020 | 3.4401 | 0.032445 | [6 empty] | PAR | I | OLD |  |  | RHNBHDHD | 4 | 0.66667 | HOUPARRHNBHDHDN05_OLDI_FBHGASE01 | 0.853 | HOUPARRHNBHDHDN05_OLDI | HOUPARRHNBHGASE01_OLDI | BHGASE01 | BHDHDN05 | PAR_OLDI | BHGASE01_BHDHDN05 | 4 | -0.25 | 1 | Supported
HOUPARRHNBHDHDN05_OLDI_FBHGASE01_D67 | Residential heating technology - Direct district heating substation - plus connection pipe - plus distribution (heating density: high ) - single-family house - existing building - distributed level 0.67 | HOUDHD | HOUPARRHN_OLDI_DMD | MKr20 | 2025 | 3.4002 | 0.032205 | [6 empty] | PAR | I | OLD |  |  | RHNBHDHD | 4 | 0.66667 | HOUPARRHNBHDHDN05_OLDI_FBHGASE01 | 0.853 | HOUPARRHNBHDHDN05_OLDI | HOUPARRHNBHGASE01_OLDI | BHGASE01 | BHDHDN05 | PAR_OLDI | BHGASE01_BHDHDN05 | 4 | -0.25 | 1 | Supported
HOUPARRHNBHDHDN05_OLDI_FBHGASE01_D67 | Residential heating technology - Direct district heating substation - plus connection pipe - plus distribution (heating density: high ) - single-family house - existing building - distributed level 0.67 | HOUDHD | HOUPARRHN_OLDI_DMD | MKr20 | 2030 | 3.3669 | 0.03163 | [6 empty] | PAR | I | OLD |  |  | RHNBHDHD | 4 | 0.66667 | HOUPARRHNBHDHDN05_OLDI_FBHGASE01 | 0.853 | HOUPARRHNBHDHDN05_OLDI | HOUPARRHNBHGASE01_OLDI | BHGASE01 | BHDHDN05 | PAR_OLDI | BHGASE01_BHDHDN05 | 4 | -0.25 | 1 | Supported
HOUPARRHNBHDHDN05_OLDI_FBHGASE01_D67 | Residential heating technology - Direct district heating substation - plus connection pipe - plus distribution (heating density: high ) - single-family house - existing building - distributed level 0.67 | HOUDHD | HOUPARRHN_OLDI_DMD | MKr20 | 2040 | 3.307 | 0.030268 | [6 empty] | PAR | I | OLD |  |  | RHNBHDHD | 4 | 0.66667 | HOUPARRHNBHDHDN05_OLDI_FBHGASE01 | 0.853 | HOUPARRHNBHDHDN05_OLDI | HOUPARRHNBHGASE01_OLDI | BHGASE01 | BHDHDN05 | PAR_OLDI | BHGASE01_BHDHDN05 | 4 | -0.25 | 1 | Supported
HOUPARRHNBHDHDN05_OLDI_FBHGASE01_D67 | Residential heating technology - Direct district heating substation - plus connection pipe - plus distribution (heating density: high ) - single-family house - existing building - distributed level 0.67 | HOUDHD | HOUPARRHN_OLDI_DMD | MKr20 | 2050 | 3.2405 | 0.028286 | [6 empty] | PAR | I | OLD |  |  | RHNBHDHD | 4 | 0.66667 | HOUPARRHNBHDHDN05_OLDI_FBHGASE01 | 0.853 | HOUPARRHNBHDHDN05_OLDI | HOUPARRHNBHGASE01_OLDI | BHGASE01 | BHDHDN05 | PAR_OLDI | BHGASE01_BHDHDN05 | 4 | -0.25 | 1 | Supported
HOUPARRHNBHDHCN09_OLDI_FBHGASE01_D67 | Residential heating technology - Direct district heating substation - plus connection pipe - plus distribution (heating density: low ) - single-family house - existing building - distributed level 0.67 | HOUDHC | HOUPARRHN_OLDI_DMD | MKr20 | 2020 | 11.2106 | 0.032445 | [6 empty] | PAR | I | OLD |  |  | RHNBHDHC | 4 | 0.66667 | HOUPARRHNBHDHCN09_OLDI_FBHGASE01 | 0.853 | HOUPARRHNBHDHCN09_OLDI | HOUPARRHNBHGASE01_OLDI | BHGASE01 | BHDHCN09 | PAR_OLDI | BHGASE01_BHDHCN09 | 4 | -0.25 | 1 | Supported
HOUPARRHNBHDHCN09_OLDI_FBHGASE01_D67 | Residential heating technology - Direct district heating substation - plus connection pipe - plus distribution (heating density: low ) - single-family house - existing building - distributed level 0.67 | HOUDHC | HOUPARRHN_OLDI_DMD | MKr20 | 2025 | 11.1707 | 0.032205 | [6 empty] | PAR | I | OLD |  |  | RHNBHDHC | 4 | 0.66667 | HOUPARRHNBHDHCN09_OLDI_FBHGASE01 | 0.853 | HOUPARRHNBHDHCN09_OLDI | HOUPARRHNBHGASE01_OLDI | BHGASE01 | BHDHCN09 | PAR_OLDI | BHGASE01_BHDHCN09 | 4 | -0.25 | 1 | Supported
HOUPARRHNBHDHCN09_OLDI_FBHGASE01_D67 | Residential heating technology - Direct district heating substation - plus connection pipe - plus distribution (heating density: low ) - single-family house - existing building - distributed level 0.67 | HOUDHC | HOUPARRHN_OLDI_DMD | MKr20 | 2030 | 11.1374 | 0.03163 | [6 empty] | PAR | I | OLD |  |  | RHNBHDHC | 4 | 0.66667 | HOUPARRHNBHDHCN09_OLDI_FBHGASE01 | 0.853 | HOUPARRHNBHDHCN09_OLDI | HOUPARRHNBHGASE01_OLDI | BHGASE01 | BHDHCN09 | PAR_OLDI | BHGASE01_BHDHCN09 | 4 | -0.25 | 1 | Supported
HOUPARRHNBHDHCN09_OLDI_FBHGASE01_D67 | Residential heating technology - Direct district heating substation - plus connection pipe - plus distribution (heating density: low ) - single-family house - existing building - distributed level 0.67 | HOUDHC | HOUPARRHN_OLDI_DMD | MKr20 | 2040 | 11.0775 | 0.030268 | [6 empty] | PAR | I | OLD |  |  | RHNBHDHC | 4 | 0.66667 | HOUPARRHNBHDHCN09_OLDI_FBHGASE01 | 0.853 | HOUPARRHNBHDHCN09_OLDI | HOUPARRHNBHGASE01_OLDI | BHGASE01 | BHDHCN09 | PAR_OLDI | BHGASE01_BHDHCN09 | 4 | -0.25 | 1 | Supported
HOUPARRHNBHDHCN09_OLDI_FBHGASE01_D67 | Residential heating technology - Direct district heating substation - plus connection pipe - plus distribution (heating density: low ) - single-family house - existing building - distributed level 0.67 | HOUDHC | HOUPARRHN_OLDI_DMD | MKr20 | 2050 | 11.011 | 0.028286 | [6 empty] | PAR | I | OLD |  |  | RHNBHDHC | 4 | 0.66667 | HOUPARRHNBHDHCN09_OLDI_FBHGASE01 | 0.853 | HOUPARRHNBHDHCN09_OLDI | HOUPARRHNBHGASE01_OLDI | BHGASE01 | BHDHCN09 | PAR_OLDI | BHGASE01_BHDHCN09 | 4 | -0.25 | 1 | Supported
HOUPARRHNBHDHCN07_OLDI_FBHGASE01_D67 | Residential heating technology - Direct district heating substation - plus connection pipe - plus distribution (heating density: medium ) - single-family house - existing building - distributed level 0.67 | HOUDHC | HOUPARRHN_OLDI_DMD | MKr20 | 2020 | 4.5119 | 0.032445 | [6 empty] | PAR | I | OLD |  |  | RHNBHDHC | 4 | 0.66667 | HOUPARRHNBHDHCN07_OLDI_FBHGASE01 | 0.853 | HOUPARRHNBHDHCN07_OLDI | HOUPARRHNBHGASE01_OLDI | BHGASE01 | BHDHCN07 | PAR_OLDI | BHGASE01_BHDHCN07 | 4 | -0.25 | 1 | Supported
HOUPARRHNBHDHCN07_OLDI_FBHGASE01_D67 | Residential heating technology - Direct district heating substation - plus connection pipe - plus distribution (heating density: medium ) - single-family house - existing building - distributed level 0.67 | HOUDHC | HOUPARRHN_OLDI_DMD | MKr20 | 2025 | 4.472 | 0.032205 | [6 empty] | PAR | I | OLD |  |  | RHNBHDHC | 4 | 0.66667 | HOUPARRHNBHDHCN07_OLDI_FBHGASE01 | 0.853 | HOUPARRHNBHDHCN07_OLDI | HOUPARRHNBHGASE01_OLDI | BHGASE01 | BHDHCN07 | PAR_OLDI | BHGASE01_BHDHCN07 | 4 | -0.25 | 1 | Supported
HOUPARRHNBHDHCN07_OLDI_FBHGASE01_D67 | Residential heating technology - Direct district heating substation - plus connection pipe - plus distribution (heating density: medium ) - single-family house - existing building - distributed level 0.67 | HOUDHC | HOUPARRHN_OLDI_DMD | MKr20 | 2030 | 4.4387 | 0.03163 | [6 empty] | PAR | I | OLD |  |  | RHNBHDHC | 4 | 0.66667 | HOUPARRHNBHDHCN07_OLDI_FBHGASE01 | 0.853 | HOUPARRHNBHDHCN07_OLDI | HOUPARRHNBHGASE01_OLDI | BHGASE01 | BHDHCN07 | PAR_OLDI | BHGASE01_BHDHCN07 | 4 | -0.25 | 1 | Supported
HOUPARRHNBHDHCN07_OLDI_FBHGASE01_D67 | Residential heating technology - Direct district heating substation - plus connection pipe - plus distribution (heating density: medium ) - single-family house - existing building - distributed level 0.67 | HOUDHC | HOUPARRHN_OLDI_DMD | MKr20 | 2040 | 4.3788 | 0.030268 | [6 empty] | PAR | I | OLD |  |  | RHNBHDHC | 4 | 0.66667 | HOUPARRHNBHDHCN07_OLDI_FBHGASE01 | 0.853 | HOUPARRHNBHDHCN07_OLDI | HOUPARRHNBHGASE01_OLDI | BHGASE01 | BHDHCN07 | PAR_OLDI | BHGASE01_BHDHCN07 | 4 | -0.25 | 1 | Supported
HOUPARRHNBHDHCN07_OLDI_FBHGASE01_D67 | Residential heating technology - Direct district heating substation - plus connection pipe - plus distribution (heating density: medium ) - single-family house - existing building - distributed level 0.67 | HOUDHC | HOUPARRHN_OLDI_DMD | MKr20 | 2050 | 4.3123 | 0.028286 | [6 empty] | PAR | I | OLD |  |  | RHNBHDHC | 4 | 0.66667 | HOUPARRHNBHDHCN07_OLDI_FBHGASE01 | 0.853 | HOUPARRHNBHDHCN07_OLDI | HOUPARRHNBHGASE01_OLDI | BHGASE01 | BHDHCN07 | PAR_OLDI | BHGASE01_BHDHCN07 | 4 | -0.25 | 1 | Supported
HOUPARRHNBHDHCN05_OLDI_FBHGASE01_D67 | Residential heating technology - Direct district heating substation - plus connection pipe - plus distribution (heating density: high ) - single-family house - existing building - distributed level 0.67 | HOUDHC | HOUPARRHN_OLDI_DMD | MKr20 | 2020 | 3.4401 | 0.032445 | [6 empty] | PAR | I | OLD |  |  | RHNBHDHC | 4 | 0.66667 | HOUPARRHNBHDHCN05_OLDI_FBHGASE01 | 0.853 | HOUPARRHNBHDHCN05_OLDI | HOUPARRHNBHGASE01_OLDI | BHGASE01 | BHDHCN05 | PAR_OLDI | BHGASE01_BHDHCN05 | 4 | -0.25 | 1 | Supported
HOUPARRHNBHDHCN05_OLDI_FBHGASE01_D67 | Residential heating technology - Direct district heating substation - plus connection pipe - plus distribution (heating density: high ) - single-family house - existing building - distributed level 0.67 | HOUDHC | HOUPARRHN_OLDI_DMD | MKr20 | 2025 | 3.4002 | 0.032205 | [6 empty] | PAR | I | OLD |  |  | RHNBHDHC | 4 | 0.66667 | HOUPARRHNBHDHCN05_OLDI_FBHGASE01 | 0.853 | HOUPARRHNBHDHCN05_OLDI | HOUPARRHNBHGASE01_OLDI | BHGASE01 | BHDHCN05 | PAR_OLDI | BHGASE01_BHDHCN05 | 4 | -0.25 | 1 | Supported
HOUPARRHNBHDHCN05_OLDI_FBHGASE01_D67 | Residential heating technology - Direct district heating substation - plus connection pipe - plus distribution (heating density: high ) - single-family house - existing building - distributed level 0.67 | HOUDHC | HOUPARRHN_OLDI_DMD | MKr20 | 2030 | 3.3669 | 0.03163 | [6 empty] | PAR | I | OLD |  |  | RHNBHDHC | 4 | 0.66667 | HOUPARRHNBHDHCN05_OLDI_FBHGASE01 | 0.853 | HOUPARRHNBHDHCN05_OLDI | HOUPARRHNBHGASE01_OLDI | BHGASE01 | BHDHCN05 | PAR_OLDI | BHGASE01_BHDHCN05 | 4 | -0.25 | 1 | Supported
HOUPARRHNBHDHCN05_OLDI_FBHGASE01_D67 | Residential heating technology - Direct district heating substation - plus connection pipe - plus distribution (heating density: high ) - single-family house - existing building - distributed level 0.67 | HOUDHC | HOUPARRHN_OLDI_DMD | MKr20 | 2040 | 3.307 | 0.030268 | [6 empty] | PAR | I | OLD |  |  | RHNBHDHC | 4 | 0.66667 | HOUPARRHNBHDHCN05_OLDI_FBHGASE01 | 0.853 | HOUPARRHNBHDHCN05_OLDI | HOUPARRHNBHGASE01_OLDI | BHGASE01 | BHDHCN05 | PAR_OLDI | BHGASE01_BHDHCN05 | 4 | -0.25 | 1 | Supported
HOUPARRHNBHDHCN05_OLDI_FBHGASE01_D67 | Residential heating technology - Direct district heating substation - plus connection pipe - plus distribution (heating density: high ) - single-family house - existing building - distributed level 0.67 | HOUDHC | HOUPARRHN_OLDI_DMD | MKr20 | 2050 | 3.2405 | 0.028286 | [6 empty] | PAR | I | OLD |  |  | RHNBHDHC | 4 | 0.66667 | HOUPARRHNBHDHCN05_OLDI_FBHGASE01 | 0.853 | HOUPARRHNBHDHCN05_OLDI | HOUPARRHNBHGASE01_OLDI | BHGASE01 | BHDHCN05 | PAR_OLDI | BHGASE01_BHDHCN05 | 4 | -0.25 | 1 | Supported
HOUETARHNHPELCN05_OLDC_FBHGASE01_D67 | Residential heating technology - Heat pump, Air-to-water - leasing - apartment complex - existing building - distributed level 0.67 | HOUELC, HOUAMB | HOUETARHN_OLDC_DMD | MKr20 | 2020 | 3.8502 | 0.36113 | 0.35767 | [5 empty] | ETA | C | OLD | 2.7959 |  | RHNHPELC | 4 | 0.66667 | HOUETARHNHPELCN05_OLDC_FBHGASE01 | 0.895 | HOUETARHNHPELCN05_OLDC | HOUETARHNBHGASE01_OLDC | BHGASE01 | HPELCN05 | ETA_OLDC | BHGASE01_HPELCN05 | 4 | -0.25 | 1 | Supported
HOUETARHNHPELCN05_OLDC_FBHGASE01_D67 | Residential heating technology - Heat pump, Air-to-water - leasing - apartment complex - existing building - distributed level 0.67 | HOUELC, HOUAMB | HOUETARHN_OLDC_DMD | MKr20 | 2025 | 3.4476 | 0.33198 | 0.34008 | [5 empty] | ETA | C | OLD | 2.9405 |  | RHNHPELC | 4 | 0.66667 | HOUETARHNHPELCN05_OLDC_FBHGASE01 | 0.895 | HOUETARHNHPELCN05_OLDC | HOUETARHNBHGASE01_OLDC | BHGASE01 | HPELCN05 | ETA_OLDC | BHGASE01_HPELCN05 | 4 | -0.25 | 1 | Supported
HOUETARHNHPELCN05_OLDC_FBHGASE01_D67 | Residential heating technology - Heat pump, Air-to-water - leasing - apartment complex - existing building - distributed level 0.67 | HOUELC, HOUAMB | HOUETARHN_OLDC_DMD | MKr20 | 2030 | 3.0449 | 0.3028 | 0.32413 | [5 empty] | ETA | C | OLD | 3.0851 |  | RHNHPELC | 4 | 0.66667 | HOUETARHNHPELCN05_OLDC_FBHGASE01 | 0.895 | HOUETARHNHPELCN05_OLDC | HOUETARHNBHGASE01_OLDC | BHGASE01 | HPELCN05 | ETA_OLDC | BHGASE01_HPELCN05 | 4 | -0.25 | 1 | Supported
HOUETARHNHPELCN05_OLDC_FBHGASE01_D67 | Residential heating technology - Heat pump, Air-to-water - leasing - apartment complex - existing building - distributed level 0.67 | HOUELC, HOUAMB | HOUETARHN_OLDC_DMD | MKr20 | 2040 | 2.7272 | 0.27907 | 0.30962 | [5 empty] | ETA | C | OLD | 3.2298 |  | RHNHPELC | 4 | 0.66667 | HOUETARHNHPELCN05_OLDC_FBHGASE01 | 0.895 | HOUETARHNHPELCN05_OLDC | HOUETARHNBHGASE01_OLDC | BHGASE01 | HPELCN05 | ETA_OLDC | BHGASE01_HPELCN05 | 4 | -0.25 | 1 | Supported
HOUETARHNHPELCN05_OLDC_FBHGASE01_D67 | Residential heating technology - Heat pump, Air-to-water - leasing - apartment complex - existing building - distributed level 0.67 | HOUELC, HOUAMB | HOUETARHN_OLDC_DMD | MKr20 | 2050 | 2.4095 | 0.25532 | 0.29635 | [5 empty] | ETA | C | OLD | 3.3744 |  | RHNHPELC | 4 | 0.66667 | HOUETARHNHPELCN05_OLDC_FBHGASE01 | 0.895 | HOUETARHNHPELCN05_OLDC | HOUETARHNBHGASE01_OLDC | BHGASE01 | HPELCN05 | ETA_OLDC | BHGASE01_HPELCN05 | 4 | -0.25 | 1 | Supported
HOUETARHNHPELCN04_OLDC_FBHGASE01_D67 | Residential heating technology - Heat pump, Ground source - apartment complex - existing building - distributed level 0.67 | HOUELC, HOUAMB | HOUETARHN_OLDC_DMD | MKr20 | 2020 | 7.1745 | 0.053517 | 0.32413 | [5 empty] | ETA | C | OLD | 3.0851 |  | RHNHPELC | 4 | 0.66667 | HOUETARHNHPELCN04_OLDC_FBHGASE01 | 0.895 | HOUETARHNHPELCN04_OLDC | HOUETARHNBHGASE01_OLDC | BHGASE01 | HPELCN04 | ETA_OLDC | BHGASE01_HPELCN04 | 4 | -0.25 | 1 | Supported
HOUETARHNHPELCN04_OLDC_FBHGASE01_D67 | Residential heating technology - Heat pump, Ground source - apartment complex - existing building - distributed level 0.67 | HOUELC, HOUAMB | HOUETARHN_OLDC_DMD | MKr20 | 2025 | 6.6364 | 0.053094 | 0.31431 | [5 empty] | ETA | C | OLD | 3.1815 |  | RHNHPELC | 4 | 0.66667 | HOUETARHNHPELCN04_OLDC_FBHGASE01 | 0.895 | HOUETARHNHPELCN04_OLDC | HOUETARHNBHGASE01_OLDC | BHGASE01 | HPELCN04 | ETA_OLDC | BHGASE01_HPELCN04 | 4 | -0.25 | 1 | Supported
HOUETARHNHPELCN04_OLDC_FBHGASE01_D67 | Residential heating technology - Heat pump, Ground source - apartment complex - existing building - distributed level 0.67 | HOUELC, HOUAMB | HOUETARHN_OLDC_DMD | MKr20 | 2030 | 6.0983 | 0.052631 | 0.30507 | [5 empty] | ETA | C | OLD | 3.278 |  | RHNHPELC | 4 | 0.66667 | HOUETARHNHPELCN04_OLDC_FBHGASE01 | 0.895 | HOUETARHNHPELCN04_OLDC | HOUETARHNBHGASE01_OLDC | BHGASE01 | HPELCN04 | ETA_OLDC | BHGASE01_HPELCN04 | 4 | -0.25 | 1 | Supported
HOUETARHNHPELCN04_OLDC_FBHGASE01_D67 | Residential heating technology - Heat pump, Ground source - apartment complex - existing building - distributed level 0.67 | HOUELC, HOUAMB | HOUETARHN_OLDC_DMD | MKr20 | 2040 | 5.641 | 0.051561 | 0.29218 | [5 empty] | ETA | C | OLD | 3.4226 |  | RHNHPELC | 4 | 0.66667 | HOUETARHNHPELCN04_OLDC_FBHGASE01 | 0.895 | HOUETARHNHPELCN04_OLDC | HOUETARHNBHGASE01_OLDC | BHGASE01 | HPELCN04 | ETA_OLDC | BHGASE01_HPELCN04 | 4 | -0.25 | 1 | Supported
HOUETARHNHPELCN04_OLDC_FBHGASE01_D67 | Residential heating technology - Heat pump, Ground source - apartment complex - existing building - distributed level 0.67 | HOUELC, HOUAMB | HOUETARHN_OLDC_DMD | MKr20 | 2050 | 5.1836 | 0.050472 | 0.28812 | [5 empty] | ETA | C | OLD | 3.4708 |  | RHNHPELC | 4 | 0.66667 | HOUETARHNHPELCN04_OLDC_FBHGASE01 | 0.895 | HOUETARHNHPELCN04_OLDC | HOUETARHNBHGASE01_OLDC | BHGASE01 | HPELCN04 | ETA_OLDC | BHGASE01_HPELCN04 | 4 | -0.25 | 1 | Supported
HOUETARHNHPELCN03_OLDC_FBHGASE01_D67 | Residential heating technology - Heat pump, Air-to-water - apartment complex - existing building - distributed level 0.67 | HOUELC, HOUAMB | HOUETARHN_OLDC_DMD | MKr20 | 2020 | 7.7004 | 0.086482 | 0.35767 | [5 empty] | ETA | C | OLD | 2.7959 |  | RHNHPELC | 4 | 0.66667 | HOUETARHNHPELCN03_OLDC_FBHGASE01 | 0.895 | HOUETARHNHPELCN03_OLDC | HOUETARHNBHGASE01_OLDC | BHGASE01 | HPELCN03 | ETA_OLDC | BHGASE01_HPELCN03 | 4 | -0.25 | 1 | Supported
HOUETARHNHPELCN03_OLDC_FBHGASE01_D67 | Residential heating technology - Heat pump, Air-to-water - apartment complex - existing building - distributed level 0.67 | HOUELC, HOUAMB | HOUETARHN_OLDC_DMD | MKr20 | 2025 | 6.8951 | 0.086059 | 0.34008 | [5 empty] | ETA | C | OLD | 2.9405 |  | RHNHPELC | 4 | 0.66667 | HOUETARHNHPELCN03_OLDC_FBHGASE01 | 0.895 | HOUETARHNHPELCN03_OLDC | HOUETARHNBHGASE01_OLDC | BHGASE01 | HPELCN03 | ETA_OLDC | BHGASE01_HPELCN03 | 4 | -0.25 | 1 | Supported
HOUETARHNHPELCN03_OLDC_FBHGASE01_D67 | Residential heating technology - Heat pump, Air-to-water - apartment complex - existing building - distributed level 0.67 | HOUELC, HOUAMB | HOUETARHN_OLDC_DMD | MKr20 | 2030 | 6.0899 | 0.085596 | 0.32413 | [5 empty] | ETA | C | OLD | 3.0851 |  | RHNHPELC | 4 | 0.66667 | HOUETARHNHPELCN03_OLDC_FBHGASE01 | 0.895 | HOUETARHNHPELCN03_OLDC | HOUETARHNBHGASE01_OLDC | BHGASE01 | HPELCN03 | ETA_OLDC | BHGASE01_HPELCN03 | 4 | -0.25 | 1 | Supported
HOUETARHNHPELCN03_OLDC_FBHGASE01_D67 | Residential heating technology - Heat pump, Air-to-water - apartment complex - existing building - distributed level 0.67 | HOUELC, HOUAMB | HOUETARHN_OLDC_DMD | MKr20 | 2040 | 5.4545 | 0.084526 | 0.30962 | [5 empty] | ETA | C | OLD | 3.2298 |  | RHNHPELC | 4 | 0.66667 | HOUETARHNHPELCN03_OLDC_FBHGASE01 | 0.895 | HOUETARHNHPELCN03_OLDC | HOUETARHNBHGASE01_OLDC | BHGASE01 | HPELCN03 | ETA_OLDC | BHGASE01_HPELCN03 | 4 | -0.25 | 1 | Supported
HOUETARHNHPELCN03_OLDC_FBHGASE01_D67 | Residential heating technology - Heat pump, Air-to-water - apartment complex - existing building - distributed level 0.67 | HOUELC, HOUAMB | HOUETARHN_OLDC_DMD | MKr20 | 2050 | 4.8191 | 0.083437 | 0.29635 | [5 empty] | ETA | C | OLD | 3.3744 |  | RHNHPELC | 4 | 0.66667 | HOUETARHNHPELCN03_OLDC_FBHGASE01 | 0.895 | HOUETARHNHPELCN03_OLDC | HOUETARHNBHGASE01_OLDC | BHGASE01 | HPELCN03 | ETA_OLDC | BHGASE01_HPELCN03 | 4 | -0.25 | 1 | Supported
HOUETARHNHPELCN02_OLDC_FBHGASE01_D67 | Residential heating technology - Heat pump, Air-to-air - single-family house - existing building - distributed level 0.67 | HOUELC, HOUAMB | HOUETARHN_OLDC_DMD | MKr20 | 2020 | 3.2165 | 0.18468 | 0.21386 | [5 empty] | ETA | C | OLD | 4.6759 |  | RHNHPELC | 4 | 0.66667 | HOUETARHNHPELCN02_OLDC_FBHGASE01 | 0.895 | HOUETARHNHPELCN02_OLDC | HOUETARHNBHGASE01_OLDC | BHGASE01 | HPELCN02 | ETA_OLDC | BHGASE01_HPELCN02 | 5 | 0 | 1.1 | Unlikely
HOUETARHNHPELCN02_OLDC_FBHGASE01_D67 | Residential heating technology - Heat pump, Air-to-air - single-family house - existing building - distributed level 0.67 | HOUELC, HOUAMB | HOUETARHN_OLDC_DMD | MKr20 | 2025 | 3.1379 | 0.12547 | 0.20338 | [5 empty] | ETA | C | OLD | 4.9169 |  | RHNHPELC | 4 | 0.66667 | HOUETARHNHPELCN02_OLDC_FBHGASE01 | 0.895 | HOUETARHNHPELCN02_OLDC | HOUETARHNBHGASE01_OLDC | BHGASE01 | HPELCN02 | ETA_OLDC | BHGASE01_HPELCN02 | 5 | 0 | 1.1 | Unlikely
HOUETARHNHPELCN02_OLDC_FBHGASE01_D67 | Residential heating technology - Heat pump, Air-to-air - single-family house - existing building - distributed level 0.67 | HOUELC, HOUAMB | HOUETARHN_OLDC_DMD | MKr20 | 2030 | 3.0593 | 0.12315 | 0.1957 | [5 empty] | ETA | C | OLD | 5.1098 |  | RHNHPELC | 4 | 0.66667 | HOUETARHNHPELCN02_OLDC_FBHGASE01 | 0.895 | HOUETARHNHPELCN02_OLDC | HOUETARHNBHGASE01_OLDC | BHGASE01 | HPELCN02 | ETA_OLDC | BHGASE01_HPELCN02 | 5 | 0 | 1.1 | Unlikely
HOUETARHNHPELCN02_OLDC_FBHGASE01_D67 | Residential heating technology - Heat pump, Air-to-air - single-family house - existing building - distributed level 0.67 | HOUELC, HOUAMB | HOUETARHN_OLDC_DMD | MKr20 | 2040 | 2.9134 | 0.11885 | 0.18859 | [5 empty] | ETA | C | OLD | 5.3026 |  | RHNHPELC | 4 | 0.66667 | HOUETARHNHPELCN02_OLDC_FBHGASE01 | 0.895 | HOUETARHNHPELCN02_OLDC | HOUETARHNBHGASE01_OLDC | BHGASE01 | HPELCN02 | ETA_OLDC | BHGASE01_HPELCN02 | 5 | 0 | 1.1 | Unlikely
HOUETARHNHPELCN02_OLDC_FBHGASE01_D67 | Residential heating technology - Heat pump, Air-to-air - single-family house - existing building - distributed level 0.67 | HOUELC, HOUAMB | HOUETARHN_OLDC_DMD | MKr20 | 2050 | 2.7675 | 0.11455 | 0.18522 | [5 empty] | ETA | C | OLD | 5.399 |  | RHNHPELC | 4 | 0.66667 | HOUETARHNHPELCN02_OLDC_FBHGASE01 | 0.895 | HOUETARHNHPELCN02_OLDC | HOUETARHNBHGASE01_OLDC | BHGASE01 | HPELCN02 | ETA_OLDC | BHGASE01_HPELCN02 | 5 | 0 | 1.1 | Unlikely
HOUETARHNDIELCN06_OLDC_FBHGASE01_D67 | Residential heating technology - Electric heating - electric panel from Bauhaus - apartment complex - new building - distributed level 0.67 | HOUELC | HOUETARHN_OLDC_DMD | MKr20 | 2020 | 0.64843 | 0 | [6 empty] | ETA | C | OLD |  |  | RHNDIELC | 4 | 0.66667 | HOUETARHNDIELCN06_OLDC_FBHGASE01 | 0.895 | HOUETARHNDIELCN06_OLDC | HOUETARHNBHGASE01_OLDC | BHGASE01 | DIELCN06 | ETA_OLDC | BHGASE01_DIELCN06 | 5 | 0 | 1.1 | Unlikely
HOUETARHNDIELCN06_OLDC_FBHGASE01_D67 | Residential heating technology - Electric heating - electric panel from Bauhaus - apartment complex - new building - distributed level 0.67 | HOUELC | HOUETARHN_OLDC_DMD | MKr20 | 2025 | 0.64843 | 0 | [6 empty] | ETA | C | OLD |  |  | RHNDIELC | 4 | 0.66667 | HOUETARHNDIELCN06_OLDC_FBHGASE01 | 0.895 | HOUETARHNDIELCN06_OLDC | HOUETARHNBHGASE01_OLDC | BHGASE01 | DIELCN06 | ETA_OLDC | BHGASE01_DIELCN06 | 5 | 0 | 1.1 | Unlikely
HOUETARHNDIELCN06_OLDC_FBHGASE01_D67 | Residential heating technology - Electric heating - electric panel from Bauhaus - apartment complex - new building - distributed level 0.67 | HOUELC | HOUETARHN_OLDC_DMD | MKr20 | 2030 | 0.64843 | 0 | [6 empty] | ETA | C | OLD |  |  | RHNDIELC | 4 | 0.66667 | HOUETARHNDIELCN06_OLDC_FBHGASE01 | 0.895 | HOUETARHNDIELCN06_OLDC | HOUETARHNBHGASE01_OLDC | BHGASE01 | DIELCN06 | ETA_OLDC | BHGASE01_DIELCN06 | 5 | 0 | 1.1 | Unlikely
HOUETARHNDIELCN06_OLDC_FBHGASE01_D67 | Residential heating technology - Electric heating - electric panel from Bauhaus - apartment complex - new building - distributed level 0.67 | HOUELC | HOUETARHN_OLDC_DMD | MKr20 | 2040 | 0.64843 | 0 | [6 empty] | ETA | C | OLD |  |  | RHNDIELC | 4 | 0.66667 | HOUETARHNDIELCN06_OLDC_FBHGASE01 | 0.895 | HOUETARHNDIELCN06_OLDC | HOUETARHNBHGASE01_OLDC | BHGASE01 | DIELCN06 | ETA_OLDC | BHGASE01_DIELCN06 | 5 | 0 | 1.1 | Unlikely
HOUETARHNDIELCN06_OLDC_FBHGASE01_D67 | Residential heating technology - Electric heating - electric panel from Bauhaus - apartment complex - new building - distributed level 0.67 | HOUELC | HOUETARHN_OLDC_DMD | MKr20 | 2050 | 0.64843 | 0 | [6 empty] | ETA | C | OLD |  |  | RHNDIELC | 4 | 0.66667 | HOUETARHNDIELCN06_OLDC_FBHGASE01 | 0.895 | HOUETARHNDIELCN06_OLDC | HOUETARHNBHGASE01_OLDC | BHGASE01 | DIELCN06 | ETA_OLDC | BHGASE01_DIELCN06 | 5 | 0 | 1.1 | Unlikely
HOUETARHNDIELCN01_OLDC_FBHGASE01_D67 | Residential heating technology - Electric heating - apartment complex - new building - distributed level 0.67 | HOUELC | HOUETARHN_OLDC_DMD | MKr20 | 2020 | 6.0226 | 0.0024454 | [6 empty] | ETA | C | OLD |  |  | RHNDIELC | 4 | 0.66667 | HOUETARHNDIELCN01_OLDC_FBHGASE01 | 0.895 | HOUETARHNDIELCN01_OLDC | HOUETARHNBHGASE01_OLDC | BHGASE01 | DIELCN01 | ETA_OLDC | BHGASE01_DIELCN01 | 5 | 0 | 1.1 | Unlikely
HOUETARHNDIELCN01_OLDC_FBHGASE01_D67 | Residential heating technology - Electric heating - apartment complex - new building - distributed level 0.67 | HOUELC | HOUETARHN_OLDC_DMD | MKr20 | 2025 | 5.8735 | 0.0023455 | [6 empty] | ETA | C | OLD |  |  | RHNDIELC | 4 | 0.66667 | HOUETARHNDIELCN01_OLDC_FBHGASE01 | 0.895 | HOUETARHNDIELCN01_OLDC | HOUETARHNBHGASE01_OLDC | BHGASE01 | DIELCN01 | ETA_OLDC | BHGASE01_DIELCN01 | 5 | 0 | 1.1 | Unlikely
HOUETARHNDIELCN01_OLDC_FBHGASE01_D67 | Residential heating technology - Electric heating - apartment complex - new building - distributed level 0.67 | HOUELC | HOUETARHN_OLDC_DMD | MKr20 | 2030 | 5.7282 | 0.0022956 | [6 empty] | ETA | C | OLD |  |  | RHNDIELC | 4 | 0.66667 | HOUETARHNDIELCN01_OLDC_FBHGASE01 | 0.895 | HOUETARHNDIELCN01_OLDC | HOUETARHNBHGASE01_OLDC | BHGASE01 | DIELCN01 | ETA_OLDC | BHGASE01_DIELCN01 | 5 | 0 | 1.1 | Unlikely
HOUETARHNDIELCN01_OLDC_FBHGASE01_D67 | Residential heating technology - Electric heating - apartment complex - new building - distributed level 0.67 | HOUELC | HOUETARHN_OLDC_DMD | MKr20 | 2040 | 5.4481 | 0.0021958 | [6 empty] | ETA | C | OLD |  |  | RHNDIELC | 4 | 0.66667 | HOUETARHNDIELCN01_OLDC_FBHGASE01 | 0.895 | HOUETARHNDIELCN01_OLDC | HOUETARHNBHGASE01_OLDC | BHGASE01 | DIELCN01 | ETA_OLDC | BHGASE01_DIELCN01 | 5 | 0 | 1.1 | Unlikely
HOUETARHNDIELCN01_OLDC_FBHGASE01_D67 | Residential heating technology - Electric heating - apartment complex - new building - distributed level 0.67 | HOUELC | HOUETARHN_OLDC_DMD | MKr20 | 2050 | 5.1817 | 0.002096 | [6 empty] | ETA | C | OLD |  |  | RHNDIELC | 4 | 0.66667 | HOUETARHNDIELCN01_OLDC_FBHGASE01 | 0.895 | HOUETARHNDIELCN01_OLDC | HOUETARHNBHGASE01_OLDC | BHGASE01 | DIELCN01 | ETA_OLDC | BHGASE01_DIELCN01 | 5 | 0 | 1.1 | Unlikely
HOUETARHNBHWPEN01_OLDC_FBHGASE01_D67 | Residential heating technology - Biomass boiler, automatic stoking , wood pellets or wood chips - apartment complex - existing building - distributed level 0.67 | HOUWPE | HOUETARHN_OLDC_DMD | MKr20 | 2020 | 2.1434 | 0.044956 |  | 25 | 14 | 70 | 2 | 4 | ETA | C | OLD |  |  | RHNBHWPE | 4 | 0.66667 | HOUETARHNBHWPEN01_OLDC_FBHGASE01 | 0.895 | HOUETARHNBHWPEN01_OLDC | HOUETARHNBHGASE01_OLDC | BHGASE01 | BHWPEN01 | ETA_OLDC | BHGASE01_BHWPEN01 | 6 | 0 | 1 | New
HOUETARHNBHWPEN01_OLDC_FBHGASE01_D67 | Residential heating technology - Biomass boiler, automatic stoking , wood pellets or wood chips - apartment complex - existing building - distributed level 0.67 | HOUWPE | HOUETARHN_OLDC_DMD | MKr20 | 2025 | 2.0904 | 0.044638 |  | 25 | 14 | 60 | 2 | 4 | ETA | C | OLD |  |  | RHNBHWPE | 4 | 0.66667 | HOUETARHNBHWPEN01_OLDC_FBHGASE01 | 0.895 | HOUETARHNBHWPEN01_OLDC | HOUETARHNBHGASE01_OLDC | BHGASE01 | BHWPEN01 | ETA_OLDC | BHGASE01_BHWPEN01 | 6 | 0 | 1 | New
HOUETARHNBHWPEN01_OLDC_FBHGASE01_D67 | Residential heating technology - Biomass boiler, automatic stoking , wood pellets or wood chips - apartment complex - existing building - distributed level 0.67 | HOUWPE | HOUETARHN_OLDC_DMD | MKr20 | 2030 | 2.0387 | 0.044837 |  | 25 | 11 | 50 | 1 | 4 | ETA | C | OLD |  |  | RHNBHWPE | 4 | 0.66667 | HOUETARHNBHWPEN01_OLDC_FBHGASE01 | 0.895 | HOUETARHNBHWPEN01_OLDC | HOUETARHNBHGASE01_OLDC | BHGASE01 | BHWPEN01 | ETA_OLDC | BHGASE01_BHWPEN01 | 6 | 0 | 1 | New
HOUETARHNBHWPEN01_OLDC_FBHGASE01_D67 | Residential heating technology - Biomass boiler, automatic stoking , wood pellets or wood chips - apartment complex - existing building - distributed level 0.67 | HOUWPE | HOUETARHN_OLDC_DMD | MKr20 | 2040 | 1.939 | 0.043406 |  | 25 | 9 | 45 | 1 | 4 | ETA | C | OLD |  |  | RHNBHWPE | 4 | 0.66667 | HOUETARHNBHWPEN01_OLDC_FBHGASE01 | 0.895 | HOUETARHNBHWPEN01_OLDC | HOUETARHNBHGASE01_OLDC | BHGASE01 | BHWPEN01 | ETA_OLDC | BHGASE01_BHWPEN01 | 6 | 0 | 1 | New
HOUETARHNBHWPEN01_OLDC_FBHGASE01_D67 | Residential heating technology - Biomass boiler, automatic stoking , wood pellets or wood chips - apartment complex - existing building - distributed level 0.67 | HOUWPE | HOUETARHN_OLDC_DMD | MKr20 | 2050 | 1.8442 | 0.041537 |  | 25 | 9 | 40 | 0 | 4 | ETA | C | OLD |  |  | RHNBHWPE | 4 | 0.66667 | HOUETARHNBHWPEN01_OLDC_FBHGASE01 | 0.895 | HOUETARHNBHWPEN01_OLDC | HOUETARHNBHGASE01_OLDC | BHGASE01 | BHWPEN01 | ETA_OLDC | BHGASE01_BHWPEN01 | 6 | 0 | 1 | New
HOUETARHNBHSOLN01_OLDC_FBHGASE01_D67 | Residential heating technology - Solar heating system - apartment complex - existing building - distributed level 0.67 | HOUSOL | HOUETARHN_OLDC_DMD | MKr20 | 2020 | 5.0818 | 0.023783 | [6 empty] | ETA | C | OLD |  |  | RHNBHSOL | 4 | 0.66667 | HOUETARHNBHSOLN01_OLDC_FBHGASE01 | 0.895 | HOUETARHNBHSOLN01_OLDC | HOUETARHNBHGASE01_OLDC | BHGASE01 | BHSOLN01 | ETA_OLDC | BHGASE01_BHSOLN01 | 5 | 0 | 1.1 | Unlikely
HOUETARHNBHSOLN01_OLDC_FBHGASE01_D67 | Residential heating technology - Solar heating system - apartment complex - existing building - distributed level 0.67 | HOUSOL | HOUETARHN_OLDC_DMD | MKr20 | 2025 | 4.8622 | 0.025209 | [6 empty] | ETA | C | OLD |  |  | RHNBHSOL | 4 | 0.66667 | HOUETARHNBHSOLN01_OLDC_FBHGASE01 | 0.895 | HOUETARHNBHSOLN01_OLDC | HOUETARHNBHGASE01_OLDC | BHGASE01 | BHSOLN01 | ETA_OLDC | BHGASE01_BHSOLN01 | 5 | 0 | 1.1 | Unlikely
HOUETARHNBHSOLN01_OLDC_FBHGASE01_D67 | Residential heating technology - Solar heating system - apartment complex - existing building - distributed level 0.67 | HOUSOL | HOUETARHN_OLDC_DMD | MKr20 | 2030 | 4.6426 | 0.025751 | [6 empty] | ETA | C | OLD |  |  | RHNBHSOL | 4 | 0.66667 | HOUETARHNBHSOLN01_OLDC_FBHGASE01 | 0.895 | HOUETARHNBHSOLN01_OLDC | HOUETARHNBHGASE01_OLDC | BHGASE01 | BHSOLN01 | ETA_OLDC | BHGASE01_BHSOLN01 | 5 | 0 | 1.1 | Unlikely
HOUETARHNBHSOLN01_OLDC_FBHGASE01_D67 | Residential heating technology - Solar heating system - apartment complex - existing building - distributed level 0.67 | HOUSOL | HOUETARHN_OLDC_DMD | MKr20 | 2040 | 4.423 | 0.025052 | [6 empty] | ETA | C | OLD |  |  | RHNBHSOL | 4 | 0.66667 | HOUETARHNBHSOLN01_OLDC_FBHGASE01 | 0.895 | HOUETARHNBHSOLN01_OLDC | HOUETARHNBHGASE01_OLDC | BHGASE01 | BHSOLN01 | ETA_OLDC | BHGASE01_BHSOLN01 | 5 | 0 | 1.1 | Unlikely
HOUETARHNBHSOLN01_OLDC_FBHGASE01_D67 | Residential heating technology - Solar heating system - apartment complex - existing building - distributed level 0.67 | HOUSOL | HOUETARHN_OLDC_DMD | MKr20 | 2050 | 4.2034 | 0.023783 | [6 empty] | ETA | C | OLD |  |  | RHNBHSOL | 4 | 0.66667 | HOUETARHNBHSOLN01_OLDC_FBHGASE01 | 0.895 | HOUETARHNBHSOLN01_OLDC | HOUETARHNBHGASE01_OLDC | BHGASE01 | BHSOLN01 | ETA_OLDC | BHGASE01_BHSOLN01 | 5 | 0 | 1.1 | Unlikely
HOUETARHNBHGASN01_OLDC_FBHGASE01_D67 | Residential heating technology - Natural gas boiler - apartment complex - existing building - distributed level 0.67 | HOUGAS | HOUETARHN_OLDC_DMD | MKr20 | 2020 | 0.54843 | 0.013293 |  | 0.43 | 0.1 | 20.4 | 1 | 1 | ETA | C | OLD |  |  | RHNBHGAS | 4 | 0.66667 | HOUETARHNBHGASN01_OLDC_FBHGASE01 | 0.895 | HOUETARHNBHGASN01_OLDC | HOUETARHNBHGASE01_OLDC | BHGASE01 | BHGASN01 | ETA_OLDC | BHGASE01_BHGASN01 | 6 | 0 | 1 | New
HOUETARHNBHGASN01_OLDC_FBHGASE01_D67 | Residential heating technology - Natural gas boiler - apartment complex - existing building - distributed level 0.67 | HOUGAS | HOUETARHN_OLDC_DMD | MKr20 | 2025 | 0.53684 | 0.01319 |  | 0.43 | 0.1 | 20.4 | 1 | 1 | ETA | C | OLD |  |  | RHNBHGAS | 4 | 0.66667 | HOUETARHNBHGASN01_OLDC_FBHGASE01 | 0.895 | HOUETARHNBHGASN01_OLDC | HOUETARHNBHGASE01_OLDC | BHGASE01 | BHGASN01 | ETA_OLDC | BHGASE01_BHGASN01 | 6 | 0 | 1 | New
HOUETARHNBHGASN01_OLDC_FBHGASE01_D67 | Residential heating technology - Natural gas boiler - apartment complex - existing building - distributed level 0.67 | HOUGAS | HOUETARHN_OLDC_DMD | MKr20 | 2030 | 0.52552 | 0.013068 |  | 0.43 | 0.1 | 20.4 | 1 | 1 | ETA | C | OLD |  |  | RHNBHGAS | 4 | 0.66667 | HOUETARHNBHGASN01_OLDC_FBHGASE01 | 0.895 | HOUETARHNBHGASN01_OLDC | HOUETARHNBHGASE01_OLDC | BHGASE01 | BHGASN01 | ETA_OLDC | BHGASE01_BHGASN01 | 6 | 0 | 1 | New
HOUETARHNBHGASN01_OLDC_FBHGASE01_D67 | Residential heating technology - Natural gas boiler - apartment complex - existing building - distributed level 0.67 | HOUGAS | HOUETARHN_OLDC_DMD | MKr20 | 2040 | 0.50374 | 0.012531 |  | 0.43 | 0.1 | 20.4 | 1 | 1 | ETA | C | OLD |  |  | RHNBHGAS | 4 | 0.66667 | HOUETARHNBHGASN01_OLDC_FBHGASE01 | 0.895 | HOUETARHNBHGASN01_OLDC | HOUETARHNBHGASE01_OLDC | BHGASE01 | BHGASN01 | ETA_OLDC | BHGASE01_BHGASN01 | 6 | 0 | 1 | New
HOUETARHNBHGASN01_OLDC_FBHGASE01_D67 | Residential heating technology - Natural gas boiler - apartment complex - existing building - distributed level 0.67 | HOUGAS | HOUETARHN_OLDC_DMD | MKr20 | 2050 | 0.48301 | 0.0035742 |  | 0.43 | 0.1 | 20.4 | 1 | 1 | ETA | C | OLD |  |  | RHNBHGAS | 4 | 0.66667 | HOUETARHNBHGASN01_OLDC_FBHGASE01 | 0.895 | HOUETARHNBHGASN01_OLDC | HOUETARHNBHGASE01_OLDC | BHGASE01 | BHGASN01 | ETA_OLDC | BHGASE01_BHGASN01 | 6 | 0 | 1 | New
HOUETARHNBHDHCN03_OLDC_FBHGASE01_D67 | Residential heating technology - Direct district heating substation - plus connection pipe - apartment complex - existing building - distributed level 0.67 | HOUDHC | HOUETARHN_OLDC_DMD | MKr20 | 2020 | 0.32571 | 0.0017726 | [6 empty] | ETA | C | OLD |  |  | RHNBHDHC | 4 | 0.66667 | HOUETARHNBHDHCN03_OLDC_FBHGASE01 | 0.895 | HOUETARHNBHDHCN03_OLDC | HOUETARHNBHGASE01_OLDC | BHGASE01 | BHDHCN03 | ETA_OLDC | BHGASE01_BHDHCN03 | 6 | 0 | 1 | New
HOUETARHNBHDHCN03_OLDC_FBHGASE01_D67 | Residential heating technology - Direct district heating substation - plus connection pipe - apartment complex - existing building - distributed level 0.67 | HOUDHC | HOUETARHN_OLDC_DMD | MKr20 | 2025 | 0.31963 | 0.0017966 | [6 empty] | ETA | C | OLD |  |  | RHNBHDHC | 4 | 0.66667 | HOUETARHNBHDHCN03_OLDC_FBHGASE01 | 0.895 | HOUETARHNBHDHCN03_OLDC | HOUETARHNBHGASE01_OLDC | BHGASE01 | BHDHCN03 | ETA_OLDC | BHGASE01_BHDHCN03 | 6 | 0 | 1 | New
HOUETARHNBHDHCN03_OLDC_FBHGASE01_D67 | Residential heating technology - Direct district heating substation - plus connection pipe - apartment complex - existing building - distributed level 0.67 | HOUDHC | HOUETARHN_OLDC_DMD | MKr20 | 2030 | 0.31369 | 0.0017701 | [6 empty] | ETA | C | OLD |  |  | RHNBHDHC | 4 | 0.66667 | HOUETARHNBHDHCN03_OLDC_FBHGASE01 | 0.895 | HOUETARHNBHDHCN03_OLDC | HOUETARHNBHGASE01_OLDC | BHGASE01 | BHDHCN03 | ETA_OLDC | BHGASE01_BHDHCN03 | 6 | 0 | 1 | New
HOUETARHNBHDHCN03_OLDC_FBHGASE01_D67 | Residential heating technology - Direct district heating substation - plus connection pipe - apartment complex - existing building - distributed level 0.67 | HOUDHC | HOUETARHN_OLDC_DMD | MKr20 | 2040 | 0.30226 | 0.0017164 | [6 empty] | ETA | C | OLD |  |  | RHNBHDHC | 4 | 0.66667 | HOUETARHNBHDHCN03_OLDC_FBHGASE01 | 0.895 | HOUETARHNBHDHCN03_OLDC | HOUETARHNBHGASE01_OLDC | BHGASE01 | BHDHCN03 | ETA_OLDC | BHGASE01_BHDHCN03 | 6 | 0 | 1 | New
HOUETARHNBHDHCN03_OLDC_FBHGASE01_D67 | Residential heating technology - Direct district heating substation - plus connection pipe - apartment complex - existing building - distributed level 0.67 | HOUDHC | HOUETARHN_OLDC_DMD | MKr20 | 2050 | 0.29138 | 0.0016479 | [6 empty] | ETA | C | OLD |  |  | RHNBHDHC | 4 | 0.66667 | HOUETARHNBHDHCN03_OLDC_FBHGASE01 | 0.895 | HOUETARHNBHDHCN03_OLDC | HOUETARHNBHGASE01_OLDC | BHGASE01 | BHDHCN03 | ETA_OLDC | BHGASE01_BHDHCN03 | 6 | 0 | 1 | New
HOUETARHNHPELCN05_OLDD_FBHGASE01_D67 | Residential heating technology - Heat pump, Air-to-water - leasing - apartment complex - existing building - distributed level 0.67 | HOUELC, HOUAMB | HOUETARHN_OLDD_DMD | MKr20 | 2020 | 3.8502 | 0.36113 | 0.35767 | [5 empty] | ETA | D | OLD | 2.7959 |  | RHNHPELC | 4 | 0.66667 | HOUETARHNHPELCN05_OLDD_FBHGASE01 | 0.895 | HOUETARHNHPELCN05_OLDD | HOUETARHNBHGASE01_OLDD | BHGASE01 | HPELCN05 | ETA_OLDD | BHGASE01_HPELCN05 | 4 | -0.25 | 1 | Supported
HOUETARHNHPELCN05_OLDD_FBHGASE01_D67 | Residential heating technology - Heat pump, Air-to-water - leasing - apartment complex - existing building - distributed level 0.67 | HOUELC, HOUAMB | HOUETARHN_OLDD_DMD | MKr20 | 2025 | 3.4476 | 0.33198 | 0.34008 | [5 empty] | ETA | D | OLD | 2.9405 |  | RHNHPELC | 4 | 0.66667 | HOUETARHNHPELCN05_OLDD_FBHGASE01 | 0.895 | HOUETARHNHPELCN05_OLDD | HOUETARHNBHGASE01_OLDD | BHGASE01 | HPELCN05 | ETA_OLDD | BHGASE01_HPELCN05 | 4 | -0.25 | 1 | Supported
HOUETARHNHPELCN05_OLDD_FBHGASE01_D67 | Residential heating technology - Heat pump, Air-to-water - leasing - apartment complex - existing building - distributed level 0.67 | HOUELC, HOUAMB | HOUETARHN_OLDD_DMD | MKr20 | 2030 | 3.0449 | 0.3028 | 0.32413 | [5 empty] | ETA | D | OLD | 3.0851 |  | RHNHPELC | 4 | 0.66667 | HOUETARHNHPELCN05_OLDD_FBHGASE01 | 0.895 | HOUETARHNHPELCN05_OLDD | HOUETARHNBHGASE01_OLDD | BHGASE01 | HPELCN05 | ETA_OLDD | BHGASE01_HPELCN05 | 4 | -0.25 | 1 | Supported
HOUETARHNHPELCN05_OLDD_FBHGASE01_D67 | Residential heating technology - Heat pump, Air-to-water - leasing - apartment complex - existing building - distributed level 0.67 | HOUELC, HOUAMB | HOUETARHN_OLDD_DMD | MKr20 | 2040 | 2.7272 | 0.27907 | 0.30962 | [5 empty] | ETA | D | OLD | 3.2298 |  | RHNHPELC | 4 | 0.66667 | HOUETARHNHPELCN05_OLDD_FBHGASE01 | 0.895 | HOUETARHNHPELCN05_OLDD | HOUETARHNBHGASE01_OLDD | BHGASE01 | HPELCN05 | ETA_OLDD | BHGASE01_HPELCN05 | 4 | -0.25 | 1 | Supported
HOUETARHNHPELCN05_OLDD_FBHGASE01_D67 | Residential heating technology - Heat pump, Air-to-water - leasing - apartment complex - existing building - distributed level 0.67 | HOUELC, HOUAMB | HOUETARHN_OLDD_DMD | MKr20 | 2050 | 2.4095 | 0.25532 | 0.29635 | [5 empty] | ETA | D | OLD | 3.3744 |  | RHNHPELC | 4 | 0.66667 | HOUETARHNHPELCN05_OLDD_FBHGASE01 | 0.895 | HOUETARHNHPELCN05_OLDD | HOUETARHNBHGASE01_OLDD | BHGASE01 | HPELCN05 | ETA_OLDD | BHGASE01_HPELCN05 | 4 | -0.25 | 1 | Supported
HOUETARHNHPELCN04_OLDD_FBHGASE01_D67 | Residential heating technology - Heat pump, Ground source - apartment complex - existing building - distributed level 0.67 | HOUELC, HOUAMB | HOUETARHN_OLDD_DMD | MKr20 | 2020 | 7.1745 | 0.053517 | 0.32413 | [5 empty] | ETA | D | OLD | 3.0851 |  | RHNHPELC | 4 | 0.66667 | HOUETARHNHPELCN04_OLDD_FBHGASE01 | 0.895 | HOUETARHNHPELCN04_OLDD | HOUETARHNBHGASE01_OLDD | BHGASE01 | HPELCN04 | ETA_OLDD | BHGASE01_HPELCN04 | 4 | -0.25 | 1 | Supported
HOUETARHNHPELCN04_OLDD_FBHGASE01_D67 | Residential heating technology - Heat pump, Ground source - apartment complex - existing building - distributed level 0.67 | HOUELC, HOUAMB | HOUETARHN_OLDD_DMD | MKr20 | 2025 | 6.6364 | 0.053094 | 0.31431 | [5 empty] | ETA | D | OLD | 3.1815 |  | RHNHPELC | 4 | 0.66667 | HOUETARHNHPELCN04_OLDD_FBHGASE01 | 0.895 | HOUETARHNHPELCN04_OLDD | HOUETARHNBHGASE01_OLDD | BHGASE01 | HPELCN04 | ETA_OLDD | BHGASE01_HPELCN04 | 4 | -0.25 | 1 | Supported
HOUETARHNHPELCN04_OLDD_FBHGASE01_D67 | Residential heating technology - Heat pump, Ground source - apartment complex - existing building - distributed level 0.67 | HOUELC, HOUAMB | HOUETARHN_OLDD_DMD | MKr20 | 2030 | 6.0983 | 0.052631 | 0.30507 | [5 empty] | ETA | D | OLD | 3.278 |  | RHNHPELC | 4 | 0.66667 | HOUETARHNHPELCN04_OLDD_FBHGASE01 | 0.895 | HOUETARHNHPELCN04_OLDD | HOUETARHNBHGASE01_OLDD | BHGASE01 | HPELCN04 | ETA_OLDD | BHGASE01_HPELCN04 | 4 | -0.25 | 1 | Supported
HOUETARHNHPELCN04_OLDD_FBHGASE01_D67 | Residential heating technology - Heat pump, Ground source - apartment complex - existing building - distributed level 0.67 | HOUELC, HOUAMB | HOUETARHN_OLDD_DMD | MKr20 | 2040 | 5.641 | 0.051561 | 0.29218 | [5 empty] | ETA | D | OLD | 3.4226 |  | RHNHPELC | 4 | 0.66667 | HOUETARHNHPELCN04_OLDD_FBHGASE01 | 0.895 | HOUETARHNHPELCN04_OLDD | HOUETARHNBHGASE01_OLDD | BHGASE01 | HPELCN04 | ETA_OLDD | BHGASE01_HPELCN04 | 4 | -0.25 | 1 | Supported
HOUETARHNHPELCN04_OLDD_FBHGASE01_D67 | Residential heating technology - Heat pump, Ground source - apartment complex - existing building - distributed level 0.67 | HOUELC, HOUAMB | HOUETARHN_OLDD_DMD | MKr20 | 2050 | 5.1836 | 0.050472 | 0.28812 | [5 empty] | ETA | D | OLD | 3.4708 |  | RHNHPELC | 4 | 0.66667 | HOUETARHNHPELCN04_OLDD_FBHGASE01 | 0.895 | HOUETARHNHPELCN04_OLDD | HOUETARHNBHGASE01_OLDD | BHGASE01 | HPELCN04 | ETA_OLDD | BHGASE01_HPELCN04 | 4 | -0.25 | 1 | Supported
HOUETARHNHPELCN03_OLDD_FBHGASE01_D67 | Residential heating technology - Heat pump, Air-to-water - apartment complex - existing building - distributed level 0.67 | HOUELC, HOUAMB | HOUETARHN_OLDD_DMD | MKr20 | 2020 | 7.7004 | 0.086482 | 0.35767 | [5 empty] | ETA | D | OLD | 2.7959 |  | RHNHPELC | 4 | 0.66667 | HOUETARHNHPELCN03_OLDD_FBHGASE01 | 0.895 | HOUETARHNHPELCN03_OLDD | HOUETARHNBHGASE01_OLDD | BHGASE01 | HPELCN03 | ETA_OLDD | BHGASE01_HPELCN03 | 4 | -0.25 | 1 | Supported
HOUETARHNHPELCN03_OLDD_FBHGASE01_D67 | Residential heating technology - Heat pump, Air-to-water - apartment complex - existing building - distributed level 0.67 | HOUELC, HOUAMB | HOUETARHN_OLDD_DMD | MKr20 | 2025 | 6.8951 | 0.086059 | 0.34008 | [5 empty] | ETA | D | OLD | 2.9405 |  | RHNHPELC | 4 | 0.66667 | HOUETARHNHPELCN03_OLDD_FBHGASE01 | 0.895 | HOUETARHNHPELCN03_OLDD | HOUETARHNBHGASE01_OLDD | BHGASE01 | HPELCN03 | ETA_OLDD | BHGASE01_HPELCN03 | 4 | -0.25 | 1 | Supported
HOUETARHNHPELCN03_OLDD_FBHGASE01_D67 | Residential heating technology - Heat pump, Air-to-water - apartment complex - existing building - distributed level 0.67 | HOUELC, HOUAMB | HOUETARHN_OLDD_DMD | MKr20 | 2030 | 6.0899 | 0.085596 | 0.32413 | [5 empty] | ETA | D | OLD | 3.0851 |  | RHNHPELC | 4 | 0.66667 | HOUETARHNHPELCN03_OLDD_FBHGASE01 | 0.895 | HOUETARHNHPELCN03_OLDD | HOUETARHNBHGASE01_OLDD | BHGASE01 | HPELCN03 | ETA_OLDD | BHGASE01_HPELCN03 | 4 | -0.25 | 1 | Supported
HOUETARHNHPELCN03_OLDD_FBHGASE01_D67 | Residential heating technology - Heat pump, Air-to-water - apartment complex - existing building - distributed level 0.67 | HOUELC, HOUAMB | HOUETARHN_OLDD_DMD | MKr20 | 2040 | 5.4545 | 0.084526 | 0.30962 | [5 empty] | ETA | D | OLD | 3.2298 |  | RHNHPELC | 4 | 0.66667 | HOUETARHNHPELCN03_OLDD_FBHGASE01 | 0.895 | HOUETARHNHPELCN03_OLDD | HOUETARHNBHGASE01_OLDD | BHGASE01 | HPELCN03 | ETA_OLDD | BHGASE01_HPELCN03 | 4 | -0.25 | 1 | Supported
HOUETARHNHPELCN03_OLDD_FBHGASE01_D67 | Residential heating technology - Heat pump, Air-to-water - apartment complex - existing building - distributed level 0.67 | HOUELC, HOUAMB | HOUETARHN_OLDD_DMD | MKr20 | 2050 | 4.8191 | 0.083437 | 0.29635 | [5 empty] | ETA | D | OLD | 3.3744 |  | RHNHPELC | 4 | 0.66667 | HOUETARHNHPELCN03_OLDD_FBHGASE01 | 0.895 | HOUETARHNHPELCN03_OLDD | HOUETARHNBHGASE01_OLDD | BHGASE01 | HPELCN03 | ETA_OLDD | BHGASE01_HPELCN03 | 4 | -0.25 | 1 | Supported
HOUETARHNHPELCN02_OLDD_FBHGASE01_D67 | Residential heating technology - Heat pump, Air-to-air - single-family house - existing building - distributed level 0.67 | HOUELC, HOUAMB | HOUETARHN_OLDD_DMD | MKr20 | 2020 | 3.2165 | 0.18468 | 0.21386 | [5 empty] | ETA | D | OLD | 4.6759 |  | RHNHPELC | 4 | 0.66667 | HOUETARHNHPELCN02_OLDD_FBHGASE01 | 0.895 | HOUETARHNHPELCN02_OLDD | HOUETARHNBHGASE01_OLDD | BHGASE01 | HPELCN02 | ETA_OLDD | BHGASE01_HPELCN02 | 5 | 0 | 1.1 | Unlikely
HOUETARHNHPELCN02_OLDD_FBHGASE01_D67 | Residential heating technology - Heat pump, Air-to-air - single-family house - existing building - distributed level 0.67 | HOUELC, HOUAMB | HOUETARHN_OLDD_DMD | MKr20 | 2025 | 3.1379 | 0.12547 | 0.20338 | [5 empty] | ETA | D | OLD | 4.9169 |  | RHNHPELC | 4 | 0.66667 | HOUETARHNHPELCN02_OLDD_FBHGASE01 | 0.895 | HOUETARHNHPELCN02_OLDD | HOUETARHNBHGASE01_OLDD | BHGASE01 | HPELCN02 | ETA_OLDD | BHGASE01_HPELCN02 | 5 | 0 | 1.1 | Unlikely
HOUETARHNHPELCN02_OLDD_FBHGASE01_D67 | Residential heating technology - Heat pump, Air-to-air - single-family house - existing building - distributed level 0.67 | HOUELC, HOUAMB | HOUETARHN_OLDD_DMD | MKr20 | 2030 | 3.0593 | 0.12315 | 0.1957 | [5 empty] | ETA | D | OLD | 5.1098 |  | RHNHPELC | 4 | 0.66667 | HOUETARHNHPELCN02_OLDD_FBHGASE01 | 0.895 | HOUETARHNHPELCN02_OLDD | HOUETARHNBHGASE01_OLDD | BHGASE01 | HPELCN02 | ETA_OLDD | BHGASE01_HPELCN02 | 5 | 0 | 1.1 | Unlikely
HOUETARHNHPELCN02_OLDD_FBHGASE01_D67 | Residential heating technology - Heat pump, Air-to-air - single-family house - existing building - distributed level 0.67 | HOUELC, HOUAMB | HOUETARHN_OLDD_DMD | MKr20 | 2040 | 2.9134 | 0.11885 | 0.18859 | [5 empty] | ETA | D | OLD | 5.3026 |  | RHNHPELC | 4 | 0.66667 | HOUETARHNHPELCN02_OLDD_FBHGASE01 | 0.895 | HOUETARHNHPELCN02_OLDD | HOUETARHNBHGASE01_OLDD | BHGASE01 | HPELCN02 | ETA_OLDD | BHGASE01_HPELCN02 | 5 | 0 | 1.1 | Unlikely
HOUETARHNHPELCN02_OLDD_FBHGASE01_D67 | Residential heating technology - Heat pump, Air-to-air - single-family house - existing building - distributed level 0.67 | HOUELC, HOUAMB | HOUETARHN_OLDD_DMD | MKr20 | 2050 | 2.7675 | 0.11455 | 0.18522 | [5 empty] | ETA | D | OLD | 5.399 |  | RHNHPELC | 4 | 0.66667 | HOUETARHNHPELCN02_OLDD_FBHGASE01 | 0.895 | HOUETARHNHPELCN02_OLDD | HOUETARHNBHGASE01_OLDD | BHGASE01 | HPELCN02 | ETA_OLDD | BHGASE01_HPELCN02 | 5 | 0 | 1.1 | Unlikely
HOUETARHNDIELCN06_OLDD_FBHGASE01_D67 | Residential heating technology - Electric heating - electric panel from Bauhaus - apartment complex - new building - distributed level 0.67 | HOUELC | HOUETARHN_OLDD_DMD | MKr20 | 2020 | 0.64843 | 0 | [6 empty] | ETA | D | OLD |  |  | RHNDIELC | 4 | 0.66667 | HOUETARHNDIELCN06_OLDD_FBHGASE01 | 0.895 | HOUETARHNDIELCN06_OLDD | HOUETARHNBHGASE01_OLDD | BHGASE01 | DIELCN06 | ETA_OLDD | BHGASE01_DIELCN06 | 5 | 0 | 1.1 | Unlikely
HOUETARHNDIELCN06_OLDD_FBHGASE01_D67 | Residential heating technology - Electric heating - electric panel from Bauhaus - apartment complex - new building - distributed level 0.67 | HOUELC | HOUETARHN_OLDD_DMD | MKr20 | 2025 | 0.64843 | 0 | [6 empty] | ETA | D | OLD |  |  | RHNDIELC | 4 | 0.66667 | HOUETARHNDIELCN06_OLDD_FBHGASE01 | 0.895 | HOUETARHNDIELCN06_OLDD | HOUETARHNBHGASE01_OLDD | BHGASE01 | DIELCN06 | ETA_OLDD | BHGASE01_DIELCN06 | 5 | 0 | 1.1 | Unlikely
HOUETARHNDIELCN06_OLDD_FBHGASE01_D67 | Residential heating technology - Electric heating - electric panel from Bauhaus - apartment complex - new building - distributed level 0.67 | HOUELC | HOUETARHN_OLDD_DMD | MKr20 | 2030 | 0.64843 | 0 | [6 empty] | ETA | D | OLD |  |  | RHNDIELC | 4 | 0.66667 | HOUETARHNDIELCN06_OLDD_FBHGASE01 | 0.895 | HOUETARHNDIELCN06_OLDD | HOUETARHNBHGASE01_OLDD | BHGASE01 | DIELCN06 | ETA_OLDD | BHGASE01_DIELCN06 | 5 | 0 | 1.1 | Unlikely
HOUETARHNDIELCN06_OLDD_FBHGASE01_D67 | Residential heating technology - Electric heating - electric panel from Bauhaus - apartment complex - new building - distributed level 0.67 | HOUELC | HOUETARHN_OLDD_DMD | MKr20 | 2040 | 0.64843 | 0 | [6 empty] | ETA | D | OLD |  |  | RHNDIELC | 4 | 0.66667 | HOUETARHNDIELCN06_OLDD_FBHGASE01 | 0.895 | HOUETARHNDIELCN06_OLDD | HOUETARHNBHGASE01_OLDD | BHGASE01 | DIELCN06 | ETA_OLDD | BHGASE01_DIELCN06 | 5 | 0 | 1.1 | Unlikely
HOUETARHNDIELCN06_OLDD_FBHGASE01_D67 | Residential heating technology - Electric heating - electric panel from Bauhaus - apartment complex - new building - distributed level 0.67 | HOUELC | HOUETARHN_OLDD_DMD | MKr20 | 2050 | 0.64843 | 0 | [6 empty] | ETA | D | OLD |  |  | RHNDIELC | 4 | 0.66667 | HOUETARHNDIELCN06_OLDD_FBHGASE01 | 0.895 | HOUETARHNDIELCN06_OLDD | HOUETARHNBHGASE01_OLDD | BHGASE01 | DIELCN06 | ETA_OLDD | BHGASE01_DIELCN06 | 5 | 0 | 1.1 | Unlikely
HOUETARHNDIELCN01_OLDD_FBHGASE01_D67 | Residential heating technology - Electric heating - apartment complex - new building - distributed level 0.67 | HOUELC | HOUETARHN_OLDD_DMD | MKr20 | 2020 | 6.0226 | 0.0024454 | [6 empty] | ETA | D | OLD |  |  | RHNDIELC | 4 | 0.66667 | HOUETARHNDIELCN01_OLDD_FBHGASE01 | 0.895 | HOUETARHNDIELCN01_OLDD | HOUETARHNBHGASE01_OLDD | BHGASE01 | DIELCN01 | ETA_OLDD | BHGASE01_DIELCN01 | 5 | 0 | 1.1 | Unlikely
HOUETARHNDIELCN01_OLDD_FBHGASE01_D67 | Residential heating technology - Electric heating - apartment complex - new building - distributed level 0.67 | HOUELC | HOUETARHN_OLDD_DMD | MKr20 | 2025 | 5.8735 | 0.0023455 | [6 empty] | ETA | D | OLD |  |  | RHNDIELC | 4 | 0.66667 | HOUETARHNDIELCN01_OLDD_FBHGASE01 | 0.895 | HOUETARHNDIELCN01_OLDD | HOUETARHNBHGASE01_OLDD | BHGASE01 | DIELCN01 | ETA_OLDD | BHGASE01_DIELCN01 | 5 | 0 | 1.1 | Unlikely
HOUETARHNDIELCN01_OLDD_FBHGASE01_D67 | Residential heating technology - Electric heating - apartment complex - new building - distributed level 0.67 | HOUELC | HOUETARHN_OLDD_DMD | MKr20 | 2030 | 5.7282 | 0.0022956 | [6 empty] | ETA | D | OLD |  |  | RHNDIELC | 4 | 0.66667 | HOUETARHNDIELCN01_OLDD_FBHGASE01 | 0.895 | HOUETARHNDIELCN01_OLDD | HOUETARHNBHGASE01_OLDD | BHGASE01 | DIELCN01 | ETA_OLDD | BHGASE01_DIELCN01 | 5 | 0 | 1.1 | Unlikely
HOUETARHNDIELCN01_OLDD_FBHGASE01_D67 | Residential heating technology - Electric heating - apartment complex - new building - distributed level 0.67 | HOUELC | HOUETARHN_OLDD_DMD | MKr20 | 2040 | 5.4481 | 0.0021958 | [6 empty] | ETA | D | OLD |  |  | RHNDIELC | 4 | 0.66667 | HOUETARHNDIELCN01_OLDD_FBHGASE01 | 0.895 | HOUETARHNDIELCN01_OLDD | HOUETARHNBHGASE01_OLDD | BHGASE01 | DIELCN01 | ETA_OLDD | BHGASE01_DIELCN01 | 5 | 0 | 1.1 | Unlikely
HOUETARHNDIELCN01_OLDD_FBHGASE01_D67 | Residential heating technology - Electric heating - apartment complex - new building - distributed level 0.67 | HOUELC | HOUETARHN_OLDD_DMD | MKr20 | 2050 | 5.1817 | 0.002096 | [6 empty] | ETA | D | OLD |  |  | RHNDIELC | 4 | 0.66667 | HOUETARHNDIELCN01_OLDD_FBHGASE01 | 0.895 | HOUETARHNDIELCN01_OLDD | HOUETARHNBHGASE01_OLDD | BHGASE01 | DIELCN01 | ETA_OLDD | BHGASE01_DIELCN01 | 5 | 0 | 1.1 | Unlikely
HOUETARHNBHWPEN01_OLDD_FBHGASE01_D67 | Residential heating technology - Biomass boiler, automatic stoking , wood pellets or wood chips - apartment complex - existing building - distributed level 0.67 | HOUWPE | HOUETARHN_OLDD_DMD | MKr20 | 2020 | 2.1434 | 0.044956 |  | 25 | 14 | 70 | 2 | 4 | ETA | D | OLD |  |  | RHNBHWPE | 4 | 0.66667 | HOUETARHNBHWPEN01_OLDD_FBHGASE01 | 0.895 | HOUETARHNBHWPEN01_OLDD | HOUETARHNBHGASE01_OLDD | BHGASE01 | BHWPEN01 | ETA_OLDD | BHGASE01_BHWPEN01 | 6 | 0 | 1 | New
HOUETARHNBHWPEN01_OLDD_FBHGASE01_D67 | Residential heating technology - Biomass boiler, automatic stoking , wood pellets or wood chips - apartment complex - existing building - distributed level 0.67 | HOUWPE | HOUETARHN_OLDD_DMD | MKr20 | 2025 | 2.0904 | 0.044638 |  | 25 | 14 | 60 | 2 | 4 | ETA | D | OLD |  |  | RHNBHWPE | 4 | 0.66667 | HOUETARHNBHWPEN01_OLDD_FBHGASE01 | 0.895 | HOUETARHNBHWPEN01_OLDD | HOUETARHNBHGASE01_OLDD | BHGASE01 | BHWPEN01 | ETA_OLDD | BHGASE01_BHWPEN01 | 6 | 0 | 1 | New
HOUETARHNBHWPEN01_OLDD_FBHGASE01_D67 | Residential heating technology - Biomass boiler, automatic stoking , wood pellets or wood chips - apartment complex - existing building - distributed level 0.67 | HOUWPE | HOUETARHN_OLDD_DMD | MKr20 | 2030 | 2.0387 | 0.044837 |  | 25 | 11 | 50 | 1 | 4 | ETA | D | OLD |  |  | RHNBHWPE | 4 | 0.66667 | HOUETARHNBHWPEN01_OLDD_FBHGASE01 | 0.895 | HOUETARHNBHWPEN01_OLDD | HOUETARHNBHGASE01_OLDD | BHGASE01 | BHWPEN01 | ETA_OLDD | BHGASE01_BHWPEN01 | 6 | 0 | 1 | New
HOUETARHNBHWPEN01_OLDD_FBHGASE01_D67 | Residential heating technology - Biomass boiler, automatic stoking , wood pellets or wood chips - apartment complex - existing building - distributed level 0.67 | HOUWPE | HOUETARHN_OLDD_DMD | MKr20 | 2040 | 1.939 | 0.043406 |  | 25 | 9 | 45 | 1 | 4 | ETA | D | OLD |  |  | RHNBHWPE | 4 | 0.66667 | HOUETARHNBHWPEN01_OLDD_FBHGASE01 | 0.895 | HOUETARHNBHWPEN01_OLDD | HOUETARHNBHGASE01_OLDD | BHGASE01 | BHWPEN01 | ETA_OLDD | BHGASE01_BHWPEN01 | 6 | 0 | 1 | New
HOUETARHNBHWPEN01_OLDD_FBHGASE01_D67 | Residential heating technology - Biomass boiler, automatic stoking , wood pellets or wood chips - apartment complex - existing building - distributed level 0.67 | HOUWPE | HOUETARHN_OLDD_DMD | MKr20 | 2050 | 1.8442 | 0.041537 |  | 25 | 9 | 40 | 0 | 4 | ETA | D | OLD |  |  | RHNBHWPE | 4 | 0.66667 | HOUETARHNBHWPEN01_OLDD_FBHGASE01 | 0.895 | HOUETARHNBHWPEN01_OLDD | HOUETARHNBHGASE01_OLDD | BHGASE01 | BHWPEN01 | ETA_OLDD | BHGASE01_BHWPEN01 | 6 | 0 | 1 | New
HOUETARHNBHSOLN01_OLDD_FBHGASE01_D67 | Residential heating technology - Solar heating system - apartment complex - existing building - distributed level 0.67 | HOUSOL | HOUETARHN_OLDD_DMD | MKr20 | 2020 | 5.0818 | 0.023783 | [6 empty] | ETA | D | OLD |  |  | RHNBHSOL | 4 | 0.66667 | HOUETARHNBHSOLN01_OLDD_FBHGASE01 | 0.895 | HOUETARHNBHSOLN01_OLDD | HOUETARHNBHGASE01_OLDD | BHGASE01 | BHSOLN01 | ETA_OLDD | BHGASE01_BHSOLN01 | 5 | 0 | 1.1 | Unlikely
HOUETARHNBHSOLN01_OLDD_FBHGASE01_D67 | Residential heating technology - Solar heating system - apartment complex - existing building - distributed level 0.67 | HOUSOL | HOUETARHN_OLDD_DMD | MKr20 | 2025 | 4.8622 | 0.025209 | [6 empty] | ETA | D | OLD |  |  | RHNBHSOL | 4 | 0.66667 | HOUETARHNBHSOLN01_OLDD_FBHGASE01 | 0.895 | HOUETARHNBHSOLN01_OLDD | HOUETARHNBHGASE01_OLDD | BHGASE01 | BHSOLN01 | ETA_OLDD | BHGASE01_BHSOLN01 | 5 | 0 | 1.1 | Unlikely
HOUETARHNBHSOLN01_OLDD_FBHGASE01_D67 | Residential heating technology - Solar heating system - apartment complex - existing building - distributed level 0.67 | HOUSOL | HOUETARHN_OLDD_DMD | MKr20 | 2030 | 4.6426 | 0.025751 | [6 empty] | ETA | D | OLD |  |  | RHNBHSOL | 4 | 0.66667 | HOUETARHNBHSOLN01_OLDD_FBHGASE01 | 0.895 | HOUETARHNBHSOLN01_OLDD | HOUETARHNBHGASE01_OLDD | BHGASE01 | BHSOLN01 | ETA_OLDD | BHGASE01_BHSOLN01 | 5 | 0 | 1.1 | Unlikely
HOUETARHNBHSOLN01_OLDD_FBHGASE01_D67 | Residential heating technology - Solar heating system - apartment complex - existing building - distributed level 0.67 | HOUSOL | HOUETARHN_OLDD_DMD | MKr20 | 2040 | 4.423 | 0.025052 | [6 empty] | ETA | D | OLD |  |  | RHNBHSOL | 4 | 0.66667 | HOUETARHNBHSOLN01_OLDD_FBHGASE01 | 0.895 | HOUETARHNBHSOLN01_OLDD | HOUETARHNBHGASE01_OLDD | BHGASE01 | BHSOLN01 | ETA_OLDD | BHGASE01_BHSOLN01 | 5 | 0 | 1.1 | Unlikely
HOUETARHNBHSOLN01_OLDD_FBHGASE01_D67 | Residential heating technology - Solar heating system - apartment complex - existing building - distributed level 0.67 | HOUSOL | HOUETARHN_OLDD_DMD | MKr20 | 2050 | 4.2034 | 0.023783 | [6 empty] | ETA | D | OLD |  |  | RHNBHSOL | 4 | 0.66667 | HOUETARHNBHSOLN01_OLDD_FBHGASE01 | 0.895 | HOUETARHNBHSOLN01_OLDD | HOUETARHNBHGASE01_OLDD | BHGASE01 | BHSOLN01 | ETA_OLDD | BHGASE01_BHSOLN01 | 5 | 0 | 1.1 | Unlikely
HOUETARHNBHGASN01_OLDD_FBHGASE01_D67 | Residential heating technology - Natural gas boiler - apartment complex - existing building - distributed level 0.67 | HOUGAS | HOUETARHN_OLDD_DMD | MKr20 | 2020 | 0.54843 | 0.013293 |  | 0.43 | 0.1 | 20.4 | 1 | 1 | ETA | D | OLD |  |  | RHNBHGAS | 4 | 0.66667 | HOUETARHNBHGASN01_OLDD_FBHGASE01 | 0.895 | HOUETARHNBHGASN01_OLDD | HOUETARHNBHGASE01_OLDD | BHGASE01 | BHGASN01 | ETA_OLDD | BHGASE01_BHGASN01 | 6 | 0 | 1 | New
HOUETARHNBHGASN01_OLDD_FBHGASE01_D67 | Residential heating technology - Natural gas boiler - apartment complex - existing building - distributed level 0.67 | HOUGAS | HOUETARHN_OLDD_DMD | MKr20 | 2025 | 0.53684 | 0.01319 |  | 0.43 | 0.1 | 20.4 | 1 | 1 | ETA | D | OLD |  |  | RHNBHGAS | 4 | 0.66667 | HOUETARHNBHGASN01_OLDD_FBHGASE01 | 0.895 | HOUETARHNBHGASN01_OLDD | HOUETARHNBHGASE01_OLDD | BHGASE01 | BHGASN01 | ETA_OLDD | BHGASE01_BHGASN01 | 6 | 0 | 1 | New
HOUETARHNBHGASN01_OLDD_FBHGASE01_D67 | Residential heating technology - Natural gas boiler - apartment complex - existing building - distributed level 0.67 | HOUGAS | HOUETARHN_OLDD_DMD | MKr20 | 2030 | 0.52552 | 0.013068 |  | 0.43 | 0.1 | 20.4 | 1 | 1 | ETA | D | OLD |  |  | RHNBHGAS | 4 | 0.66667 | HOUETARHNBHGASN01_OLDD_FBHGASE01 | 0.895 | HOUETARHNBHGASN01_OLDD | HOUETARHNBHGASE01_OLDD | BHGASE01 | BHGASN01 | ETA_OLDD | BHGASE01_BHGASN01 | 6 | 0 | 1 | New
HOUETARHNBHGASN01_OLDD_FBHGASE01_D67 | Residential heating technology - Natural gas boiler - apartment complex - existing building - distributed level 0.67 | HOUGAS | HOUETARHN_OLDD_DMD | MKr20 | 2040 | 0.50374 | 0.012531 |  | 0.43 | 0.1 | 20.4 | 1 | 1 | ETA | D | OLD |  |  | RHNBHGAS | 4 | 0.66667 | HOUETARHNBHGASN01_OLDD_FBHGASE01 | 0.895 | HOUETARHNBHGASN01_OLDD | HOUETARHNBHGASE01_OLDD | BHGASE01 | BHGASN01 | ETA_OLDD | BHGASE01_BHGASN01 | 6 | 0 | 1 | New
HOUETARHNBHGASN01_OLDD_FBHGASE01_D67 | Residential heating technology - Natural gas boiler - apartment complex - existing building - distributed level 0.67 | HOUGAS | HOUETARHN_OLDD_DMD | MKr20 | 2050 | 0.48301 | 0.0035742 |  | 0.43 | 0.1 | 20.4 | 1 | 1 | ETA | D | OLD |  |  | RHNBHGAS | 4 | 0.66667 | HOUETARHNBHGASN01_OLDD_FBHGASE01 | 0.895 | HOUETARHNBHGASN01_OLDD | HOUETARHNBHGASE01_OLDD | BHGASE01 | BHGASN01 | ETA_OLDD | BHGASE01_BHGASN01 | 6 | 0 | 1 | New
HOUETARHNBHDHDN03_OLDD_FBHGASE01_D67 | Residential heating technology - Direct district heating substation - plus connection pipe - apartment complex - existing building - distributed level 0.67 | HOUDHD | HOUETARHN_OLDD_DMD | MKr20 | 2020 | 0.32571 | 0.0017726 | [6 empty] | ETA | D | OLD |  |  | RHNBHDHD | 4 | 0.66667 | HOUETARHNBHDHDN03_OLDD_FBHGASE01 | 0.895 | HOUETARHNBHDHDN03_OLDD | HOUETARHNBHGASE01_OLDD | BHGASE01 | BHDHDN03 | ETA_OLDD | BHGASE01_BHDHDN03 | 6 | 0 | 1 | New
HOUETARHNBHDHDN03_OLDD_FBHGASE01_D67 | Residential heating technology - Direct district heating substation - plus connection pipe - apartment complex - existing building - distributed level 0.67 | HOUDHD | HOUETARHN_OLDD_DMD | MKr20 | 2025 | 0.31963 | 0.0017966 | [6 empty] | ETA | D | OLD |  |  | RHNBHDHD | 4 | 0.66667 | HOUETARHNBHDHDN03_OLDD_FBHGASE01 | 0.895 | HOUETARHNBHDHDN03_OLDD | HOUETARHNBHGASE01_OLDD | BHGASE01 | BHDHDN03 | ETA_OLDD | BHGASE01_BHDHDN03 | 6 | 0 | 1 | New
HOUETARHNBHDHDN03_OLDD_FBHGASE01_D67 | Residential heating technology - Direct district heating substation - plus connection pipe - apartment complex - existing building - distributed level 0.67 | HOUDHD | HOUETARHN_OLDD_DMD | MKr20 | 2030 | 0.31369 | 0.0017701 | [6 empty] | ETA | D | OLD |  |  | RHNBHDHD | 4 | 0.66667 | HOUETARHNBHDHDN03_OLDD_FBHGASE01 | 0.895 | HOUETARHNBHDHDN03_OLDD | HOUETARHNBHGASE01_OLDD | BHGASE01 | BHDHDN03 | ETA_OLDD | BHGASE01_BHDHDN03 | 6 | 0 | 1 | New
HOUETARHNBHDHDN03_OLDD_FBHGASE01_D67 | Residential heating technology - Direct district heating substation - plus connection pipe - apartment complex - existing building - distributed level 0.67 | HOUDHD | HOUETARHN_OLDD_DMD | MKr20 | 2040 | 0.30226 | 0.0017164 | [6 empty] | ETA | D | OLD |  |  | RHNBHDHD | 4 | 0.66667 | HOUETARHNBHDHDN03_OLDD_FBHGASE01 | 0.895 | HOUETARHNBHDHDN03_OLDD | HOUETARHNBHGASE01_OLDD | BHGASE01 | BHDHDN03 | ETA_OLDD | BHGASE01_BHDHDN03 | 6 | 0 | 1 | New
HOUETARHNBHDHDN03_OLDD_FBHGASE01_D67 | Residential heating technology - Direct district heating substation - plus connection pipe - apartment complex - existing building - distributed level 0.67 | HOUDHD | HOUETARHN_OLDD_DMD | MKr20 | 2050 | 0.29138 | 0.0016479 | [6 empty] | ETA | D | OLD |  |  | RHNBHDHD | 4 | 0.66667 | HOUETARHNBHDHDN03_OLDD_FBHGASE01 | 0.895 | HOUETARHNBHDHDN03_OLDD | HOUETARHNBHGASE01_OLDD | BHGASE01 | BHDHDN03 | ETA_OLDD | BHGASE01_BHDHDN03 | 6 | 0 | 1 | New
HOUETARHNHPELCN05_OLDI_FBHGASE01_D67 | Residential heating technology - Heat pump, Air-to-water - leasing - apartment complex - existing building - distributed level 0.67 | HOUELC, HOUAMB | HOUETARHN_OLDI_DMD | MKr20 | 2020 | 3.8502 | 0.36113 | 0.35767 | [5 empty] | ETA | I | OLD | 2.7959 |  | RHNHPELC | 4 | 0.66667 | HOUETARHNHPELCN05_OLDI_FBHGASE01 | 0.895 | HOUETARHNHPELCN05_OLDI | HOUETARHNBHGASE01_OLDI | BHGASE01 | HPELCN05 | ETA_OLDI | BHGASE01_HPELCN05 | 4 | -0.25 | 1 | Supported
HOUETARHNHPELCN05_OLDI_FBHGASE01_D67 | Residential heating technology - Heat pump, Air-to-water - leasing - apartment complex - existing building - distributed level 0.67 | HOUELC, HOUAMB | HOUETARHN_OLDI_DMD | MKr20 | 2025 | 3.4476 | 0.33198 | 0.34008 | [5 empty] | ETA | I | OLD | 2.9405 |  | RHNHPELC | 4 | 0.66667 | HOUETARHNHPELCN05_OLDI_FBHGASE01 | 0.895 | HOUETARHNHPELCN05_OLDI | HOUETARHNBHGASE01_OLDI | BHGASE01 | HPELCN05 | ETA_OLDI | BHGASE01_HPELCN05 | 4 | -0.25 | 1 | Supported
HOUETARHNHPELCN05_OLDI_FBHGASE01_D67 | Residential heating technology - Heat pump, Air-to-water - leasing - apartment complex - existing building - distributed level 0.67 | HOUELC, HOUAMB | HOUETARHN_OLDI_DMD | MKr20 | 2030 | 3.0449 | 0.3028 | 0.32413 | [5 empty] | ETA | I | OLD | 3.0851 |  | RHNHPELC | 4 | 0.66667 | HOUETARHNHPELCN05_OLDI_FBHGASE01 | 0.895 | HOUETARHNHPELCN05_OLDI | HOUETARHNBHGASE01_OLDI | BHGASE01 | HPELCN05 | ETA_OLDI | BHGASE01_HPELCN05 | 4 | -0.25 | 1 | Supported
HOUETARHNHPELCN05_OLDI_FBHGASE01_D67 | Residential heating technology - Heat pump, Air-to-water - leasing - apartment complex - existing building - distributed level 0.67 | HOUELC, HOUAMB | HOUETARHN_OLDI_DMD | MKr20 | 2040 | 2.7272 | 0.27907 | 0.30962 | [5 empty] | ETA | I | OLD | 3.2298 |  | RHNHPELC | 4 | 0.66667 | HOUETARHNHPELCN05_OLDI_FBHGASE01 | 0.895 | HOUETARHNHPELCN05_OLDI | HOUETARHNBHGASE01_OLDI | BHGASE01 | HPELCN05 | ETA_OLDI | BHGASE01_HPELCN05 | 4 | -0.25 | 1 | Supported
HOUETARHNHPELCN05_OLDI_FBHGASE01_D67 | Residential heating technology - Heat pump, Air-to-water - leasing - apartment complex - existing building - distributed level 0.67 | HOUELC, HOUAMB | HOUETARHN_OLDI_DMD | MKr20 | 2050 | 2.4095 | 0.25532 | 0.29635 | [5 empty] | ETA | I | OLD | 3.3744 |  | RHNHPELC | 4 | 0.66667 | HOUETARHNHPELCN05_OLDI_FBHGASE01 | 0.895 | HOUETARHNHPELCN05_OLDI | HOUETARHNBHGASE01_OLDI | BHGASE01 | HPELCN05 | ETA_OLDI | BHGASE01_HPELCN05 | 4 | -0.25 | 1 | Supported
HOUETARHNHPELCN04_OLDI_FBHGASE01_D67 | Residential heating technology - Heat pump, Ground source - apartment complex - existing building - distributed level 0.67 | HOUELC, HOUAMB | HOUETARHN_OLDI_DMD | MKr20 | 2020 | 7.1745 | 0.053517 | 0.32413 | [5 empty] | ETA | I | OLD | 3.0851 |  | RHNHPELC | 4 | 0.66667 | HOUETARHNHPELCN04_OLDI_FBHGASE01 | 0.895 | HOUETARHNHPELCN04_OLDI | HOUETARHNBHGASE01_OLDI | BHGASE01 | HPELCN04 | ETA_OLDI | BHGASE01_HPELCN04 | 4 | -0.25 | 1 | Supported
HOUETARHNHPELCN04_OLDI_FBHGASE01_D67 | Residential heating technology - Heat pump, Ground source - apartment complex - existing building - distributed level 0.67 | HOUELC, HOUAMB | HOUETARHN_OLDI_DMD | MKr20 | 2025 | 6.6364 | 0.053094 | 0.31431 | [5 empty] | ETA | I | OLD | 3.1815 |  | RHNHPELC | 4 | 0.66667 | HOUETARHNHPELCN04_OLDI_FBHGASE01 | 0.895 | HOUETARHNHPELCN04_OLDI | HOUETARHNBHGASE01_OLDI | BHGASE01 | HPELCN04 | ETA_OLDI | BHGASE01_HPELCN04 | 4 | -0.25 | 1 | Supported
HOUETARHNHPELCN04_OLDI_FBHGASE01_D67 | Residential heating technology - Heat pump, Ground source - apartment complex - existing building - distributed level 0.67 | HOUELC, HOUAMB | HOUETARHN_OLDI_DMD | MKr20 | 2030 | 6.0983 | 0.052631 | 0.30507 | [5 empty] | ETA | I | OLD | 3.278 |  | RHNHPELC | 4 | 0.66667 | HOUETARHNHPELCN04_OLDI_FBHGASE01 | 0.895 | HOUETARHNHPELCN04_OLDI | HOUETARHNBHGASE01_OLDI | BHGASE01 | HPELCN04 | ETA_OLDI | BHGASE01_HPELCN04 | 4 | -0.25 | 1 | Supported
HOUETARHNHPELCN04_OLDI_FBHGASE01_D67 | Residential heating technology - Heat pump, Ground source - apartment complex - existing building - distributed level 0.67 | HOUELC, HOUAMB | HOUETARHN_OLDI_DMD | MKr20 | 2040 | 5.641 | 0.051561 | 0.29218 | [5 empty] | ETA | I | OLD | 3.4226 |  | RHNHPELC | 4 | 0.66667 | HOUETARHNHPELCN04_OLDI_FBHGASE01 | 0.895 | HOUETARHNHPELCN04_OLDI | HOUETARHNBHGASE01_OLDI | BHGASE01 | HPELCN04 | ETA_OLDI | BHGASE01_HPELCN04 | 4 | -0.25 | 1 | Supported
HOUETARHNHPELCN04_OLDI_FBHGASE01_D67 | Residential heating technology - Heat pump, Ground source - apartment complex - existing building - distributed level 0.67 | HOUELC, HOUAMB | HOUETARHN_OLDI_DMD | MKr20 | 2050 | 5.1836 | 0.050472 | 0.28812 | [5 empty] | ETA | I | OLD | 3.4708 |  | RHNHPELC | 4 | 0.66667 | HOUETARHNHPELCN04_OLDI_FBHGASE01 | 0.895 | HOUETARHNHPELCN04_OLDI | HOUETARHNBHGASE01_OLDI | BHGASE01 | HPELCN04 | ETA_OLDI | BHGASE01_HPELCN04 | 4 | -0.25 | 1 | Supported
HOUETARHNHPELCN03_OLDI_FBHGASE01_D67 | Residential heating technology - Heat pump, Air-to-water - apartment complex - existing building - distributed level 0.67 | HOUELC, HOUAMB | HOUETARHN_OLDI_DMD | MKr20 | 2020 | 7.7004 | 0.086482 | 0.35767 | [5 empty] | ETA | I | OLD | 2.7959 |  | RHNHPELC | 4 | 0.66667 | HOUETARHNHPELCN03_OLDI_FBHGASE01 | 0.895 | HOUETARHNHPELCN03_OLDI | HOUETARHNBHGASE01_OLDI | BHGASE01 | HPELCN03 | ETA_OLDI | BHGASE01_HPELCN03 | 4 | -0.25 | 1 | Supported
HOUETARHNHPELCN03_OLDI_FBHGASE01_D67 | Residential heating technology - Heat pump, Air-to-water - apartment complex - existing building - distributed level 0.67 | HOUELC, HOUAMB | HOUETARHN_OLDI_DMD | MKr20 | 2025 | 6.8951 | 0.086059 | 0.34008 | [5 empty] | ETA | I | OLD | 2.9405 |  | RHNHPELC | 4 | 0.66667 | HOUETARHNHPELCN03_OLDI_FBHGASE01 | 0.895 | HOUETARHNHPELCN03_OLDI | HOUETARHNBHGASE01_OLDI | BHGASE01 | HPELCN03 | ETA_OLDI | BHGASE01_HPELCN03 | 4 | -0.25 | 1 | Supported
HOUETARHNHPELCN03_OLDI_FBHGASE01_D67 | Residential heating technology - Heat pump, Air-to-water - apartment complex - existing building - distributed level 0.67 | HOUELC, HOUAMB | HOUETARHN_OLDI_DMD | MKr20 | 2030 | 6.0899 | 0.085596 | 0.32413 | [5 empty] | ETA | I | OLD | 3.0851 |  | RHNHPELC | 4 | 0.66667 | HOUETARHNHPELCN03_OLDI_FBHGASE01 | 0.895 | HOUETARHNHPELCN03_OLDI | HOUETARHNBHGASE01_OLDI | BHGASE01 | HPELCN03 | ETA_OLDI | BHGASE01_HPELCN03 | 4 | -0.25 | 1 | Supported
HOUETARHNHPELCN03_OLDI_FBHGASE01_D67 | Residential heating technology - Heat pump, Air-to-water - apartment complex - existing building - distributed level 0.67 | HOUELC, HOUAMB | HOUETARHN_OLDI_DMD | MKr20 | 2040 | 5.4545 | 0.084526 | 0.30962 | [5 empty] | ETA | I | OLD | 3.2298 |  | RHNHPELC | 4 | 0.66667 | HOUETARHNHPELCN03_OLDI_FBHGASE01 | 0.895 | HOUETARHNHPELCN03_OLDI | HOUETARHNBHGASE01_OLDI | BHGASE01 | HPELCN03 | ETA_OLDI | BHGASE01_HPELCN03 | 4 | -0.25 | 1 | Supported
HOUETARHNHPELCN03_OLDI_FBHGASE01_D67 | Residential heating technology - Heat pump, Air-to-water - apartment complex - existing building - distributed level 0.67 | HOUELC, HOUAMB | HOUETARHN_OLDI_DMD | MKr20 | 2050 | 4.8191 | 0.083437 | 0.29635 | [5 empty] | ETA | I | OLD | 3.3744 |  | RHNHPELC | 4 | 0.66667 | HOUETARHNHPELCN03_OLDI_FBHGASE01 | 0.895 | HOUETARHNHPELCN03_OLDI | HOUETARHNBHGASE01_OLDI | BHGASE01 | HPELCN03 | ETA_OLDI | BHGASE01_HPELCN03 | 4 | -0.25 | 1 | Supported
HOUETARHNHPELCN02_OLDI_FBHGASE01_D67 | Residential heating technology - Heat pump, Air-to-air - single-family house - existing building - distributed level 0.67 | HOUELC, HOUAMB | HOUETARHN_OLDI_DMD | MKr20 | 2020 | 3.2165 | 0.18468 | 0.21386 | [5 empty] | ETA | I | OLD | 4.6759 |  | RHNHPELC | 4 | 0.66667 | HOUETARHNHPELCN02_OLDI_FBHGASE01 | 0.895 | HOUETARHNHPELCN02_OLDI | HOUETARHNBHGASE01_OLDI | BHGASE01 | HPELCN02 | ETA_OLDI | BHGASE01_HPELCN02 | 5 | 0 | 1.1 | Unlikely
HOUETARHNHPELCN02_OLDI_FBHGASE01_D67 | Residential heating technology - Heat pump, Air-to-air - single-family house - existing building - distributed level 0.67 | HOUELC, HOUAMB | HOUETARHN_OLDI_DMD | MKr20 | 2025 | 3.1379 | 0.12547 | 0.20338 | [5 empty] | ETA | I | OLD | 4.9169 |  | RHNHPELC | 4 | 0.66667 | HOUETARHNHPELCN02_OLDI_FBHGASE01 | 0.895 | HOUETARHNHPELCN02_OLDI | HOUETARHNBHGASE01_OLDI | BHGASE01 | HPELCN02 | ETA_OLDI | BHGASE01_HPELCN02 | 5 | 0 | 1.1 | Unlikely
HOUETARHNHPELCN02_OLDI_FBHGASE01_D67 | Residential heating technology - Heat pump, Air-to-air - single-family house - existing building - distributed level 0.67 | HOUELC, HOUAMB | HOUETARHN_OLDI_DMD | MKr20 | 2030 | 3.0593 | 0.12315 | 0.1957 | [5 empty] | ETA | I | OLD | 5.1098 |  | RHNHPELC | 4 | 0.66667 | HOUETARHNHPELCN02_OLDI_FBHGASE01 | 0.895 | HOUETARHNHPELCN02_OLDI | HOUETARHNBHGASE01_OLDI | BHGASE01 | HPELCN02 | ETA_OLDI | BHGASE01_HPELCN02 | 5 | 0 | 1.1 | Unlikely
HOUETARHNHPELCN02_OLDI_FBHGASE01_D67 | Residential heating technology - Heat pump, Air-to-air - single-family house - existing building - distributed level 0.67 | HOUELC, HOUAMB | HOUETARHN_OLDI_DMD | MKr20 | 2040 | 2.9134 | 0.11885 | 0.18859 | [5 empty] | ETA | I | OLD | 5.3026 |  | RHNHPELC | 4 | 0.66667 | HOUETARHNHPELCN02_OLDI_FBHGASE01 | 0.895 | HOUETARHNHPELCN02_OLDI | HOUETARHNBHGASE01_OLDI | BHGASE01 | HPELCN02 | ETA_OLDI | BHGASE01_HPELCN02 | 5 | 0 | 1.1 | Unlikely
HOUETARHNHPELCN02_OLDI_FBHGASE01_D67 | Residential heating technology - Heat pump, Air-to-air - single-family house - existing building - distributed level 0.67 | HOUELC, HOUAMB | HOUETARHN_OLDI_DMD | MKr20 | 2050 | 2.7675 | 0.11455 | 0.18522 | [5 empty] | ETA | I | OLD | 5.399 |  | RHNHPELC | 4 | 0.66667 | HOUETARHNHPELCN02_OLDI_FBHGASE01 | 0.895 | HOUETARHNHPELCN02_OLDI | HOUETARHNBHGASE01_OLDI | BHGASE01 | HPELCN02 | ETA_OLDI | BHGASE01_HPELCN02 | 5 | 0 | 1.1 | Unlikely
HOUETARHNDIELCN06_OLDI_FBHGASE01_D67 | Residential heating technology - Electric heating - electric panel from Bauhaus - apartment complex - new building - distributed level 0.67 | HOUELC | HOUETARHN_OLDI_DMD | MKr20 | 2020 | 0.64843 | 0 | [6 empty] | ETA | I | OLD |  |  | RHNDIELC | 4 | 0.66667 | HOUETARHNDIELCN06_OLDI_FBHGASE01 | 0.895 | HOUETARHNDIELCN06_OLDI | HOUETARHNBHGASE01_OLDI | BHGASE01 | DIELCN06 | ETA_OLDI | BHGASE01_DIELCN06 | 5 | 0 | 1.1 | Unlikely
HOUETARHNDIELCN06_OLDI_FBHGASE01_D67 | Residential heating technology - Electric heating - electric panel from Bauhaus - apartment complex - new building - distributed level 0.67 | HOUELC | HOUETARHN_OLDI_DMD | MKr20 | 2025 | 0.64843 | 0 | [6 empty] | ETA | I | OLD |  |  | RHNDIELC | 4 | 0.66667 | HOUETARHNDIELCN06_OLDI_FBHGASE01 | 0.895 | HOUETARHNDIELCN06_OLDI | HOUETARHNBHGASE01_OLDI | BHGASE01 | DIELCN06 | ETA_OLDI | BHGASE01_DIELCN06 | 5 | 0 | 1.1 | Unlikely
HOUETARHNDIELCN06_OLDI_FBHGASE01_D67 | Residential heating technology - Electric heating - electric panel from Bauhaus - apartment complex - new building - distributed level 0.67 | HOUELC | HOUETARHN_OLDI_DMD | MKr20 | 2030 | 0.64843 | 0 | [6 empty] | ETA | I | OLD |  |  | RHNDIELC | 4 | 0.66667 | HOUETARHNDIELCN06_OLDI_FBHGASE01 | 0.895 | HOUETARHNDIELCN06_OLDI | HOUETARHNBHGASE01_OLDI | BHGASE01 | DIELCN06 | ETA_OLDI | BHGASE01_DIELCN06 | 5 | 0 | 1.1 | Unlikely
HOUETARHNDIELCN06_OLDI_FBHGASE01_D67 | Residential heating technology - Electric heating - electric panel from Bauhaus - apartment complex - new building - distributed level 0.67 | HOUELC | HOUETARHN_OLDI_DMD | MKr20 | 2040 | 0.64843 | 0 | [6 empty] | ETA | I | OLD |  |  | RHNDIELC | 4 | 0.66667 | HOUETARHNDIELCN06_OLDI_FBHGASE01 | 0.895 | HOUETARHNDIELCN06_OLDI | HOUETARHNBHGASE01_OLDI | BHGASE01 | DIELCN06 | ETA_OLDI | BHGASE01_DIELCN06 | 5 | 0 | 1.1 | Unlikely
HOUETARHNDIELCN06_OLDI_FBHGASE01_D67 | Residential heating technology - Electric heating - electric panel from Bauhaus - apartment complex - new building - distributed level 0.67 | HOUELC | HOUETARHN_OLDI_DMD | MKr20 | 2050 | 0.64843 | 0 | [6 empty] | ETA | I | OLD |  |  | RHNDIELC | 4 | 0.66667 | HOUETARHNDIELCN06_OLDI_FBHGASE01 | 0.895 | HOUETARHNDIELCN06_OLDI | HOUETARHNBHGASE01_OLDI | BHGASE01 | DIELCN06 | ETA_OLDI | BHGASE01_DIELCN06 | 5 | 0 | 1.1 | Unlikely
HOUETARHNDIELCN01_OLDI_FBHGASE01_D67 | Residential heating technology - Electric heating - apartment complex - new building - distributed level 0.67 | HOUELC | HOUETARHN_OLDI_DMD | MKr20 | 2020 | 6.0226 | 0.0024454 | [6 empty] | ETA | I | OLD |  |  | RHNDIELC | 4 | 0.66667 | HOUETARHNDIELCN01_OLDI_FBHGASE01 | 0.895 | HOUETARHNDIELCN01_OLDI | HOUETARHNBHGASE01_OLDI | BHGASE01 | DIELCN01 | ETA_OLDI | BHGASE01_DIELCN01 | 5 | 0 | 1.1 | Unlikely
HOUETARHNDIELCN01_OLDI_FBHGASE01_D67 | Residential heating technology - Electric heating - apartment complex - new building - distributed level 0.67 | HOUELC | HOUETARHN_OLDI_DMD | MKr20 | 2025 | 5.8735 | 0.0023455 | [6 empty] | ETA | I | OLD |  |  | RHNDIELC | 4 | 0.66667 | HOUETARHNDIELCN01_OLDI_FBHGASE01 | 0.895 | HOUETARHNDIELCN01_OLDI | HOUETARHNBHGASE01_OLDI | BHGASE01 | DIELCN01 | ETA_OLDI | BHGASE01_DIELCN01 | 5 | 0 | 1.1 | Unlikely
HOUETARHNDIELCN01_OLDI_FBHGASE01_D67 | Residential heating technology - Electric heating - apartment complex - new building - distributed level 0.67 | HOUELC | HOUETARHN_OLDI_DMD | MKr20 | 2030 | 5.7282 | 0.0022956 | [6 empty] | ETA | I | OLD |  |  | RHNDIELC | 4 | 0.66667 | HOUETARHNDIELCN01_OLDI_FBHGASE01 | 0.895 | HOUETARHNDIELCN01_OLDI | HOUETARHNBHGASE01_OLDI | BHGASE01 | DIELCN01 | ETA_OLDI | BHGASE01_DIELCN01 | 5 | 0 | 1.1 | Unlikely
HOUETARHNDIELCN01_OLDI_FBHGASE01_D67 | Residential heating technology - Electric heating - apartment complex - new building - distributed level 0.67 | HOUELC | HOUETARHN_OLDI_DMD | MKr20 | 2040 | 5.4481 | 0.0021958 | [6 empty] | ETA | I | OLD |  |  | RHNDIELC | 4 | 0.66667 | HOUETARHNDIELCN01_OLDI_FBHGASE01 | 0.895 | HOUETARHNDIELCN01_OLDI | HOUETARHNBHGASE01_OLDI | BHGASE01 | DIELCN01 | ETA_OLDI | BHGASE01_DIELCN01 | 5 | 0 | 1.1 | Unlikely
HOUETARHNDIELCN01_OLDI_FBHGASE01_D67 | Residential heating technology - Electric heating - apartment complex - new building - distributed level 0.67 | HOUELC | HOUETARHN_OLDI_DMD | MKr20 | 2050 | 5.1817 | 0.002096 | [6 empty] | ETA | I | OLD |  |  | RHNDIELC | 4 | 0.66667 | HOUETARHNDIELCN01_OLDI_FBHGASE01 | 0.895 | HOUETARHNDIELCN01_OLDI | HOUETARHNBHGASE01_OLDI | BHGASE01 | DIELCN01 | ETA_OLDI | BHGASE01_DIELCN01 | 5 | 0 | 1.1 | Unlikely
HOUETARHNBHWPEN01_OLDI_FBHGASE01_D67 | Residential heating technology - Biomass boiler, automatic stoking , wood pellets or wood chips - apartment complex - existing building - distributed level 0.67 | HOUWPE | HOUETARHN_OLDI_DMD | MKr20 | 2020 | 1.6488 | 0.029971 |  | 25 | 14 | 70 | 2 | 4 | ETA | I | OLD |  |  | RHNBHWPE | 4 | 0.66667 | HOUETARHNBHWPEN01_OLDI_FBHGASE01 | 0.895 | HOUETARHNBHWPEN01_OLDI | HOUETARHNBHGASE01_OLDI | BHGASE01 | BHWPEN01 | ETA_OLDI | BHGASE01_BHWPEN01 | 6 | 0 | 1 | New
HOUETARHNBHWPEN01_OLDI_FBHGASE01_D67 | Residential heating technology - Biomass boiler, automatic stoking , wood pellets or wood chips - apartment complex - existing building - distributed level 0.67 | HOUWPE | HOUETARHN_OLDI_DMD | MKr20 | 2025 | 1.608 | 0.029758 |  | 25 | 14 | 60 | 2 | 4 | ETA | I | OLD |  |  | RHNBHWPE | 4 | 0.66667 | HOUETARHNBHWPEN01_OLDI_FBHGASE01 | 0.895 | HOUETARHNBHWPEN01_OLDI | HOUETARHNBHGASE01_OLDI | BHGASE01 | BHWPEN01 | ETA_OLDI | BHGASE01_BHWPEN01 | 6 | 0 | 1 | New
HOUETARHNBHWPEN01_OLDI_FBHGASE01_D67 | Residential heating technology - Biomass boiler, automatic stoking , wood pellets or wood chips - apartment complex - existing building - distributed level 0.67 | HOUWPE | HOUETARHN_OLDI_DMD | MKr20 | 2030 | 1.5682 | 0.029892 |  | 25 | 11 | 50 | 1 | 4 | ETA | I | OLD |  |  | RHNBHWPE | 4 | 0.66667 | HOUETARHNBHWPEN01_OLDI_FBHGASE01 | 0.895 | HOUETARHNBHWPEN01_OLDI | HOUETARHNBHGASE01_OLDI | BHGASE01 | BHWPEN01 | ETA_OLDI | BHGASE01_BHWPEN01 | 6 | 0 | 1 | New
HOUETARHNBHWPEN01_OLDI_FBHGASE01_D67 | Residential heating technology - Biomass boiler, automatic stoking , wood pellets or wood chips - apartment complex - existing building - distributed level 0.67 | HOUWPE | HOUETARHN_OLDI_DMD | MKr20 | 2040 | 1.4915 | 0.028937 |  | 25 | 9 | 45 | 1 | 4 | ETA | I | OLD |  |  | RHNBHWPE | 4 | 0.66667 | HOUETARHNBHWPEN01_OLDI_FBHGASE01 | 0.895 | HOUETARHNBHWPEN01_OLDI | HOUETARHNBHGASE01_OLDI | BHGASE01 | BHWPEN01 | ETA_OLDI | BHGASE01_BHWPEN01 | 6 | 0 | 1 | New
HOUETARHNBHWPEN01_OLDI_FBHGASE01_D67 | Residential heating technology - Biomass boiler, automatic stoking , wood pellets or wood chips - apartment complex - existing building - distributed level 0.67 | HOUWPE | HOUETARHN_OLDI_DMD | MKr20 | 2050 | 1.4186 | 0.027691 |  | 25 | 9 | 40 | 0 | 4 | ETA | I | OLD |  |  | RHNBHWPE | 4 | 0.66667 | HOUETARHNBHWPEN01_OLDI_FBHGASE01 | 0.895 | HOUETARHNBHWPEN01_OLDI | HOUETARHNBHGASE01_OLDI | BHGASE01 | BHWPEN01 | ETA_OLDI | BHGASE01_BHWPEN01 | 6 | 0 | 1 | New
HOUETARHNBHSOLN01_OLDI_FBHGASE01_D67 | Residential heating technology - Solar heating system - apartment complex - existing building - distributed level 0.67 | HOUSOL | HOUETARHN_OLDI_DMD | MKr20 | 2020 | 5.0818 | 0.023783 | [6 empty] | ETA | I | OLD |  |  | RHNBHSOL | 4 | 0.66667 | HOUETARHNBHSOLN01_OLDI_FBHGASE01 | 0.895 | HOUETARHNBHSOLN01_OLDI | HOUETARHNBHGASE01_OLDI | BHGASE01 | BHSOLN01 | ETA_OLDI | BHGASE01_BHSOLN01 | 5 | 0 | 1.1 | Unlikely
HOUETARHNBHSOLN01_OLDI_FBHGASE01_D67 | Residential heating technology - Solar heating system - apartment complex - existing building - distributed level 0.67 | HOUSOL | HOUETARHN_OLDI_DMD | MKr20 | 2025 | 4.8622 | 0.025209 | [6 empty] | ETA | I | OLD |  |  | RHNBHSOL | 4 | 0.66667 | HOUETARHNBHSOLN01_OLDI_FBHGASE01 | 0.895 | HOUETARHNBHSOLN01_OLDI | HOUETARHNBHGASE01_OLDI | BHGASE01 | BHSOLN01 | ETA_OLDI | BHGASE01_BHSOLN01 | 5 | 0 | 1.1 | Unlikely
HOUETARHNBHSOLN01_OLDI_FBHGASE01_D67 | Residential heating technology - Solar heating system - apartment complex - existing building - distributed level 0.67 | HOUSOL | HOUETARHN_OLDI_DMD | MKr20 | 2030 | 4.6426 | 0.025751 | [6 empty] | ETA | I | OLD |  |  | RHNBHSOL | 4 | 0.66667 | HOUETARHNBHSOLN01_OLDI_FBHGASE01 | 0.895 | HOUETARHNBHSOLN01_OLDI | HOUETARHNBHGASE01_OLDI | BHGASE01 | BHSOLN01 | ETA_OLDI | BHGASE01_BHSOLN01 | 5 | 0 | 1.1 | Unlikely
HOUETARHNBHSOLN01_OLDI_FBHGASE01_D67 | Residential heating technology - Solar heating system - apartment complex - existing building - distributed level 0.67 | HOUSOL | HOUETARHN_OLDI_DMD | MKr20 | 2040 | 4.423 | 0.025052 | [6 empty] | ETA | I | OLD |  |  | RHNBHSOL | 4 | 0.66667 | HOUETARHNBHSOLN01_OLDI_FBHGASE01 | 0.895 | HOUETARHNBHSOLN01_OLDI | HOUETARHNBHGASE01_OLDI | BHGASE01 | BHSOLN01 | ETA_OLDI | BHGASE01_BHSOLN01 | 5 | 0 | 1.1 | Unlikely
HOUETARHNBHSOLN01_OLDI_FBHGASE01_D67 | Residential heating technology - Solar heating system - apartment complex - existing building - distributed level 0.67 | HOUSOL | HOUETARHN_OLDI_DMD | MKr20 | 2050 | 4.2034 | 0.023783 | [6 empty] | ETA | I | OLD |  |  | RHNBHSOL | 4 | 0.66667 | HOUETARHNBHSOLN01_OLDI_FBHGASE01 | 0.895 | HOUETARHNBHSOLN01_OLDI | HOUETARHNBHGASE01_OLDI | BHGASE01 | BHSOLN01 | ETA_OLDI | BHGASE01_BHSOLN01 | 5 | 0 | 1.1 | Unlikely
HOUETARHNBHGASN01_OLDI_FBHGASE01_D67 | Residential heating technology - Natural gas boiler - apartment complex - existing building - distributed level 0.67 | HOUGAS | HOUETARHN_OLDI_DMD | MKr20 | 2020 | 0.54843 | 0.013293 |  | 0.43 | 0.1 | 20.4 | 1 | 1 | ETA | I | OLD |  |  | RHNBHGAS | 4 | 0.66667 | HOUETARHNBHGASN01_OLDI_FBHGASE01 | 0.895 | HOUETARHNBHGASN01_OLDI | HOUETARHNBHGASE01_OLDI | BHGASE01 | BHGASN01 | ETA_OLDI | BHGASE01_BHGASN01 | 6 | 0 | 1 | New
HOUETARHNBHGASN01_OLDI_FBHGASE01_D67 | Residential heating technology - Natural gas boiler - apartment complex - existing building - distributed level 0.67 | HOUGAS | HOUETARHN_OLDI_DMD | MKr20 | 2025 | 0.53684 | 0.01319 |  | 0.43 | 0.1 | 20.4 | 1 | 1 | ETA | I | OLD |  |  | RHNBHGAS | 4 | 0.66667 | HOUETARHNBHGASN01_OLDI_FBHGASE01 | 0.895 | HOUETARHNBHGASN01_OLDI | HOUETARHNBHGASE01_OLDI | BHGASE01 | BHGASN01 | ETA_OLDI | BHGASE01_BHGASN01 | 6 | 0 | 1 | New
HOUETARHNBHGASN01_OLDI_FBHGASE01_D67 | Residential heating technology - Natural gas boiler - apartment complex - existing building - distributed level 0.67 | HOUGAS | HOUETARHN_OLDI_DMD | MKr20 | 2030 | 0.52552 | 0.013068 |  | 0.43 | 0.1 | 20.4 | 1 | 1 | ETA | I | OLD |  |  | RHNBHGAS | 4 | 0.66667 | HOUETARHNBHGASN01_OLDI_FBHGASE01 | 0.895 | HOUETARHNBHGASN01_OLDI | HOUETARHNBHGASE01_OLDI | BHGASE01 | BHGASN01 | ETA_OLDI | BHGASE01_BHGASN01 | 6 | 0 | 1 | New
HOUETARHNBHGASN01_OLDI_FBHGASE01_D67 | Residential heating technology - Natural gas boiler - apartment complex - existing building - distributed level 0.67 | HOUGAS | HOUETARHN_OLDI_DMD | MKr20 | 2040 | 0.50374 | 0.012531 |  | 0.43 | 0.1 | 20.4 | 1 | 1 | ETA | I | OLD |  |  | RHNBHGAS | 4 | 0.66667 | HOUETARHNBHGASN01_OLDI_FBHGASE01 | 0.895 | HOUETARHNBHGASN01_OLDI | HOUETARHNBHGASE01_OLDI | BHGASE01 | BHGASN01 | ETA_OLDI | BHGASE01_BHGASN01 | 6 | 0 | 1 | New
HOUETARHNBHGASN01_OLDI_FBHGASE01_D67 | Residential heating technology - Natural gas boiler - apartment complex - existing building - distributed level 0.67 | HOUGAS | HOUETARHN_OLDI_DMD | MKr20 | 2050 | 0.48301 | 0.0035742 |  | 0.43 | 0.1 | 20.4 | 1 | 1 | ETA | I | OLD |  |  | RHNBHGAS | 4 | 0.66667 | HOUETARHNBHGASN01_OLDI_FBHGASE01 | 0.895 | HOUETARHNBHGASN01_OLDI | HOUETARHNBHGASE01_OLDI | BHGASE01 | BHGASN01 | ETA_OLDI | BHGASE01_BHGASN01 | 6 | 0 | 1 | New
HOUETARHNBHDHDN09_OLDI_FBHGASE01_D67 | Residential heating technology - Direct district heating substation - plus connection pipe - plus distribution (heating density: low ) - apartment complex - existing building - distributed level 0.67 | HOUDHD | HOUETARHN_OLDI_DMD | MKr20 | 2020 | 0.45968 | 0.0017726 | [6 empty] | ETA | I | OLD |  |  | RHNBHDHD | 4 | 0.66667 | HOUETARHNBHDHDN09_OLDI_FBHGASE01 | 0.895 | HOUETARHNBHDHDN09_OLDI | HOUETARHNBHGASE01_OLDI | BHGASE01 | BHDHDN09 | ETA_OLDI | BHGASE01_BHDHDN09 | 4 | -0.25 | 1 | Supported
HOUETARHNBHDHDN09_OLDI_FBHGASE01_D67 | Residential heating technology - Direct district heating substation - plus connection pipe - plus distribution (heating density: low ) - apartment complex - existing building - distributed level 0.67 | HOUDHD | HOUETARHN_OLDI_DMD | MKr20 | 2025 | 0.4536 | 0.0017966 | [6 empty] | ETA | I | OLD |  |  | RHNBHDHD | 4 | 0.66667 | HOUETARHNBHDHDN09_OLDI_FBHGASE01 | 0.895 | HOUETARHNBHDHDN09_OLDI | HOUETARHNBHGASE01_OLDI | BHGASE01 | BHDHDN09 | ETA_OLDI | BHGASE01_BHDHDN09 | 4 | -0.25 | 1 | Supported
HOUETARHNBHDHDN09_OLDI_FBHGASE01_D67 | Residential heating technology - Direct district heating substation - plus connection pipe - plus distribution (heating density: low ) - apartment complex - existing building - distributed level 0.67 | HOUDHD | HOUETARHN_OLDI_DMD | MKr20 | 2030 | 0.44766 | 0.0017701 | [6 empty] | ETA | I | OLD |  |  | RHNBHDHD | 4 | 0.66667 | HOUETARHNBHDHDN09_OLDI_FBHGASE01 | 0.895 | HOUETARHNBHDHDN09_OLDI | HOUETARHNBHGASE01_OLDI | BHGASE01 | BHDHDN09 | ETA_OLDI | BHGASE01_BHDHDN09 | 4 | -0.25 | 1 | Supported
HOUETARHNBHDHDN09_OLDI_FBHGASE01_D67 | Residential heating technology - Direct district heating substation - plus connection pipe - plus distribution (heating density: low ) - apartment complex - existing building - distributed level 0.67 | HOUDHD | HOUETARHN_OLDI_DMD | MKr20 | 2040 | 0.43623 | 0.0017164 | [6 empty] | ETA | I | OLD |  |  | RHNBHDHD | 4 | 0.66667 | HOUETARHNBHDHDN09_OLDI_FBHGASE01 | 0.895 | HOUETARHNBHDHDN09_OLDI | HOUETARHNBHGASE01_OLDI | BHGASE01 | BHDHDN09 | ETA_OLDI | BHGASE01_BHDHDN09 | 4 | -0.25 | 1 | Supported
HOUETARHNBHDHDN09_OLDI_FBHGASE01_D67 | Residential heating technology - Direct district heating substation - plus connection pipe - plus distribution (heating density: low ) - apartment complex - existing building - distributed level 0.67 | HOUDHD | HOUETARHN_OLDI_DMD | MKr20 | 2050 | 0.42536 | 0.0016479 | [6 empty] | ETA | I | OLD |  |  | RHNBHDHD | 4 | 0.66667 | HOUETARHNBHDHDN09_OLDI_FBHGASE01 | 0.895 | HOUETARHNBHDHDN09_OLDI | HOUETARHNBHGASE01_OLDI | BHGASE01 | BHDHDN09 | ETA_OLDI | BHGASE01_BHDHDN09 | 4 | -0.25 | 1 | Supported
HOUETARHNBHDHDN07_OLDI_FBHGASE01_D67 | Residential heating technology - Direct district heating substation - plus connection pipe - plus distribution (heating density: medium ) - apartment complex - existing building - distributed level 0.67 | HOUDHD | HOUETARHN_OLDI_DMD | MKr20 | 2020 | 0.3927 | 0.0017726 | [6 empty] | ETA | I | OLD |  |  | RHNBHDHD | 4 | 0.66667 | HOUETARHNBHDHDN07_OLDI_FBHGASE01 | 0.895 | HOUETARHNBHDHDN07_OLDI | HOUETARHNBHGASE01_OLDI | BHGASE01 | BHDHDN07 | ETA_OLDI | BHGASE01_BHDHDN07 | 4 | -0.25 | 1 | Supported
HOUETARHNBHDHDN07_OLDI_FBHGASE01_D67 | Residential heating technology - Direct district heating substation - plus connection pipe - plus distribution (heating density: medium ) - apartment complex - existing building - distributed level 0.67 | HOUDHD | HOUETARHN_OLDI_DMD | MKr20 | 2025 | 0.38661 | 0.0017966 | [6 empty] | ETA | I | OLD |  |  | RHNBHDHD | 4 | 0.66667 | HOUETARHNBHDHDN07_OLDI_FBHGASE01 | 0.895 | HOUETARHNBHDHDN07_OLDI | HOUETARHNBHGASE01_OLDI | BHGASE01 | BHDHDN07 | ETA_OLDI | BHGASE01_BHDHDN07 | 4 | -0.25 | 1 | Supported
HOUETARHNBHDHDN07_OLDI_FBHGASE01_D67 | Residential heating technology - Direct district heating substation - plus connection pipe - plus distribution (heating density: medium ) - apartment complex - existing building - distributed level 0.67 | HOUDHD | HOUETARHN_OLDI_DMD | MKr20 | 2030 | 0.38068 | 0.0017701 | [6 empty] | ETA | I | OLD |  |  | RHNBHDHD | 4 | 0.66667 | HOUETARHNBHDHDN07_OLDI_FBHGASE01 | 0.895 | HOUETARHNBHDHDN07_OLDI | HOUETARHNBHGASE01_OLDI | BHGASE01 | BHDHDN07 | ETA_OLDI | BHGASE01_BHDHDN07 | 4 | -0.25 | 1 | Supported
HOUETARHNBHDHDN07_OLDI_FBHGASE01_D67 | Residential heating technology - Direct district heating substation - plus connection pipe - plus distribution (heating density: medium ) - apartment complex - existing building - distributed level 0.67 | HOUDHD | HOUETARHN_OLDI_DMD | MKr20 | 2040 | 0.36924 | 0.0017164 | [6 empty] | ETA | I | OLD |  |  | RHNBHDHD | 4 | 0.66667 | HOUETARHNBHDHDN07_OLDI_FBHGASE01 | 0.895 | HOUETARHNBHDHDN07_OLDI | HOUETARHNBHGASE01_OLDI | BHGASE01 | BHDHDN07 | ETA_OLDI | BHGASE01_BHDHDN07 | 4 | -0.25 | 1 | Supported
HOUETARHNBHDHDN07_OLDI_FBHGASE01_D67 | Residential heating technology - Direct district heating substation - plus connection pipe - plus distribution (heating density: medium ) - apartment complex - existing building - distributed level 0.67 | HOUDHD | HOUETARHN_OLDI_DMD | MKr20 | 2050 | 0.35837 | 0.0016479 | [6 empty] | ETA | I | OLD |  |  | RHNBHDHD | 4 | 0.66667 | HOUETARHNBHDHDN07_OLDI_FBHGASE01 | 0.895 | HOUETARHNBHDHDN07_OLDI | HOUETARHNBHGASE01_OLDI | BHGASE01 | BHDHDN07 | ETA_OLDI | BHGASE01_BHDHDN07 | 4 | -0.25 | 1 | Supported
HOUETARHNBHDHDN05_OLDI_FBHGASE01_D67 | Residential heating technology - Direct district heating substation - plus connection pipe - plus distribution (heating density: high ) - apartment complex - existing building - distributed level 0.67 | HOUDHD | HOUETARHN_OLDI_DMD | MKr20 | 2020 | 0.32571 | 0.0017726 | [6 empty] | ETA | I | OLD |  |  | RHNBHDHD | 4 | 0.66667 | HOUETARHNBHDHDN05_OLDI_FBHGASE01 | 0.895 | HOUETARHNBHDHDN05_OLDI | HOUETARHNBHGASE01_OLDI | BHGASE01 | BHDHDN05 | ETA_OLDI | BHGASE01_BHDHDN05 | 4 | -0.25 | 1 | Supported
HOUETARHNBHDHDN05_OLDI_FBHGASE01_D67 | Residential heating technology - Direct district heating substation - plus connection pipe - plus distribution (heating density: high ) - apartment complex - existing building - distributed level 0.67 | HOUDHD | HOUETARHN_OLDI_DMD | MKr20 | 2025 | 0.31963 | 0.0017966 | [6 empty] | ETA | I | OLD |  |  | RHNBHDHD | 4 | 0.66667 | HOUETARHNBHDHDN05_OLDI_FBHGASE01 | 0.895 | HOUETARHNBHDHDN05_OLDI | HOUETARHNBHGASE01_OLDI | BHGASE01 | BHDHDN05 | ETA_OLDI | BHGASE01_BHDHDN05 | 4 | -0.25 | 1 | Supported
HOUETARHNBHDHDN05_OLDI_FBHGASE01_D67 | Residential heating technology - Direct district heating substation - plus connection pipe - plus distribution (heating density: high ) - apartment complex - existing building - distributed level 0.67 | HOUDHD | HOUETARHN_OLDI_DMD | MKr20 | 2030 | 0.31369 | 0.0017701 | [6 empty] | ETA | I | OLD |  |  | RHNBHDHD | 4 | 0.66667 | HOUETARHNBHDHDN05_OLDI_FBHGASE01 | 0.895 | HOUETARHNBHDHDN05_OLDI | HOUETARHNBHGASE01_OLDI | BHGASE01 | BHDHDN05 | ETA_OLDI | BHGASE01_BHDHDN05 | 4 | -0.25 | 1 | Supported
HOUETARHNBHDHDN05_OLDI_FBHGASE01_D67 | Residential heating technology - Direct district heating substation - plus connection pipe - plus distribution (heating density: high ) - apartment complex - existing building - distributed level 0.67 | HOUDHD | HOUETARHN_OLDI_DMD | MKr20 | 2040 | 0.30226 | 0.0017164 | [6 empty] | ETA | I | OLD |  |  | RHNBHDHD | 4 | 0.66667 | HOUETARHNBHDHDN05_OLDI_FBHGASE01 | 0.895 | HOUETARHNBHDHDN05_OLDI | HOUETARHNBHGASE01_OLDI | BHGASE01 | BHDHDN05 | ETA_OLDI | BHGASE01_BHDHDN05 | 4 | -0.25 | 1 | Supported
HOUETARHNBHDHDN05_OLDI_FBHGASE01_D67 | Residential heating technology - Direct district heating substation - plus connection pipe - plus distribution (heating density: high ) - apartment complex - existing building - distributed level 0.67 | HOUDHD | HOUETARHN_OLDI_DMD | MKr20 | 2050 | 0.29138 | 0.0016479 | [6 empty] | ETA | I | OLD |  |  | RHNBHDHD | 4 | 0.66667 | HOUETARHNBHDHDN05_OLDI_FBHGASE01 | 0.895 | HOUETARHNBHDHDN05_OLDI | HOUETARHNBHGASE01_OLDI | BHGASE01 | BHDHDN05 | ETA_OLDI | BHGASE01_BHDHDN05 | 4 | -0.25 | 1 | Supported
HOUETARHNBHDHCN09_OLDI_FBHGASE01_D67 | Residential heating technology - Direct district heating substation - plus connection pipe - plus distribution (heating density: low ) - apartment complex - existing building - distributed level 0.67 | HOUDHC | HOUETARHN_OLDI_DMD | MKr20 | 2020 | 0.45968 | 0.0017726 | [6 empty] | ETA | I | OLD |  |  | RHNBHDHC | 4 | 0.66667 | HOUETARHNBHDHCN09_OLDI_FBHGASE01 | 0.895 | HOUETARHNBHDHCN09_OLDI | HOUETARHNBHGASE01_OLDI | BHGASE01 | BHDHCN09 | ETA_OLDI | BHGASE01_BHDHCN09 | 4 | -0.25 | 1 | Supported
HOUETARHNBHDHCN09_OLDI_FBHGASE01_D67 | Residential heating technology - Direct district heating substation - plus connection pipe - plus distribution (heating density: low ) - apartment complex - existing building - distributed level 0.67 | HOUDHC | HOUETARHN_OLDI_DMD | MKr20 | 2025 | 0.4536 | 0.0017966 | [6 empty] | ETA | I | OLD |  |  | RHNBHDHC | 4 | 0.66667 | HOUETARHNBHDHCN09_OLDI_FBHGASE01 | 0.895 | HOUETARHNBHDHCN09_OLDI | HOUETARHNBHGASE01_OLDI | BHGASE01 | BHDHCN09 | ETA_OLDI | BHGASE01_BHDHCN09 | 4 | -0.25 | 1 | Supported
HOUETARHNBHDHCN09_OLDI_FBHGASE01_D67 | Residential heating technology - Direct district heating substation - plus connection pipe - plus distribution (heating density: low ) - apartment complex - existing building - distributed level 0.67 | HOUDHC | HOUETARHN_OLDI_DMD | MKr20 | 2030 | 0.44766 | 0.0017701 | [6 empty] | ETA | I | OLD |  |  | RHNBHDHC | 4 | 0.66667 | HOUETARHNBHDHCN09_OLDI_FBHGASE01 | 0.895 | HOUETARHNBHDHCN09_OLDI | HOUETARHNBHGASE01_OLDI | BHGASE01 | BHDHCN09 | ETA_OLDI | BHGASE01_BHDHCN09 | 4 | -0.25 | 1 | Supported
HOUETARHNBHDHCN09_OLDI_FBHGASE01_D67 | Residential heating technology - Direct district heating substation - plus connection pipe - plus distribution (heating density: low ) - apartment complex - existing building - distributed level 0.67 | HOUDHC | HOUETARHN_OLDI_DMD | MKr20 | 2040 | 0.43623 | 0.0017164 | [6 empty] | ETA | I | OLD |  |  | RHNBHDHC | 4 | 0.66667 | HOUETARHNBHDHCN09_OLDI_FBHGASE01 | 0.895 | HOUETARHNBHDHCN09_OLDI | HOUETARHNBHGASE01_OLDI | BHGASE01 | BHDHCN09 | ETA_OLDI | BHGASE01_BHDHCN09 | 4 | -0.25 | 1 | Supported
HOUETARHNBHDHCN09_OLDI_FBHGASE01_D67 | Residential heating technology - Direct district heating substation - plus connection pipe - plus distribution (heating density: low ) - apartment complex - existing building - distributed level 0.67 | HOUDHC | HOUETARHN_OLDI_DMD | MKr20 | 2050 | 0.42536 | 0.0016479 | [6 empty] | ETA | I | OLD |  |  | RHNBHDHC | 4 | 0.66667 | HOUETARHNBHDHCN09_OLDI_FBHGASE01 | 0.895 | HOUETARHNBHDHCN09_OLDI | HOUETARHNBHGASE01_OLDI | BHGASE01 | BHDHCN09 | ETA_OLDI | BHGASE01_BHDHCN09 | 4 | -0.25 | 1 | Supported
HOUETARHNBHDHCN07_OLDI_FBHGASE01_D67 | Residential heating technology - Direct district heating substation - plus connection pipe - plus distribution (heating density: medium ) - apartment complex - existing building - distributed level 0.67 | HOUDHC | HOUETARHN_OLDI_DMD | MKr20 | 2020 | 0.3927 | 0.0017726 | [6 empty] | ETA | I | OLD |  |  | RHNBHDHC | 4 | 0.66667 | HOUETARHNBHDHCN07_OLDI_FBHGASE01 | 0.895 | HOUETARHNBHDHCN07_OLDI | HOUETARHNBHGASE01_OLDI | BHGASE01 | BHDHCN07 | ETA_OLDI | BHGASE01_BHDHCN07 | 4 | -0.25 | 1 | Supported
HOUETARHNBHDHCN07_OLDI_FBHGASE01_D67 | Residential heating technology - Direct district heating substation - plus connection pipe - plus distribution (heating density: medium ) - apartment complex - existing building - distributed level 0.67 | HOUDHC | HOUETARHN_OLDI_DMD | MKr20 | 2025 | 0.38661 | 0.0017966 | [6 empty] | ETA | I | OLD |  |  | RHNBHDHC | 4 | 0.66667 | HOUETARHNBHDHCN07_OLDI_FBHGASE01 | 0.895 | HOUETARHNBHDHCN07_OLDI | HOUETARHNBHGASE01_OLDI | BHGASE01 | BHDHCN07 | ETA_OLDI | BHGASE01_BHDHCN07 | 4 | -0.25 | 1 | Supported
HOUETARHNBHDHCN07_OLDI_FBHGASE01_D67 | Residential heating technology - Direct district heating substation - plus connection pipe - plus distribution (heating density: medium ) - apartment complex - existing building - distributed level 0.67 | HOUDHC | HOUETARHN_OLDI_DMD | MKr20 | 2030 | 0.38068 | 0.0017701 | [6 empty] | ETA | I | OLD |  |  | RHNBHDHC | 4 | 0.66667 | HOUETARHNBHDHCN07_OLDI_FBHGASE01 | 0.895 | HOUETARHNBHDHCN07_OLDI | HOUETARHNBHGASE01_OLDI | BHGASE01 | BHDHCN07 | ETA_OLDI | BHGASE01_BHDHCN07 | 4 | -0.25 | 1 | Supported
HOUETARHNBHDHCN07_OLDI_FBHGASE01_D67 | Residential heating technology - Direct district heating substation - plus connection pipe - plus distribution (heating density: medium ) - apartment complex - existing building - distributed level 0.67 | HOUDHC | HOUETARHN_OLDI_DMD | MKr20 | 2040 | 0.36924 | 0.0017164 | [6 empty] | ETA | I | OLD |  |  | RHNBHDHC | 4 | 0.66667 | HOUETARHNBHDHCN07_OLDI_FBHGASE01 | 0.895 | HOUETARHNBHDHCN07_OLDI | HOUETARHNBHGASE01_OLDI | BHGASE01 | BHDHCN07 | ETA_OLDI | BHGASE01_BHDHCN07 | 4 | -0.25 | 1 | Supported
HOUETARHNBHDHCN07_OLDI_FBHGASE01_D67 | Residential heating technology - Direct district heating substation - plus connection pipe - plus distribution (heating density: medium ) - apartment complex - existing building - distributed level 0.67 | HOUDHC | HOUETARHN_OLDI_DMD | MKr20 | 2050 | 0.35837 | 0.0016479 | [6 empty] | ETA | I | OLD |  |  | RHNBHDHC | 4 | 0.66667 | HOUETARHNBHDHCN07_OLDI_FBHGASE01 | 0.895 | HOUETARHNBHDHCN07_OLDI | HOUETARHNBHGASE01_OLDI | BHGASE01 | BHDHCN07 | ETA_OLDI | BHGASE01_BHDHCN07 | 4 | -0.25 | 1 | Supported
HOUETARHNBHDHCN05_OLDI_FBHGASE01_D67 | Residential heating technology - Direct district heating substation - plus connection pipe - plus distribution (heating density: high ) - apartment complex - existing building - distributed level 0.67 | HOUDHC | HOUETARHN_OLDI_DMD | MKr20 | 2020 | 0.32571 | 0.0017726 | [6 empty] | ETA | I | OLD |  |  | RHNBHDHC | 4 | 0.66667 | HOUETARHNBHDHCN05_OLDI_FBHGASE01 | 0.895 | HOUETARHNBHDHCN05_OLDI | HOUETARHNBHGASE01_OLDI | BHGASE01 | BHDHCN05 | ETA_OLDI | BHGASE01_BHDHCN05 | 4 | -0.25 | 1 | Supported
HOUETARHNBHDHCN05_OLDI_FBHGASE01_D67 | Residential heating technology - Direct district heating substation - plus connection pipe - plus distribution (heating density: high ) - apartment complex - existing building - distributed level 0.67 | HOUDHC | HOUETARHN_OLDI_DMD | MKr20 | 2025 | 0.31963 | 0.0017966 | [6 empty] | ETA | I | OLD |  |  | RHNBHDHC | 4 | 0.66667 | HOUETARHNBHDHCN05_OLDI_FBHGASE01 | 0.895 | HOUETARHNBHDHCN05_OLDI | HOUETARHNBHGASE01_OLDI | BHGASE01 | BHDHCN05 | ETA_OLDI | BHGASE01_BHDHCN05 | 4 | -0.25 | 1 | Supported
HOUETARHNBHDHCN05_OLDI_FBHGASE01_D67 | Residential heating technology - Direct district heating substation - plus connection pipe - plus distribution (heating density: high ) - apartment complex - existing building - distributed level 0.67 | HOUDHC | HOUETARHN_OLDI_DMD | MKr20 | 2030 | 0.31369 | 0.0017701 | [6 empty] | ETA | I | OLD |  |  | RHNBHDHC | 4 | 0.66667 | HOUETARHNBHDHCN05_OLDI_FBHGASE01 | 0.895 | HOUETARHNBHDHCN05_OLDI | HOUETARHNBHGASE01_OLDI | BHGASE01 | BHDHCN05 | ETA_OLDI | BHGASE01_BHDHCN05 | 4 | -0.25 | 1 | Supported
HOUETARHNBHDHCN05_OLDI_FBHGASE01_D67 | Residential heating technology - Direct district heating substation - plus connection pipe - plus distribution (heating density: high ) - apartment complex - existing building - distributed level 0.67 | HOUDHC | HOUETARHN_OLDI_DMD | MKr20 | 2040 | 0.30226 | 0.0017164 | [6 empty] | ETA | I | OLD |  |  | RHNBHDHC | 4 | 0.66667 | HOUETARHNBHDHCN05_OLDI_FBHGASE01 | 0.895 | HOUETARHNBHDHCN05_OLDI | HOUETARHNBHGASE01_OLDI | BHGASE01 | BHDHCN05 | ETA_OLDI | BHGASE01_BHDHCN05 | 4 | -0.25 | 1 | Supported
HOUETARHNBHDHCN05_OLDI_FBHGASE01_D67 | Residential heating technology - Direct district heating substation - plus connection pipe - plus distribution (heating density: high ) - apartment complex - existing building - distributed level 0.67 | HOUDHC | HOUETARHN_OLDI_DMD | MKr20 | 2050 | 0.29138 | 0.0016479 | [6 empty] | ETA | I | OLD |  |  | RHNBHDHC | 4 | 0.66667 | HOUETARHNBHDHCN05_OLDI_FBHGASE01 | 0.895 | HOUETARHNBHDHCN05_OLDI | HOUETARHNBHGASE01_OLDI | BHGASE01 | BHDHCN05 | ETA_OLDI | BHGASE01_BHDHCN05 | 4 | -0.25 | 1 | Supported
HOUETARHNHPELCN05_OLDC_FBHOILE01_D67 | Residential heating technology - Heat pump, Air-to-water - leasing - apartment complex - existing building - distributed level 0.67 | HOUELC, HOUAMB | HOUETARHN_OLDC_DMD | MKr20 | 2020 | 3.8502 | 0.36113 | 0.35767 | [5 empty] | ETA | C | OLD | 2.7959 |  | RHNHPELC | 4 | 0.66667 | HOUETARHNHPELCN05_OLDC_FBHOILE01 | 0.799 | HOUETARHNHPELCN05_OLDC | HOUETARHNBHOILE01_OLDC | BHOILE01 | HPELCN05 | ETA_OLDC | BHOILE01_HPELCN05 | 4 | -0.25 | 1 | Supported
HOUETARHNHPELCN05_OLDC_FBHOILE01_D67 | Residential heating technology - Heat pump, Air-to-water - leasing - apartment complex - existing building - distributed level 0.67 | HOUELC, HOUAMB | HOUETARHN_OLDC_DMD | MKr20 | 2025 | 3.4476 | 0.33198 | 0.34008 | [5 empty] | ETA | C | OLD | 2.9405 |  | RHNHPELC | 4 | 0.66667 | HOUETARHNHPELCN05_OLDC_FBHOILE01 | 0.799 | HOUETARHNHPELCN05_OLDC | HOUETARHNBHOILE01_OLDC | BHOILE01 | HPELCN05 | ETA_OLDC | BHOILE01_HPELCN05 | 4 | -0.25 | 1 | Supported
HOUETARHNHPELCN05_OLDC_FBHOILE01_D67 | Residential heating technology - Heat pump, Air-to-water - leasing - apartment complex - existing building - distributed level 0.67 | HOUELC, HOUAMB | HOUETARHN_OLDC_DMD | MKr20 | 2030 | 3.0449 | 0.3028 | 0.32413 | [5 empty] | ETA | C | OLD | 3.0851 |  | RHNHPELC | 4 | 0.66667 | HOUETARHNHPELCN05_OLDC_FBHOILE01 | 0.799 | HOUETARHNHPELCN05_OLDC | HOUETARHNBHOILE01_OLDC | BHOILE01 | HPELCN05 | ETA_OLDC | BHOILE01_HPELCN05 | 4 | -0.25 | 1 | Supported
HOUETARHNHPELCN05_OLDC_FBHOILE01_D67 | Residential heating technology - Heat pump, Air-to-water - leasing - apartment complex - existing building - distributed level 0.67 | HOUELC, HOUAMB | HOUETARHN_OLDC_DMD | MKr20 | 2040 | 2.7272 | 0.27907 | 0.30962 | [5 empty] | ETA | C | OLD | 3.2298 |  | RHNHPELC | 4 | 0.66667 | HOUETARHNHPELCN05_OLDC_FBHOILE01 | 0.799 | HOUETARHNHPELCN05_OLDC | HOUETARHNBHOILE01_OLDC | BHOILE01 | HPELCN05 | ETA_OLDC | BHOILE01_HPELCN05 | 4 | -0.25 | 1 | Supported
HOUETARHNHPELCN05_OLDC_FBHOILE01_D67 | Residential heating technology - Heat pump, Air-to-water - leasing - apartment complex - existing building - distributed level 0.67 | HOUELC, HOUAMB | HOUETARHN_OLDC_DMD | MKr20 | 2050 | 2.4095 | 0.25532 | 0.29635 | [5 empty] | ETA | C | OLD | 3.3744 |  | RHNHPELC | 4 | 0.66667 | HOUETARHNHPELCN05_OLDC_FBHOILE01 | 0.799 | HOUETARHNHPELCN05_OLDC | HOUETARHNBHOILE01_OLDC | BHOILE01 | HPELCN05 | ETA_OLDC | BHOILE01_HPELCN05 | 4 | -0.25 | 1 | Supported
HOUETARHNHPELCN04_OLDC_FBHOILE01_D67 | Residential heating technology - Heat pump, Ground source - apartment complex - existing building - distributed level 0.67 | HOUELC, HOUAMB | HOUETARHN_OLDC_DMD | MKr20 | 2020 | 7.1745 | 0.053517 | 0.32413 | [5 empty] | ETA | C | OLD | 3.0851 |  | RHNHPELC | 4 | 0.66667 | HOUETARHNHPELCN04_OLDC_FBHOILE01 | 0.799 | HOUETARHNHPELCN04_OLDC | HOUETARHNBHOILE01_OLDC | BHOILE01 | HPELCN04 | ETA_OLDC | BHOILE01_HPELCN04 | 4 | -0.25 | 1 | Supported
HOUETARHNHPELCN04_OLDC_FBHOILE01_D67 | Residential heating technology - Heat pump, Ground source - apartment complex - existing building - distributed level 0.67 | HOUELC, HOUAMB | HOUETARHN_OLDC_DMD | MKr20 | 2025 | 6.6364 | 0.053094 | 0.31431 | [5 empty] | ETA | C | OLD | 3.1815 |  | RHNHPELC | 4 | 0.66667 | HOUETARHNHPELCN04_OLDC_FBHOILE01 | 0.799 | HOUETARHNHPELCN04_OLDC | HOUETARHNBHOILE01_OLDC | BHOILE01 | HPELCN04 | ETA_OLDC | BHOILE01_HPELCN04 | 4 | -0.25 | 1 | Supported
HOUETARHNHPELCN04_OLDC_FBHOILE01_D67 | Residential heating technology - Heat pump, Ground source - apartment complex - existing building - distributed level 0.67 | HOUELC, HOUAMB | HOUETARHN_OLDC_DMD | MKr20 | 2030 | 6.0983 | 0.052631 | 0.30507 | [5 empty] | ETA | C | OLD | 3.278 |  | RHNHPELC | 4 | 0.66667 | HOUETARHNHPELCN04_OLDC_FBHOILE01 | 0.799 | HOUETARHNHPELCN04_OLDC | HOUETARHNBHOILE01_OLDC | BHOILE01 | HPELCN04 | ETA_OLDC | BHOILE01_HPELCN04 | 4 | -0.25 | 1 | Supported
HOUETARHNHPELCN04_OLDC_FBHOILE01_D67 | Residential heating technology - Heat pump, Ground source - apartment complex - existing building - distributed level 0.67 | HOUELC, HOUAMB | HOUETARHN_OLDC_DMD | MKr20 | 2040 | 5.641 | 0.051561 | 0.29218 | [5 empty] | ETA | C | OLD | 3.4226 |  | RHNHPELC | 4 | 0.66667 | HOUETARHNHPELCN04_OLDC_FBHOILE01 | 0.799 | HOUETARHNHPELCN04_OLDC | HOUETARHNBHOILE01_OLDC | BHOILE01 | HPELCN04 | ETA_OLDC | BHOILE01_HPELCN04 | 4 | -0.25 | 1 | Supported
HOUETARHNHPELCN04_OLDC_FBHOILE01_D67 | Residential heating technology - Heat pump, Ground source - apartment complex - existing building - distributed level 0.67 | HOUELC, HOUAMB | HOUETARHN_OLDC_DMD | MKr20 | 2050 | 5.1836 | 0.050472 | 0.28812 | [5 empty] | ETA | C | OLD | 3.4708 |  | RHNHPELC | 4 | 0.66667 | HOUETARHNHPELCN04_OLDC_FBHOILE01 | 0.799 | HOUETARHNHPELCN04_OLDC | HOUETARHNBHOILE01_OLDC | BHOILE01 | HPELCN04 | ETA_OLDC | BHOILE01_HPELCN04 | 4 | -0.25 | 1 | Supported
HOUETARHNHPELCN03_OLDC_FBHOILE01_D67 | Residential heating technology - Heat pump, Air-to-water - apartment complex - existing building - distributed level 0.67 | HOUELC, HOUAMB | HOUETARHN_OLDC_DMD | MKr20 | 2020 | 7.7004 | 0.086482 | 0.35767 | [5 empty] | ETA | C | OLD | 2.7959 |  | RHNHPELC | 4 | 0.66667 | HOUETARHNHPELCN03_OLDC_FBHOILE01 | 0.799 | HOUETARHNHPELCN03_OLDC | HOUETARHNBHOILE01_OLDC | BHOILE01 | HPELCN03 | ETA_OLDC | BHOILE01_HPELCN03 | 4 | -0.25 | 1 | Supported
HOUETARHNHPELCN03_OLDC_FBHOILE01_D67 | Residential heating technology - Heat pump, Air-to-water - apartment complex - existing building - distributed level 0.67 | HOUELC, HOUAMB | HOUETARHN_OLDC_DMD | MKr20 | 2025 | 6.8951 | 0.086059 | 0.34008 | [5 empty] | ETA | C | OLD | 2.9405 |  | RHNHPELC | 4 | 0.66667 | HOUETARHNHPELCN03_OLDC_FBHOILE01 | 0.799 | HOUETARHNHPELCN03_OLDC | HOUETARHNBHOILE01_OLDC | BHOILE01 | HPELCN03 | ETA_OLDC | BHOILE01_HPELCN03 | 4 | -0.25 | 1 | Supported
HOUETARHNHPELCN03_OLDC_FBHOILE01_D67 | Residential heating technology - Heat pump, Air-to-water - apartment complex - existing building - distributed level 0.67 | HOUELC, HOUAMB | HOUETARHN_OLDC_DMD | MKr20 | 2030 | 6.0899 | 0.085596 | 0.32413 | [5 empty] | ETA | C | OLD | 3.0851 |  | RHNHPELC | 4 | 0.66667 | HOUETARHNHPELCN03_OLDC_FBHOILE01 | 0.799 | HOUETARHNHPELCN03_OLDC | HOUETARHNBHOILE01_OLDC | BHOILE01 | HPELCN03 | ETA_OLDC | BHOILE01_HPELCN03 | 4 | -0.25 | 1 | Supported
HOUETARHNHPELCN03_OLDC_FBHOILE01_D67 | Residential heating technology - Heat pump, Air-to-water - apartment complex - existing building - distributed level 0.67 | HOUELC, HOUAMB | HOUETARHN_OLDC_DMD | MKr20 | 2040 | 5.4545 | 0.084526 | 0.30962 | [5 empty] | ETA | C | OLD | 3.2298 |  | RHNHPELC | 4 | 0.66667 | HOUETARHNHPELCN03_OLDC_FBHOILE01 | 0.799 | HOUETARHNHPELCN03_OLDC | HOUETARHNBHOILE01_OLDC | BHOILE01 | HPELCN03 | ETA_OLDC | BHOILE01_HPELCN03 | 4 | -0.25 | 1 | Supported
HOUETARHNHPELCN03_OLDC_FBHOILE01_D67 | Residential heating technology - Heat pump, Air-to-water - apartment complex - existing building - distributed level 0.67 | HOUELC, HOUAMB | HOUETARHN_OLDC_DMD | MKr20 | 2050 | 4.8191 | 0.083437 | 0.29635 | [5 empty] | ETA | C | OLD | 3.3744 |  | RHNHPELC | 4 | 0.66667 | HOUETARHNHPELCN03_OLDC_FBHOILE01 | 0.799 | HOUETARHNHPELCN03_OLDC | HOUETARHNBHOILE01_OLDC | BHOILE01 | HPELCN03 | ETA_OLDC | BHOILE01_HPELCN03 | 4 | -0.25 | 1 | Supported
HOUETARHNHPELCN02_OLDC_FBHOILE01_D67 | Residential heating technology - Heat pump, Air-to-air - single-family house - existing building - distributed level 0.67 | HOUELC, HOUAMB | HOUETARHN_OLDC_DMD | MKr20 | 2020 | 3.2165 | 0.18468 | 0.21386 | [5 empty] | ETA | C | OLD | 4.6759 |  | RHNHPELC | 4 | 0.66667 | HOUETARHNHPELCN02_OLDC_FBHOILE01 | 0.799 | HOUETARHNHPELCN02_OLDC | HOUETARHNBHOILE01_OLDC | BHOILE01 | HPELCN02 | ETA_OLDC | BHOILE01_HPELCN02 | 5 | 0 | 1.1 | Unlikely
HOUETARHNHPELCN02_OLDC_FBHOILE01_D67 | Residential heating technology - Heat pump, Air-to-air - single-family house - existing building - distributed level 0.67 | HOUELC, HOUAMB | HOUETARHN_OLDC_DMD | MKr20 | 2025 | 3.1379 | 0.12547 | 0.20338 | [5 empty] | ETA | C | OLD | 4.9169 |  | RHNHPELC | 4 | 0.66667 | HOUETARHNHPELCN02_OLDC_FBHOILE01 | 0.799 | HOUETARHNHPELCN02_OLDC | HOUETARHNBHOILE01_OLDC | BHOILE01 | HPELCN02 | ETA_OLDC | BHOILE01_HPELCN02 | 5 | 0 | 1.1 | Unlikely
HOUETARHNHPELCN02_OLDC_FBHOILE01_D67 | Residential heating technology - Heat pump, Air-to-air - single-family house - existing building - distributed level 0.67 | HOUELC, HOUAMB | HOUETARHN_OLDC_DMD | MKr20 | 2030 | 3.0593 | 0.12315 | 0.1957 | [5 empty] | ETA | C | OLD | 5.1098 |  | RHNHPELC | 4 | 0.66667 | HOUETARHNHPELCN02_OLDC_FBHOILE01 | 0.799 | HOUETARHNHPELCN02_OLDC | HOUETARHNBHOILE01_OLDC | BHOILE01 | HPELCN02 | ETA_OLDC | BHOILE01_HPELCN02 | 5 | 0 | 1.1 | Unlikely
HOUETARHNHPELCN02_OLDC_FBHOILE01_D67 | Residential heating technology - Heat pump, Air-to-air - single-family house - existing building - distributed level 0.67 | HOUELC, HOUAMB | HOUETARHN_OLDC_DMD | MKr20 | 2040 | 2.9134 | 0.11885 | 0.18859 | [5 empty] | ETA | C | OLD | 5.3026 |  | RHNHPELC | 4 | 0.66667 | HOUETARHNHPELCN02_OLDC_FBHOILE01 | 0.799 | HOUETARHNHPELCN02_OLDC | HOUETARHNBHOILE01_OLDC | BHOILE01 | HPELCN02 | ETA_OLDC | BHOILE01_HPELCN02 | 5 | 0 | 1.1 | Unlikely
HOUETARHNHPELCN02_OLDC_FBHOILE01_D67 | Residential heating technology - Heat pump, Air-to-air - single-family house - existing building - distributed level 0.67 | HOUELC, HOUAMB | HOUETARHN_OLDC_DMD | MKr20 | 2050 | 2.7675 | 0.11455 | 0.18522 | [5 empty] | ETA | C | OLD | 5.399 |  | RHNHPELC | 4 | 0.66667 | HOUETARHNHPELCN02_OLDC_FBHOILE01 | 0.799 | HOUETARHNHPELCN02_OLDC | HOUETARHNBHOILE01_OLDC | BHOILE01 | HPELCN02 | ETA_OLDC | BHOILE01_HPELCN02 | 5 | 0 | 1.1 | Unlikely
HOUETARHNDIELCN06_OLDC_FBHOILE01_D67 | Residential heating technology - Electric heating - electric panel from Bauhaus - apartment complex - new building - distributed level 0.67 | HOUELC | HOUETARHN_OLDC_DMD | MKr20 | 2020 | 0.64843 | 0 | [6 empty] | ETA | C | OLD |  |  | RHNDIELC | 4 | 0.66667 | HOUETARHNDIELCN06_OLDC_FBHOILE01 | 0.799 | HOUETARHNDIELCN06_OLDC | HOUETARHNBHOILE01_OLDC | BHOILE01 | DIELCN06 | ETA_OLDC | BHOILE01_DIELCN06 | 5 | 0 | 1.1 | Unlikely
HOUETARHNDIELCN06_OLDC_FBHOILE01_D67 | Residential heating technology - Electric heating - electric panel from Bauhaus - apartment complex - new building - distributed level 0.67 | HOUELC | HOUETARHN_OLDC_DMD | MKr20 | 2025 | 0.64843 | 0 | [6 empty] | ETA | C | OLD |  |  | RHNDIELC | 4 | 0.66667 | HOUETARHNDIELCN06_OLDC_FBHOILE01 | 0.799 | HOUETARHNDIELCN06_OLDC | HOUETARHNBHOILE01_OLDC | BHOILE01 | DIELCN06 | ETA_OLDC | BHOILE01_DIELCN06 | 5 | 0 | 1.1 | Unlikely
HOUETARHNDIELCN06_OLDC_FBHOILE01_D67 | Residential heating technology - Electric heating - electric panel from Bauhaus - apartment complex - new building - distributed level 0.67 | HOUELC | HOUETARHN_OLDC_DMD | MKr20 | 2030 | 0.64843 | 0 | [6 empty] | ETA | C | OLD |  |  | RHNDIELC | 4 | 0.66667 | HOUETARHNDIELCN06_OLDC_FBHOILE01 | 0.799 | HOUETARHNDIELCN06_OLDC | HOUETARHNBHOILE01_OLDC | BHOILE01 | DIELCN06 | ETA_OLDC | BHOILE01_DIELCN06 | 5 | 0 | 1.1 | Unlikely
HOUETARHNDIELCN06_OLDC_FBHOILE01_D67 | Residential heating technology - Electric heating - electric panel from Bauhaus - apartment complex - new building - distributed level 0.67 | HOUELC | HOUETARHN_OLDC_DMD | MKr20 | 2040 | 0.64843 | 0 | [6 empty] | ETA | C | OLD |  |  | RHNDIELC | 4 | 0.66667 | HOUETARHNDIELCN06_OLDC_FBHOILE01 | 0.799 | HOUETARHNDIELCN06_OLDC | HOUETARHNBHOILE01_OLDC | BHOILE01 | DIELCN06 | ETA_OLDC | BHOILE01_DIELCN06 | 5 | 0 | 1.1 | Unlikely
HOUETARHNDIELCN06_OLDC_FBHOILE01_D67 | Residential heating technology - Electric heating - electric panel from Bauhaus - apartment complex - new building - distributed level 0.67 | HOUELC | HOUETARHN_OLDC_DMD | MKr20 | 2050 | 0.64843 | 0 | [6 empty] | ETA | C | OLD |  |  | RHNDIELC | 4 | 0.66667 | HOUETARHNDIELCN06_OLDC_FBHOILE01 | 0.799 | HOUETARHNDIELCN06_OLDC | HOUETARHNBHOILE01_OLDC | BHOILE01 | DIELCN06 | ETA_OLDC | BHOILE01_DIELCN06 | 5 | 0 | 1.1 | Unlikely
HOUETARHNDIELCN01_OLDC_FBHOILE01_D67 | Residential heating technology - Electric heating - apartment complex - new building - distributed level 0.67 | HOUELC | HOUETARHN_OLDC_DMD | MKr20 | 2020 | 6.0226 | 0.0024454 | [6 empty] | ETA | C | OLD |  |  | RHNDIELC | 4 | 0.66667 | HOUETARHNDIELCN01_OLDC_FBHOILE01 | 0.799 | HOUETARHNDIELCN01_OLDC | HOUETARHNBHOILE01_OLDC | BHOILE01 | DIELCN01 | ETA_OLDC | BHOILE01_DIELCN01 | 5 | 0 | 1.1 | Unlikely
HOUETARHNDIELCN01_OLDC_FBHOILE01_D67 | Residential heating technology - Electric heating - apartment complex - new building - distributed level 0.67 | HOUELC | HOUETARHN_OLDC_DMD | MKr20 | 2025 | 5.8735 | 0.0023455 | [6 empty] | ETA | C | OLD |  |  | RHNDIELC | 4 | 0.66667 | HOUETARHNDIELCN01_OLDC_FBHOILE01 | 0.799 | HOUETARHNDIELCN01_OLDC | HOUETARHNBHOILE01_OLDC | BHOILE01 | DIELCN01 | ETA_OLDC | BHOILE01_DIELCN01 | 5 | 0 | 1.1 | Unlikely
HOUETARHNDIELCN01_OLDC_FBHOILE01_D67 | Residential heating technology - Electric heating - apartment complex - new building - distributed level 0.67 | HOUELC | HOUETARHN_OLDC_DMD | MKr20 | 2030 | 5.7282 | 0.0022956 | [6 empty] | ETA | C | OLD |  |  | RHNDIELC | 4 | 0.66667 | HOUETARHNDIELCN01_OLDC_FBHOILE01 | 0.799 | HOUETARHNDIELCN01_OLDC | HOUETARHNBHOILE01_OLDC | BHOILE01 | DIELCN01 | ETA_OLDC | BHOILE01_DIELCN01 | 5 | 0 | 1.1 | Unlikely
HOUETARHNDIELCN01_OLDC_FBHOILE01_D67 | Residential heating technology - Electric heating - apartment complex - new building - distributed level 0.67 | HOUELC | HOUETARHN_OLDC_DMD | MKr20 | 2040 | 5.4481 | 0.0021958 | [6 empty] | ETA | C | OLD |  |  | RHNDIELC | 4 | 0.66667 | HOUETARHNDIELCN01_OLDC_FBHOILE01 | 0.799 | HOUETARHNDIELCN01_OLDC | HOUETARHNBHOILE01_OLDC | BHOILE01 | DIELCN01 | ETA_OLDC | BHOILE01_DIELCN01 | 5 | 0 | 1.1 | Unlikely
HOUETARHNDIELCN01_OLDC_FBHOILE01_D67 | Residential heating technology - Electric heating - apartment complex - new building - distributed level 0.67 | HOUELC | HOUETARHN_OLDC_DMD | MKr20 | 2050 | 5.1817 | 0.002096 | [6 empty] | ETA | C | OLD |  |  | RHNDIELC | 4 | 0.66667 | HOUETARHNDIELCN01_OLDC_FBHOILE01 | 0.799 | HOUETARHNDIELCN01_OLDC | HOUETARHNBHOILE01_OLDC | BHOILE01 | DIELCN01 | ETA_OLDC | BHOILE01_DIELCN01 | 5 | 0 | 1.1 | Unlikely
HOUETARHNBHWPEN01_OLDC_FBHOILE01_D67 | Residential heating technology - Biomass boiler, automatic stoking , wood pellets or wood chips - apartment complex - existing building - distributed level 0.67 | HOUWPE | HOUETARHN_OLDC_DMD | MKr20 | 2020 | 1.6488 | 0.029971 |  | 25 | 14 | 70 | 2 | 4 | ETA | C | OLD |  |  | RHNBHWPE | 4 | 0.66667 | HOUETARHNBHWPEN01_OLDC_FBHOILE01 | 0.799 | HOUETARHNBHWPEN01_OLDC | HOUETARHNBHOILE01_OLDC | BHOILE01 | BHWPEN01 | ETA_OLDC | BHOILE01_BHWPEN01 | 6 | 0 | 1 | New
HOUETARHNBHWPEN01_OLDC_FBHOILE01_D67 | Residential heating technology - Biomass boiler, automatic stoking , wood pellets or wood chips - apartment complex - existing building - distributed level 0.67 | HOUWPE | HOUETARHN_OLDC_DMD | MKr20 | 2025 | 1.608 | 0.029758 |  | 25 | 14 | 60 | 2 | 4 | ETA | C | OLD |  |  | RHNBHWPE | 4 | 0.66667 | HOUETARHNBHWPEN01_OLDC_FBHOILE01 | 0.799 | HOUETARHNBHWPEN01_OLDC | HOUETARHNBHOILE01_OLDC | BHOILE01 | BHWPEN01 | ETA_OLDC | BHOILE01_BHWPEN01 | 6 | 0 | 1 | New
HOUETARHNBHWPEN01_OLDC_FBHOILE01_D67 | Residential heating technology - Biomass boiler, automatic stoking , wood pellets or wood chips - apartment complex - existing building - distributed level 0.67 | HOUWPE | HOUETARHN_OLDC_DMD | MKr20 | 2030 | 1.5682 | 0.029892 |  | 25 | 11 | 50 | 1 | 4 | ETA | C | OLD |  |  | RHNBHWPE | 4 | 0.66667 | HOUETARHNBHWPEN01_OLDC_FBHOILE01 | 0.799 | HOUETARHNBHWPEN01_OLDC | HOUETARHNBHOILE01_OLDC | BHOILE01 | BHWPEN01 | ETA_OLDC | BHOILE01_BHWPEN01 | 6 | 0 | 1 | New
HOUETARHNBHWPEN01_OLDC_FBHOILE01_D67 | Residential heating technology - Biomass boiler, automatic stoking , wood pellets or wood chips - apartment complex - existing building - distributed level 0.67 | HOUWPE | HOUETARHN_OLDC_DMD | MKr20 | 2040 | 1.4915 | 0.028937 |  | 25 | 9 | 45 | 1 | 4 | ETA | C | OLD |  |  | RHNBHWPE | 4 | 0.66667 | HOUETARHNBHWPEN01_OLDC_FBHOILE01 | 0.799 | HOUETARHNBHWPEN01_OLDC | HOUETARHNBHOILE01_OLDC | BHOILE01 | BHWPEN01 | ETA_OLDC | BHOILE01_BHWPEN01 | 6 | 0 | 1 | New
HOUETARHNBHWPEN01_OLDC_FBHOILE01_D67 | Residential heating technology - Biomass boiler, automatic stoking , wood pellets or wood chips - apartment complex - existing building - distributed level 0.67 | HOUWPE | HOUETARHN_OLDC_DMD | MKr20 | 2050 | 1.4186 | 0.027691 |  | 25 | 9 | 40 | 0 | 4 | ETA | C | OLD |  |  | RHNBHWPE | 4 | 0.66667 | HOUETARHNBHWPEN01_OLDC_FBHOILE01 | 0.799 | HOUETARHNBHWPEN01_OLDC | HOUETARHNBHOILE01_OLDC | BHOILE01 | BHWPEN01 | ETA_OLDC | BHOILE01_BHWPEN01 | 6 | 0 | 1 | New
HOUETARHNBHSOLN01_OLDC_FBHOILE01_D67 | Residential heating technology - Solar heating system - apartment complex - existing building - distributed level 0.67 | HOUSOL | HOUETARHN_OLDC_DMD | MKr20 | 2020 | 5.0818 | 0.023783 | [6 empty] | ETA | C | OLD |  |  | RHNBHSOL | 4 | 0.66667 | HOUETARHNBHSOLN01_OLDC_FBHOILE01 | 0.799 | HOUETARHNBHSOLN01_OLDC | HOUETARHNBHOILE01_OLDC | BHOILE01 | BHSOLN01 | ETA_OLDC | BHOILE01_BHSOLN01 | 5 | 0 | 1.1 | Unlikely
HOUETARHNBHSOLN01_OLDC_FBHOILE01_D67 | Residential heating technology - Solar heating system - apartment complex - existing building - distributed level 0.67 | HOUSOL | HOUETARHN_OLDC_DMD | MKr20 | 2025 | 4.8622 | 0.025209 | [6 empty] | ETA | C | OLD |  |  | RHNBHSOL | 4 | 0.66667 | HOUETARHNBHSOLN01_OLDC_FBHOILE01 | 0.799 | HOUETARHNBHSOLN01_OLDC | HOUETARHNBHOILE01_OLDC | BHOILE01 | BHSOLN01 | ETA_OLDC | BHOILE01_BHSOLN01 | 5 | 0 | 1.1 | Unlikely
HOUETARHNBHSOLN01_OLDC_FBHOILE01_D67 | Residential heating technology - Solar heating system - apartment complex - existing building - distributed level 0.67 | HOUSOL | HOUETARHN_OLDC_DMD | MKr20 | 2030 | 4.6426 | 0.025751 | [6 empty] | ETA | C | OLD |  |  | RHNBHSOL | 4 | 0.66667 | HOUETARHNBHSOLN01_OLDC_FBHOILE01 | 0.799 | HOUETARHNBHSOLN01_OLDC | HOUETARHNBHOILE01_OLDC | BHOILE01 | BHSOLN01 | ETA_OLDC | BHOILE01_BHSOLN01 | 5 | 0 | 1.1 | Unlikely
HOUETARHNBHSOLN01_OLDC_FBHOILE01_D67 | Residential heating technology - Solar heating system - apartment complex - existing building - distributed level 0.67 | HOUSOL | HOUETARHN_OLDC_DMD | MKr20 | 2040 | 4.423 | 0.025052 | [6 empty] | ETA | C | OLD |  |  | RHNBHSOL | 4 | 0.66667 | HOUETARHNBHSOLN01_OLDC_FBHOILE01 | 0.799 | HOUETARHNBHSOLN01_OLDC | HOUETARHNBHOILE01_OLDC | BHOILE01 | BHSOLN01 | ETA_OLDC | BHOILE01_BHSOLN01 | 5 | 0 | 1.1 | Unlikely
HOUETARHNBHSOLN01_OLDC_FBHOILE01_D67 | Residential heating technology - Solar heating system - apartment complex - existing building - distributed level 0.67 | HOUSOL | HOUETARHN_OLDC_DMD | MKr20 | 2050 | 4.2034 | 0.023783 | [6 empty] | ETA | C | OLD |  |  | RHNBHSOL | 4 | 0.66667 | HOUETARHNBHSOLN01_OLDC_FBHOILE01 | 0.799 | HOUETARHNBHSOLN01_OLDC | HOUETARHNBHOILE01_OLDC | BHOILE01 | BHSOLN01 | ETA_OLDC | BHOILE01_BHSOLN01 | 5 | 0 | 1.1 | Unlikely
HOUETARHNBHOILN01_OLDC_FBHOILE01_D67 | Residential heating technology - Oil boiler (mineral oil fired, < 10 % FAME) - apartment complex - existing building - distributed level 0.67 | HOUOIL, HOUDSB, HOUDSE | HOUETARHN_OLDC_DMD | MKr20 | 2020 | 0.58573 | 0.020737 |  | 6.7 | 5 | 52 | 0 | 0 | ETA | C | OLD |  |  | RHNBHOIL | 4 | 0.66667 | HOUETARHNBHOILN01_OLDC_FBHOILE01 | 0.799 | HOUETARHNBHOILN01_OLDC | HOUETARHNBHOILE01_OLDC | BHOILE01 | BHOILN01 | ETA_OLDC | BHOILE01_BHOILN01 | 2 | 0 | 0.9 | Same
HOUETARHNBHOILN01_OLDC_FBHOILE01_D67 | Residential heating technology - Oil boiler (mineral oil fired, < 10 % FAME) - apartment complex - existing building - distributed level 0.67 | HOUOIL, HOUDSB, HOUDSE | HOUETARHN_OLDC_DMD | MKr20 | 2025 | 0.57123 | 0.020817 |  | 6.7 | 5 | 52 | 0 | 0 | ETA | C | OLD |  |  | RHNBHOIL | 4 | 0.66667 | HOUETARHNBHOILN01_OLDC_FBHOILE01 | 0.799 | HOUETARHNBHOILN01_OLDC | HOUETARHNBHOILE01_OLDC | BHOILE01 | BHOILN01 | ETA_OLDC | BHOILE01_BHOILN01 | 2 | 0 | 0.9 | Same
HOUETARHNBHOILN01_OLDC_FBHOILE01_D67 | Residential heating technology - Oil boiler (mineral oil fired, < 10 % FAME) - apartment complex - existing building - distributed level 0.67 | HOUOIL, HOUDSB, HOUDSE | HOUETARHN_OLDC_DMD | MKr20 | 2030 | 0.5571 | 0.021118 |  | 6.7 | 5 | 52 | 0 | 0 | ETA | C | OLD |  |  | RHNBHOIL | 4 | 0.66667 | HOUETARHNBHOILN01_OLDC_FBHOILE01 | 0.799 | HOUETARHNBHOILN01_OLDC | HOUETARHNBHOILE01_OLDC | BHOILE01 | BHOILN01 | ETA_OLDC | BHOILE01_BHOILN01 | 2 | 0 | 0.9 | Same
HOUETARHNBHOILN01_OLDC_FBHOILE01_D67 | Residential heating technology - Oil boiler (mineral oil fired, < 10 % FAME) - apartment complex - existing building - distributed level 0.67 | HOUOIL, HOUDSB, HOUDSE | HOUETARHN_OLDC_DMD | MKr20 | 2040 | 0.52986 | 0.021312 |  | 6.7 | 5 | 52 | 0 | 0 | ETA | C | OLD |  |  | RHNBHOIL | 4 | 0.66667 | HOUETARHNBHOILN01_OLDC_FBHOILE01 | 0.799 | HOUETARHNBHOILN01_OLDC | HOUETARHNBHOILE01_OLDC | BHOILE01 | BHOILN01 | ETA_OLDC | BHOILE01_BHOILN01 | 2 | 0 | 0.9 | Same
HOUETARHNBHOILN01_OLDC_FBHOILE01_D67 | Residential heating technology - Oil boiler (mineral oil fired, < 10 % FAME) - apartment complex - existing building - distributed level 0.67 | HOUOIL, HOUDSB, HOUDSE | HOUETARHN_OLDC_DMD | MKr20 | 2050 | 0.50395 | 0.02149 |  | 6.7 | 5 | 52 | 0 | 0 | ETA | C | OLD |  |  | RHNBHOIL | 4 | 0.66667 | HOUETARHNBHOILN01_OLDC_FBHOILE01 | 0.799 | HOUETARHNBHOILN01_OLDC | HOUETARHNBHOILE01_OLDC | BHOILE01 | BHOILN01 | ETA_OLDC | BHOILE01_BHOILN01 | 2 | 0 | 0.9 | Same
HOUETARHNBHDHCN03_OLDC_FBHOILE01_D67 | Residential heating technology - Direct district heating substation - plus connection pipe - apartment complex - existing building - distributed level 0.67 | HOUDHC | HOUETARHN_OLDC_DMD | MKr20 | 2020 | 0.32571 | 0.0017726 | [6 empty] | ETA | C | OLD |  |  | RHNBHDHC | 4 | 0.66667 | HOUETARHNBHDHCN03_OLDC_FBHOILE01 | 0.799 | HOUETARHNBHDHCN03_OLDC | HOUETARHNBHOILE01_OLDC | BHOILE01 | BHDHCN03 | ETA_OLDC | BHOILE01_BHDHCN03 | 6 | 0 | 1 | New
HOUETARHNBHDHCN03_OLDC_FBHOILE01_D67 | Residential heating technology - Direct district heating substation - plus connection pipe - apartment complex - existing building - distributed level 0.67 | HOUDHC | HOUETARHN_OLDC_DMD | MKr20 | 2025 | 0.31963 | 0.0017966 | [6 empty] | ETA | C | OLD |  |  | RHNBHDHC | 4 | 0.66667 | HOUETARHNBHDHCN03_OLDC_FBHOILE01 | 0.799 | HOUETARHNBHDHCN03_OLDC | HOUETARHNBHOILE01_OLDC | BHOILE01 | BHDHCN03 | ETA_OLDC | BHOILE01_BHDHCN03 | 6 | 0 | 1 | New
HOUETARHNBHDHCN03_OLDC_FBHOILE01_D67 | Residential heating technology - Direct district heating substation - plus connection pipe - apartment complex - existing building - distributed level 0.67 | HOUDHC | HOUETARHN_OLDC_DMD | MKr20 | 2030 | 0.31369 | 0.0017701 | [6 empty] | ETA | C | OLD |  |  | RHNBHDHC | 4 | 0.66667 | HOUETARHNBHDHCN03_OLDC_FBHOILE01 | 0.799 | HOUETARHNBHDHCN03_OLDC | HOUETARHNBHOILE01_OLDC | BHOILE01 | BHDHCN03 | ETA_OLDC | BHOILE01_BHDHCN03 | 6 | 0 | 1 | New
HOUETARHNBHDHCN03_OLDC_FBHOILE01_D67 | Residential heating technology - Direct district heating substation - plus connection pipe - apartment complex - existing building - distributed level 0.67 | HOUDHC | HOUETARHN_OLDC_DMD | MKr20 | 2040 | 0.30226 | 0.0017164 | [6 empty] | ETA | C | OLD |  |  | RHNBHDHC | 4 | 0.66667 | HOUETARHNBHDHCN03_OLDC_FBHOILE01 | 0.799 | HOUETARHNBHDHCN03_OLDC | HOUETARHNBHOILE01_OLDC | BHOILE01 | BHDHCN03 | ETA_OLDC | BHOILE01_BHDHCN03 | 6 | 0 | 1 | New
HOUETARHNBHDHCN03_OLDC_FBHOILE01_D67 | Residential heating technology - Direct district heating substation - plus connection pipe - apartment complex - existing building - distributed level 0.67 | HOUDHC | HOUETARHN_OLDC_DMD | MKr20 | 2050 | 0.29138 | 0.0016479 | [6 empty] | ETA | C | OLD |  |  | RHNBHDHC | 4 | 0.66667 | HOUETARHNBHDHCN03_OLDC_FBHOILE01 | 0.799 | HOUETARHNBHDHCN03_OLDC | HOUETARHNBHOILE01_OLDC | BHOILE01 | BHDHCN03 | ETA_OLDC | BHOILE01_BHDHCN03 | 6 | 0 | 1 | New
HOUETARHNHPELCN05_OLDD_FBHOILE01_D67 | Residential heating technology - Heat pump, Air-to-water - leasing - apartment complex - existing building - distributed level 0.67 | HOUELC, HOUAMB | HOUETARHN_OLDD_DMD | MKr20 | 2020 | 3.8502 | 0.36113 | 0.35767 | [5 empty] | ETA | D | OLD | 2.7959 |  | RHNHPELC | 4 | 0.66667 | HOUETARHNHPELCN05_OLDD_FBHOILE01 | 0.799 | HOUETARHNHPELCN05_OLDD | HOUETARHNBHOILE01_OLDD | BHOILE01 | HPELCN05 | ETA_OLDD | BHOILE01_HPELCN05 | 4 | -0.25 | 1 | Supported
HOUETARHNHPELCN05_OLDD_FBHOILE01_D67 | Residential heating technology - Heat pump, Air-to-water - leasing - apartment complex - existing building - distributed level 0.67 | HOUELC, HOUAMB | HOUETARHN_OLDD_DMD | MKr20 | 2025 | 3.4476 | 0.33198 | 0.34008 | [5 empty] | ETA | D | OLD | 2.9405 |  | RHNHPELC | 4 | 0.66667 | HOUETARHNHPELCN05_OLDD_FBHOILE01 | 0.799 | HOUETARHNHPELCN05_OLDD | HOUETARHNBHOILE01_OLDD | BHOILE01 | HPELCN05 | ETA_OLDD | BHOILE01_HPELCN05 | 4 | -0.25 | 1 | Supported
HOUETARHNHPELCN05_OLDD_FBHOILE01_D67 | Residential heating technology - Heat pump, Air-to-water - leasing - apartment complex - existing building - distributed level 0.67 | HOUELC, HOUAMB | HOUETARHN_OLDD_DMD | MKr20 | 2030 | 3.0449 | 0.3028 | 0.32413 | [5 empty] | ETA | D | OLD | 3.0851 |  | RHNHPELC | 4 | 0.66667 | HOUETARHNHPELCN05_OLDD_FBHOILE01 | 0.799 | HOUETARHNHPELCN05_OLDD | HOUETARHNBHOILE01_OLDD | BHOILE01 | HPELCN05 | ETA_OLDD | BHOILE01_HPELCN05 | 4 | -0.25 | 1 | Supported
HOUETARHNHPELCN05_OLDD_FBHOILE01_D67 | Residential heating technology - Heat pump, Air-to-water - leasing - apartment complex - existing building - distributed level 0.67 | HOUELC, HOUAMB | HOUETARHN_OLDD_DMD | MKr20 | 2040 | 2.7272 | 0.27907 | 0.30962 | [5 empty] | ETA | D | OLD | 3.2298 |  | RHNHPELC | 4 | 0.66667 | HOUETARHNHPELCN05_OLDD_FBHOILE01 | 0.799 | HOUETARHNHPELCN05_OLDD | HOUETARHNBHOILE01_OLDD | BHOILE01 | HPELCN05 | ETA_OLDD | BHOILE01_HPELCN05 | 4 | -0.25 | 1 | Supported
HOUETARHNHPELCN05_OLDD_FBHOILE01_D67 | Residential heating technology - Heat pump, Air-to-water - leasing - apartment complex - existing building - distributed level 0.67 | HOUELC, HOUAMB | HOUETARHN_OLDD_DMD | MKr20 | 2050 | 2.4095 | 0.25532 | 0.29635 | [5 empty] | ETA | D | OLD | 3.3744 |  | RHNHPELC | 4 | 0.66667 | HOUETARHNHPELCN05_OLDD_FBHOILE01 | 0.799 | HOUETARHNHPELCN05_OLDD | HOUETARHNBHOILE01_OLDD | BHOILE01 | HPELCN05 | ETA_OLDD | BHOILE01_HPELCN05 | 4 | -0.25 | 1 | Supported
HOUETARHNHPELCN04_OLDD_FBHOILE01_D67 | Residential heating technology - Heat pump, Ground source - apartment complex - existing building - distributed level 0.67 | HOUELC, HOUAMB | HOUETARHN_OLDD_DMD | MKr20 | 2020 | 7.1745 | 0.053517 | 0.32413 | [5 empty] | ETA | D | OLD | 3.0851 |  | RHNHPELC | 4 | 0.66667 | HOUETARHNHPELCN04_OLDD_FBHOILE01 | 0.799 | HOUETARHNHPELCN04_OLDD | HOUETARHNBHOILE01_OLDD | BHOILE01 | HPELCN04 | ETA_OLDD | BHOILE01_HPELCN04 | 4 | -0.25 | 1 | Supported
HOUETARHNHPELCN04_OLDD_FBHOILE01_D67 | Residential heating technology - Heat pump, Ground source - apartment complex - existing building - distributed level 0.67 | HOUELC, HOUAMB | HOUETARHN_OLDD_DMD | MKr20 | 2025 | 6.6364 | 0.053094 | 0.31431 | [5 empty] | ETA | D | OLD | 3.1815 |  | RHNHPELC | 4 | 0.66667 | HOUETARHNHPELCN04_OLDD_FBHOILE01 | 0.799 | HOUETARHNHPELCN04_OLDD | HOUETARHNBHOILE01_OLDD | BHOILE01 | HPELCN04 | ETA_OLDD | BHOILE01_HPELCN04 | 4 | -0.25 | 1 | Supported
HOUETARHNHPELCN04_OLDD_FBHOILE01_D67 | Residential heating technology - Heat pump, Ground source - apartment complex - existing building - distributed level 0.67 | HOUELC, HOUAMB | HOUETARHN_OLDD_DMD | MKr20 | 2030 | 6.0983 | 0.052631 | 0.30507 | [5 empty] | ETA | D | OLD | 3.278 |  | RHNHPELC | 4 | 0.66667 | HOUETARHNHPELCN04_OLDD_FBHOILE01 | 0.799 | HOUETARHNHPELCN04_OLDD | HOUETARHNBHOILE01_OLDD | BHOILE01 | HPELCN04 | ETA_OLDD | BHOILE01_HPELCN04 | 4 | -0.25 | 1 | Supported
HOUETARHNHPELCN04_OLDD_FBHOILE01_D67 | Residential heating technology - Heat pump, Ground source - apartment complex - existing building - distributed level 0.67 | HOUELC, HOUAMB | HOUETARHN_OLDD_DMD | MKr20 | 2040 | 5.641 | 0.051561 | 0.29218 | [5 empty] | ETA | D | OLD | 3.4226 |  | RHNHPELC | 4 | 0.66667 | HOUETARHNHPELCN04_OLDD_FBHOILE01 | 0.799 | HOUETARHNHPELCN04_OLDD | HOUETARHNBHOILE01_OLDD | BHOILE01 | HPELCN04 | ETA_OLDD | BHOILE01_HPELCN04 | 4 | -0.25 | 1 | Supported
HOUETARHNHPELCN04_OLDD_FBHOILE01_D67 | Residential heating technology - Heat pump, Ground source - apartment complex - existing building - distributed level 0.67 | HOUELC, HOUAMB | HOUETARHN_OLDD_DMD | MKr20 | 2050 | 5.1836 | 0.050472 | 0.28812 | [5 empty] | ETA | D | OLD | 3.4708 |  | RHNHPELC | 4 | 0.66667 | HOUETARHNHPELCN04_OLDD_FBHOILE01 | 0.799 | HOUETARHNHPELCN04_OLDD | HOUETARHNBHOILE01_OLDD | BHOILE01 | HPELCN04 | ETA_OLDD | BHOILE01_HPELCN04 | 4 | -0.25 | 1 | Supported
HOUETARHNHPELCN03_OLDD_FBHOILE01_D67 | Residential heating technology - Heat pump, Air-to-water - apartment complex - existing building - distributed level 0.67 | HOUELC, HOUAMB | HOUETARHN_OLDD_DMD | MKr20 | 2020 | 7.7004 | 0.086482 | 0.35767 | [5 empty] | ETA | D | OLD | 2.7959 |  | RHNHPELC | 4 | 0.66667 | HOUETARHNHPELCN03_OLDD_FBHOILE01 | 0.799 | HOUETARHNHPELCN03_OLDD | HOUETARHNBHOILE01_OLDD | BHOILE01 | HPELCN03 | ETA_OLDD | BHOILE01_HPELCN03 | 4 | -0.25 | 1 | Supported
HOUETARHNHPELCN03_OLDD_FBHOILE01_D67 | Residential heating technology - Heat pump, Air-to-water - apartment complex - existing building - distributed level 0.67 | HOUELC, HOUAMB | HOUETARHN_OLDD_DMD | MKr20 | 2025 | 6.8951 | 0.086059 | 0.34008 | [5 empty] | ETA | D | OLD | 2.9405 |  | RHNHPELC | 4 | 0.66667 | HOUETARHNHPELCN03_OLDD_FBHOILE01 | 0.799 | HOUETARHNHPELCN03_OLDD | HOUETARHNBHOILE01_OLDD | BHOILE01 | HPELCN03 | ETA_OLDD | BHOILE01_HPELCN03 | 4 | -0.25 | 1 | Supported
HOUETARHNHPELCN03_OLDD_FBHOILE01_D67 | Residential heating technology - Heat pump, Air-to-water - apartment complex - existing building - distributed level 0.67 | HOUELC, HOUAMB | HOUETARHN_OLDD_DMD | MKr20 | 2030 | 6.0899 | 0.085596 | 0.32413 | [5 empty] | ETA | D | OLD | 3.0851 |  | RHNHPELC | 4 | 0.66667 | HOUETARHNHPELCN03_OLDD_FBHOILE01 | 0.799 | HOUETARHNHPELCN03_OLDD | HOUETARHNBHOILE01_OLDD | BHOILE01 | HPELCN03 | ETA_OLDD | BHOILE01_HPELCN03 | 4 | -0.25 | 1 | Supported
HOUETARHNHPELCN03_OLDD_FBHOILE01_D67 | Residential heating technology - Heat pump, Air-to-water - apartment complex - existing building - distributed level 0.67 | HOUELC, HOUAMB | HOUETARHN_OLDD_DMD | MKr20 | 2040 | 5.4545 | 0.084526 | 0.30962 | [5 empty] | ETA | D | OLD | 3.2298 |  | RHNHPELC | 4 | 0.66667 | HOUETARHNHPELCN03_OLDD_FBHOILE01 | 0.799 | HOUETARHNHPELCN03_OLDD | HOUETARHNBHOILE01_OLDD | BHOILE01 | HPELCN03 | ETA_OLDD | BHOILE01_HPELCN03 | 4 | -0.25 | 1 | Supported
HOUETARHNHPELCN03_OLDD_FBHOILE01_D67 | Residential heating technology - Heat pump, Air-to-water - apartment complex - existing building - distributed level 0.67 | HOUELC, HOUAMB | HOUETARHN_OLDD_DMD | MKr20 | 2050 | 4.8191 | 0.083437 | 0.29635 | [5 empty] | ETA | D | OLD | 3.3744 |  | RHNHPELC | 4 | 0.66667 | HOUETARHNHPELCN03_OLDD_FBHOILE01 | 0.799 | HOUETARHNHPELCN03_OLDD | HOUETARHNBHOILE01_OLDD | BHOILE01 | HPELCN03 | ETA_OLDD | BHOILE01_HPELCN03 | 4 | -0.25 | 1 | Supported
HOUETARHNHPELCN02_OLDD_FBHOILE01_D67 | Residential heating technology - Heat pump, Air-to-air - single-family house - existing building - distributed level 0.67 | HOUELC, HOUAMB | HOUETARHN_OLDD_DMD | MKr20 | 2020 | 3.2165 | 0.18468 | 0.21386 | [5 empty] | ETA | D | OLD | 4.6759 |  | RHNHPELC | 4 | 0.66667 | HOUETARHNHPELCN02_OLDD_FBHOILE01 | 0.799 | HOUETARHNHPELCN02_OLDD | HOUETARHNBHOILE01_OLDD | BHOILE01 | HPELCN02 | ETA_OLDD | BHOILE01_HPELCN02 | 5 | 0 | 1.1 | Unlikely
HOUETARHNHPELCN02_OLDD_FBHOILE01_D67 | Residential heating technology - Heat pump, Air-to-air - single-family house - existing building - distributed level 0.67 | HOUELC, HOUAMB | HOUETARHN_OLDD_DMD | MKr20 | 2025 | 3.1379 | 0.12547 | 0.20338 | [5 empty] | ETA | D | OLD | 4.9169 |  | RHNHPELC | 4 | 0.66667 | HOUETARHNHPELCN02_OLDD_FBHOILE01 | 0.799 | HOUETARHNHPELCN02_OLDD | HOUETARHNBHOILE01_OLDD | BHOILE01 | HPELCN02 | ETA_OLDD | BHOILE01_HPELCN02 | 5 | 0 | 1.1 | Unlikely
HOUETARHNHPELCN02_OLDD_FBHOILE01_D67 | Residential heating technology - Heat pump, Air-to-air - single-family house - existing building - distributed level 0.67 | HOUELC, HOUAMB | HOUETARHN_OLDD_DMD | MKr20 | 2030 | 3.0593 | 0.12315 | 0.1957 | [5 empty] | ETA | D | OLD | 5.1098 |  | RHNHPELC | 4 | 0.66667 | HOUETARHNHPELCN02_OLDD_FBHOILE01 | 0.799 | HOUETARHNHPELCN02_OLDD | HOUETARHNBHOILE01_OLDD | BHOILE01 | HPELCN02 | ETA_OLDD | BHOILE01_HPELCN02 | 5 | 0 | 1.1 | Unlikely
HOUETARHNHPELCN02_OLDD_FBHOILE01_D67 | Residential heating technology - Heat pump, Air-to-air - single-family house - existing building - distributed level 0.67 | HOUELC, HOUAMB | HOUETARHN_OLDD_DMD | MKr20 | 2040 | 2.9134 | 0.11885 | 0.18859 | [5 empty] | ETA | D | OLD | 5.3026 |  | RHNHPELC | 4 | 0.66667 | HOUETARHNHPELCN02_OLDD_FBHOILE01 | 0.799 | HOUETARHNHPELCN02_OLDD | HOUETARHNBHOILE01_OLDD | BHOILE01 | HPELCN02 | ETA_OLDD | BHOILE01_HPELCN02 | 5 | 0 | 1.1 | Unlikely
HOUETARHNHPELCN02_OLDD_FBHOILE01_D67 | Residential heating technology - Heat pump, Air-to-air - single-family house - existing building - distributed level 0.67 | HOUELC, HOUAMB | HOUETARHN_OLDD_DMD | MKr20 | 2050 | 2.7675 | 0.11455 | 0.18522 | [5 empty] | ETA | D | OLD | 5.399 |  | RHNHPELC | 4 | 0.66667 | HOUETARHNHPELCN02_OLDD_FBHOILE01 | 0.799 | HOUETARHNHPELCN02_OLDD | HOUETARHNBHOILE01_OLDD | BHOILE01 | HPELCN02 | ETA_OLDD | BHOILE01_HPELCN02 | 5 | 0 | 1.1 | Unlikely
HOUETARHNDIELCN06_OLDD_FBHOILE01_D67 | Residential heating technology - Electric heating - electric panel from Bauhaus - apartment complex - new building - distributed level 0.67 | HOUELC | HOUETARHN_OLDD_DMD | MKr20 | 2020 | 0.64843 | 0 | [6 empty] | ETA | D | OLD |  |  | RHNDIELC | 4 | 0.66667 | HOUETARHNDIELCN06_OLDD_FBHOILE01 | 0.799 | HOUETARHNDIELCN06_OLDD | HOUETARHNBHOILE01_OLDD | BHOILE01 | DIELCN06 | ETA_OLDD | BHOILE01_DIELCN06 | 5 | 0 | 1.1 | Unlikely
HOUETARHNDIELCN06_OLDD_FBHOILE01_D67 | Residential heating technology - Electric heating - electric panel from Bauhaus - apartment complex - new building - distributed level 0.67 | HOUELC | HOUETARHN_OLDD_DMD | MKr20 | 2025 | 0.64843 | 0 | [6 empty] | ETA | D | OLD |  |  | RHNDIELC | 4 | 0.66667 | HOUETARHNDIELCN06_OLDD_FBHOILE01 | 0.799 | HOUETARHNDIELCN06_OLDD | HOUETARHNBHOILE01_OLDD | BHOILE01 | DIELCN06 | ETA_OLDD | BHOILE01_DIELCN06 | 5 | 0 | 1.1 | Unlikely
HOUETARHNDIELCN06_OLDD_FBHOILE01_D67 | Residential heating technology - Electric heating - electric panel from Bauhaus - apartment complex - new building - distributed level 0.67 | HOUELC | HOUETARHN_OLDD_DMD | MKr20 | 2030 | 0.64843 | 0 | [6 empty] | ETA | D | OLD |  |  | RHNDIELC | 4 | 0.66667 | HOUETARHNDIELCN06_OLDD_FBHOILE01 | 0.799 | HOUETARHNDIELCN06_OLDD | HOUETARHNBHOILE01_OLDD | BHOILE01 | DIELCN06 | ETA_OLDD | BHOILE01_DIELCN06 | 5 | 0 | 1.1 | Unlikely
HOUETARHNDIELCN06_OLDD_FBHOILE01_D67 | Residential heating technology - Electric heating - electric panel from Bauhaus - apartment complex - new building - distributed level 0.67 | HOUELC | HOUETARHN_OLDD_DMD | MKr20 | 2040 | 0.64843 | 0 | [6 empty] | ETA | D | OLD |  |  | RHNDIELC | 4 | 0.66667 | HOUETARHNDIELCN06_OLDD_FBHOILE01 | 0.799 | HOUETARHNDIELCN06_OLDD | HOUETARHNBHOILE01_OLDD | BHOILE01 | DIELCN06 | ETA_OLDD | BHOILE01_DIELCN06 | 5 | 0 | 1.1 | Unlikely
HOUETARHNDIELCN06_OLDD_FBHOILE01_D67 | Residential heating technology - Electric heating - electric panel from Bauhaus - apartment complex - new building - distributed level 0.67 | HOUELC | HOUETARHN_OLDD_DMD | MKr20 | 2050 | 0.64843 | 0 | [6 empty] | ETA | D | OLD |  |  | RHNDIELC | 4 | 0.66667 | HOUETARHNDIELCN06_OLDD_FBHOILE01 | 0.799 | HOUETARHNDIELCN06_OLDD | HOUETARHNBHOILE01_OLDD | BHOILE01 | DIELCN06 | ETA_OLDD | BHOILE01_DIELCN06 | 5 | 0 | 1.1 | Unlikely
HOUETARHNDIELCN01_OLDD_FBHOILE01_D67 | Residential heating technology - Electric heating - apartment complex - new building - distributed level 0.67 | HOUELC | HOUETARHN_OLDD_DMD | MKr20 | 2020 | 6.0226 | 0.0024454 | [6 empty] | ETA | D | OLD |  |  | RHNDIELC | 4 | 0.66667 | HOUETARHNDIELCN01_OLDD_FBHOILE01 | 0.799 | HOUETARHNDIELCN01_OLDD | HOUETARHNBHOILE01_OLDD | BHOILE01 | DIELCN01 | ETA_OLDD | BHOILE01_DIELCN01 | 5 | 0 | 1.1 | Unlikely
HOUETARHNDIELCN01_OLDD_FBHOILE01_D67 | Residential heating technology - Electric heating - apartment complex - new building - distributed level 0.67 | HOUELC | HOUETARHN_OLDD_DMD | MKr20 | 2025 | 5.8735 | 0.0023455 | [6 empty] | ETA | D | OLD |  |  | RHNDIELC | 4 | 0.66667 | HOUETARHNDIELCN01_OLDD_FBHOILE01 | 0.799 | HOUETARHNDIELCN01_OLDD | HOUETARHNBHOILE01_OLDD | BHOILE01 | DIELCN01 | ETA_OLDD | BHOILE01_DIELCN01 | 5 | 0 | 1.1 | Unlikely
HOUETARHNDIELCN01_OLDD_FBHOILE01_D67 | Residential heating technology - Electric heating - apartment complex - new building - distributed level 0.67 | HOUELC | HOUETARHN_OLDD_DMD | MKr20 | 2030 | 5.7282 | 0.0022956 | [6 empty] | ETA | D | OLD |  |  | RHNDIELC | 4 | 0.66667 | HOUETARHNDIELCN01_OLDD_FBHOILE01 | 0.799 | HOUETARHNDIELCN01_OLDD | HOUETARHNBHOILE01_OLDD | BHOILE01 | DIELCN01 | ETA_OLDD | BHOILE01_DIELCN01 | 5 | 0 | 1.1 | Unlikely
HOUETARHNDIELCN01_OLDD_FBHOILE01_D67 | Residential heating technology - Electric heating - apartment complex - new building - distributed level 0.67 | HOUELC | HOUETARHN_OLDD_DMD | MKr20 | 2040 | 5.4481 | 0.0021958 | [6 empty] | ETA | D | OLD |  |  | RHNDIELC | 4 | 0.66667 | HOUETARHNDIELCN01_OLDD_FBHOILE01 | 0.799 | HOUETARHNDIELCN01_OLDD | HOUETARHNBHOILE01_OLDD | BHOILE01 | DIELCN01 | ETA_OLDD | BHOILE01_DIELCN01 | 5 | 0 | 1.1 | Unlikely
HOUETARHNDIELCN01_OLDD_FBHOILE01_D67 | Residential heating technology - Electric heating - apartment complex - new building - distributed level 0.67 | HOUELC | HOUETARHN_OLDD_DMD | MKr20 | 2050 | 5.1817 | 0.002096 | [6 empty] | ETA | D | OLD |  |  | RHNDIELC | 4 | 0.66667 | HOUETARHNDIELCN01_OLDD_FBHOILE01 | 0.799 | HOUETARHNDIELCN01_OLDD | HOUETARHNBHOILE01_OLDD | BHOILE01 | DIELCN01 | ETA_OLDD | BHOILE01_DIELCN01 | 5 | 0 | 1.1 | Unlikely
HOUETARHNBHWPEN01_OLDD_FBHOILE01_D67 | Residential heating technology - Biomass boiler, automatic stoking , wood pellets or wood chips - apartment complex - existing building - distributed level 0.67 | HOUWPE | HOUETARHN_OLDD_DMD | MKr20 | 2020 | 1.6488 | 0.029971 |  | 25 | 14 | 70 | 2 | 4 | ETA | D | OLD |  |  | RHNBHWPE | 4 | 0.66667 | HOUETARHNBHWPEN01_OLDD_FBHOILE01 | 0.799 | HOUETARHNBHWPEN01_OLDD | HOUETARHNBHOILE01_OLDD | BHOILE01 | BHWPEN01 | ETA_OLDD | BHOILE01_BHWPEN01 | 6 | 0 | 1 | New
HOUETARHNBHWPEN01_OLDD_FBHOILE01_D67 | Residential heating technology - Biomass boiler, automatic stoking , wood pellets or wood chips - apartment complex - existing building - distributed level 0.67 | HOUWPE | HOUETARHN_OLDD_DMD | MKr20 | 2025 | 1.608 | 0.029758 |  | 25 | 14 | 60 | 2 | 4 | ETA | D | OLD |  |  | RHNBHWPE | 4 | 0.66667 | HOUETARHNBHWPEN01_OLDD_FBHOILE01 | 0.799 | HOUETARHNBHWPEN01_OLDD | HOUETARHNBHOILE01_OLDD | BHOILE01 | BHWPEN01 | ETA_OLDD | BHOILE01_BHWPEN01 | 6 | 0 | 1 | New
HOUETARHNBHWPEN01_OLDD_FBHOILE01_D67 | Residential heating technology - Biomass boiler, automatic stoking , wood pellets or wood chips - apartment complex - existing building - distributed level 0.67 | HOUWPE | HOUETARHN_OLDD_DMD | MKr20 | 2030 | 1.5682 | 0.029892 |  | 25 | 11 | 50 | 1 | 4 | ETA | D | OLD |  |  | RHNBHWPE | 4 | 0.66667 | HOUETARHNBHWPEN01_OLDD_FBHOILE01 | 0.799 | HOUETARHNBHWPEN01_OLDD | HOUETARHNBHOILE01_OLDD | BHOILE01 | BHWPEN01 | ETA_OLDD | BHOILE01_BHWPEN01 | 6 | 0 | 1 | New
HOUETARHNBHWPEN01_OLDD_FBHOILE01_D67 | Residential heating technology - Biomass boiler, automatic stoking , wood pellets or wood chips - apartment complex - existing building - distributed level 0.67 | HOUWPE | HOUETARHN_OLDD_DMD | MKr20 | 2040 | 1.4915 | 0.028937 |  | 25 | 9 | 45 | 1 | 4 | ETA | D | OLD |  |  | RHNBHWPE | 4 | 0.66667 | HOUETARHNBHWPEN01_OLDD_FBHOILE01 | 0.799 | HOUETARHNBHWPEN01_OLDD | HOUETARHNBHOILE01_OLDD | BHOILE01 | BHWPEN01 | ETA_OLDD | BHOILE01_BHWPEN01 | 6 | 0 | 1 | New
HOUETARHNBHWPEN01_OLDD_FBHOILE01_D67 | Residential heating technology - Biomass boiler, automatic stoking , wood pellets or wood chips - apartment complex - existing building - distributed level 0.67 | HOUWPE | HOUETARHN_OLDD_DMD | MKr20 | 2050 | 1.4186 | 0.027691 |  | 25 | 9 | 40 | 0 | 4 | ETA | D | OLD |  |  | RHNBHWPE | 4 | 0.66667 | HOUETARHNBHWPEN01_OLDD_FBHOILE01 | 0.799 | HOUETARHNBHWPEN01_OLDD | HOUETARHNBHOILE01_OLDD | BHOILE01 | BHWPEN01 | ETA_OLDD | BHOILE01_BHWPEN01 | 6 | 0 | 1 | New
HOUETARHNBHSOLN01_OLDD_FBHOILE01_D67 | Residential heating technology - Solar heating system - apartment complex - existing building - distributed level 0.67 | HOUSOL | HOUETARHN_OLDD_DMD | MKr20 | 2020 | 5.0818 | 0.023783 | [6 empty] | ETA | D | OLD |  |  | RHNBHSOL | 4 | 0.66667 | HOUETARHNBHSOLN01_OLDD_FBHOILE01 | 0.799 | HOUETARHNBHSOLN01_OLDD | HOUETARHNBHOILE01_OLDD | BHOILE01 | BHSOLN01 | ETA_OLDD | BHOILE01_BHSOLN01 | 5 | 0 | 1.1 | Unlikely
HOUETARHNBHSOLN01_OLDD_FBHOILE01_D67 | Residential heating technology - Solar heating system - apartment complex - existing building - distributed level 0.67 | HOUSOL | HOUETARHN_OLDD_DMD | MKr20 | 2025 | 4.8622 | 0.025209 | [6 empty] | ETA | D | OLD |  |  | RHNBHSOL | 4 | 0.66667 | HOUETARHNBHSOLN01_OLDD_FBHOILE01 | 0.799 | HOUETARHNBHSOLN01_OLDD | HOUETARHNBHOILE01_OLDD | BHOILE01 | BHSOLN01 | ETA_OLDD | BHOILE01_BHSOLN01 | 5 | 0 | 1.1 | Unlikely
HOUETARHNBHSOLN01_OLDD_FBHOILE01_D67 | Residential heating technology - Solar heating system - apartment complex - existing building - distributed level 0.67 | HOUSOL | HOUETARHN_OLDD_DMD | MKr20 | 2030 | 4.6426 | 0.025751 | [6 empty] | ETA | D | OLD |  |  | RHNBHSOL | 4 | 0.66667 | HOUETARHNBHSOLN01_OLDD_FBHOILE01 | 0.799 | HOUETARHNBHSOLN01_OLDD | HOUETARHNBHOILE01_OLDD | BHOILE01 | BHSOLN01 | ETA_OLDD | BHOILE01_BHSOLN01 | 5 | 0 | 1.1 | Unlikely
HOUETARHNBHSOLN01_OLDD_FBHOILE01_D67 | Residential heating technology - Solar heating system - apartment complex - existing building - distributed level 0.67 | HOUSOL | HOUETARHN_OLDD_DMD | MKr20 | 2040 | 4.423 | 0.025052 | [6 empty] | ETA | D | OLD |  |  | RHNBHSOL | 4 | 0.66667 | HOUETARHNBHSOLN01_OLDD_FBHOILE01 | 0.799 | HOUETARHNBHSOLN01_OLDD | HOUETARHNBHOILE01_OLDD | BHOILE01 | BHSOLN01 | ETA_OLDD | BHOILE01_BHSOLN01 | 5 | 0 | 1.1 | Unlikely
HOUETARHNBHSOLN01_OLDD_FBHOILE01_D67 | Residential heating technology - Solar heating system - apartment complex - existing building - distributed level 0.67 | HOUSOL | HOUETARHN_OLDD_DMD | MKr20 | 2050 | 4.2034 | 0.023783 | [6 empty] | ETA | D | OLD |  |  | RHNBHSOL | 4 | 0.66667 | HOUETARHNBHSOLN01_OLDD_FBHOILE01 | 0.799 | HOUETARHNBHSOLN01_OLDD | HOUETARHNBHOILE01_OLDD | BHOILE01 | BHSOLN01 | ETA_OLDD | BHOILE01_BHSOLN01 | 5 | 0 | 1.1 | Unlikely
HOUETARHNBHOILN01_OLDD_FBHOILE01_D67 | Residential heating technology - Oil boiler (mineral oil fired, < 10 % FAME) - apartment complex - existing building - distributed level 0.67 | HOUOIL, HOUDSB, HOUDSE | HOUETARHN_OLDD_DMD | MKr20 | 2020 | 0.58573 | 0.020737 |  | 6.7 | 5 | 52 | 0 | 0 | ETA | D | OLD |  |  | RHNBHOIL | 4 | 0.66667 | HOUETARHNBHOILN01_OLDD_FBHOILE01 | 0.799 | HOUETARHNBHOILN01_OLDD | HOUETARHNBHOILE01_OLDD | BHOILE01 | BHOILN01 | ETA_OLDD | BHOILE01_BHOILN01 | 2 | 0 | 0.9 | Same
HOUETARHNBHOILN01_OLDD_FBHOILE01_D67 | Residential heating technology - Oil boiler (mineral oil fired, < 10 % FAME) - apartment complex - existing building - distributed level 0.67 | HOUOIL, HOUDSB, HOUDSE | HOUETARHN_OLDD_DMD | MKr20 | 2025 | 0.57123 | 0.020817 |  | 6.7 | 5 | 52 | 0 | 0 | ETA | D | OLD |  |  | RHNBHOIL | 4 | 0.66667 | HOUETARHNBHOILN01_OLDD_FBHOILE01 | 0.799 | HOUETARHNBHOILN01_OLDD | HOUETARHNBHOILE01_OLDD | BHOILE01 | BHOILN01 | ETA_OLDD | BHOILE01_BHOILN01 | 2 | 0 | 0.9 | Same
HOUETARHNBHOILN01_OLDD_FBHOILE01_D67 | Residential heating technology - Oil boiler (mineral oil fired, < 10 % FAME) - apartment complex - existing building - distributed level 0.67 | HOUOIL, HOUDSB, HOUDSE | HOUETARHN_OLDD_DMD | MKr20 | 2030 | 0.5571 | 0.021118 |  | 6.7 | 5 | 52 | 0 | 0 | ETA | D | OLD |  |  | RHNBHOIL | 4 | 0.66667 | HOUETARHNBHOILN01_OLDD_FBHOILE01 | 0.799 | HOUETARHNBHOILN01_OLDD | HOUETARHNBHOILE01_OLDD | BHOILE01 | BHOILN01 | ETA_OLDD | BHOILE01_BHOILN01 | 2 | 0 | 0.9 | Same
HOUETARHNBHOILN01_OLDD_FBHOILE01_D67 | Residential heating technology - Oil boiler (mineral oil fired, < 10 % FAME) - apartment complex - existing building - distributed level 0.67 | HOUOIL, HOUDSB, HOUDSE | HOUETARHN_OLDD_DMD | MKr20 | 2040 | 0.52986 | 0.021312 |  | 6.7 | 5 | 52 | 0 | 0 | ETA | D | OLD |  |  | RHNBHOIL | 4 | 0.66667 | HOUETARHNBHOILN01_OLDD_FBHOILE01 | 0.799 | HOUETARHNBHOILN01_OLDD | HOUETARHNBHOILE01_OLDD | BHOILE01 | BHOILN01 | ETA_OLDD | BHOILE01_BHOILN01 | 2 | 0 | 0.9 | Same
HOUETARHNBHOILN01_OLDD_FBHOILE01_D67 | Residential heating technology - Oil boiler (mineral oil fired, < 10 % FAME) - apartment complex - existing building - distributed level 0.67 | HOUOIL, HOUDSB, HOUDSE | HOUETARHN_OLDD_DMD | MKr20 | 2050 | 0.50395 | 0.02149 |  | 6.7 | 5 | 52 | 0 | 0 | ETA | D | OLD |  |  | RHNBHOIL | 4 | 0.66667 | HOUETARHNBHOILN01_OLDD_FBHOILE01 | 0.799 | HOUETARHNBHOILN01_OLDD | HOUETARHNBHOILE01_OLDD | BHOILE01 | BHOILN01 | ETA_OLDD | BHOILE01_BHOILN01 | 2 | 0 | 0.9 | Same
HOUETARHNBHDHDN03_OLDD_FBHOILE01_D67 | Residential heating technology - Direct district heating substation - plus connection pipe - apartment complex - existing building - distributed level 0.67 | HOUDHD | HOUETARHN_OLDD_DMD | MKr20 | 2020 | 0.32571 | 0.0017726 | [6 empty] | ETA | D | OLD |  |  | RHNBHDHD | 4 | 0.66667 | HOUETARHNBHDHDN03_OLDD_FBHOILE01 | 0.799 | HOUETARHNBHDHDN03_OLDD | HOUETARHNBHOILE01_OLDD | BHOILE01 | BHDHDN03 | ETA_OLDD | BHOILE01_BHDHDN03 | 6 | 0 | 1 | New
HOUETARHNBHDHDN03_OLDD_FBHOILE01_D67 | Residential heating technology - Direct district heating substation - plus connection pipe - apartment complex - existing building - distributed level 0.67 | HOUDHD | HOUETARHN_OLDD_DMD | MKr20 | 2025 | 0.31963 | 0.0017966 | [6 empty] | ETA | D | OLD |  |  | RHNBHDHD | 4 | 0.66667 | HOUETARHNBHDHDN03_OLDD_FBHOILE01 | 0.799 | HOUETARHNBHDHDN03_OLDD | HOUETARHNBHOILE01_OLDD | BHOILE01 | BHDHDN03 | ETA_OLDD | BHOILE01_BHDHDN03 | 6 | 0 | 1 | New
HOUETARHNBHDHDN03_OLDD_FBHOILE01_D67 | Residential heating technology - Direct district heating substation - plus connection pipe - apartment complex - existing building - distributed level 0.67 | HOUDHD | HOUETARHN_OLDD_DMD | MKr20 | 2030 | 0.31369 | 0.0017701 | [6 empty] | ETA | D | OLD |  |  | RHNBHDHD | 4 | 0.66667 | HOUETARHNBHDHDN03_OLDD_FBHOILE01 | 0.799 | HOUETARHNBHDHDN03_OLDD | HOUETARHNBHOILE01_OLDD | BHOILE01 | BHDHDN03 | ETA_OLDD | BHOILE01_BHDHDN03 | 6 | 0 | 1 | New
HOUETARHNBHDHDN03_OLDD_FBHOILE01_D67 | Residential heating technology - Direct district heating substation - plus connection pipe - apartment complex - existing building - distributed level 0.67 | HOUDHD | HOUETARHN_OLDD_DMD | MKr20 | 2040 | 0.30226 | 0.0017164 | [6 empty] | ETA | D | OLD |  |  | RHNBHDHD | 4 | 0.66667 | HOUETARHNBHDHDN03_OLDD_FBHOILE01 | 0.799 | HOUETARHNBHDHDN03_OLDD | HOUETARHNBHOILE01_OLDD | BHOILE01 | BHDHDN03 | ETA_OLDD | BHOILE01_BHDHDN03 | 6 | 0 | 1 | New
HOUETARHNBHDHDN03_OLDD_FBHOILE01_D67 | Residential heating technology - Direct district heating substation - plus connection pipe - apartment complex - existing building - distributed level 0.67 | HOUDHD | HOUETARHN_OLDD_DMD | MKr20 | 2050 | 0.29138 | 0.0016479 | [6 empty] | ETA | D | OLD |  |  | RHNBHDHD | 4 | 0.66667 | HOUETARHNBHDHDN03_OLDD_FBHOILE01 | 0.799 | HOUETARHNBHDHDN03_OLDD | HOUETARHNBHOILE01_OLDD | BHOILE01 | BHDHDN03 | ETA_OLDD | BHOILE01_BHDHDN03 | 6 | 0 | 1 | New
HOUETARHNHPELCN05_OLDI_FBHOILE01_D67 | Residential heating technology - Heat pump, Air-to-water - leasing - apartment complex - existing building - distributed level 0.67 | HOUELC, HOUAMB | HOUETARHN_OLDI_DMD | MKr20 | 2020 | 3.8502 | 0.36113 | 0.35767 | [5 empty] | ETA | I | OLD | 2.7959 |  | RHNHPELC | 4 | 0.66667 | HOUETARHNHPELCN05_OLDI_FBHOILE01 | 0.799 | HOUETARHNHPELCN05_OLDI | HOUETARHNBHOILE01_OLDI | BHOILE01 | HPELCN05 | ETA_OLDI | BHOILE01_HPELCN05 | 4 | -0.25 | 1 | Supported
HOUETARHNHPELCN05_OLDI_FBHOILE01_D67 | Residential heating technology - Heat pump, Air-to-water - leasing - apartment complex - existing building - distributed level 0.67 | HOUELC, HOUAMB | HOUETARHN_OLDI_DMD | MKr20 | 2025 | 3.4476 | 0.33198 | 0.34008 | [5 empty] | ETA | I | OLD | 2.9405 |  | RHNHPELC | 4 | 0.66667 | HOUETARHNHPELCN05_OLDI_FBHOILE01 | 0.799 | HOUETARHNHPELCN05_OLDI | HOUETARHNBHOILE01_OLDI | BHOILE01 | HPELCN05 | ETA_OLDI | BHOILE01_HPELCN05 | 4 | -0.25 | 1 | Supported
HOUETARHNHPELCN05_OLDI_FBHOILE01_D67 | Residential heating technology - Heat pump, Air-to-water - leasing - apartment complex - existing building - distributed level 0.67 | HOUELC, HOUAMB | HOUETARHN_OLDI_DMD | MKr20 | 2030 | 3.0449 | 0.3028 | 0.32413 | [5 empty] | ETA | I | OLD | 3.0851 |  | RHNHPELC | 4 | 0.66667 | HOUETARHNHPELCN05_OLDI_FBHOILE01 | 0.799 | HOUETARHNHPELCN05_OLDI | HOUETARHNBHOILE01_OLDI | BHOILE01 | HPELCN05 | ETA_OLDI | BHOILE01_HPELCN05 | 4 | -0.25 | 1 | Supported
HOUETARHNHPELCN05_OLDI_FBHOILE01_D67 | Residential heating technology - Heat pump, Air-to-water - leasing - apartment complex - existing building - distributed level 0.67 | HOUELC, HOUAMB | HOUETARHN_OLDI_DMD | MKr20 | 2040 | 2.7272 | 0.27907 | 0.30962 | [5 empty] | ETA | I | OLD | 3.2298 |  | RHNHPELC | 4 | 0.66667 | HOUETARHNHPELCN05_OLDI_FBHOILE01 | 0.799 | HOUETARHNHPELCN05_OLDI | HOUETARHNBHOILE01_OLDI | BHOILE01 | HPELCN05 | ETA_OLDI | BHOILE01_HPELCN05 | 4 | -0.25 | 1 | Supported
HOUETARHNHPELCN05_OLDI_FBHOILE01_D67 | Residential heating technology - Heat pump, Air-to-water - leasing - apartment complex - existing building - distributed level 0.67 | HOUELC, HOUAMB | HOUETARHN_OLDI_DMD | MKr20 | 2050 | 2.4095 | 0.25532 | 0.29635 | [5 empty] | ETA | I | OLD | 3.3744 |  | RHNHPELC | 4 | 0.66667 | HOUETARHNHPELCN05_OLDI_FBHOILE01 | 0.799 | HOUETARHNHPELCN05_OLDI | HOUETARHNBHOILE01_OLDI | BHOILE01 | HPELCN05 | ETA_OLDI | BHOILE01_HPELCN05 | 4 | -0.25 | 1 | Supported
HOUETARHNHPELCN04_OLDI_FBHOILE01_D67 | Residential heating technology - Heat pump, Ground source - apartment complex - existing building - distributed level 0.67 | HOUELC, HOUAMB | HOUETARHN_OLDI_DMD | MKr20 | 2020 | 7.1745 | 0.053517 | 0.32413 | [5 empty] | ETA | I | OLD | 3.0851 |  | RHNHPELC | 4 | 0.66667 | HOUETARHNHPELCN04_OLDI_FBHOILE01 | 0.799 | HOUETARHNHPELCN04_OLDI | HOUETARHNBHOILE01_OLDI | BHOILE01 | HPELCN04 | ETA_OLDI | BHOILE01_HPELCN04 | 4 | -0.25 | 1 | Supported
HOUETARHNHPELCN04_OLDI_FBHOILE01_D67 | Residential heating technology - Heat pump, Ground source - apartment complex - existing building - distributed level 0.67 | HOUELC, HOUAMB | HOUETARHN_OLDI_DMD | MKr20 | 2025 | 6.6364 | 0.053094 | 0.31431 | [5 empty] | ETA | I | OLD | 3.1815 |  | RHNHPELC | 4 | 0.66667 | HOUETARHNHPELCN04_OLDI_FBHOILE01 | 0.799 | HOUETARHNHPELCN04_OLDI | HOUETARHNBHOILE01_OLDI | BHOILE01 | HPELCN04 | ETA_OLDI | BHOILE01_HPELCN04 | 4 | -0.25 | 1 | Supported
HOUETARHNHPELCN04_OLDI_FBHOILE01_D67 | Residential heating technology - Heat pump, Ground source - apartment complex - existing building - distributed level 0.67 | HOUELC, HOUAMB | HOUETARHN_OLDI_DMD | MKr20 | 2030 | 6.0983 | 0.052631 | 0.30507 | [5 empty] | ETA | I | OLD | 3.278 |  | RHNHPELC | 4 | 0.66667 | HOUETARHNHPELCN04_OLDI_FBHOILE01 | 0.799 | HOUETARHNHPELCN04_OLDI | HOUETARHNBHOILE01_OLDI | BHOILE01 | HPELCN04 | ETA_OLDI | BHOILE01_HPELCN04 | 4 | -0.25 | 1 | Supported
HOUETARHNHPELCN04_OLDI_FBHOILE01_D67 | Residential heating technology - Heat pump, Ground source - apartment complex - existing building - distributed level 0.67 | HOUELC, HOUAMB | HOUETARHN_OLDI_DMD | MKr20 | 2040 | 5.641 | 0.051561 | 0.29218 | [5 empty] | ETA | I | OLD | 3.4226 |  | RHNHPELC | 4 | 0.66667 | HOUETARHNHPELCN04_OLDI_FBHOILE01 | 0.799 | HOUETARHNHPELCN04_OLDI | HOUETARHNBHOILE01_OLDI | BHOILE01 | HPELCN04 | ETA_OLDI | BHOILE01_HPELCN04 | 4 | -0.25 | 1 | Supported
HOUETARHNHPELCN04_OLDI_FBHOILE01_D67 | Residential heating technology - Heat pump, Ground source - apartment complex - existing building - distributed level 0.67 | HOUELC, HOUAMB | HOUETARHN_OLDI_DMD | MKr20 | 2050 | 5.1836 | 0.050472 | 0.28812 | [5 empty] | ETA | I | OLD | 3.4708 |  | RHNHPELC | 4 | 0.66667 | HOUETARHNHPELCN04_OLDI_FBHOILE01 | 0.799 | HOUETARHNHPELCN04_OLDI | HOUETARHNBHOILE01_OLDI | BHOILE01 | HPELCN04 | ETA_OLDI | BHOILE01_HPELCN04 | 4 | -0.25 | 1 | Supported
HOUETARHNHPELCN03_OLDI_FBHOILE01_D67 | Residential heating technology - Heat pump, Air-to-water - apartment complex - existing building - distributed level 0.67 | HOUELC, HOUAMB | HOUETARHN_OLDI_DMD | MKr20 | 2020 | 7.7004 | 0.086482 | 0.35767 | [5 empty] | ETA | I | OLD | 2.7959 |  | RHNHPELC | 4 | 0.66667 | HOUETARHNHPELCN03_OLDI_FBHOILE01 | 0.799 | HOUETARHNHPELCN03_OLDI | HOUETARHNBHOILE01_OLDI | BHOILE01 | HPELCN03 | ETA_OLDI | BHOILE01_HPELCN03 | 4 | -0.25 | 1 | Supported
HOUETARHNHPELCN03_OLDI_FBHOILE01_D67 | Residential heating technology - Heat pump, Air-to-water - apartment complex - existing building - distributed level 0.67 | HOUELC, HOUAMB | HOUETARHN_OLDI_DMD | MKr20 | 2025 | 6.8951 | 0.086059 | 0.34008 | [5 empty] | ETA | I | OLD | 2.9405 |  | RHNHPELC | 4 | 0.66667 | HOUETARHNHPELCN03_OLDI_FBHOILE01 | 0.799 | HOUETARHNHPELCN03_OLDI | HOUETARHNBHOILE01_OLDI | BHOILE01 | HPELCN03 | ETA_OLDI | BHOILE01_HPELCN03 | 4 | -0.25 | 1 | Supported
HOUETARHNHPELCN03_OLDI_FBHOILE01_D67 | Residential heating technology - Heat pump, Air-to-water - apartment complex - existing building - distributed level 0.67 | HOUELC, HOUAMB | HOUETARHN_OLDI_DMD | MKr20 | 2030 | 6.0899 | 0.085596 | 0.32413 | [5 empty] | ETA | I | OLD | 3.0851 |  | RHNHPELC | 4 | 0.66667 | HOUETARHNHPELCN03_OLDI_FBHOILE01 | 0.799 | HOUETARHNHPELCN03_OLDI | HOUETARHNBHOILE01_OLDI | BHOILE01 | HPELCN03 | ETA_OLDI | BHOILE01_HPELCN03 | 4 | -0.25 | 1 | Supported
HOUETARHNHPELCN03_OLDI_FBHOILE01_D67 | Residential heating technology - Heat pump, Air-to-water - apartment complex - existing building - distributed level 0.67 | HOUELC, HOUAMB | HOUETARHN_OLDI_DMD | MKr20 | 2040 | 5.4545 | 0.084526 | 0.30962 | [5 empty] | ETA | I | OLD | 3.2298 |  | RHNHPELC | 4 | 0.66667 | HOUETARHNHPELCN03_OLDI_FBHOILE01 | 0.799 | HOUETARHNHPELCN03_OLDI | HOUETARHNBHOILE01_OLDI | BHOILE01 | HPELCN03 | ETA_OLDI | BHOILE01_HPELCN03 | 4 | -0.25 | 1 | Supported
HOUETARHNHPELCN03_OLDI_FBHOILE01_D67 | Residential heating technology - Heat pump, Air-to-water - apartment complex - existing building - distributed level 0.67 | HOUELC, HOUAMB | HOUETARHN_OLDI_DMD | MKr20 | 2050 | 4.8191 | 0.083437 | 0.29635 | [5 empty] | ETA | I | OLD | 3.3744 |  | RHNHPELC | 4 | 0.66667 | HOUETARHNHPELCN03_OLDI_FBHOILE01 | 0.799 | HOUETARHNHPELCN03_OLDI | HOUETARHNBHOILE01_OLDI | BHOILE01 | HPELCN03 | ETA_OLDI | BHOILE01_HPELCN03 | 4 | -0.25 | 1 | Supported
HOUETARHNHPELCN02_OLDI_FBHOILE01_D67 | Residential heating technology - Heat pump, Air-to-air - single-family house - existing building - distributed level 0.67 | HOUELC, HOUAMB | HOUETARHN_OLDI_DMD | MKr20 | 2020 | 3.2165 | 0.18468 | 0.21386 | [5 empty] | ETA | I | OLD | 4.6759 |  | RHNHPELC | 4 | 0.66667 | HOUETARHNHPELCN02_OLDI_FBHOILE01 | 0.799 | HOUETARHNHPELCN02_OLDI | HOUETARHNBHOILE01_OLDI | BHOILE01 | HPELCN02 | ETA_OLDI | BHOILE01_HPELCN02 | 5 | 0 | 1.1 | Unlikely
HOUETARHNHPELCN02_OLDI_FBHOILE01_D67 | Residential heating technology - Heat pump, Air-to-air - single-family house - existing building - distributed level 0.67 | HOUELC, HOUAMB | HOUETARHN_OLDI_DMD | MKr20 | 2025 | 3.1379 | 0.12547 | 0.20338 | [5 empty] | ETA | I | OLD | 4.9169 |  | RHNHPELC | 4 | 0.66667 | HOUETARHNHPELCN02_OLDI_FBHOILE01 | 0.799 | HOUETARHNHPELCN02_OLDI | HOUETARHNBHOILE01_OLDI | BHOILE01 | HPELCN02 | ETA_OLDI | BHOILE01_HPELCN02 | 5 | 0 | 1.1 | Unlikely
HOUETARHNHPELCN02_OLDI_FBHOILE01_D67 | Residential heating technology - Heat pump, Air-to-air - single-family house - existing building - distributed level 0.67 | HOUELC, HOUAMB | HOUETARHN_OLDI_DMD | MKr20 | 2030 | 3.0593 | 0.12315 | 0.1957 | [5 empty] | ETA | I | OLD | 5.1098 |  | RHNHPELC | 4 | 0.66667 | HOUETARHNHPELCN02_OLDI_FBHOILE01 | 0.799 | HOUETARHNHPELCN02_OLDI | HOUETARHNBHOILE01_OLDI | BHOILE01 | HPELCN02 | ETA_OLDI | BHOILE01_HPELCN02 | 5 | 0 | 1.1 | Unlikely
HOUETARHNHPELCN02_OLDI_FBHOILE01_D67 | Residential heating technology - Heat pump, Air-to-air - single-family house - existing building - distributed level 0.67 | HOUELC, HOUAMB | HOUETARHN_OLDI_DMD | MKr20 | 2040 | 2.9134 | 0.11885 | 0.18859 | [5 empty] | ETA | I | OLD | 5.3026 |  | RHNHPELC | 4 | 0.66667 | HOUETARHNHPELCN02_OLDI_FBHOILE01 | 0.799 | HOUETARHNHPELCN02_OLDI | HOUETARHNBHOILE01_OLDI | BHOILE01 | HPELCN02 | ETA_OLDI | BHOILE01_HPELCN02 | 5 | 0 | 1.1 | Unlikely
HOUETARHNHPELCN02_OLDI_FBHOILE01_D67 | Residential heating technology - Heat pump, Air-to-air - single-family house - existing building - distributed level 0.67 | HOUELC, HOUAMB | HOUETARHN_OLDI_DMD | MKr20 | 2050 | 2.7675 | 0.11455 | 0.18522 | [5 empty] | ETA | I | OLD | 5.399 |  | RHNHPELC | 4 | 0.66667 | HOUETARHNHPELCN02_OLDI_FBHOILE01 | 0.799 | HOUETARHNHPELCN02_OLDI | HOUETARHNBHOILE01_OLDI | BHOILE01 | HPELCN02 | ETA_OLDI | BHOILE01_HPELCN02 | 5 | 0 | 1.1 | Unlikely
HOUETARHNDIELCN06_OLDI_FBHOILE01_D67 | Residential heating technology - Electric heating - electric panel from Bauhaus - apartment complex - new building - distributed level 0.67 | HOUELC | HOUETARHN_OLDI_DMD | MKr20 | 2020 | 0.64843 | 0 | [6 empty] | ETA | I | OLD |  |  | RHNDIELC | 4 | 0.66667 | HOUETARHNDIELCN06_OLDI_FBHOILE01 | 0.799 | HOUETARHNDIELCN06_OLDI | HOUETARHNBHOILE01_OLDI | BHOILE01 | DIELCN06 | ETA_OLDI | BHOILE01_DIELCN06 | 5 | 0 | 1.1 | Unlikely
HOUETARHNDIELCN06_OLDI_FBHOILE01_D67 | Residential heating technology - Electric heating - electric panel from Bauhaus - apartment complex - new building - distributed level 0.67 | HOUELC | HOUETARHN_OLDI_DMD | MKr20 | 2025 | 0.64843 | 0 | [6 empty] | ETA | I | OLD |  |  | RHNDIELC | 4 | 0.66667 | HOUETARHNDIELCN06_OLDI_FBHOILE01 | 0.799 | HOUETARHNDIELCN06_OLDI | HOUETARHNBHOILE01_OLDI | BHOILE01 | DIELCN06 | ETA_OLDI | BHOILE01_DIELCN06 | 5 | 0 | 1.1 | Unlikely
HOUETARHNDIELCN06_OLDI_FBHOILE01_D67 | Residential heating technology - Electric heating - electric panel from Bauhaus - apartment complex - new building - distributed level 0.67 | HOUELC | HOUETARHN_OLDI_DMD | MKr20 | 2030 | 0.64843 | 0 | [6 empty] | ETA | I | OLD |  |  | RHNDIELC | 4 | 0.66667 | HOUETARHNDIELCN06_OLDI_FBHOILE01 | 0.799 | HOUETARHNDIELCN06_OLDI | HOUETARHNBHOILE01_OLDI | BHOILE01 | DIELCN06 | ETA_OLDI | BHOILE01_DIELCN06 | 5 | 0 | 1.1 | Unlikely
HOUETARHNDIELCN06_OLDI_FBHOILE01_D67 | Residential heating technology - Electric heating - electric panel from Bauhaus - apartment complex - new building - distributed level 0.67 | HOUELC | HOUETARHN_OLDI_DMD | MKr20 | 2040 | 0.64843 | 0 | [6 empty] | ETA | I | OLD |  |  | RHNDIELC | 4 | 0.66667 | HOUETARHNDIELCN06_OLDI_FBHOILE01 | 0.799 | HOUETARHNDIELCN06_OLDI | HOUETARHNBHOILE01_OLDI | BHOILE01 | DIELCN06 | ETA_OLDI | BHOILE01_DIELCN06 | 5 | 0 | 1.1 | Unlikely
HOUETARHNDIELCN06_OLDI_FBHOILE01_D67 | Residential heating technology - Electric heating - electric panel from Bauhaus - apartment complex - new building - distributed level 0.67 | HOUELC | HOUETARHN_OLDI_DMD | MKr20 | 2050 | 0.64843 | 0 | [6 empty] | ETA | I | OLD |  |  | RHNDIELC | 4 | 0.66667 | HOUETARHNDIELCN06_OLDI_FBHOILE01 | 0.799 | HOUETARHNDIELCN06_OLDI | HOUETARHNBHOILE01_OLDI | BHOILE01 | DIELCN06 | ETA_OLDI | BHOILE01_DIELCN06 | 5 | 0 | 1.1 | Unlikely
HOUETARHNDIELCN01_OLDI_FBHOILE01_D67 | Residential heating technology - Electric heating - apartment complex - new building - distributed level 0.67 | HOUELC | HOUETARHN_OLDI_DMD | MKr20 | 2020 | 6.0226 | 0.0024454 | [6 empty] | ETA | I | OLD |  |  | RHNDIELC | 4 | 0.66667 | HOUETARHNDIELCN01_OLDI_FBHOILE01 | 0.799 | HOUETARHNDIELCN01_OLDI | HOUETARHNBHOILE01_OLDI | BHOILE01 | DIELCN01 | ETA_OLDI | BHOILE01_DIELCN01 | 5 | 0 | 1.1 | Unlikely
HOUETARHNDIELCN01_OLDI_FBHOILE01_D67 | Residential heating technology - Electric heating - apartment complex - new building - distributed level 0.67 | HOUELC | HOUETARHN_OLDI_DMD | MKr20 | 2025 | 5.8735 | 0.0023455 | [6 empty] | ETA | I | OLD |  |  | RHNDIELC | 4 | 0.66667 | HOUETARHNDIELCN01_OLDI_FBHOILE01 | 0.799 | HOUETARHNDIELCN01_OLDI | HOUETARHNBHOILE01_OLDI | BHOILE01 | DIELCN01 | ETA_OLDI | BHOILE01_DIELCN01 | 5 | 0 | 1.1 | Unlikely
HOUETARHNDIELCN01_OLDI_FBHOILE01_D67 | Residential heating technology - Electric heating - apartment complex - new building - distributed level 0.67 | HOUELC | HOUETARHN_OLDI_DMD | MKr20 | 2030 | 5.7282 | 0.0022956 | [6 empty] | ETA | I | OLD |  |  | RHNDIELC | 4 | 0.66667 | HOUETARHNDIELCN01_OLDI_FBHOILE01 | 0.799 | HOUETARHNDIELCN01_OLDI | HOUETARHNBHOILE01_OLDI | BHOILE01 | DIELCN01 | ETA_OLDI | BHOILE01_DIELCN01 | 5 | 0 | 1.1 | Unlikely
HOUETARHNDIELCN01_OLDI_FBHOILE01_D67 | Residential heating technology - Electric heating - apartment complex - new building - distributed level 0.67 | HOUELC | HOUETARHN_OLDI_DMD | MKr20 | 2040 | 5.4481 | 0.0021958 | [6 empty] | ETA | I | OLD |  |  | RHNDIELC | 4 | 0.66667 | HOUETARHNDIELCN01_OLDI_FBHOILE01 | 0.799 | HOUETARHNDIELCN01_OLDI | HOUETARHNBHOILE01_OLDI | BHOILE01 | DIELCN01 | ETA_OLDI | BHOILE01_DIELCN01 | 5 | 0 | 1.1 | Unlikely
HOUETARHNDIELCN01_OLDI_FBHOILE01_D67 | Residential heating technology - Electric heating - apartment complex - new building - distributed level 0.67 | HOUELC | HOUETARHN_OLDI_DMD | MKr20 | 2050 | 5.1817 | 0.002096 | [6 empty] | ETA | I | OLD |  |  | RHNDIELC | 4 | 0.66667 | HOUETARHNDIELCN01_OLDI_FBHOILE01 | 0.799 | HOUETARHNDIELCN01_OLDI | HOUETARHNBHOILE01_OLDI | BHOILE01 | DIELCN01 | ETA_OLDI | BHOILE01_DIELCN01 | 5 | 0 | 1.1 | Unlikely
HOUETARHNBHWPEN01_OLDI_FBHOILE01_D67 | Residential heating technology - Biomass boiler, automatic stoking , wood pellets or wood chips - apartment complex - existing building - distributed level 0.67 | HOUWPE | HOUETARHN_OLDI_DMD | MKr20 | 2020 | 1.6488 | 0.029971 |  | 25 | 14 | 70 | 2 | 4 | ETA | I | OLD |  |  | RHNBHWPE | 4 | 0.66667 | HOUETARHNBHWPEN01_OLDI_FBHOILE01 | 0.799 | HOUETARHNBHWPEN01_OLDI | HOUETARHNBHOILE01_OLDI | BHOILE01 | BHWPEN01 | ETA_OLDI | BHOILE01_BHWPEN01 | 6 | 0 | 1 | New
HOUETARHNBHWPEN01_OLDI_FBHOILE01_D67 | Residential heating technology - Biomass boiler, automatic stoking , wood pellets or wood chips - apartment complex - existing building - distributed level 0.67 | HOUWPE | HOUETARHN_OLDI_DMD | MKr20 | 2025 | 1.608 | 0.029758 |  | 25 | 14 | 60 | 2 | 4 | ETA | I | OLD |  |  | RHNBHWPE | 4 | 0.66667 | HOUETARHNBHWPEN01_OLDI_FBHOILE01 | 0.799 | HOUETARHNBHWPEN01_OLDI | HOUETARHNBHOILE01_OLDI | BHOILE01 | BHWPEN01 | ETA_OLDI | BHOILE01_BHWPEN01 | 6 | 0 | 1 | New
HOUETARHNBHWPEN01_OLDI_FBHOILE01_D67 | Residential heating technology - Biomass boiler, automatic stoking , wood pellets or wood chips - apartment complex - existing building - distributed level 0.67 | HOUWPE | HOUETARHN_OLDI_DMD | MKr20 | 2030 | 1.5682 | 0.029892 |  | 25 | 11 | 50 | 1 | 4 | ETA | I | OLD |  |  | RHNBHWPE | 4 | 0.66667 | HOUETARHNBHWPEN01_OLDI_FBHOILE01 | 0.799 | HOUETARHNBHWPEN01_OLDI | HOUETARHNBHOILE01_OLDI | BHOILE01 | BHWPEN01 | ETA_OLDI | BHOILE01_BHWPEN01 | 6 | 0 | 1 | New
HOUETARHNBHWPEN01_OLDI_FBHOILE01_D67 | Residential heating technology - Biomass boiler, automatic stoking , wood pellets or wood chips - apartment complex - existing building - distributed level 0.67 | HOUWPE | HOUETARHN_OLDI_DMD | MKr20 | 2040 | 1.4915 | 0.028937 |  | 25 | 9 | 45 | 1 | 4 | ETA | I | OLD |  |  | RHNBHWPE | 4 | 0.66667 | HOUETARHNBHWPEN01_OLDI_FBHOILE01 | 0.799 | HOUETARHNBHWPEN01_OLDI | HOUETARHNBHOILE01_OLDI | BHOILE01 | BHWPEN01 | ETA_OLDI | BHOILE01_BHWPEN01 | 6 | 0 | 1 | New
HOUETARHNBHWPEN01_OLDI_FBHOILE01_D67 | Residential heating technology - Biomass boiler, automatic stoking , wood pellets or wood chips - apartment complex - existing building - distributed level 0.67 | HOUWPE | HOUETARHN_OLDI_DMD | MKr20 | 2050 | 1.4186 | 0.027691 |  | 25 | 9 | 40 | 0 | 4 | ETA | I | OLD |  |  | RHNBHWPE | 4 | 0.66667 | HOUETARHNBHWPEN01_OLDI_FBHOILE01 | 0.799 | HOUETARHNBHWPEN01_OLDI | HOUETARHNBHOILE01_OLDI | BHOILE01 | BHWPEN01 | ETA_OLDI | BHOILE01_BHWPEN01 | 6 | 0 | 1 | New
HOUETARHNBHSOLN01_OLDI_FBHOILE01_D67 | Residential heating technology - Solar heating system - apartment complex - existing building - distributed level 0.67 | HOUSOL | HOUETARHN_OLDI_DMD | MKr20 | 2020 | 5.0818 | 0.023783 | [6 empty] | ETA | I | OLD |  |  | RHNBHSOL | 4 | 0.66667 | HOUETARHNBHSOLN01_OLDI_FBHOILE01 | 0.799 | HOUETARHNBHSOLN01_OLDI | HOUETARHNBHOILE01_OLDI | BHOILE01 | BHSOLN01 | ETA_OLDI | BHOILE01_BHSOLN01 | 5 | 0 | 1.1 | Unlikely
HOUETARHNBHSOLN01_OLDI_FBHOILE01_D67 | Residential heating technology - Solar heating system - apartment complex - existing building - distributed level 0.67 | HOUSOL | HOUETARHN_OLDI_DMD | MKr20 | 2025 | 4.8622 | 0.025209 | [6 empty] | ETA | I | OLD |  |  | RHNBHSOL | 4 | 0.66667 | HOUETARHNBHSOLN01_OLDI_FBHOILE01 | 0.799 | HOUETARHNBHSOLN01_OLDI | HOUETARHNBHOILE01_OLDI | BHOILE01 | BHSOLN01 | ETA_OLDI | BHOILE01_BHSOLN01 | 5 | 0 | 1.1 | Unlikely
HOUETARHNBHSOLN01_OLDI_FBHOILE01_D67 | Residential heating technology - Solar heating system - apartment complex - existing building - distributed level 0.67 | HOUSOL | HOUETARHN_OLDI_DMD | MKr20 | 2030 | 4.6426 | 0.025751 | [6 empty] | ETA | I | OLD |  |  | RHNBHSOL | 4 | 0.66667 | HOUETARHNBHSOLN01_OLDI_FBHOILE01 | 0.799 | HOUETARHNBHSOLN01_OLDI | HOUETARHNBHOILE01_OLDI | BHOILE01 | BHSOLN01 | ETA_OLDI | BHOILE01_BHSOLN01 | 5 | 0 | 1.1 | Unlikely
HOUETARHNBHSOLN01_OLDI_FBHOILE01_D67 | Residential heating technology - Solar heating system - apartment complex - existing building - distributed level 0.67 | HOUSOL | HOUETARHN_OLDI_DMD | MKr20 | 2040 | 4.423 | 0.025052 | [6 empty] | ETA | I | OLD |  |  | RHNBHSOL | 4 | 0.66667 | HOUETARHNBHSOLN01_OLDI_FBHOILE01 | 0.799 | HOUETARHNBHSOLN01_OLDI | HOUETARHNBHOILE01_OLDI | BHOILE01 | BHSOLN01 | ETA_OLDI | BHOILE01_BHSOLN01 | 5 | 0 | 1.1 | Unlikely
HOUETARHNBHSOLN01_OLDI_FBHOILE01_D67 | Residential heating technology - Solar heating system - apartment complex - existing building - distributed level 0.67 | HOUSOL | HOUETARHN_OLDI_DMD | MKr20 | 2050 | 4.2034 | 0.023783 | [6 empty] | ETA | I | OLD |  |  | RHNBHSOL | 4 | 0.66667 | HOUETARHNBHSOLN01_OLDI_FBHOILE01 | 0.799 | HOUETARHNBHSOLN01_OLDI | HOUETARHNBHOILE01_OLDI | BHOILE01 | BHSOLN01 | ETA_OLDI | BHOILE01_BHSOLN01 | 5 | 0 | 1.1 | Unlikely
HOUETARHNBHOILN01_OLDI_FBHOILE01_D67 | Residential heating technology - Oil boiler (mineral oil fired, < 10 % FAME) - apartment complex - existing building - distributed level 0.67 | HOUOIL, HOUDSB, HOUDSE | HOUETARHN_OLDI_DMD | MKr20 | 2020 | 0.58573 | 0.020737 |  | 6.7 | 5 | 52 | 0 | 0 | ETA | I | OLD |  |  | RHNBHOIL | 4 | 0.66667 | HOUETARHNBHOILN01_OLDI_FBHOILE01 | 0.799 | HOUETARHNBHOILN01_OLDI | HOUETARHNBHOILE01_OLDI | BHOILE01 | BHOILN01 | ETA_OLDI | BHOILE01_BHOILN01 | 2 | 0 | 0.9 | Same
HOUETARHNBHOILN01_OLDI_FBHOILE01_D67 | Residential heating technology - Oil boiler (mineral oil fired, < 10 % FAME) - apartment complex - existing building - distributed level 0.67 | HOUOIL, HOUDSB, HOUDSE | HOUETARHN_OLDI_DMD | MKr20 | 2025 | 0.57123 | 0.020817 |  | 6.7 | 5 | 52 | 0 | 0 | ETA | I | OLD |  |  | RHNBHOIL | 4 | 0.66667 | HOUETARHNBHOILN01_OLDI_FBHOILE01 | 0.799 | HOUETARHNBHOILN01_OLDI | HOUETARHNBHOILE01_OLDI | BHOILE01 | BHOILN01 | ETA_OLDI | BHOILE01_BHOILN01 | 2 | 0 | 0.9 | Same
HOUETARHNBHOILN01_OLDI_FBHOILE01_D67 | Residential heating technology - Oil boiler (mineral oil fired, < 10 % FAME) - apartment complex - existing building - distributed level 0.67 | HOUOIL, HOUDSB, HOUDSE | HOUETARHN_OLDI_DMD | MKr20 | 2030 | 0.5571 | 0.021118 |  | 6.7 | 5 | 52 | 0 | 0 | ETA | I | OLD |  |  | RHNBHOIL | 4 | 0.66667 | HOUETARHNBHOILN01_OLDI_FBHOILE01 | 0.799 | HOUETARHNBHOILN01_OLDI | HOUETARHNBHOILE01_OLDI | BHOILE01 | BHOILN01 | ETA_OLDI | BHOILE01_BHOILN01 | 2 | 0 | 0.9 | Same
HOUETARHNBHOILN01_OLDI_FBHOILE01_D67 | Residential heating technology - Oil boiler (mineral oil fired, < 10 % FAME) - apartment complex - existing building - distributed level 0.67 | HOUOIL, HOUDSB, HOUDSE | HOUETARHN_OLDI_DMD | MKr20 | 2040 | 0.52986 | 0.021312 |  | 6.7 | 5 | 52 | 0 | 0 | ETA | I | OLD |  |  | RHNBHOIL | 4 | 0.66667 | HOUETARHNBHOILN01_OLDI_FBHOILE01 | 0.799 | HOUETARHNBHOILN01_OLDI | HOUETARHNBHOILE01_OLDI | BHOILE01 | BHOILN01 | ETA_OLDI | BHOILE01_BHOILN01 | 2 | 0 | 0.9 | Same
HOUETARHNBHOILN01_OLDI_FBHOILE01_D67 | Residential heating technology - Oil boiler (mineral oil fired, < 10 % FAME) - apartment complex - existing building - distributed level 0.67 | HOUOIL, HOUDSB, HOUDSE | HOUETARHN_OLDI_DMD | MKr20 | 2050 | 0.50395 | 0.02149 |  | 6.7 | 5 | 52 | 0 | 0 | ETA | I | OLD |  |  | RHNBHOIL | 4 | 0.66667 | HOUETARHNBHOILN01_OLDI_FBHOILE01 | 0.799 | HOUETARHNBHOILN01_OLDI | HOUETARHNBHOILE01_OLDI | BHOILE01 | BHOILN01 | ETA_OLDI | BHOILE01_BHOILN01 | 2 | 0 | 0.9 | Same
HOUETARHNBHDHDN09_OLDI_FBHOILE01_D67 | Residential heating technology - Direct district heating substation - plus connection pipe - plus distribution (heating density: low ) - apartment complex - existing building - distributed level 0.67 | HOUDHD | HOUETARHN_OLDI_DMD | MKr20 | 2020 | 0.45968 | 0.0017726 | [6 empty] | ETA | I | OLD |  |  | RHNBHDHD | 4 | 0.66667 | HOUETARHNBHDHDN09_OLDI_FBHOILE01 | 0.799 | HOUETARHNBHDHDN09_OLDI | HOUETARHNBHOILE01_OLDI | BHOILE01 | BHDHDN09 | ETA_OLDI | BHOILE01_BHDHDN09 | 4 | -0.25 | 1 | Supported
HOUETARHNBHDHDN09_OLDI_FBHOILE01_D67 | Residential heating technology - Direct district heating substation - plus connection pipe - plus distribution (heating density: low ) - apartment complex - existing building - distributed level 0.67 | HOUDHD | HOUETARHN_OLDI_DMD | MKr20 | 2025 | 0.4536 | 0.0017966 | [6 empty] | ETA | I | OLD |  |  | RHNBHDHD | 4 | 0.66667 | HOUETARHNBHDHDN09_OLDI_FBHOILE01 | 0.799 | HOUETARHNBHDHDN09_OLDI | HOUETARHNBHOILE01_OLDI | BHOILE01 | BHDHDN09 | ETA_OLDI | BHOILE01_BHDHDN09 | 4 | -0.25 | 1 | Supported
HOUETARHNBHDHDN09_OLDI_FBHOILE01_D67 | Residential heating technology - Direct district heating substation - plus connection pipe - plus distribution (heating density: low ) - apartment complex - existing building - distributed level 0.67 | HOUDHD | HOUETARHN_OLDI_DMD | MKr20 | 2030 | 0.44766 | 0.0017701 | [6 empty] | ETA | I | OLD |  |  | RHNBHDHD | 4 | 0.66667 | HOUETARHNBHDHDN09_OLDI_FBHOILE01 | 0.799 | HOUETARHNBHDHDN09_OLDI | HOUETARHNBHOILE01_OLDI | BHOILE01 | BHDHDN09 | ETA_OLDI | BHOILE01_BHDHDN09 | 4 | -0.25 | 1 | Supported
HOUETARHNBHDHDN09_OLDI_FBHOILE01_D67 | Residential heating technology - Direct district heating substation - plus connection pipe - plus distribution (heating density: low ) - apartment complex - existing building - distributed level 0.67 | HOUDHD | HOUETARHN_OLDI_DMD | MKr20 | 2040 | 0.43623 | 0.0017164 | [6 empty] | ETA | I | OLD |  |  | RHNBHDHD | 4 | 0.66667 | HOUETARHNBHDHDN09_OLDI_FBHOILE01 | 0.799 | HOUETARHNBHDHDN09_OLDI | HOUETARHNBHOILE01_OLDI | BHOILE01 | BHDHDN09 | ETA_OLDI | BHOILE01_BHDHDN09 | 4 | -0.25 | 1 | Supported
HOUETARHNBHDHDN09_OLDI_FBHOILE01_D67 | Residential heating technology - Direct district heating substation - plus connection pipe - plus distribution (heating density: low ) - apartment complex - existing building - distributed level 0.67 | HOUDHD | HOUETARHN_OLDI_DMD | MKr20 | 2050 | 0.42536 | 0.0016479 | [6 empty] | ETA | I | OLD |  |  | RHNBHDHD | 4 | 0.66667 | HOUETARHNBHDHDN09_OLDI_FBHOILE01 | 0.799 | HOUETARHNBHDHDN09_OLDI | HOUETARHNBHOILE01_OLDI | BHOILE01 | BHDHDN09 | ETA_OLDI | BHOILE01_BHDHDN09 | 4 | -0.25 | 1 | Supported
HOUETARHNBHDHDN07_OLDI_FBHOILE01_D67 | Residential heating technology - Direct district heating substation - plus connection pipe - plus distribution (heating density: medium ) - apartment complex - existing building - distributed level 0.67 | HOUDHD | HOUETARHN_OLDI_DMD | MKr20 | 2020 | 0.3927 | 0.0017726 | [6 empty] | ETA | I | OLD |  |  | RHNBHDHD | 4 | 0.66667 | HOUETARHNBHDHDN07_OLDI_FBHOILE01 | 0.799 | HOUETARHNBHDHDN07_OLDI | HOUETARHNBHOILE01_OLDI | BHOILE01 | BHDHDN07 | ETA_OLDI | BHOILE01_BHDHDN07 | 4 | -0.25 | 1 | Supported
HOUETARHNBHDHDN07_OLDI_FBHOILE01_D67 | Residential heating technology - Direct district heating substation - plus connection pipe - plus distribution (heating density: medium ) - apartment complex - existing building - distributed level 0.67 | HOUDHD | HOUETARHN_OLDI_DMD | MKr20 | 2025 | 0.38661 | 0.0017966 | [6 empty] | ETA | I | OLD |  |  | RHNBHDHD | 4 | 0.66667 | HOUETARHNBHDHDN07_OLDI_FBHOILE01 | 0.799 | HOUETARHNBHDHDN07_OLDI | HOUETARHNBHOILE01_OLDI | BHOILE01 | BHDHDN07 | ETA_OLDI | BHOILE01_BHDHDN07 | 4 | -0.25 | 1 | Supported
HOUETARHNBHDHDN07_OLDI_FBHOILE01_D67 | Residential heating technology - Direct district heating substation - plus connection pipe - plus distribution (heating density: medium ) - apartment complex - existing building - distributed level 0.67 | HOUDHD | HOUETARHN_OLDI_DMD | MKr20 | 2030 | 0.38068 | 0.0017701 | [6 empty] | ETA | I | OLD |  |  | RHNBHDHD | 4 | 0.66667 | HOUETARHNBHDHDN07_OLDI_FBHOILE01 | 0.799 | HOUETARHNBHDHDN07_OLDI | HOUETARHNBHOILE01_OLDI | BHOILE01 | BHDHDN07 | ETA_OLDI | BHOILE01_BHDHDN07 | 4 | -0.25 | 1 | Supported
HOUETARHNBHDHDN07_OLDI_FBHOILE01_D67 | Residential heating technology - Direct district heating substation - plus connection pipe - plus distribution (heating density: medium ) - apartment complex - existing building - distributed level 0.67 | HOUDHD | HOUETARHN_OLDI_DMD | MKr20 | 2040 | 0.36924 | 0.0017164 | [6 empty] | ETA | I | OLD |  |  | RHNBHDHD | 4 | 0.66667 | HOUETARHNBHDHDN07_OLDI_FBHOILE01 | 0.799 | HOUETARHNBHDHDN07_OLDI | HOUETARHNBHOILE01_OLDI | BHOILE01 | BHDHDN07 | ETA_OLDI | BHOILE01_BHDHDN07 | 4 | -0.25 | 1 | Supported
HOUETARHNBHDHDN07_OLDI_FBHOILE01_D67 | Residential heating technology - Direct district heating substation - plus connection pipe - plus distribution (heating density: medium ) - apartment complex - existing building - distributed level 0.67 | HOUDHD | HOUETARHN_OLDI_DMD | MKr20 | 2050 | 0.35837 | 0.0016479 | [6 empty] | ETA | I | OLD |  |  | RHNBHDHD | 4 | 0.66667 | HOUETARHNBHDHDN07_OLDI_FBHOILE01 | 0.799 | HOUETARHNBHDHDN07_OLDI | HOUETARHNBHOILE01_OLDI | BHOILE01 | BHDHDN07 | ETA_OLDI | BHOILE01_BHDHDN07 | 4 | -0.25 | 1 | Supported
HOUETARHNBHDHDN05_OLDI_FBHOILE01_D67 | Residential heating technology - Direct district heating substation - plus connection pipe - plus distribution (heating density: high ) - apartment complex - existing building - distributed level 0.67 | HOUDHD | HOUETARHN_OLDI_DMD | MKr20 | 2020 | 0.32571 | 0.0017726 | [6 empty] | ETA | I | OLD |  |  | RHNBHDHD | 4 | 0.66667 | HOUETARHNBHDHDN05_OLDI_FBHOILE01 | 0.799 | HOUETARHNBHDHDN05_OLDI | HOUETARHNBHOILE01_OLDI | BHOILE01 | BHDHDN05 | ETA_OLDI | BHOILE01_BHDHDN05 | 4 | -0.25 | 1 | Supported
HOUETARHNBHDHDN05_OLDI_FBHOILE01_D67 | Residential heating technology - Direct district heating substation - plus connection pipe - plus distribution (heating density: high ) - apartment complex - existing building - distributed level 0.67 | HOUDHD | HOUETARHN_OLDI_DMD | MKr20 | 2025 | 0.31963 | 0.0017966 | [6 empty] | ETA | I | OLD |  |  | RHNBHDHD | 4 | 0.66667 | HOUETARHNBHDHDN05_OLDI_FBHOILE01 | 0.799 | HOUETARHNBHDHDN05_OLDI | HOUETARHNBHOILE01_OLDI | BHOILE01 | BHDHDN05 | ETA_OLDI | BHOILE01_BHDHDN05 | 4 | -0.25 | 1 | Supported
HOUETARHNBHDHDN05_OLDI_FBHOILE01_D67 | Residential heating technology - Direct district heating substation - plus connection pipe - plus distribution (heating density: high ) - apartment complex - existing building - distributed level 0.67 | HOUDHD | HOUETARHN_OLDI_DMD | MKr20 | 2030 | 0.31369 | 0.0017701 | [6 empty] | ETA | I | OLD |  |  | RHNBHDHD | 4 | 0.66667 | HOUETARHNBHDHDN05_OLDI_FBHOILE01 | 0.799 | HOUETARHNBHDHDN05_OLDI | HOUETARHNBHOILE01_OLDI | BHOILE01 | BHDHDN05 | ETA_OLDI | BHOILE01_BHDHDN05 | 4 | -0.25 | 1 | Supported
HOUETARHNBHDHDN05_OLDI_FBHOILE01_D67 | Residential heating technology - Direct district heating substation - plus connection pipe - plus distribution (heating density: high ) - apartment complex - existing building - distributed level 0.67 | HOUDHD | HOUETARHN_OLDI_DMD | MKr20 | 2040 | 0.30226 | 0.0017164 | [6 empty] | ETA | I | OLD |  |  | RHNBHDHD | 4 | 0.66667 | HOUETARHNBHDHDN05_OLDI_FBHOILE01 | 0.799 | HOUETARHNBHDHDN05_OLDI | HOUETARHNBHOILE01_OLDI | BHOILE01 | BHDHDN05 | ETA_OLDI | BHOILE01_BHDHDN05 | 4 | -0.25 | 1 | Supported
HOUETARHNBHDHDN05_OLDI_FBHOILE01_D67 | Residential heating technology - Direct district heating substation - plus connection pipe - plus distribution (heating density: high ) - apartment complex - existing building - distributed level 0.67 | HOUDHD | HOUETARHN_OLDI_DMD | MKr20 | 2050 | 0.29138 | 0.0016479 | [6 empty] | ETA | I | OLD |  |  | RHNBHDHD | 4 | 0.66667 | HOUETARHNBHDHDN05_OLDI_FBHOILE01 | 0.799 | HOUETARHNBHDHDN05_OLDI | HOUETARHNBHOILE01_OLDI | BHOILE01 | BHDHDN05 | ETA_OLDI | BHOILE01_BHDHDN05 | 4 | -0.25 | 1 | Supported
HOUETARHNBHDHCN09_OLDI_FBHOILE01_D67 | Residential heating technology - Direct district heating substation - plus connection pipe - plus distribution (heating density: low ) - apartment complex - existing building - distributed level 0.67 | HOUDHC | HOUETARHN_OLDI_DMD | MKr20 | 2020 | 0.45968 | 0.0017726 | [6 empty] | ETA | I | OLD |  |  | RHNBHDHC | 4 | 0.66667 | HOUETARHNBHDHCN09_OLDI_FBHOILE01 | 0.799 | HOUETARHNBHDHCN09_OLDI | HOUETARHNBHOILE01_OLDI | BHOILE01 | BHDHCN09 | ETA_OLDI | BHOILE01_BHDHCN09 | 4 | -0.25 | 1 | Supported
HOUETARHNBHDHCN09_OLDI_FBHOILE01_D67 | Residential heating technology - Direct district heating substation - plus connection pipe - plus distribution (heating density: low ) - apartment complex - existing building - distributed level 0.67 | HOUDHC | HOUETARHN_OLDI_DMD | MKr20 | 2025 | 0.4536 | 0.0017966 | [6 empty] | ETA | I | OLD |  |  | RHNBHDHC | 4 | 0.66667 | HOUETARHNBHDHCN09_OLDI_FBHOILE01 | 0.799 | HOUETARHNBHDHCN09_OLDI | HOUETARHNBHOILE01_OLDI | BHOILE01 | BHDHCN09 | ETA_OLDI | BHOILE01_BHDHCN09 | 4 | -0.25 | 1 | Supported
HOUETARHNBHDHCN09_OLDI_FBHOILE01_D67 | Residential heating technology - Direct district heating substation - plus connection pipe - plus distribution (heating density: low ) - apartment complex - existing building - distributed level 0.67 | HOUDHC | HOUETARHN_OLDI_DMD | MKr20 | 2030 | 0.44766 | 0.0017701 | [6 empty] | ETA | I | OLD |  |  | RHNBHDHC | 4 | 0.66667 | HOUETARHNBHDHCN09_OLDI_FBHOILE01 | 0.799 | HOUETARHNBHDHCN09_OLDI | HOUETARHNBHOILE01_OLDI | BHOILE01 | BHDHCN09 | ETA_OLDI | BHOILE01_BHDHCN09 | 4 | -0.25 | 1 | Supported
HOUETARHNBHDHCN09_OLDI_FBHOILE01_D67 | Residential heating technology - Direct district heating substation - plus connection pipe - plus distribution (heating density: low ) - apartment complex - existing building - distributed level 0.67 | HOUDHC | HOUETARHN_OLDI_DMD | MKr20 | 2040 | 0.43623 | 0.0017164 | [6 empty] | ETA | I | OLD |  |  | RHNBHDHC | 4 | 0.66667 | HOUETARHNBHDHCN09_OLDI_FBHOILE01 | 0.799 | HOUETARHNBHDHCN09_OLDI | HOUETARHNBHOILE01_OLDI | BHOILE01 | BHDHCN09 | ETA_OLDI | BHOILE01_BHDHCN09 | 4 | -0.25 | 1 | Supported
HOUETARHNBHDHCN09_OLDI_FBHOILE01_D67 | Residential heating technology - Direct district heating substation - plus connection pipe - plus distribution (heating density: low ) - apartment complex - existing building - distributed level 0.67 | HOUDHC | HOUETARHN_OLDI_DMD | MKr20 | 2050 | 0.42536 | 0.0016479 | [6 empty] | ETA | I | OLD |  |  | RHNBHDHC | 4 | 0.66667 | HOUETARHNBHDHCN09_OLDI_FBHOILE01 | 0.799 | HOUETARHNBHDHCN09_OLDI | HOUETARHNBHOILE01_OLDI | BHOILE01 | BHDHCN09 | ETA_OLDI | BHOILE01_BHDHCN09 | 4 | -0.25 | 1 | Supported
HOUETARHNBHDHCN07_OLDI_FBHOILE01_D67 | Residential heating technology - Direct district heating substation - plus connection pipe - plus distribution (heating density: medium ) - apartment complex - existing building - distributed level 0.67 | HOUDHC | HOUETARHN_OLDI_DMD | MKr20 | 2020 | 0.3927 | 0.0017726 | [6 empty] | ETA | I | OLD |  |  | RHNBHDHC | 4 | 0.66667 | HOUETARHNBHDHCN07_OLDI_FBHOILE01 | 0.799 | HOUETARHNBHDHCN07_OLDI | HOUETARHNBHOILE01_OLDI | BHOILE01 | BHDHCN07 | ETA_OLDI | BHOILE01_BHDHCN07 | 4 | -0.25 | 1 | Supported
HOUETARHNBHDHCN07_OLDI_FBHOILE01_D67 | Residential heating technology - Direct district heating substation - plus connection pipe - plus distribution (heating density: medium ) - apartment complex - existing building - distributed level 0.67 | HOUDHC | HOUETARHN_OLDI_DMD | MKr20 | 2025 | 0.38661 | 0.0017966 | [6 empty] | ETA | I | OLD |  |  | RHNBHDHC | 4 | 0.66667 | HOUETARHNBHDHCN07_OLDI_FBHOILE01 | 0.799 | HOUETARHNBHDHCN07_OLDI | HOUETARHNBHOILE01_OLDI | BHOILE01 | BHDHCN07 | ETA_OLDI | BHOILE01_BHDHCN07 | 4 | -0.25 | 1 | Supported
HOUETARHNBHDHCN07_OLDI_FBHOILE01_D67 | Residential heating technology - Direct district heating substation - plus connection pipe - plus distribution (heating density: medium ) - apartment complex - existing building - distributed level 0.67 | HOUDHC | HOUETARHN_OLDI_DMD | MKr20 | 2030 | 0.38068 | 0.0017701 | [6 empty] | ETA | I | OLD |  |  | RHNBHDHC | 4 | 0.66667 | HOUETARHNBHDHCN07_OLDI_FBHOILE01 | 0.799 | HOUETARHNBHDHCN07_OLDI | HOUETARHNBHOILE01_OLDI | BHOILE01 | BHDHCN07 | ETA_OLDI | BHOILE01_BHDHCN07 | 4 | -0.25 | 1 | Supported
HOUETARHNBHDHCN07_OLDI_FBHOILE01_D67 | Residential heating technology - Direct district heating substation - plus connection pipe - plus distribution (heating density: medium ) - apartment complex - existing building - distributed level 0.67 | HOUDHC | HOUETARHN_OLDI_DMD | MKr20 | 2040 | 0.36924 | 0.0017164 | [6 empty] | ETA | I | OLD |  |  | RHNBHDHC | 4 | 0.66667 | HOUETARHNBHDHCN07_OLDI_FBHOILE01 | 0.799 | HOUETARHNBHDHCN07_OLDI | HOUETARHNBHOILE01_OLDI | BHOILE01 | BHDHCN07 | ETA_OLDI | BHOILE01_BHDHCN07 | 4 | -0.25 | 1 | Supported
HOUETARHNBHDHCN07_OLDI_FBHOILE01_D67 | Residential heating technology - Direct district heating substation - plus connection pipe - plus distribution (heating density: medium ) - apartment complex - existing building - distributed level 0.67 | HOUDHC | HOUETARHN_OLDI_DMD | MKr20 | 2050 | 0.35837 | 0.0016479 | [6 empty] | ETA | I | OLD |  |  | RHNBHDHC | 4 | 0.66667 | HOUETARHNBHDHCN07_OLDI_FBHOILE01 | 0.799 | HOUETARHNBHDHCN07_OLDI | HOUETARHNBHOILE01_OLDI | BHOILE01 | BHDHCN07 | ETA_OLDI | BHOILE01_BHDHCN07 | 4 | -0.25 | 1 | Supported
HOUETARHNBHDHCN05_OLDI_FBHOILE01_D67 | Residential heating technology - Direct district heating substation - plus connection pipe - plus distribution (heating density: high ) - apartment complex - existing building - distributed level 0.67 | HOUDHC | HOUETARHN_OLDI_DMD | MKr20 | 2020 | 0.32571 | 0.0017726 | [6 empty] | ETA | I | OLD |  |  | RHNBHDHC | 4 | 0.66667 | HOUETARHNBHDHCN05_OLDI_FBHOILE01 | 0.799 | HOUETARHNBHDHCN05_OLDI | HOUETARHNBHOILE01_OLDI | BHOILE01 | BHDHCN05 | ETA_OLDI | BHOILE01_BHDHCN05 | 4 | -0.25 | 1 | Supported
HOUETARHNBHDHCN05_OLDI_FBHOILE01_D67 | Residential heating technology - Direct district heating substation - plus connection pipe - plus distribution (heating density: high ) - apartment complex - existing building - distributed level 0.67 | HOUDHC | HOUETARHN_OLDI_DMD | MKr20 | 2025 | 0.31963 | 0.0017966 | [6 empty] | ETA | I | OLD |  |  | RHNBHDHC | 4 | 0.66667 | HOUETARHNBHDHCN05_OLDI_FBHOILE01 | 0.799 | HOUETARHNBHDHCN05_OLDI | HOUETARHNBHOILE01_OLDI | BHOILE01 | BHDHCN05 | ETA_OLDI | BHOILE01_BHDHCN05 | 4 | -0.25 | 1 | Supported
HOUETARHNBHDHCN05_OLDI_FBHOILE01_D67 | Residential heating technology - Direct district heating substation - plus connection pipe - plus distribution (heating density: high ) - apartment complex - existing building - distributed level 0.67 | HOUDHC | HOUETARHN_OLDI_DMD | MKr20 | 2030 | 0.31369 | 0.0017701 | [6 empty] | ETA | I | OLD |  |  | RHNBHDHC | 4 | 0.66667 | HOUETARHNBHDHCN05_OLDI_FBHOILE01 | 0.799 | HOUETARHNBHDHCN05_OLDI | HOUETARHNBHOILE01_OLDI | BHOILE01 | BHDHCN05 | ETA_OLDI | BHOILE01_BHDHCN05 | 4 | -0.25 | 1 | Supported
HOUETARHNBHDHCN05_OLDI_FBHOILE01_D67 | Residential heating technology - Direct district heating substation - plus connection pipe - plus distribution (heating density: high ) - apartment complex - existing building - distributed level 0.67 | HOUDHC | HOUETARHN_OLDI_DMD | MKr20 | 2040 | 0.30226 | 0.0017164 | [6 empty] | ETA | I | OLD |  |  | RHNBHDHC | 4 | 0.66667 | HOUETARHNBHDHCN05_OLDI_FBHOILE01 | 0.799 | HOUETARHNBHDHCN05_OLDI | HOUETARHNBHOILE01_OLDI | BHOILE01 | BHDHCN05 | ETA_OLDI | BHOILE01_BHDHCN05 | 4 | -0.25 | 1 | Supported
HOUETARHNBHDHCN05_OLDI_FBHOILE01_D67 | Residential heating technology - Direct district heating substation - plus connection pipe - plus distribution (heating density: high ) - apartment complex - existing building - distributed level 0.67 | HOUDHC | HOUETARHN_OLDI_DMD | MKr20 | 2050 | 0.29138 | 0.0016479 | [6 empty] | ETA | I | OLD |  |  | RHNBHDHC | 4 | 0.66667 | HOUETARHNBHDHCN05_OLDI_FBHOILE01 | 0.799 | HOUETARHNBHDHCN05_OLDI | HOUETARHNBHOILE01_OLDI | BHOILE01 | BHDHCN05 | ETA_OLDI | BHOILE01_BHDHCN05 | 4 | -0.25 | 1 | Supported
HOUPARRHNHPELCN07_OLDC_FBHOILE01_D67 | Residential heating technology - Heat pump, Air-to-water, low-price product - single-family house - existing building - distributed level 0.67 | HOUELC, HOUAMB | HOUPARRHN_OLDC_DMD | MKr20 | 2020 | 10.4621 | 0.41034 | 0.34574 | [5 empty] | PAR | C | OLD | 2.8923 |  | RHNHPELC | 4 | 0.66667 | HOUPARRHNHPELCN07_OLDC_FBHOILE01 | 0.8 | HOUPARRHNHPELCN07_OLDC | HOUPARRHNBHOILE01_OLDC | BHOILE01 | HPELCN07 | PAR_OLDC | BHOILE01_HPELCN07 | 4 | -0.25 | 1 | Supported
HOUPARRHNHPELCN07_OLDC_FBHOILE01_D67 | Residential heating technology - Heat pump, Air-to-water, low-price product - single-family house - existing building - distributed level 0.67 | HOUELC, HOUAMB | HOUPARRHN_OLDC_DMD | MKr20 | 2025 | 9.5709 | 0.31473 | 0.32928 | [5 empty] | PAR | C | OLD | 3.0369 |  | RHNHPELC | 4 | 0.66667 | HOUPARRHNHPELCN07_OLDC_FBHOILE01 | 0.8 | HOUPARRHNHPELCN07_OLDC | HOUPARRHNBHOILE01_OLDC | BHOILE01 | HPELCN07 | PAR_OLDC | BHOILE01_HPELCN07 | 4 | -0.25 | 1 | Supported
HOUPARRHNHPELCN07_OLDC_FBHOILE01_D67 | Residential heating technology - Heat pump, Air-to-water, low-price product - single-family house - existing building - distributed level 0.67 | HOUELC, HOUAMB | HOUPARRHN_OLDC_DMD | MKr20 | 2030 | 8.6797 | 0.31099 | 0.31431 | [5 empty] | PAR | C | OLD | 3.1815 |  | RHNHPELC | 4 | 0.66667 | HOUPARRHNHPELCN07_OLDC_FBHOILE01 | 0.8 | HOUPARRHNHPELCN07_OLDC | HOUPARRHNBHOILE01_OLDC | BHOILE01 | HPELCN07 | PAR_OLDC | BHOILE01_HPELCN07 | 4 | -0.25 | 1 | Supported
HOUPARRHNHPELCN07_OLDC_FBHOILE01_D67 | Residential heating technology - Heat pump, Air-to-water, low-price product - single-family house - existing building - distributed level 0.67 | HOUELC, HOUAMB | HOUPARRHN_OLDC_DMD | MKr20 | 2040 | 7.9697 | 0.30404 | 0.30065 | [5 empty] | PAR | C | OLD | 3.3262 |  | RHNHPELC | 4 | 0.66667 | HOUPARRHNHPELCN07_OLDC_FBHOILE01 | 0.8 | HOUPARRHNHPELCN07_OLDC | HOUPARRHNBHOILE01_OLDC | BHOILE01 | HPELCN07 | PAR_OLDC | BHOILE01_HPELCN07 | 4 | -0.25 | 1 | Supported
HOUPARRHNHPELCN07_OLDC_FBHOILE01_D67 | Residential heating technology - Heat pump, Air-to-water, low-price product - single-family house - existing building - distributed level 0.67 | HOUELC, HOUAMB | HOUPARRHN_OLDC_DMD | MKr20 | 2050 | 7.2597 | 0.2971 | 0.29218 | [5 empty] | PAR | C | OLD | 3.4226 |  | RHNHPELC | 4 | 0.66667 | HOUPARRHNHPELCN07_OLDC_FBHOILE01 | 0.8 | HOUPARRHNHPELCN07_OLDC | HOUPARRHNBHOILE01_OLDC | BHOILE01 | HPELCN07 | PAR_OLDC | BHOILE01_HPELCN07 | 4 | -0.25 | 1 | Supported
HOUPARRHNHPELCN05_OLDC_FBHOILE01_D67 | Residential heating technology - Heat pump, Air-to-water - leasing - single-family house - existing building - distributed level 0.67 | HOUELC, HOUAMB | HOUPARRHN_OLDC_DMD | MKr20 | 2020 | 8.7575 | 1.1361 | 0.32928 | [5 empty] | PAR | C | OLD | 3.0369 |  | RHNHPELC | 4 | 0.66667 | HOUPARRHNHPELCN05_OLDC_FBHOILE01 | 0.8 | HOUPARRHNHPELCN05_OLDC | HOUPARRHNBHOILE01_OLDC | BHOILE01 | HPELCN05 | PAR_OLDC | BHOILE01_HPELCN05 | 4 | -0.25 | 1 | Supported
HOUPARRHNHPELCN05_OLDC_FBHOILE01_D67 | Residential heating technology - Heat pump, Air-to-water - leasing - single-family house - existing building - distributed level 0.67 | HOUELC, HOUAMB | HOUPARRHN_OLDC_DMD | MKr20 | 2025 | 8.0778 | 0.97988 | 0.31431 | [5 empty] | PAR | C | OLD | 3.1815 |  | RHNHPELC | 4 | 0.66667 | HOUPARRHNHPELCN05_OLDC_FBHOILE01 | 0.8 | HOUPARRHNHPELCN05_OLDC | HOUPARRHNBHOILE01_OLDC | BHOILE01 | HPELCN05 | PAR_OLDC | BHOILE01_HPELCN05 | 4 | -0.25 | 1 | Supported
HOUPARRHNHPELCN05_OLDC_FBHOILE01_D67 | Residential heating technology - Heat pump, Air-to-water - leasing - single-family house - existing building - distributed level 0.67 | HOUELC, HOUAMB | HOUPARRHN_OLDC_DMD | MKr20 | 2030 | 7.3982 | 0.91553 | 0.30065 | [5 empty] | PAR | C | OLD | 3.3262 |  | RHNHPELC | 4 | 0.66667 | HOUPARRHNHPELCN05_OLDC_FBHOILE01 | 0.8 | HOUPARRHNHPELCN05_OLDC | HOUPARRHNBHOILE01_OLDC | BHOILE01 | HPELCN05 | PAR_OLDC | BHOILE01_HPELCN05 | 4 | -0.25 | 1 | Supported
HOUPARRHNHPELCN05_OLDC_FBHOILE01_D67 | Residential heating technology - Heat pump, Air-to-water - leasing - single-family house - existing building - distributed level 0.67 | HOUELC, HOUAMB | HOUPARRHN_OLDC_DMD | MKr20 | 2040 | 6.8469 | 0.85944 | 0.28812 | [5 empty] | PAR | C | OLD | 3.4708 |  | RHNHPELC | 4 | 0.66667 | HOUPARRHNHPELCN05_OLDC_FBHOILE01 | 0.8 | HOUPARRHNHPELCN05_OLDC | HOUPARRHNBHOILE01_OLDC | BHOILE01 | HPELCN05 | PAR_OLDC | BHOILE01_HPELCN05 | 4 | -0.25 | 1 | Supported
HOUPARRHNHPELCN05_OLDC_FBHOILE01_D67 | Residential heating technology - Heat pump, Air-to-water - leasing - single-family house - existing building - distributed level 0.67 | HOUELC, HOUAMB | HOUPARRHN_OLDC_DMD | MKr20 | 2050 | 6.2957 | 0.80334 | 0.28033 | [5 empty] | PAR | C | OLD | 3.5672 |  | RHNHPELC | 4 | 0.66667 | HOUPARRHNHPELCN05_OLDC_FBHOILE01 | 0.8 | HOUPARRHNHPELCN05_OLDC | HOUPARRHNBHOILE01_OLDC | BHOILE01 | HPELCN05 | PAR_OLDC | BHOILE01_HPELCN05 | 4 | -0.25 | 1 | Supported
HOUPARRHNHPELCN04_OLDC_FBHOILE01_D67 | Residential heating technology - Heat pump, Ground source - single-family house - existing building - distributed level 0.67 | HOUELC, HOUAMB | HOUPARRHN_OLDC_DMD | MKr20 | 2020 | 23.196 | 0.32766 | 0.30065 | [5 empty] | PAR | C | OLD | 3.3262 |  | RHNHPELC | 4 | 0.66667 | HOUPARRHNHPELCN04_OLDC_FBHOILE01 | 0.8 | HOUPARRHNHPELCN04_OLDC | HOUPARRHNBHOILE01_OLDC | BHOILE01 | HPELCN04 | PAR_OLDC | BHOILE01_HPELCN04 | 4 | -0.25 | 1 | Supported
HOUPARRHNHPELCN04_OLDC_FBHOILE01_D67 | Residential heating technology - Heat pump, Ground source - single-family house - existing building - distributed level 0.67 | HOUELC, HOUAMB | HOUPARRHN_OLDC_DMD | MKr20 | 2025 | 22.0362 | 0.23205 | 0.29218 | [5 empty] | PAR | C | OLD | 3.4226 |  | RHNHPELC | 4 | 0.66667 | HOUPARRHNHPELCN04_OLDC_FBHOILE01 | 0.8 | HOUPARRHNHPELCN04_OLDC | HOUPARRHNBHOILE01_OLDC | BHOILE01 | HPELCN04 | PAR_OLDC | BHOILE01_HPELCN04 | 4 | -0.25 | 1 | Supported
HOUPARRHNHPELCN04_OLDC_FBHOILE01_D67 | Residential heating technology - Heat pump, Ground source - single-family house - existing building - distributed level 0.67 | HOUELC, HOUAMB | HOUPARRHN_OLDC_DMD | MKr20 | 2030 | 20.8764 | 0.22831 | 0.28417 | [5 empty] | PAR | C | OLD | 3.519 |  | RHNHPELC | 4 | 0.66667 | HOUPARRHNHPELCN04_OLDC_FBHOILE01 | 0.8 | HOUPARRHNHPELCN04_OLDC | HOUPARRHNBHOILE01_OLDC | BHOILE01 | HPELCN04 | PAR_OLDC | BHOILE01_HPELCN04 | 4 | -0.25 | 1 | Supported
HOUPARRHNHPELCN04_OLDC_FBHOILE01_D67 | Residential heating technology - Heat pump, Ground source - single-family house - existing building - distributed level 0.67 | HOUELC, HOUAMB | HOUPARRHN_OLDC_DMD | MKr20 | 2040 | 19.8326 | 0.22136 | 0.27296 | [5 empty] | PAR | C | OLD | 3.6636 |  | RHNHPELC | 4 | 0.66667 | HOUPARRHNHPELCN04_OLDC_FBHOILE01 | 0.8 | HOUPARRHNHPELCN04_OLDC | HOUPARRHNBHOILE01_OLDC | BHOILE01 | HPELCN04 | PAR_OLDC | BHOILE01_HPELCN04 | 4 | -0.25 | 1 | Supported
HOUPARRHNHPELCN04_OLDC_FBHOILE01_D67 | Residential heating technology - Heat pump, Ground source - single-family house - existing building - distributed level 0.67 | HOUELC, HOUAMB | HOUPARRHN_OLDC_DMD | MKr20 | 2050 | 18.7887 | 0.21442 | 0.26941 | [5 empty] | PAR | C | OLD | 3.7118 |  | RHNHPELC | 4 | 0.66667 | HOUPARRHNHPELCN04_OLDC_FBHOILE01 | 0.8 | HOUPARRHNHPELCN04_OLDC | HOUPARRHNBHOILE01_OLDC | BHOILE01 | HPELCN04 | PAR_OLDC | BHOILE01_HPELCN04 | 4 | -0.25 | 1 | Supported
HOUPARRHNHPELCN03_OLDC_FBHOILE01_D67 | Residential heating technology - Heat pump, Air-to-water - single-family house - existing building - distributed level 0.67 | HOUELC, HOUAMB | HOUPARRHN_OLDC_DMD | MKr20 | 2020 | 17.515 | 0.35522 | 0.32928 | [5 empty] | PAR | C | OLD | 3.0369 |  | RHNHPELC | 4 | 0.66667 | HOUPARRHNHPELCN03_OLDC_FBHOILE01 | 0.8 | HOUPARRHNHPELCN03_OLDC | HOUPARRHNBHOILE01_OLDC | BHOILE01 | HPELCN03 | PAR_OLDC | BHOILE01_HPELCN03 | 4 | -0.25 | 1 | Supported
HOUPARRHNHPELCN03_OLDC_FBHOILE01_D67 | Residential heating technology - Heat pump, Air-to-water - single-family house - existing building - distributed level 0.67 | HOUELC, HOUAMB | HOUPARRHN_OLDC_DMD | MKr20 | 2025 | 16.1557 | 0.25961 | 0.31431 | [5 empty] | PAR | C | OLD | 3.1815 |  | RHNHPELC | 4 | 0.66667 | HOUPARRHNHPELCN03_OLDC_FBHOILE01 | 0.8 | HOUPARRHNHPELCN03_OLDC | HOUPARRHNBHOILE01_OLDC | BHOILE01 | HPELCN03 | PAR_OLDC | BHOILE01_HPELCN03 | 4 | -0.25 | 1 | Supported
HOUPARRHNHPELCN03_OLDC_FBHOILE01_D67 | Residential heating technology - Heat pump, Air-to-water - single-family house - existing building - distributed level 0.67 | HOUELC, HOUAMB | HOUPARRHN_OLDC_DMD | MKr20 | 2030 | 14.7963 | 0.25587 | 0.30065 | [5 empty] | PAR | C | OLD | 3.3262 |  | RHNHPELC | 4 | 0.66667 | HOUPARRHNHPELCN03_OLDC_FBHOILE01 | 0.8 | HOUPARRHNHPELCN03_OLDC | HOUPARRHNBHOILE01_OLDC | BHOILE01 | HPELCN03 | PAR_OLDC | BHOILE01_HPELCN03 | 4 | -0.25 | 1 | Supported
HOUPARRHNHPELCN03_OLDC_FBHOILE01_D67 | Residential heating technology - Heat pump, Air-to-water - single-family house - existing building - distributed level 0.67 | HOUELC, HOUAMB | HOUPARRHN_OLDC_DMD | MKr20 | 2040 | 13.6938 | 0.24892 | 0.28812 | [5 empty] | PAR | C | OLD | 3.4708 |  | RHNHPELC | 4 | 0.66667 | HOUPARRHNHPELCN03_OLDC_FBHOILE01 | 0.8 | HOUPARRHNHPELCN03_OLDC | HOUPARRHNBHOILE01_OLDC | BHOILE01 | HPELCN03 | PAR_OLDC | BHOILE01_HPELCN03 | 4 | -0.25 | 1 | Supported
HOUPARRHNHPELCN03_OLDC_FBHOILE01_D67 | Residential heating technology - Heat pump, Air-to-water - single-family house - existing building - distributed level 0.67 | HOUELC, HOUAMB | HOUPARRHN_OLDC_DMD | MKr20 | 2050 | 12.5913 | 0.24198 | 0.28033 | [5 empty] | PAR | C | OLD | 3.5672 |  | RHNHPELC | 4 | 0.66667 | HOUPARRHNHPELCN03_OLDC_FBHOILE01 | 0.8 | HOUPARRHNHPELCN03_OLDC | HOUPARRHNBHOILE01_OLDC | BHOILE01 | HPELCN03 | PAR_OLDC | BHOILE01_HPELCN03 | 4 | -0.25 | 1 | Supported
HOUPARRHNHPELCN02_OLDC_FBHOILE01_D67 | Residential heating technology - Heat pump, Air-to-air - single-family house - existing building - distributed level 0.67 | HOUELC, HOUAMB | HOUPARRHN_OLDC_DMD | MKr20 | 2020 | 3.2165 | 0.18468 | 0.21386 | [5 empty] | PAR | C | OLD | 4.6759 |  | RHNHPELC | 4 | 0.66667 | HOUPARRHNHPELCN02_OLDC_FBHOILE01 | 0.8 | HOUPARRHNHPELCN02_OLDC | HOUPARRHNBHOILE01_OLDC | BHOILE01 | HPELCN02 | PAR_OLDC | BHOILE01_HPELCN02 | 5 | 0 | 1.1 | Unlikely
HOUPARRHNHPELCN02_OLDC_FBHOILE01_D67 | Residential heating technology - Heat pump, Air-to-air - single-family house - existing building - distributed level 0.67 | HOUELC, HOUAMB | HOUPARRHN_OLDC_DMD | MKr20 | 2025 | 3.1379 | 0.12547 | 0.20338 | [5 empty] | PAR | C | OLD | 4.9169 |  | RHNHPELC | 4 | 0.66667 | HOUPARRHNHPELCN02_OLDC_FBHOILE01 | 0.8 | HOUPARRHNHPELCN02_OLDC | HOUPARRHNBHOILE01_OLDC | BHOILE01 | HPELCN02 | PAR_OLDC | BHOILE01_HPELCN02 | 5 | 0 | 1.1 | Unlikely
HOUPARRHNHPELCN02_OLDC_FBHOILE01_D67 | Residential heating technology - Heat pump, Air-to-air - single-family house - existing building - distributed level 0.67 | HOUELC, HOUAMB | HOUPARRHN_OLDC_DMD | MKr20 | 2030 | 3.0593 | 0.12315 | 0.1957 | [5 empty] | PAR | C | OLD | 5.1098 |  | RHNHPELC | 4 | 0.66667 | HOUPARRHNHPELCN02_OLDC_FBHOILE01 | 0.8 | HOUPARRHNHPELCN02_OLDC | HOUPARRHNBHOILE01_OLDC | BHOILE01 | HPELCN02 | PAR_OLDC | BHOILE01_HPELCN02 | 5 | 0 | 1.1 | Unlikely
HOUPARRHNHPELCN02_OLDC_FBHOILE01_D67 | Residential heating technology - Heat pump, Air-to-air - single-family house - existing building - distributed level 0.67 | HOUELC, HOUAMB | HOUPARRHN_OLDC_DMD | MKr20 | 2040 | 2.9134 | 0.11885 | 0.18859 | [5 empty] | PAR | C | OLD | 5.3026 |  | RHNHPELC | 4 | 0.66667 | HOUPARRHNHPELCN02_OLDC_FBHOILE01 | 0.8 | HOUPARRHNHPELCN02_OLDC | HOUPARRHNBHOILE01_OLDC | BHOILE01 | HPELCN02 | PAR_OLDC | BHOILE01_HPELCN02 | 5 | 0 | 1.1 | Unlikely
HOUPARRHNHPELCN02_OLDC_FBHOILE01_D67 | Residential heating technology - Heat pump, Air-to-air - single-family house - existing building - distributed level 0.67 | HOUELC, HOUAMB | HOUPARRHN_OLDC_DMD | MKr20 | 2050 | 2.7675 | 0.11455 | 0.18522 | [5 empty] | PAR | C | OLD | 5.399 |  | RHNHPELC | 4 | 0.66667 | HOUPARRHNHPELCN02_OLDC_FBHOILE01 | 0.8 | HOUPARRHNHPELCN02_OLDC | HOUPARRHNBHOILE01_OLDC | BHOILE01 | HPELCN02 | PAR_OLDC | BHOILE01_HPELCN02 | 5 | 0 | 1.1 | Unlikely
HOUPARRHNDIELCN06_OLDC_FBHOILE01_D67 | Residential heating technology - Electric heating - electric panel from Bauhaus - single-family house - new building - distributed level 0.67 | HOUELC | HOUPARRHN_OLDC_DMD | MKr20 | 2020 | 0.64843 | 0 | [6 empty] | PAR | C | OLD |  |  | RHNDIELC | 4 | 0.66667 | HOUPARRHNDIELCN06_OLDC_FBHOILE01 | 0.8 | HOUPARRHNDIELCN06_OLDC | HOUPARRHNBHOILE01_OLDC | BHOILE01 | DIELCN06 | PAR_OLDC | BHOILE01_DIELCN06 | 5 | 0 | 1.1 | Unlikely
HOUPARRHNDIELCN06_OLDC_FBHOILE01_D67 | Residential heating technology - Electric heating - electric panel from Bauhaus - single-family house - new building - distributed level 0.67 | HOUELC | HOUPARRHN_OLDC_DMD | MKr20 | 2025 | 0.64843 | 0 | [6 empty] | PAR | C | OLD |  |  | RHNDIELC | 4 | 0.66667 | HOUPARRHNDIELCN06_OLDC_FBHOILE01 | 0.8 | HOUPARRHNDIELCN06_OLDC | HOUPARRHNBHOILE01_OLDC | BHOILE01 | DIELCN06 | PAR_OLDC | BHOILE01_DIELCN06 | 5 | 0 | 1.1 | Unlikely
HOUPARRHNDIELCN06_OLDC_FBHOILE01_D67 | Residential heating technology - Electric heating - electric panel from Bauhaus - single-family house - new building - distributed level 0.67 | HOUELC | HOUPARRHN_OLDC_DMD | MKr20 | 2030 | 0.64843 | 0 | [6 empty] | PAR | C | OLD |  |  | RHNDIELC | 4 | 0.66667 | HOUPARRHNDIELCN06_OLDC_FBHOILE01 | 0.8 | HOUPARRHNDIELCN06_OLDC | HOUPARRHNBHOILE01_OLDC | BHOILE01 | DIELCN06 | PAR_OLDC | BHOILE01_DIELCN06 | 5 | 0 | 1.1 | Unlikely
HOUPARRHNDIELCN06_OLDC_FBHOILE01_D67 | Residential heating technology - Electric heating - electric panel from Bauhaus - single-family house - new building - distributed level 0.67 | HOUELC | HOUPARRHN_OLDC_DMD | MKr20 | 2040 | 0.64843 | 0 | [6 empty] | PAR | C | OLD |  |  | RHNDIELC | 4 | 0.66667 | HOUPARRHNDIELCN06_OLDC_FBHOILE01 | 0.8 | HOUPARRHNDIELCN06_OLDC | HOUPARRHNBHOILE01_OLDC | BHOILE01 | DIELCN06 | PAR_OLDC | BHOILE01_DIELCN06 | 5 | 0 | 1.1 | Unlikely
HOUPARRHNDIELCN06_OLDC_FBHOILE01_D67 | Residential heating technology - Electric heating - electric panel from Bauhaus - single-family house - new building - distributed level 0.67 | HOUELC | HOUPARRHN_OLDC_DMD | MKr20 | 2050 | 0.64843 | 0 | [6 empty] | PAR | C | OLD |  |  | RHNDIELC | 4 | 0.66667 | HOUPARRHNDIELCN06_OLDC_FBHOILE01 | 0.8 | HOUPARRHNDIELCN06_OLDC | HOUPARRHNBHOILE01_OLDC | BHOILE01 | DIELCN06 | PAR_OLDC | BHOILE01_DIELCN06 | 5 | 0 | 1.1 | Unlikely
HOUPARRHNDIELCN01_OLDC_FBHOILE01_D67 | Residential heating technology - Electric heating - single-family house - new building - distributed level 0.67 | HOUELC | HOUPARRHN_OLDC_DMD | MKr20 | 2020 | 7.8786 | 0.063879 | [6 empty] | PAR | C | OLD |  |  | RHNDIELC | 4 | 0.66667 | HOUPARRHNDIELCN01_OLDC_FBHOILE01 | 0.8 | HOUPARRHNDIELCN01_OLDC | HOUPARRHNBHOILE01_OLDC | BHOILE01 | DIELCN01 | PAR_OLDC | BHOILE01_DIELCN01 | 5 | 0 | 1.1 | Unlikely
HOUPARRHNDIELCN01_OLDC_FBHOILE01_D67 | Residential heating technology - Electric heating - single-family house - new building - distributed level 0.67 | HOUELC | HOUPARRHN_OLDC_DMD | MKr20 | 2025 | 7.6836 | 0.063879 | [6 empty] | PAR | C | OLD |  |  | RHNDIELC | 4 | 0.66667 | HOUPARRHNDIELCN01_OLDC_FBHOILE01 | 0.8 | HOUPARRHNDIELCN01_OLDC | HOUPARRHNBHOILE01_OLDC | BHOILE01 | DIELCN01 | PAR_OLDC | BHOILE01_DIELCN01 | 5 | 0 | 1.1 | Unlikely
HOUPARRHNDIELCN01_OLDC_FBHOILE01_D67 | Residential heating technology - Electric heating - single-family house - new building - distributed level 0.67 | HOUELC | HOUPARRHN_OLDC_DMD | MKr20 | 2030 | 7.4934 | 0.061217 | [6 empty] | PAR | C | OLD |  |  | RHNDIELC | 4 | 0.66667 | HOUPARRHNDIELCN01_OLDC_FBHOILE01 | 0.8 | HOUPARRHNDIELCN01_OLDC | HOUPARRHNBHOILE01_OLDC | BHOILE01 | DIELCN01 | PAR_OLDC | BHOILE01_DIELCN01 | 5 | 0 | 1.1 | Unlikely
HOUPARRHNDIELCN01_OLDC_FBHOILE01_D67 | Residential heating technology - Electric heating - single-family house - new building - distributed level 0.67 | HOUELC | HOUPARRHN_OLDC_DMD | MKr20 | 2040 | 7.1271 | 0.058555 | [6 empty] | PAR | C | OLD |  |  | RHNDIELC | 4 | 0.66667 | HOUPARRHNDIELCN01_OLDC_FBHOILE01 | 0.8 | HOUPARRHNDIELCN01_OLDC | HOUPARRHNBHOILE01_OLDC | BHOILE01 | DIELCN01 | PAR_OLDC | BHOILE01_DIELCN01 | 5 | 0 | 1.1 | Unlikely
HOUPARRHNDIELCN01_OLDC_FBHOILE01_D67 | Residential heating technology - Electric heating - single-family house - new building - distributed level 0.67 | HOUELC | HOUPARRHN_OLDC_DMD | MKr20 | 2050 | 6.7786 | 0.055894 | [6 empty] | PAR | C | OLD |  |  | RHNDIELC | 4 | 0.66667 | HOUPARRHNDIELCN01_OLDC_FBHOILE01 | 0.8 | HOUPARRHNDIELCN01_OLDC | HOUPARRHNBHOILE01_OLDC | BHOILE01 | DIELCN01 | PAR_OLDC | BHOILE01_DIELCN01 | 5 | 0 | 1.1 | Unlikely
HOUPARRHNBHWPEN01_OLDC_FBHOILE01_D67 | Residential heating technology - Biomass boiler, automatic stoking , wood pellets or wood chips - single-family house - existing building - distributed level 0.67 | HOUWPE | HOUPARRHN_OLDC_DMD | MKr20 | 2020 | 3.6457 | 0.29874 |  | 25 | 14 | 70 | 2 | 4 | PAR | C | OLD |  |  | RHNBHWPE | 4 | 0.66667 | HOUPARRHNBHWPEN01_OLDC_FBHOILE01 | 0.8 | HOUPARRHNBHWPEN01_OLDC | HOUPARRHNBHOILE01_OLDC | BHOILE01 | BHWPEN01 | PAR_OLDC | BHOILE01_BHWPEN01 | 6 | 0 | 1 | New
HOUPARRHNBHWPEN01_OLDC_FBHOILE01_D67 | Residential heating technology - Biomass boiler, automatic stoking , wood pellets or wood chips - single-family house - existing building - distributed level 0.67 | HOUWPE | HOUPARRHN_OLDC_DMD | MKr20 | 2025 | 3.5555 | 0.29358 |  | 25 | 14 | 60 | 2 | 4 | PAR | C | OLD |  |  | RHNBHWPE | 4 | 0.66667 | HOUPARRHNBHWPEN01_OLDC_FBHOILE01 | 0.8 | HOUPARRHNBHWPEN01_OLDC | HOUPARRHNBHOILE01_OLDC | BHOILE01 | BHWPEN01 | PAR_OLDC | BHOILE01_BHWPEN01 | 6 | 0 | 1 | New
HOUPARRHNBHWPEN01_OLDC_FBHOILE01_D67 | Residential heating technology - Biomass boiler, automatic stoking , wood pellets or wood chips - single-family house - existing building - distributed level 0.67 | HOUWPE | HOUPARRHN_OLDC_DMD | MKr20 | 2030 | 3.4675 | 0.28966 |  | 25 | 11 | 50 | 1 | 4 | PAR | C | OLD |  |  | RHNBHWPE | 4 | 0.66667 | HOUPARRHNBHWPEN01_OLDC_FBHOILE01 | 0.8 | HOUPARRHNBHWPEN01_OLDC | HOUPARRHNBHOILE01_OLDC | BHOILE01 | BHWPEN01 | PAR_OLDC | BHOILE01_BHWPEN01 | 6 | 0 | 1 | New
HOUPARRHNBHWPEN01_OLDC_FBHOILE01_D67 | Residential heating technology - Biomass boiler, automatic stoking , wood pellets or wood chips - single-family house - existing building - distributed level 0.67 | HOUWPE | HOUPARRHN_OLDC_DMD | MKr20 | 2040 | 3.298 | 0.27684 |  | 25 | 9 | 45 | 1 | 4 | PAR | C | OLD |  |  | RHNBHWPE | 4 | 0.66667 | HOUPARRHNBHWPEN01_OLDC_FBHOILE01 | 0.8 | HOUPARRHNBHWPEN01_OLDC | HOUPARRHNBHOILE01_OLDC | BHOILE01 | BHWPEN01 | PAR_OLDC | BHOILE01_BHWPEN01 | 6 | 0 | 1 | New
HOUPARRHNBHWPEN01_OLDC_FBHOILE01_D67 | Residential heating technology - Biomass boiler, automatic stoking , wood pellets or wood chips - single-family house - existing building - distributed level 0.67 | HOUWPE | HOUPARRHN_OLDC_DMD | MKr20 | 2050 | 3.9209 | 0.33074 |  | 25 | 9 | 40 | 0 | 4 | PAR | C | OLD |  |  | RHNBHWPE | 4 | 0.66667 | HOUPARRHNBHWPEN01_OLDC_FBHOILE01 | 0.8 | HOUPARRHNBHWPEN01_OLDC | HOUPARRHNBHOILE01_OLDC | BHOILE01 | BHWPEN01 | PAR_OLDC | BHOILE01_BHWPEN01 | 6 | 0 | 1 | New
HOUPARRHNBHSOLN01_OLDC_FBHOILE01_D67 | Residential heating technology - Solar heating system - single-family house - existing building - distributed level 0.67 | HOUSOL | HOUPARRHN_OLDC_DMD | MKr20 | 2020 | 8.6578 | 0.099715 | [6 empty] | PAR | C | OLD |  |  | RHNBHSOL | 4 | 0.66667 | HOUPARRHNBHSOLN01_OLDC_FBHOILE01 | 0.8 | HOUPARRHNBHSOLN01_OLDC | HOUPARRHNBHOILE01_OLDC | BHOILE01 | BHSOLN01 | PAR_OLDC | BHOILE01_BHSOLN01 | 5 | 0 | 1.1 | Unlikely
HOUPARRHNBHSOLN01_OLDC_FBHOILE01_D67 | Residential heating technology - Solar heating system - single-family house - existing building - distributed level 0.67 | HOUSOL | HOUPARRHN_OLDC_DMD | MKr20 | 2025 | 8.4435 | 0.093632 | [6 empty] | PAR | C | OLD |  |  | RHNBHSOL | 4 | 0.66667 | HOUPARRHNBHSOLN01_OLDC_FBHOILE01 | 0.8 | HOUPARRHNBHSOLN01_OLDC | HOUPARRHNBHOILE01_OLDC | BHOILE01 | BHSOLN01 | PAR_OLDC | BHOILE01_BHSOLN01 | 5 | 0 | 1.1 | Unlikely
HOUPARRHNBHSOLN01_OLDC_FBHOILE01_D67 | Residential heating technology - Solar heating system - single-family house - existing building - distributed level 0.67 | HOUSOL | HOUPARRHN_OLDC_DMD | MKr20 | 2030 | 8.2345 | 0.09135 | [6 empty] | PAR | C | OLD |  |  | RHNBHSOL | 4 | 0.66667 | HOUPARRHNBHSOLN01_OLDC_FBHOILE01 | 0.8 | HOUPARRHNBHSOLN01_OLDC | HOUPARRHNBHOILE01_OLDC | BHOILE01 | BHSOLN01 | PAR_OLDC | BHOILE01_BHSOLN01 | 5 | 0 | 1.1 | Unlikely
HOUPARRHNBHSOLN01_OLDC_FBHOILE01_D67 | Residential heating technology - Solar heating system - single-family house - existing building - distributed level 0.67 | HOUSOL | HOUPARRHN_OLDC_DMD | MKr20 | 2040 | 7.832 | 0.086407 | [6 empty] | PAR | C | OLD |  |  | RHNBHSOL | 4 | 0.66667 | HOUPARRHNBHSOLN01_OLDC_FBHOILE01 | 0.8 | HOUPARRHNBHSOLN01_OLDC | HOUPARRHNBHOILE01_OLDC | BHOILE01 | BHSOLN01 | PAR_OLDC | BHOILE01_BHSOLN01 | 5 | 0 | 1.1 | Unlikely
HOUPARRHNBHSOLN01_OLDC_FBHOILE01_D67 | Residential heating technology - Solar heating system - single-family house - existing building - distributed level 0.67 | HOUSOL | HOUPARRHN_OLDC_DMD | MKr20 | 2050 | 7.4491 | 0.081464 | [6 empty] | PAR | C | OLD |  |  | RHNBHSOL | 4 | 0.66667 | HOUPARRHNBHSOLN01_OLDC_FBHOILE01 | 0.8 | HOUPARRHNBHSOLN01_OLDC | HOUPARRHNBHOILE01_OLDC | BHOILE01 | BHSOLN01 | PAR_OLDC | BHOILE01_BHSOLN01 | 5 | 0 | 1.1 | Unlikely
HOUPARRHNBHOILN01_OLDC_FBHOILE01_D67 | Residential heating technology - Oil boiler (mineral oil fired, < 10 % FAME) - single-family house - existing building - distributed level 0.67 | HOUOIL, HOUDSB, HOUDSE | HOUPARRHN_OLDC_DMD | MKr20 | 2020 | 2.0122 | 0.073692 |  | 6.7 | 5 | 52 | 0 | 0 | PAR | C | OLD |  |  | RHNBHOIL | 4 | 0.66667 | HOUPARRHNBHOILN01_OLDC_FBHOILE01 | 0.8 | HOUPARRHNBHOILN01_OLDC | HOUPARRHNBHOILE01_OLDC | BHOILE01 | BHOILN01 | PAR_OLDC | BHOILE01_BHOILN01 | 2 | 0 | 0.9 | Same
HOUPARRHNBHOILN01_OLDC_FBHOILE01_D67 | Residential heating technology - Oil boiler (mineral oil fired, < 10 % FAME) - single-family house - existing building - distributed level 0.67 | HOUOIL, HOUDSB, HOUDSE | HOUPARRHN_OLDC_DMD | MKr20 | 2025 | 1.9739 | 0.072401 |  | 6.7 | 5 | 52 | 0 | 0 | PAR | C | OLD |  |  | RHNBHOIL | 4 | 0.66667 | HOUPARRHNBHOILN01_OLDC_FBHOILE01 | 0.8 | HOUPARRHNBHOILN01_OLDC | HOUPARRHNBHOILE01_OLDC | BHOILE01 | BHOILN01 | PAR_OLDC | BHOILE01_BHOILN01 | 2 | 0 | 0.9 | Same
HOUPARRHNBHOILN01_OLDC_FBHOILE01_D67 | Residential heating technology - Oil boiler (mineral oil fired, < 10 % FAME) - single-family house - existing building - distributed level 0.67 | HOUOIL, HOUDSB, HOUDSE | HOUPARRHN_OLDC_DMD | MKr20 | 2030 | 1.9366 | 0.071357 |  | 6.7 | 5 | 52 | 0 | 0 | PAR | C | OLD |  |  | RHNBHOIL | 4 | 0.66667 | HOUPARRHNBHOILN01_OLDC_FBHOILE01 | 0.8 | HOUPARRHNBHOILN01_OLDC | HOUPARRHNBHOILE01_OLDC | BHOILE01 | BHOILN01 | PAR_OLDC | BHOILE01_BHOILN01 | 2 | 0 | 0.9 | Same
HOUPARRHNBHOILN01_OLDC_FBHOILE01_D67 | Residential heating technology - Oil boiler (mineral oil fired, < 10 % FAME) - single-family house - existing building - distributed level 0.67 | HOUOIL, HOUDSB, HOUDSE | HOUPARRHN_OLDC_DMD | MKr20 | 2040 | 1.8648 | 0.06772 |  | 6.7 | 5 | 52 | 0 | 0 | PAR | C | OLD |  |  | RHNBHOIL | 4 | 0.66667 | HOUPARRHNBHOILN01_OLDC_FBHOILE01 | 0.8 | HOUPARRHNBHOILN01_OLDC | HOUPARRHNBHOILE01_OLDC | BHOILE01 | BHOILN01 | PAR_OLDC | BHOILE01_BHOILN01 | 2 | 0 | 0.9 | Same
HOUPARRHNBHOILN01_OLDC_FBHOILE01_D67 | Residential heating technology - Oil boiler (mineral oil fired, < 10 % FAME) - single-family house - existing building - distributed level 0.67 | HOUOIL, HOUDSB, HOUDSE | HOUPARRHN_OLDC_DMD | MKr20 | 2050 | 1.7965 | 0.064051 |  | 6.7 | 5 | 52 | 0 | 0 | PAR | C | OLD |  |  | RHNBHOIL | 4 | 0.66667 | HOUPARRHNBHOILN01_OLDC_FBHOILE01 | 0.8 | HOUPARRHNBHOILN01_OLDC | HOUPARRHNBHOILE01_OLDC | BHOILE01 | BHOILN01 | PAR_OLDC | BHOILE01_BHOILN01 | 2 | 0 | 0.9 | Same
HOUPARRHNBHDHCN03_OLDC_FBHOILE01_D67 | Residential heating technology - Direct district heating substation - plus connection pipe - single-family house - existing building - distributed level 0.67 | HOUDHC | HOUPARRHN_OLDC_DMD | MKr20 | 2020 | 3.4401 | 0.032445 | [6 empty] | PAR | C | OLD |  |  | RHNBHDHC | 4 | 0.66667 | HOUPARRHNBHDHCN03_OLDC_FBHOILE01 | 0.8 | HOUPARRHNBHDHCN03_OLDC | HOUPARRHNBHOILE01_OLDC | BHOILE01 | BHDHCN03 | PAR_OLDC | BHOILE01_BHDHCN03 | 6 | 0 | 1 | New
HOUPARRHNBHDHCN03_OLDC_FBHOILE01_D67 | Residential heating technology - Direct district heating substation - plus connection pipe - single-family house - existing building - distributed level 0.67 | HOUDHC | HOUPARRHN_OLDC_DMD | MKr20 | 2025 | 3.4002 | 0.032205 | [6 empty] | PAR | C | OLD |  |  | RHNBHDHC | 4 | 0.66667 | HOUPARRHNBHDHCN03_OLDC_FBHOILE01 | 0.8 | HOUPARRHNBHDHCN03_OLDC | HOUPARRHNBHOILE01_OLDC | BHOILE01 | BHDHCN03 | PAR_OLDC | BHOILE01_BHDHCN03 | 6 | 0 | 1 | New
HOUPARRHNBHDHCN03_OLDC_FBHOILE01_D67 | Residential heating technology - Direct district heating substation - plus connection pipe - single-family house - existing building - distributed level 0.67 | HOUDHC | HOUPARRHN_OLDC_DMD | MKr20 | 2030 | 3.3669 | 0.03163 | [6 empty] | PAR | C | OLD |  |  | RHNBHDHC | 4 | 0.66667 | HOUPARRHNBHDHCN03_OLDC_FBHOILE01 | 0.8 | HOUPARRHNBHDHCN03_OLDC | HOUPARRHNBHOILE01_OLDC | BHOILE01 | BHDHCN03 | PAR_OLDC | BHOILE01_BHDHCN03 | 6 | 0 | 1 | New
HOUPARRHNBHDHCN03_OLDC_FBHOILE01_D67 | Residential heating technology - Direct district heating substation - plus connection pipe - single-family house - existing building - distributed level 0.67 | HOUDHC | HOUPARRHN_OLDC_DMD | MKr20 | 2040 | 3.307 | 0.030268 | [6 empty] | PAR | C | OLD |  |  | RHNBHDHC | 4 | 0.66667 | HOUPARRHNBHDHCN03_OLDC_FBHOILE01 | 0.8 | HOUPARRHNBHDHCN03_OLDC | HOUPARRHNBHOILE01_OLDC | BHOILE01 | BHDHCN03 | PAR_OLDC | BHOILE01_BHDHCN03 | 6 | 0 | 1 | New
HOUPARRHNBHDHCN03_OLDC_FBHOILE01_D67 | Residential heating technology - Direct district heating substation - plus connection pipe - single-family house - existing building - distributed level 0.67 | HOUDHC | HOUPARRHN_OLDC_DMD | MKr20 | 2050 | 3.2405 | 0.028286 | [6 empty] | PAR | C | OLD |  |  | RHNBHDHC | 4 | 0.66667 | HOUPARRHNBHDHCN03_OLDC_FBHOILE01 | 0.8 | HOUPARRHNBHDHCN03_OLDC | HOUPARRHNBHOILE01_OLDC | BHOILE01 | BHDHCN03 | PAR_OLDC | BHOILE01_BHDHCN03 | 6 | 0 | 1 | New
HOUPARRHNHPELCN07_OLDD_FBHOILE01_D67 | Residential heating technology - Heat pump, Air-to-water, low-price product - single-family house - existing building - distributed level 0.67 | HOUELC, HOUAMB | HOUPARRHN_OLDD_DMD | MKr20 | 2020 | 10.4621 | 0.41034 | 0.34574 | [5 empty] | PAR | D | OLD | 2.8923 |  | RHNHPELC | 4 | 0.66667 | HOUPARRHNHPELCN07_OLDD_FBHOILE01 | 0.8 | HOUPARRHNHPELCN07_OLDD | HOUPARRHNBHOILE01_OLDD | BHOILE01 | HPELCN07 | PAR_OLDD | BHOILE01_HPELCN07 | 4 | -0.25 | 1 | Supported
HOUPARRHNHPELCN07_OLDD_FBHOILE01_D67 | Residential heating technology - Heat pump, Air-to-water, low-price product - single-family house - existing building - distributed level 0.67 | HOUELC, HOUAMB | HOUPARRHN_OLDD_DMD | MKr20 | 2025 | 9.5709 | 0.31473 | 0.32928 | [5 empty] | PAR | D | OLD | 3.0369 |  | RHNHPELC | 4 | 0.66667 | HOUPARRHNHPELCN07_OLDD_FBHOILE01 | 0.8 | HOUPARRHNHPELCN07_OLDD | HOUPARRHNBHOILE01_OLDD | BHOILE01 | HPELCN07 | PAR_OLDD | BHOILE01_HPELCN07 | 4 | -0.25 | 1 | Supported
HOUPARRHNHPELCN07_OLDD_FBHOILE01_D67 | Residential heating technology - Heat pump, Air-to-water, low-price product - single-family house - existing building - distributed level 0.67 | HOUELC, HOUAMB | HOUPARRHN_OLDD_DMD | MKr20 | 2030 | 8.6797 | 0.31099 | 0.31431 | [5 empty] | PAR | D | OLD | 3.1815 |  | RHNHPELC | 4 | 0.66667 | HOUPARRHNHPELCN07_OLDD_FBHOILE01 | 0.8 | HOUPARRHNHPELCN07_OLDD | HOUPARRHNBHOILE01_OLDD | BHOILE01 | HPELCN07 | PAR_OLDD | BHOILE01_HPELCN07 | 4 | -0.25 | 1 | Supported
HOUPARRHNHPELCN07_OLDD_FBHOILE01_D67 | Residential heating technology - Heat pump, Air-to-water, low-price product - single-family house - existing building - distributed level 0.67 | HOUELC, HOUAMB | HOUPARRHN_OLDD_DMD | MKr20 | 2040 | 7.9697 | 0.30404 | 0.30065 | [5 empty] | PAR | D | OLD | 3.3262 |  | RHNHPELC | 4 | 0.66667 | HOUPARRHNHPELCN07_OLDD_FBHOILE01 | 0.8 | HOUPARRHNHPELCN07_OLDD | HOUPARRHNBHOILE01_OLDD | BHOILE01 | HPELCN07 | PAR_OLDD | BHOILE01_HPELCN07 | 4 | -0.25 | 1 | Supported
HOUPARRHNHPELCN07_OLDD_FBHOILE01_D67 | Residential heating technology - Heat pump, Air-to-water, low-price product - single-family house - existing building - distributed level 0.67 | HOUELC, HOUAMB | HOUPARRHN_OLDD_DMD | MKr20 | 2050 | 7.2597 | 0.2971 | 0.29218 | [5 empty] | PAR | D | OLD | 3.4226 |  | RHNHPELC | 4 | 0.66667 | HOUPARRHNHPELCN07_OLDD_FBHOILE01 | 0.8 | HOUPARRHNHPELCN07_OLDD | HOUPARRHNBHOILE01_OLDD | BHOILE01 | HPELCN07 | PAR_OLDD | BHOILE01_HPELCN07 | 4 | -0.25 | 1 | Supported
HOUPARRHNHPELCN05_OLDD_FBHOILE01_D67 | Residential heating technology - Heat pump, Air-to-water - leasing - single-family house - existing building - distributed level 0.67 | HOUELC, HOUAMB | HOUPARRHN_OLDD_DMD | MKr20 | 2020 | 8.7575 | 1.1361 | 0.32928 | [5 empty] | PAR | D | OLD | 3.0369 |  | RHNHPELC | 4 | 0.66667 | HOUPARRHNHPELCN05_OLDD_FBHOILE01 | 0.8 | HOUPARRHNHPELCN05_OLDD | HOUPARRHNBHOILE01_OLDD | BHOILE01 | HPELCN05 | PAR_OLDD | BHOILE01_HPELCN05 | 4 | -0.25 | 1 | Supported
HOUPARRHNHPELCN05_OLDD_FBHOILE01_D67 | Residential heating technology - Heat pump, Air-to-water - leasing - single-family house - existing building - distributed level 0.67 | HOUELC, HOUAMB | HOUPARRHN_OLDD_DMD | MKr20 | 2025 | 8.0778 | 0.97988 | 0.31431 | [5 empty] | PAR | D | OLD | 3.1815 |  | RHNHPELC | 4 | 0.66667 | HOUPARRHNHPELCN05_OLDD_FBHOILE01 | 0.8 | HOUPARRHNHPELCN05_OLDD | HOUPARRHNBHOILE01_OLDD | BHOILE01 | HPELCN05 | PAR_OLDD | BHOILE01_HPELCN05 | 4 | -0.25 | 1 | Supported
HOUPARRHNHPELCN05_OLDD_FBHOILE01_D67 | Residential heating technology - Heat pump, Air-to-water - leasing - single-family house - existing building - distributed level 0.67 | HOUELC, HOUAMB | HOUPARRHN_OLDD_DMD | MKr20 | 2030 | 7.3982 | 0.91553 | 0.30065 | [5 empty] | PAR | D | OLD | 3.3262 |  | RHNHPELC | 4 | 0.66667 | HOUPARRHNHPELCN05_OLDD_FBHOILE01 | 0.8 | HOUPARRHNHPELCN05_OLDD | HOUPARRHNBHOILE01_OLDD | BHOILE01 | HPELCN05 | PAR_OLDD | BHOILE01_HPELCN05 | 4 | -0.25 | 1 | Supported
HOUPARRHNHPELCN05_OLDD_FBHOILE01_D67 | Residential heating technology - Heat pump, Air-to-water - leasing - single-family house - existing building - distributed level 0.67 | HOUELC, HOUAMB | HOUPARRHN_OLDD_DMD | MKr20 | 2040 | 6.8469 | 0.85944 | 0.28812 | [5 empty] | PAR | D | OLD | 3.4708 |  | RHNHPELC | 4 | 0.66667 | HOUPARRHNHPELCN05_OLDD_FBHOILE01 | 0.8 | HOUPARRHNHPELCN05_OLDD | HOUPARRHNBHOILE01_OLDD | BHOILE01 | HPELCN05 | PAR_OLDD | BHOILE01_HPELCN05 | 4 | -0.25 | 1 | Supported
HOUPARRHNHPELCN05_OLDD_FBHOILE01_D67 | Residential heating technology - Heat pump, Air-to-water - leasing - single-family house - existing building - distributed level 0.67 | HOUELC, HOUAMB | HOUPARRHN_OLDD_DMD | MKr20 | 2050 | 6.2957 | 0.80334 | 0.28033 | [5 empty] | PAR | D | OLD | 3.5672 |  | RHNHPELC | 4 | 0.66667 | HOUPARRHNHPELCN05_OLDD_FBHOILE01 | 0.8 | HOUPARRHNHPELCN05_OLDD | HOUPARRHNBHOILE01_OLDD | BHOILE01 | HPELCN05 | PAR_OLDD | BHOILE01_HPELCN05 | 4 | -0.25 | 1 | Supported
HOUPARRHNHPELCN04_OLDD_FBHOILE01_D67 | Residential heating technology - Heat pump, Ground source - single-family house - existing building - distributed level 0.67 | HOUELC, HOUAMB | HOUPARRHN_OLDD_DMD | MKr20 | 2020 | 23.196 | 0.32766 | 0.30065 | [5 empty] | PAR | D | OLD | 3.3262 |  | RHNHPELC | 4 | 0.66667 | HOUPARRHNHPELCN04_OLDD_FBHOILE01 | 0.8 | HOUPARRHNHPELCN04_OLDD | HOUPARRHNBHOILE01_OLDD | BHOILE01 | HPELCN04 | PAR_OLDD | BHOILE01_HPELCN04 | 4 | -0.25 | 1 | Supported
HOUPARRHNHPELCN04_OLDD_FBHOILE01_D67 | Residential heating technology - Heat pump, Ground source - single-family house - existing building - distributed level 0.67 | HOUELC, HOUAMB | HOUPARRHN_OLDD_DMD | MKr20 | 2025 | 22.0362 | 0.23205 | 0.29218 | [5 empty] | PAR | D | OLD | 3.4226 |  | RHNHPELC | 4 | 0.66667 | HOUPARRHNHPELCN04_OLDD_FBHOILE01 | 0.8 | HOUPARRHNHPELCN04_OLDD | HOUPARRHNBHOILE01_OLDD | BHOILE01 | HPELCN04 | PAR_OLDD | BHOILE01_HPELCN04 | 4 | -0.25 | 1 | Supported
HOUPARRHNHPELCN04_OLDD_FBHOILE01_D67 | Residential heating technology - Heat pump, Ground source - single-family house - existing building - distributed level 0.67 | HOUELC, HOUAMB | HOUPARRHN_OLDD_DMD | MKr20 | 2030 | 20.8764 | 0.22831 | 0.28417 | [5 empty] | PAR | D | OLD | 3.519 |  | RHNHPELC | 4 | 0.66667 | HOUPARRHNHPELCN04_OLDD_FBHOILE01 | 0.8 | HOUPARRHNHPELCN04_OLDD | HOUPARRHNBHOILE01_OLDD | BHOILE01 | HPELCN04 | PAR_OLDD | BHOILE01_HPELCN04 | 4 | -0.25 | 1 | Supported
HOUPARRHNHPELCN04_OLDD_FBHOILE01_D67 | Residential heating technology - Heat pump, Ground source - single-family house - existing building - distributed level 0.67 | HOUELC, HOUAMB | HOUPARRHN_OLDD_DMD | MKr20 | 2040 | 19.8326 | 0.22136 | 0.27296 | [5 empty] | PAR | D | OLD | 3.6636 |  | RHNHPELC | 4 | 0.66667 | HOUPARRHNHPELCN04_OLDD_FBHOILE01 | 0.8 | HOUPARRHNHPELCN04_OLDD | HOUPARRHNBHOILE01_OLDD | BHOILE01 | HPELCN04 | PAR_OLDD | BHOILE01_HPELCN04 | 4 | -0.25 | 1 | Supported
HOUPARRHNHPELCN04_OLDD_FBHOILE01_D67 | Residential heating technology - Heat pump, Ground source - single-family house - existing building - distributed level 0.67 | HOUELC, HOUAMB | HOUPARRHN_OLDD_DMD | MKr20 | 2050 | 18.7887 | 0.21442 | 0.26941 | [5 empty] | PAR | D | OLD | 3.7118 |  | RHNHPELC | 4 | 0.66667 | HOUPARRHNHPELCN04_OLDD_FBHOILE01 | 0.8 | HOUPARRHNHPELCN04_OLDD | HOUPARRHNBHOILE01_OLDD | BHOILE01 | HPELCN04 | PAR_OLDD | BHOILE01_HPELCN04 | 4 | -0.25 | 1 | Supported
HOUPARRHNHPELCN03_OLDD_FBHOILE01_D67 | Residential heating technology - Heat pump, Air-to-water - single-family house - existing building - distributed level 0.67 | HOUELC, HOUAMB | HOUPARRHN_OLDD_DMD | MKr20 | 2020 | 17.515 | 0.35522 | 0.32928 | [5 empty] | PAR | D | OLD | 3.0369 |  | RHNHPELC | 4 | 0.66667 | HOUPARRHNHPELCN03_OLDD_FBHOILE01 | 0.8 | HOUPARRHNHPELCN03_OLDD | HOUPARRHNBHOILE01_OLDD | BHOILE01 | HPELCN03 | PAR_OLDD | BHOILE01_HPELCN03 | 4 | -0.25 | 1 | Supported
HOUPARRHNHPELCN03_OLDD_FBHOILE01_D67 | Residential heating technology - Heat pump, Air-to-water - single-family house - existing building - distributed level 0.67 | HOUELC, HOUAMB | HOUPARRHN_OLDD_DMD | MKr20 | 2025 | 16.1557 | 0.25961 | 0.31431 | [5 empty] | PAR | D | OLD | 3.1815 |  | RHNHPELC | 4 | 0.66667 | HOUPARRHNHPELCN03_OLDD_FBHOILE01 | 0.8 | HOUPARRHNHPELCN03_OLDD | HOUPARRHNBHOILE01_OLDD | BHOILE01 | HPELCN03 | PAR_OLDD | BHOILE01_HPELCN03 | 4 | -0.25 | 1 | Supported
HOUPARRHNHPELCN03_OLDD_FBHOILE01_D67 | Residential heating technology - Heat pump, Air-to-water - single-family house - existing building - distributed level 0.67 | HOUELC, HOUAMB | HOUPARRHN_OLDD_DMD | MKr20 | 2030 | 14.7963 | 0.25587 | 0.30065 | [5 empty] | PAR | D | OLD | 3.3262 |  | RHNHPELC | 4 | 0.66667 | HOUPARRHNHPELCN03_OLDD_FBHOILE01 | 0.8 | HOUPARRHNHPELCN03_OLDD | HOUPARRHNBHOILE01_OLDD | BHOILE01 | HPELCN03 | PAR_OLDD | BHOILE01_HPELCN03 | 4 | -0.25 | 1 | Supported
HOUPARRHNHPELCN03_OLDD_FBHOILE01_D67 | Residential heating technology - Heat pump, Air-to-water - single-family house - existing building - distributed level 0.67 | HOUELC, HOUAMB | HOUPARRHN_OLDD_DMD | MKr20 | 2040 | 13.6938 | 0.24892 | 0.28812 | [5 empty] | PAR | D | OLD | 3.4708 |  | RHNHPELC | 4 | 0.66667 | HOUPARRHNHPELCN03_OLDD_FBHOILE01 | 0.8 | HOUPARRHNHPELCN03_OLDD | HOUPARRHNBHOILE01_OLDD | BHOILE01 | HPELCN03 | PAR_OLDD | BHOILE01_HPELCN03 | 4 | -0.25 | 1 | Supported
HOUPARRHNHPELCN03_OLDD_FBHOILE01_D67 | Residential heating technology - Heat pump, Air-to-water - single-family house - existing building - distributed level 0.67 | HOUELC, HOUAMB | HOUPARRHN_OLDD_DMD | MKr20 | 2050 | 12.5913 | 0.24198 | 0.28033 | [5 empty] | PAR | D | OLD | 3.5672 |  | RHNHPELC | 4 | 0.66667 | HOUPARRHNHPELCN03_OLDD_FBHOILE01 | 0.8 | HOUPARRHNHPELCN03_OLDD | HOUPARRHNBHOILE01_OLDD | BHOILE01 | HPELCN03 | PAR_OLDD | BHOILE01_HPELCN03 | 4 | -0.25 | 1 | Supported
HOUPARRHNHPELCN02_OLDD_FBHOILE01_D67 | Residential heating technology - Heat pump, Air-to-air - single-family house - existing building - distributed level 0.67 | HOUELC, HOUAMB | HOUPARRHN_OLDD_DMD | MKr20 | 2020 | 3.2165 | 0.18468 | 0.21386 | [5 empty] | PAR | D | OLD | 4.6759 |  | RHNHPELC | 4 | 0.66667 | HOUPARRHNHPELCN02_OLDD_FBHOILE01 | 0.8 | HOUPARRHNHPELCN02_OLDD | HOUPARRHNBHOILE01_OLDD | BHOILE01 | HPELCN02 | PAR_OLDD | BHOILE01_HPELCN02 | 5 | 0 | 1.1 | Unlikely
HOUPARRHNHPELCN02_OLDD_FBHOILE01_D67 | Residential heating technology - Heat pump, Air-to-air - single-family house - existing building - distributed level 0.67 | HOUELC, HOUAMB | HOUPARRHN_OLDD_DMD | MKr20 | 2025 | 3.1379 | 0.12547 | 0.20338 | [5 empty] | PAR | D | OLD | 4.9169 |  | RHNHPELC | 4 | 0.66667 | HOUPARRHNHPELCN02_OLDD_FBHOILE01 | 0.8 | HOUPARRHNHPELCN02_OLDD | HOUPARRHNBHOILE01_OLDD | BHOILE01 | HPELCN02 | PAR_OLDD | BHOILE01_HPELCN02 | 5 | 0 | 1.1 | Unlikely
HOUPARRHNHPELCN02_OLDD_FBHOILE01_D67 | Residential heating technology - Heat pump, Air-to-air - single-family house - existing building - distributed level 0.67 | HOUELC, HOUAMB | HOUPARRHN_OLDD_DMD | MKr20 | 2030 | 3.0593 | 0.12315 | 0.1957 | [5 empty] | PAR | D | OLD | 5.1098 |  | RHNHPELC | 4 | 0.66667 | HOUPARRHNHPELCN02_OLDD_FBHOILE01 | 0.8 | HOUPARRHNHPELCN02_OLDD | HOUPARRHNBHOILE01_OLDD | BHOILE01 | HPELCN02 | PAR_OLDD | BHOILE01_HPELCN02 | 5 | 0 | 1.1 | Unlikely
HOUPARRHNHPELCN02_OLDD_FBHOILE01_D67 | Residential heating technology - Heat pump, Air-to-air - single-family house - existing building - distributed level 0.67 | HOUELC, HOUAMB | HOUPARRHN_OLDD_DMD | MKr20 | 2040 | 2.9134 | 0.11885 | 0.18859 | [5 empty] | PAR | D | OLD | 5.3026 |  | RHNHPELC | 4 | 0.66667 | HOUPARRHNHPELCN02_OLDD_FBHOILE01 | 0.8 | HOUPARRHNHPELCN02_OLDD | HOUPARRHNBHOILE01_OLDD | BHOILE01 | HPELCN02 | PAR_OLDD | BHOILE01_HPELCN02 | 5 | 0 | 1.1 | Unlikely
HOUPARRHNHPELCN02_OLDD_FBHOILE01_D67 | Residential heating technology - Heat pump, Air-to-air - single-family house - existing building - distributed level 0.67 | HOUELC, HOUAMB | HOUPARRHN_OLDD_DMD | MKr20 | 2050 | 2.7675 | 0.11455 | 0.18522 | [5 empty] | PAR | D | OLD | 5.399 |  | RHNHPELC | 4 | 0.66667 | HOUPARRHNHPELCN02_OLDD_FBHOILE01 | 0.8 | HOUPARRHNHPELCN02_OLDD | HOUPARRHNBHOILE01_OLDD | BHOILE01 | HPELCN02 | PAR_OLDD | BHOILE01_HPELCN02 | 5 | 0 | 1.1 | Unlikely
HOUPARRHNDIELCN06_OLDD_FBHOILE01_D67 | Residential heating technology - Electric heating - electric panel from Bauhaus - single-family house - new building - distributed level 0.67 | HOUELC | HOUPARRHN_OLDD_DMD | MKr20 | 2020 | 0.64843 | 0 | [6 empty] | PAR | D | OLD |  |  | RHNDIELC | 4 | 0.66667 | HOUPARRHNDIELCN06_OLDD_FBHOILE01 | 0.8 | HOUPARRHNDIELCN06_OLDD | HOUPARRHNBHOILE01_OLDD | BHOILE01 | DIELCN06 | PAR_OLDD | BHOILE01_DIELCN06 | 5 | 0 | 1.1 | Unlikely
HOUPARRHNDIELCN06_OLDD_FBHOILE01_D67 | Residential heating technology - Electric heating - electric panel from Bauhaus - single-family house - new building - distributed level 0.67 | HOUELC | HOUPARRHN_OLDD_DMD | MKr20 | 2025 | 0.64843 | 0 | [6 empty] | PAR | D | OLD |  |  | RHNDIELC | 4 | 0.66667 | HOUPARRHNDIELCN06_OLDD_FBHOILE01 | 0.8 | HOUPARRHNDIELCN06_OLDD | HOUPARRHNBHOILE01_OLDD | BHOILE01 | DIELCN06 | PAR_OLDD | BHOILE01_DIELCN06 | 5 | 0 | 1.1 | Unlikely
HOUPARRHNDIELCN06_OLDD_FBHOILE01_D67 | Residential heating technology - Electric heating - electric panel from Bauhaus - single-family house - new building - distributed level 0.67 | HOUELC | HOUPARRHN_OLDD_DMD | MKr20 | 2030 | 0.64843 | 0 | [6 empty] | PAR | D | OLD |  |  | RHNDIELC | 4 | 0.66667 | HOUPARRHNDIELCN06_OLDD_FBHOILE01 | 0.8 | HOUPARRHNDIELCN06_OLDD | HOUPARRHNBHOILE01_OLDD | BHOILE01 | DIELCN06 | PAR_OLDD | BHOILE01_DIELCN06 | 5 | 0 | 1.1 | Unlikely
HOUPARRHNDIELCN06_OLDD_FBHOILE01_D67 | Residential heating technology - Electric heating - electric panel from Bauhaus - single-family house - new building - distributed level 0.67 | HOUELC | HOUPARRHN_OLDD_DMD | MKr20 | 2040 | 0.64843 | 0 | [6 empty] | PAR | D | OLD |  |  | RHNDIELC | 4 | 0.66667 | HOUPARRHNDIELCN06_OLDD_FBHOILE01 | 0.8 | HOUPARRHNDIELCN06_OLDD | HOUPARRHNBHOILE01_OLDD | BHOILE01 | DIELCN06 | PAR_OLDD | BHOILE01_DIELCN06 | 5 | 0 | 1.1 | Unlikely
HOUPARRHNDIELCN06_OLDD_FBHOILE01_D67 | Residential heating technology - Electric heating - electric panel from Bauhaus - single-family house - new building - distributed level 0.67 | HOUELC | HOUPARRHN_OLDD_DMD | MKr20 | 2050 | 0.64843 | 0 | [6 empty] | PAR | D | OLD |  |  | RHNDIELC | 4 | 0.66667 | HOUPARRHNDIELCN06_OLDD_FBHOILE01 | 0.8 | HOUPARRHNDIELCN06_OLDD | HOUPARRHNBHOILE01_OLDD | BHOILE01 | DIELCN06 | PAR_OLDD | BHOILE01_DIELCN06 | 5 | 0 | 1.1 | Unlikely
HOUPARRHNDIELCN01_OLDD_FBHOILE01_D67 | Residential heating technology - Electric heating - single-family house - new building - distributed level 0.67 | HOUELC | HOUPARRHN_OLDD_DMD | MKr20 | 2020 | 7.8786 | 0.063879 | [6 empty] | PAR | D | OLD |  |  | RHNDIELC | 4 | 0.66667 | HOUPARRHNDIELCN01_OLDD_FBHOILE01 | 0.8 | HOUPARRHNDIELCN01_OLDD | HOUPARRHNBHOILE01_OLDD | BHOILE01 | DIELCN01 | PAR_OLDD | BHOILE01_DIELCN01 | 5 | 0 | 1.1 | Unlikely
HOUPARRHNDIELCN01_OLDD_FBHOILE01_D67 | Residential heating technology - Electric heating - single-family house - new building - distributed level 0.67 | HOUELC | HOUPARRHN_OLDD_DMD | MKr20 | 2025 | 7.6836 | 0.063879 | [6 empty] | PAR | D | OLD |  |  | RHNDIELC | 4 | 0.66667 | HOUPARRHNDIELCN01_OLDD_FBHOILE01 | 0.8 | HOUPARRHNDIELCN01_OLDD | HOUPARRHNBHOILE01_OLDD | BHOILE01 | DIELCN01 | PAR_OLDD | BHOILE01_DIELCN01 | 5 | 0 | 1.1 | Unlikely
HOUPARRHNDIELCN01_OLDD_FBHOILE01_D67 | Residential heating technology - Electric heating - single-family house - new building - distributed level 0.67 | HOUELC | HOUPARRHN_OLDD_DMD | MKr20 | 2030 | 7.4934 | 0.061217 | [6 empty] | PAR | D | OLD |  |  | RHNDIELC | 4 | 0.66667 | HOUPARRHNDIELCN01_OLDD_FBHOILE01 | 0.8 | HOUPARRHNDIELCN01_OLDD | HOUPARRHNBHOILE01_OLDD | BHOILE01 | DIELCN01 | PAR_OLDD | BHOILE01_DIELCN01 | 5 | 0 | 1.1 | Unlikely
HOUPARRHNDIELCN01_OLDD_FBHOILE01_D67 | Residential heating technology - Electric heating - single-family house - new building - distributed level 0.67 | HOUELC | HOUPARRHN_OLDD_DMD | MKr20 | 2040 | 7.1271 | 0.058555 | [6 empty] | PAR | D | OLD |  |  | RHNDIELC | 4 | 0.66667 | HOUPARRHNDIELCN01_OLDD_FBHOILE01 | 0.8 | HOUPARRHNDIELCN01_OLDD | HOUPARRHNBHOILE01_OLDD | BHOILE01 | DIELCN01 | PAR_OLDD | BHOILE01_DIELCN01 | 5 | 0 | 1.1 | Unlikely
HOUPARRHNDIELCN01_OLDD_FBHOILE01_D67 | Residential heating technology - Electric heating - single-family house - new building - distributed level 0.67 | HOUELC | HOUPARRHN_OLDD_DMD | MKr20 | 2050 | 6.7786 | 0.055894 | [6 empty] | PAR | D | OLD |  |  | RHNDIELC | 4 | 0.66667 | HOUPARRHNDIELCN01_OLDD_FBHOILE01 | 0.8 | HOUPARRHNDIELCN01_OLDD | HOUPARRHNBHOILE01_OLDD | BHOILE01 | DIELCN01 | PAR_OLDD | BHOILE01_DIELCN01 | 5 | 0 | 1.1 | Unlikely
HOUPARRHNBHWPEN01_OLDD_FBHOILE01_D67 | Residential heating technology - Biomass boiler, automatic stoking , wood pellets or wood chips - single-family house - existing building - distributed level 0.67 | HOUWPE | HOUPARRHN_OLDD_DMD | MKr20 | 2020 | 3.6457 | 0.29874 |  | 25 | 14 | 70 | 2 | 4 | PAR | D | OLD |  |  | RHNBHWPE | 4 | 0.66667 | HOUPARRHNBHWPEN01_OLDD_FBHOILE01 | 0.8 | HOUPARRHNBHWPEN01_OLDD | HOUPARRHNBHOILE01_OLDD | BHOILE01 | BHWPEN01 | PAR_OLDD | BHOILE01_BHWPEN01 | 6 | 0 | 1 | New
HOUPARRHNBHWPEN01_OLDD_FBHOILE01_D67 | Residential heating technology - Biomass boiler, automatic stoking , wood pellets or wood chips - single-family house - existing building - distributed level 0.67 | HOUWPE | HOUPARRHN_OLDD_DMD | MKr20 | 2025 | 3.5555 | 0.29358 |  | 25 | 14 | 60 | 2 | 4 | PAR | D | OLD |  |  | RHNBHWPE | 4 | 0.66667 | HOUPARRHNBHWPEN01_OLDD_FBHOILE01 | 0.8 | HOUPARRHNBHWPEN01_OLDD | HOUPARRHNBHOILE01_OLDD | BHOILE01 | BHWPEN01 | PAR_OLDD | BHOILE01_BHWPEN01 | 6 | 0 | 1 | New
HOUPARRHNBHWPEN01_OLDD_FBHOILE01_D67 | Residential heating technology - Biomass boiler, automatic stoking , wood pellets or wood chips - single-family house - existing building - distributed level 0.67 | HOUWPE | HOUPARRHN_OLDD_DMD | MKr20 | 2030 | 3.4675 | 0.28966 |  | 25 | 11 | 50 | 1 | 4 | PAR | D | OLD |  |  | RHNBHWPE | 4 | 0.66667 | HOUPARRHNBHWPEN01_OLDD_FBHOILE01 | 0.8 | HOUPARRHNBHWPEN01_OLDD | HOUPARRHNBHOILE01_OLDD | BHOILE01 | BHWPEN01 | PAR_OLDD | BHOILE01_BHWPEN01 | 6 | 0 | 1 | New
HOUPARRHNBHWPEN01_OLDD_FBHOILE01_D67 | Residential heating technology - Biomass boiler, automatic stoking , wood pellets or wood chips - single-family house - existing building - distributed level 0.67 | HOUWPE | HOUPARRHN_OLDD_DMD | MKr20 | 2040 | 3.298 | 0.27684 |  | 25 | 9 | 45 | 1 | 4 | PAR | D | OLD |  |  | RHNBHWPE | 4 | 0.66667 | HOUPARRHNBHWPEN01_OLDD_FBHOILE01 | 0.8 | HOUPARRHNBHWPEN01_OLDD | HOUPARRHNBHOILE01_OLDD | BHOILE01 | BHWPEN01 | PAR_OLDD | BHOILE01_BHWPEN01 | 6 | 0 | 1 | New
HOUPARRHNBHWPEN01_OLDD_FBHOILE01_D67 | Residential heating technology - Biomass boiler, automatic stoking , wood pellets or wood chips - single-family house - existing building - distributed level 0.67 | HOUWPE | HOUPARRHN_OLDD_DMD | MKr20 | 2050 | 3.9209 | 0.33074 |  | 25 | 9 | 40 | 0 | 4 | PAR | D | OLD |  |  | RHNBHWPE | 4 | 0.66667 | HOUPARRHNBHWPEN01_OLDD_FBHOILE01 | 0.8 | HOUPARRHNBHWPEN01_OLDD | HOUPARRHNBHOILE01_OLDD | BHOILE01 | BHWPEN01 | PAR_OLDD | BHOILE01_BHWPEN01 | 6 | 0 | 1 | New
HOUPARRHNBHSOLN01_OLDD_FBHOILE01_D67 | Residential heating technology - Solar heating system - single-family house - existing building - distributed level 0.67 | HOUSOL | HOUPARRHN_OLDD_DMD | MKr20 | 2020 | 8.6578 | 0.099715 | [6 empty] | PAR | D | OLD |  |  | RHNBHSOL | 4 | 0.66667 | HOUPARRHNBHSOLN01_OLDD_FBHOILE01 | 0.8 | HOUPARRHNBHSOLN01_OLDD | HOUPARRHNBHOILE01_OLDD | BHOILE01 | BHSOLN01 | PAR_OLDD | BHOILE01_BHSOLN01 | 5 | 0 | 1.1 | Unlikely
HOUPARRHNBHSOLN01_OLDD_FBHOILE01_D67 | Residential heating technology - Solar heating system - single-family house - existing building - distributed level 0.67 | HOUSOL | HOUPARRHN_OLDD_DMD | MKr20 | 2025 | 8.4435 | 0.093632 | [6 empty] | PAR | D | OLD |  |  | RHNBHSOL | 4 | 0.66667 | HOUPARRHNBHSOLN01_OLDD_FBHOILE01 | 0.8 | HOUPARRHNBHSOLN01_OLDD | HOUPARRHNBHOILE01_OLDD | BHOILE01 | BHSOLN01 | PAR_OLDD | BHOILE01_BHSOLN01 | 5 | 0 | 1.1 | Unlikely
HOUPARRHNBHSOLN01_OLDD_FBHOILE01_D67 | Residential heating technology - Solar heating system - single-family house - existing building - distributed level 0.67 | HOUSOL | HOUPARRHN_OLDD_DMD | MKr20 | 2030 | 8.2345 | 0.09135 | [6 empty] | PAR | D | OLD |  |  | RHNBHSOL | 4 | 0.66667 | HOUPARRHNBHSOLN01_OLDD_FBHOILE01 | 0.8 | HOUPARRHNBHSOLN01_OLDD | HOUPARRHNBHOILE01_OLDD | BHOILE01 | BHSOLN01 | PAR_OLDD | BHOILE01_BHSOLN01 | 5 | 0 | 1.1 | Unlikely
HOUPARRHNBHSOLN01_OLDD_FBHOILE01_D67 | Residential heating technology - Solar heating system - single-family house - existing building - distributed level 0.67 | HOUSOL | HOUPARRHN_OLDD_DMD | MKr20 | 2040 | 7.832 | 0.086407 | [6 empty] | PAR | D | OLD |  |  | RHNBHSOL | 4 | 0.66667 | HOUPARRHNBHSOLN01_OLDD_FBHOILE01 | 0.8 | HOUPARRHNBHSOLN01_OLDD | HOUPARRHNBHOILE01_OLDD | BHOILE01 | BHSOLN01 | PAR_OLDD | BHOILE01_BHSOLN01 | 5 | 0 | 1.1 | Unlikely
HOUPARRHNBHSOLN01_OLDD_FBHOILE01_D67 | Residential heating technology - Solar heating system - single-family house - existing building - distributed level 0.67 | HOUSOL | HOUPARRHN_OLDD_DMD | MKr20 | 2050 | 7.4491 | 0.081464 | [6 empty] | PAR | D | OLD |  |  | RHNBHSOL | 4 | 0.66667 | HOUPARRHNBHSOLN01_OLDD_FBHOILE01 | 0.8 | HOUPARRHNBHSOLN01_OLDD | HOUPARRHNBHOILE01_OLDD | BHOILE01 | BHSOLN01 | PAR_OLDD | BHOILE01_BHSOLN01 | 5 | 0 | 1.1 | Unlikely
HOUPARRHNBHOILN01_OLDD_FBHOILE01_D67 | Residential heating technology - Oil boiler (mineral oil fired, < 10 % FAME) - single-family house - existing building - distributed level 0.67 | HOUOIL, HOUDSB, HOUDSE | HOUPARRHN_OLDD_DMD | MKr20 | 2020 | 2.0122 | 0.073692 |  | 6.7 | 5 | 52 | 0 | 0 | PAR | D | OLD |  |  | RHNBHOIL | 4 | 0.66667 | HOUPARRHNBHOILN01_OLDD_FBHOILE01 | 0.8 | HOUPARRHNBHOILN01_OLDD | HOUPARRHNBHOILE01_OLDD | BHOILE01 | BHOILN01 | PAR_OLDD | BHOILE01_BHOILN01 | 2 | 0 | 0.9 | Same
HOUPARRHNBHOILN01_OLDD_FBHOILE01_D67 | Residential heating technology - Oil boiler (mineral oil fired, < 10 % FAME) - single-family house - existing building - distributed level 0.67 | HOUOIL, HOUDSB, HOUDSE | HOUPARRHN_OLDD_DMD | MKr20 | 2025 | 1.9739 | 0.072401 |  | 6.7 | 5 | 52 | 0 | 0 | PAR | D | OLD |  |  | RHNBHOIL | 4 | 0.66667 | HOUPARRHNBHOILN01_OLDD_FBHOILE01 | 0.8 | HOUPARRHNBHOILN01_OLDD | HOUPARRHNBHOILE01_OLDD | BHOILE01 | BHOILN01 | PAR_OLDD | BHOILE01_BHOILN01 | 2 | 0 | 0.9 | Same
HOUPARRHNBHOILN01_OLDD_FBHOILE01_D67 | Residential heating technology - Oil boiler (mineral oil fired, < 10 % FAME) - single-family house - existing building - distributed level 0.67 | HOUOIL, HOUDSB, HOUDSE | HOUPARRHN_OLDD_DMD | MKr20 | 2030 | 1.9366 | 0.071357 |  | 6.7 | 5 | 52 | 0 | 0 | PAR | D | OLD |  |  | RHNBHOIL | 4 | 0.66667 | HOUPARRHNBHOILN01_OLDD_FBHOILE01 | 0.8 | HOUPARRHNBHOILN01_OLDD | HOUPARRHNBHOILE01_OLDD | BHOILE01 | BHOILN01 | PAR_OLDD | BHOILE01_BHOILN01 | 2 | 0 | 0.9 | Same
HOUPARRHNBHOILN01_OLDD_FBHOILE01_D67 | Residential heating technology - Oil boiler (mineral oil fired, < 10 % FAME) - single-family house - existing building - distributed level 0.67 | HOUOIL, HOUDSB, HOUDSE | HOUPARRHN_OLDD_DMD | MKr20 | 2040 | 1.8648 | 0.06772 |  | 6.7 | 5 | 52 | 0 | 0 | PAR | D | OLD |  |  | RHNBHOIL | 4 | 0.66667 | HOUPARRHNBHOILN01_OLDD_FBHOILE01 | 0.8 | HOUPARRHNBHOILN01_OLDD | HOUPARRHNBHOILE01_OLDD | BHOILE01 | BHOILN01 | PAR_OLDD | BHOILE01_BHOILN01 | 2 | 0 | 0.9 | Same
HOUPARRHNBHOILN01_OLDD_FBHOILE01_D67 | Residential heating technology - Oil boiler (mineral oil fired, < 10 % FAME) - single-family house - existing building - distributed level 0.67 | HOUOIL, HOUDSB, HOUDSE | HOUPARRHN_OLDD_DMD | MKr20 | 2050 | 1.7965 | 0.064051 |  | 6.7 | 5 | 52 | 0 | 0 | PAR | D | OLD |  |  | RHNBHOIL | 4 | 0.66667 | HOUPARRHNBHOILN01_OLDD_FBHOILE01 | 0.8 | HOUPARRHNBHOILN01_OLDD | HOUPARRHNBHOILE01_OLDD | BHOILE01 | BHOILN01 | PAR_OLDD | BHOILE01_BHOILN01 | 2 | 0 | 0.9 | Same
HOUPARRHNBHDHDN03_OLDD_FBHOILE01_D67 | Residential heating technology - Direct district heating substation - plus connection pipe - single-family house - existing building - distributed level 0.67 | HOUDHD | HOUPARRHN_OLDD_DMD | MKr20 | 2020 | 3.4401 | 0.032445 | [6 empty] | PAR | D | OLD |  |  | RHNBHDHD | 4 | 0.66667 | HOUPARRHNBHDHDN03_OLDD_FBHOILE01 | 0.8 | HOUPARRHNBHDHDN03_OLDD | HOUPARRHNBHOILE01_OLDD | BHOILE01 | BHDHDN03 | PAR_OLDD | BHOILE01_BHDHDN03 | 6 | 0 | 1 | New
HOUPARRHNBHDHDN03_OLDD_FBHOILE01_D67 | Residential heating technology - Direct district heating substation - plus connection pipe - single-family house - existing building - distributed level 0.67 | HOUDHD | HOUPARRHN_OLDD_DMD | MKr20 | 2025 | 3.4002 | 0.032205 | [6 empty] | PAR | D | OLD |  |  | RHNBHDHD | 4 | 0.66667 | HOUPARRHNBHDHDN03_OLDD_FBHOILE01 | 0.8 | HOUPARRHNBHDHDN03_OLDD | HOUPARRHNBHOILE01_OLDD | BHOILE01 | BHDHDN03 | PAR_OLDD | BHOILE01_BHDHDN03 | 6 | 0 | 1 | New
HOUPARRHNBHDHDN03_OLDD_FBHOILE01_D67 | Residential heating technology - Direct district heating substation - plus connection pipe - single-family house - existing building - distributed level 0.67 | HOUDHD | HOUPARRHN_OLDD_DMD | MKr20 | 2030 | 3.3669 | 0.03163 | [6 empty] | PAR | D | OLD |  |  | RHNBHDHD | 4 | 0.66667 | HOUPARRHNBHDHDN03_OLDD_FBHOILE01 | 0.8 | HOUPARRHNBHDHDN03_OLDD | HOUPARRHNBHOILE01_OLDD | BHOILE01 | BHDHDN03 | PAR_OLDD | BHOILE01_BHDHDN03 | 6 | 0 | 1 | New
HOUPARRHNBHDHDN03_OLDD_FBHOILE01_D67 | Residential heating technology - Direct district heating substation - plus connection pipe - single-family house - existing building - distributed level 0.67 | HOUDHD | HOUPARRHN_OLDD_DMD | MKr20 | 2040 | 3.307 | 0.030268 | [6 empty] | PAR | D | OLD |  |  | RHNBHDHD | 4 | 0.66667 | HOUPARRHNBHDHDN03_OLDD_FBHOILE01 | 0.8 | HOUPARRHNBHDHDN03_OLDD | HOUPARRHNBHOILE01_OLDD | BHOILE01 | BHDHDN03 | PAR_OLDD | BHOILE01_BHDHDN03 | 6 | 0 | 1 | New
HOUPARRHNBHDHDN03_OLDD_FBHOILE01_D67 | Residential heating technology - Direct district heating substation - plus connection pipe - single-family house - existing building - distributed level 0.67 | HOUDHD | HOUPARRHN_OLDD_DMD | MKr20 | 2050 | 3.2405 | 0.028286 | [6 empty] | PAR | D | OLD |  |  | RHNBHDHD | 4 | 0.66667 | HOUPARRHNBHDHDN03_OLDD_FBHOILE01 | 0.8 | HOUPARRHNBHDHDN03_OLDD | HOUPARRHNBHOILE01_OLDD | BHOILE01 | BHDHDN03 | PAR_OLDD | BHOILE01_BHDHDN03 | 6 | 0 | 1 | New
HOUPARRHNHPELCN07_OLDI_FBHOILE01_D67 | Residential heating technology - Heat pump, Air-to-water, low-price product - single-family house - existing building - distributed level 0.67 | HOUELC, HOUAMB | HOUPARRHN_OLDI_DMD | MKr20 | 2020 | 10.4621 | 0.41034 | 0.34574 | [5 empty] | PAR | I | OLD | 2.8923 |  | RHNHPELC | 4 | 0.66667 | HOUPARRHNHPELCN07_OLDI_FBHOILE01 | 0.8 | HOUPARRHNHPELCN07_OLDI | HOUPARRHNBHOILE01_OLDI | BHOILE01 | HPELCN07 | PAR_OLDI | BHOILE01_HPELCN07 | 4 | -0.25 | 1 | Supported
HOUPARRHNHPELCN07_OLDI_FBHOILE01_D67 | Residential heating technology - Heat pump, Air-to-water, low-price product - single-family house - existing building - distributed level 0.67 | HOUELC, HOUAMB | HOUPARRHN_OLDI_DMD | MKr20 | 2025 | 9.5709 | 0.31473 | 0.32928 | [5 empty] | PAR | I | OLD | 3.0369 |  | RHNHPELC | 4 | 0.66667 | HOUPARRHNHPELCN07_OLDI_FBHOILE01 | 0.8 | HOUPARRHNHPELCN07_OLDI | HOUPARRHNBHOILE01_OLDI | BHOILE01 | HPELCN07 | PAR_OLDI | BHOILE01_HPELCN07 | 4 | -0.25 | 1 | Supported
HOUPARRHNHPELCN07_OLDI_FBHOILE01_D67 | Residential heating technology - Heat pump, Air-to-water, low-price product - single-family house - existing building - distributed level 0.67 | HOUELC, HOUAMB | HOUPARRHN_OLDI_DMD | MKr20 | 2030 | 8.6797 | 0.31099 | 0.31431 | [5 empty] | PAR | I | OLD | 3.1815 |  | RHNHPELC | 4 | 0.66667 | HOUPARRHNHPELCN07_OLDI_FBHOILE01 | 0.8 | HOUPARRHNHPELCN07_OLDI | HOUPARRHNBHOILE01_OLDI | BHOILE01 | HPELCN07 | PAR_OLDI | BHOILE01_HPELCN07 | 4 | -0.25 | 1 | Supported
HOUPARRHNHPELCN07_OLDI_FBHOILE01_D67 | Residential heating technology - Heat pump, Air-to-water, low-price product - single-family house - existing building - distributed level 0.67 | HOUELC, HOUAMB | HOUPARRHN_OLDI_DMD | MKr20 | 2040 | 7.9697 | 0.30404 | 0.30065 | [5 empty] | PAR | I | OLD | 3.3262 |  | RHNHPELC | 4 | 0.66667 | HOUPARRHNHPELCN07_OLDI_FBHOILE01 | 0.8 | HOUPARRHNHPELCN07_OLDI | HOUPARRHNBHOILE01_OLDI | BHOILE01 | HPELCN07 | PAR_OLDI | BHOILE01_HPELCN07 | 4 | -0.25 | 1 | Supported
HOUPARRHNHPELCN07_OLDI_FBHOILE01_D67 | Residential heating technology - Heat pump, Air-to-water, low-price product - single-family house - existing building - distributed level 0.67 | HOUELC, HOUAMB | HOUPARRHN_OLDI_DMD | MKr20 | 2050 | 7.2597 | 0.2971 | 0.29218 | [5 empty] | PAR | I | OLD | 3.4226 |  | RHNHPELC | 4 | 0.66667 | HOUPARRHNHPELCN07_OLDI_FBHOILE01 | 0.8 | HOUPARRHNHPELCN07_OLDI | HOUPARRHNBHOILE01_OLDI | BHOILE01 | HPELCN07 | PAR_OLDI | BHOILE01_HPELCN07 | 4 | -0.25 | 1 | Supported
HOUPARRHNHPELCN05_OLDI_FBHOILE01_D67 | Residential heating technology - Heat pump, Air-to-water - leasing - single-family house - existing building - distributed level 0.67 | HOUELC, HOUAMB | HOUPARRHN_OLDI_DMD | MKr20 | 2020 | 8.7575 | 1.1361 | 0.32928 | [5 empty] | PAR | I | OLD | 3.0369 |  | RHNHPELC | 4 | 0.66667 | HOUPARRHNHPELCN05_OLDI_FBHOILE01 | 0.8 | HOUPARRHNHPELCN05_OLDI | HOUPARRHNBHOILE01_OLDI | BHOILE01 | HPELCN05 | PAR_OLDI | BHOILE01_HPELCN05 | 4 | -0.25 | 1 | Supported
HOUPARRHNHPELCN05_OLDI_FBHOILE01_D67 | Residential heating technology - Heat pump, Air-to-water - leasing - single-family house - existing building - distributed level 0.67 | HOUELC, HOUAMB | HOUPARRHN_OLDI_DMD | MKr20 | 2025 | 8.0778 | 0.97988 | 0.31431 | [5 empty] | PAR | I | OLD | 3.1815 |  | RHNHPELC | 4 | 0.66667 | HOUPARRHNHPELCN05_OLDI_FBHOILE01 | 0.8 | HOUPARRHNHPELCN05_OLDI | HOUPARRHNBHOILE01_OLDI | BHOILE01 | HPELCN05 | PAR_OLDI | BHOILE01_HPELCN05 | 4 | -0.25 | 1 | Supported
HOUPARRHNHPELCN05_OLDI_FBHOILE01_D67 | Residential heating technology - Heat pump, Air-to-water - leasing - single-family house - existing building - distributed level 0.67 | HOUELC, HOUAMB | HOUPARRHN_OLDI_DMD | MKr20 | 2030 | 7.3982 | 0.91553 | 0.30065 | [5 empty] | PAR | I | OLD | 3.3262 |  | RHNHPELC | 4 | 0.66667 | HOUPARRHNHPELCN05_OLDI_FBHOILE01 | 0.8 | HOUPARRHNHPELCN05_OLDI | HOUPARRHNBHOILE01_OLDI | BHOILE01 | HPELCN05 | PAR_OLDI | BHOILE01_HPELCN05 | 4 | -0.25 | 1 | Supported
HOUPARRHNHPELCN05_OLDI_FBHOILE01_D67 | Residential heating technology - Heat pump, Air-to-water - leasing - single-family house - existing building - distributed level 0.67 | HOUELC, HOUAMB | HOUPARRHN_OLDI_DMD | MKr20 | 2040 | 6.8469 | 0.85944 | 0.28812 | [5 empty] | PAR | I | OLD | 3.4708 |  | RHNHPELC | 4 | 0.66667 | HOUPARRHNHPELCN05_OLDI_FBHOILE01 | 0.8 | HOUPARRHNHPELCN05_OLDI | HOUPARRHNBHOILE01_OLDI | BHOILE01 | HPELCN05 | PAR_OLDI | BHOILE01_HPELCN05 | 4 | -0.25 | 1 | Supported
HOUPARRHNHPELCN05_OLDI_FBHOILE01_D67 | Residential heating technology - Heat pump, Air-to-water - leasing - single-family house - existing building - distributed level 0.67 | HOUELC, HOUAMB | HOUPARRHN_OLDI_DMD | MKr20 | 2050 | 6.2957 | 0.80334 | 0.28033 | [5 empty] | PAR | I | OLD | 3.5672 |  | RHNHPELC | 4 | 0.66667 | HOUPARRHNHPELCN05_OLDI_FBHOILE01 | 0.8 | HOUPARRHNHPELCN05_OLDI | HOUPARRHNBHOILE01_OLDI | BHOILE01 | HPELCN05 | PAR_OLDI | BHOILE01_HPELCN05 | 4 | -0.25 | 1 | Supported
HOUPARRHNHPELCN04_OLDI_FBHOILE01_D67 | Residential heating technology - Heat pump, Ground source - single-family house - existing building - distributed level 0.67 | HOUELC, HOUAMB | HOUPARRHN_OLDI_DMD | MKr20 | 2020 | 23.196 | 0.32766 | 0.30065 | [5 empty] | PAR | I | OLD | 3.3262 |  | RHNHPELC | 4 | 0.66667 | HOUPARRHNHPELCN04_OLDI_FBHOILE01 | 0.8 | HOUPARRHNHPELCN04_OLDI | HOUPARRHNBHOILE01_OLDI | BHOILE01 | HPELCN04 | PAR_OLDI | BHOILE01_HPELCN04 | 4 | -0.25 | 1 | Supported
HOUPARRHNHPELCN04_OLDI_FBHOILE01_D67 | Residential heating technology - Heat pump, Ground source - single-family house - existing building - distributed level 0.67 | HOUELC, HOUAMB | HOUPARRHN_OLDI_DMD | MKr20 | 2025 | 22.0362 | 0.23205 | 0.29218 | [5 empty] | PAR | I | OLD | 3.4226 |  | RHNHPELC | 4 | 0.66667 | HOUPARRHNHPELCN04_OLDI_FBHOILE01 | 0.8 | HOUPARRHNHPELCN04_OLDI | HOUPARRHNBHOILE01_OLDI | BHOILE01 | HPELCN04 | PAR_OLDI | BHOILE01_HPELCN04 | 4 | -0.25 | 1 | Supported
HOUPARRHNHPELCN04_OLDI_FBHOILE01_D67 | Residential heating technology - Heat pump, Ground source - single-family house - existing building - distributed level 0.67 | HOUELC, HOUAMB | HOUPARRHN_OLDI_DMD | MKr20 | 2030 | 20.8764 | 0.22831 | 0.28417 | [5 empty] | PAR | I | OLD | 3.519 |  | RHNHPELC | 4 | 0.66667 | HOUPARRHNHPELCN04_OLDI_FBHOILE01 | 0.8 | HOUPARRHNHPELCN04_OLDI | HOUPARRHNBHOILE01_OLDI | BHOILE01 | HPELCN04 | PAR_OLDI | BHOILE01_HPELCN04 | 4 | -0.25 | 1 | Supported
HOUPARRHNHPELCN04_OLDI_FBHOILE01_D67 | Residential heating technology - Heat pump, Ground source - single-family house - existing building - distributed level 0.67 | HOUELC, HOUAMB | HOUPARRHN_OLDI_DMD | MKr20 | 2040 | 19.8326 | 0.22136 | 0.27296 | [5 empty] | PAR | I | OLD | 3.6636 |  | RHNHPELC | 4 | 0.66667 | HOUPARRHNHPELCN04_OLDI_FBHOILE01 | 0.8 | HOUPARRHNHPELCN04_OLDI | HOUPARRHNBHOILE01_OLDI | BHOILE01 | HPELCN04 | PAR_OLDI | BHOILE01_HPELCN04 | 4 | -0.25 | 1 | Supported
HOUPARRHNHPELCN04_OLDI_FBHOILE01_D67 | Residential heating technology - Heat pump, Ground source - single-family house - existing building - distributed level 0.67 | HOUELC, HOUAMB | HOUPARRHN_OLDI_DMD | MKr20 | 2050 | 18.7887 | 0.21442 | 0.26941 | [5 empty] | PAR | I | OLD | 3.7118 |  | RHNHPELC | 4 | 0.66667 | HOUPARRHNHPELCN04_OLDI_FBHOILE01 | 0.8 | HOUPARRHNHPELCN04_OLDI | HOUPARRHNBHOILE01_OLDI | BHOILE01 | HPELCN04 | PAR_OLDI | BHOILE01_HPELCN04 | 4 | -0.25 | 1 | Supported
HOUPARRHNHPELCN03_OLDI_FBHOILE01_D67 | Residential heating technology - Heat pump, Air-to-water - single-family house - existing building - distributed level 0.67 | HOUELC, HOUAMB | HOUPARRHN_OLDI_DMD | MKr20 | 2020 | 17.515 | 0.35522 | 0.32928 | [5 empty] | PAR | I | OLD | 3.0369 |  | RHNHPELC | 4 | 0.66667 | HOUPARRHNHPELCN03_OLDI_FBHOILE01 | 0.8 | HOUPARRHNHPELCN03_OLDI | HOUPARRHNBHOILE01_OLDI | BHOILE01 | HPELCN03 | PAR_OLDI | BHOILE01_HPELCN03 | 4 | -0.25 | 1 | Supported
HOUPARRHNHPELCN03_OLDI_FBHOILE01_D67 | Residential heating technology - Heat pump, Air-to-water - single-family house - existing building - distributed level 0.67 | HOUELC, HOUAMB | HOUPARRHN_OLDI_DMD | MKr20 | 2025 | 16.1557 | 0.25961 | 0.31431 | [5 empty] | PAR | I | OLD | 3.1815 |  | RHNHPELC | 4 | 0.66667 | HOUPARRHNHPELCN03_OLDI_FBHOILE01 | 0.8 | HOUPARRHNHPELCN03_OLDI | HOUPARRHNBHOILE01_OLDI | BHOILE01 | HPELCN03 | PAR_OLDI | BHOILE01_HPELCN03 | 4 | -0.25 | 1 | Supported
HOUPARRHNHPELCN03_OLDI_FBHOILE01_D67 | Residential heating technology - Heat pump, Air-to-water - single-family house - existing building - distributed level 0.67 | HOUELC, HOUAMB | HOUPARRHN_OLDI_DMD | MKr20 | 2030 | 14.7963 | 0.25587 | 0.30065 | [5 empty] | PAR | I | OLD | 3.3262 |  | RHNHPELC | 4 | 0.66667 | HOUPARRHNHPELCN03_OLDI_FBHOILE01 | 0.8 | HOUPARRHNHPELCN03_OLDI | HOUPARRHNBHOILE01_OLDI | BHOILE01 | HPELCN03 | PAR_OLDI | BHOILE01_HPELCN03 | 4 | -0.25 | 1 | Supported
HOUPARRHNHPELCN03_OLDI_FBHOILE01_D67 | Residential heating technology - Heat pump, Air-to-water - single-family house - existing building - distributed level 0.67 | HOUELC, HOUAMB | HOUPARRHN_OLDI_DMD | MKr20 | 2040 | 13.6938 | 0.24892 | 0.28812 | [5 empty] | PAR | I | OLD | 3.4708 |  | RHNHPELC | 4 | 0.66667 | HOUPARRHNHPELCN03_OLDI_FBHOILE01 | 0.8 | HOUPARRHNHPELCN03_OLDI | HOUPARRHNBHOILE01_OLDI | BHOILE01 | HPELCN03 | PAR_OLDI | BHOILE01_HPELCN03 | 4 | -0.25 | 1 | Supported
HOUPARRHNHPELCN03_OLDI_FBHOILE01_D67 | Residential heating technology - Heat pump, Air-to-water - single-family house - existing building - distributed level 0.67 | HOUELC, HOUAMB | HOUPARRHN_OLDI_DMD | MKr20 | 2050 | 12.5913 | 0.24198 | 0.28033 | [5 empty] | PAR | I | OLD | 3.5672 |  | RHNHPELC | 4 | 0.66667 | HOUPARRHNHPELCN03_OLDI_FBHOILE01 | 0.8 | HOUPARRHNHPELCN03_OLDI | HOUPARRHNBHOILE01_OLDI | BHOILE01 | HPELCN03 | PAR_OLDI | BHOILE01_HPELCN03 | 4 | -0.25 | 1 | Supported
HOUPARRHNHPELCN02_OLDI_FBHOILE01_D67 | Residential heating technology - Heat pump, Air-to-air - single-family house - existing building - distributed level 0.67 | HOUELC, HOUAMB | HOUPARRHN_OLDI_DMD | MKr20 | 2020 | 3.2165 | 0.18468 | 0.21386 | [5 empty] | PAR | I | OLD | 4.6759 |  | RHNHPELC | 4 | 0.66667 | HOUPARRHNHPELCN02_OLDI_FBHOILE01 | 0.8 | HOUPARRHNHPELCN02_OLDI | HOUPARRHNBHOILE01_OLDI | BHOILE01 | HPELCN02 | PAR_OLDI | BHOILE01_HPELCN02 | 5 | 0 | 1.1 | Unlikely
HOUPARRHNHPELCN02_OLDI_FBHOILE01_D67 | Residential heating technology - Heat pump, Air-to-air - single-family house - existing building - distributed level 0.67 | HOUELC, HOUAMB | HOUPARRHN_OLDI_DMD | MKr20 | 2025 | 3.1379 | 0.12547 | 0.20338 | [5 empty] | PAR | I | OLD | 4.9169 |  | RHNHPELC | 4 | 0.66667 | HOUPARRHNHPELCN02_OLDI_FBHOILE01 | 0.8 | HOUPARRHNHPELCN02_OLDI | HOUPARRHNBHOILE01_OLDI | BHOILE01 | HPELCN02 | PAR_OLDI | BHOILE01_HPELCN02 | 5 | 0 | 1.1 | Unlikely
HOUPARRHNHPELCN02_OLDI_FBHOILE01_D67 | Residential heating technology - Heat pump, Air-to-air - single-family house - existing building - distributed level 0.67 | HOUELC, HOUAMB | HOUPARRHN_OLDI_DMD | MKr20 | 2030 | 3.0593 | 0.12315 | 0.1957 | [5 empty] | PAR | I | OLD | 5.1098 |  | RHNHPELC | 4 | 0.66667 | HOUPARRHNHPELCN02_OLDI_FBHOILE01 | 0.8 | HOUPARRHNHPELCN02_OLDI | HOUPARRHNBHOILE01_OLDI | BHOILE01 | HPELCN02 | PAR_OLDI | BHOILE01_HPELCN02 | 5 | 0 | 1.1 | Unlikely
HOUPARRHNHPELCN02_OLDI_FBHOILE01_D67 | Residential heating technology - Heat pump, Air-to-air - single-family house - existing building - distributed level 0.67 | HOUELC, HOUAMB | HOUPARRHN_OLDI_DMD | MKr20 | 2040 | 2.9134 | 0.11885 | 0.18859 | [5 empty] | PAR | I | OLD | 5.3026 |  | RHNHPELC | 4 | 0.66667 | HOUPARRHNHPELCN02_OLDI_FBHOILE01 | 0.8 | HOUPARRHNHPELCN02_OLDI | HOUPARRHNBHOILE01_OLDI | BHOILE01 | HPELCN02 | PAR_OLDI | BHOILE01_HPELCN02 | 5 | 0 | 1.1 | Unlikely
HOUPARRHNHPELCN02_OLDI_FBHOILE01_D67 | Residential heating technology - Heat pump, Air-to-air - single-family house - existing building - distributed level 0.67 | HOUELC, HOUAMB | HOUPARRHN_OLDI_DMD | MKr20 | 2050 | 2.7675 | 0.11455 | 0.18522 | [5 empty] | PAR | I | OLD | 5.399 |  | RHNHPELC | 4 | 0.66667 | HOUPARRHNHPELCN02_OLDI_FBHOILE01 | 0.8 | HOUPARRHNHPELCN02_OLDI | HOUPARRHNBHOILE01_OLDI | BHOILE01 | HPELCN02 | PAR_OLDI | BHOILE01_HPELCN02 | 5 | 0 | 1.1 | Unlikely
HOUPARRHNDIELCN06_OLDI_FBHOILE01_D67 | Residential heating technology - Electric heating - electric panel from Bauhaus - single-family house - new building - distributed level 0.67 | HOUELC | HOUPARRHN_OLDI_DMD | MKr20 | 2020 | 0.64843 | 0 | [6 empty] | PAR | I | OLD |  |  | RHNDIELC | 4 | 0.66667 | HOUPARRHNDIELCN06_OLDI_FBHOILE01 | 0.8 | HOUPARRHNDIELCN06_OLDI | HOUPARRHNBHOILE01_OLDI | BHOILE01 | DIELCN06 | PAR_OLDI | BHOILE01_DIELCN06 | 5 | 0 | 1.1 | Unlikely
HOUPARRHNDIELCN06_OLDI_FBHOILE01_D67 | Residential heating technology - Electric heating - electric panel from Bauhaus - single-family house - new building - distributed level 0.67 | HOUELC | HOUPARRHN_OLDI_DMD | MKr20 | 2025 | 0.64843 | 0 | [6 empty] | PAR | I | OLD |  |  | RHNDIELC | 4 | 0.66667 | HOUPARRHNDIELCN06_OLDI_FBHOILE01 | 0.8 | HOUPARRHNDIELCN06_OLDI | HOUPARRHNBHOILE01_OLDI | BHOILE01 | DIELCN06 | PAR_OLDI | BHOILE01_DIELCN06 | 5 | 0 | 1.1 | Unlikely
HOUPARRHNDIELCN06_OLDI_FBHOILE01_D67 | Residential heating technology - Electric heating - electric panel from Bauhaus - single-family house - new building - distributed level 0.67 | HOUELC | HOUPARRHN_OLDI_DMD | MKr20 | 2030 | 0.64843 | 0 | [6 empty] | PAR | I | OLD |  |  | RHNDIELC | 4 | 0.66667 | HOUPARRHNDIELCN06_OLDI_FBHOILE01 | 0.8 | HOUPARRHNDIELCN06_OLDI | HOUPARRHNBHOILE01_OLDI | BHOILE01 | DIELCN06 | PAR_OLDI | BHOILE01_DIELCN06 | 5 | 0 | 1.1 | Unlikely
HOUPARRHNDIELCN06_OLDI_FBHOILE01_D67 | Residential heating technology - Electric heating - electric panel from Bauhaus - single-family house - new building - distributed level 0.67 | HOUELC | HOUPARRHN_OLDI_DMD | MKr20 | 2040 | 0.64843 | 0 | [6 empty] | PAR | I | OLD |  |  | RHNDIELC | 4 | 0.66667 | HOUPARRHNDIELCN06_OLDI_FBHOILE01 | 0.8 | HOUPARRHNDIELCN06_OLDI | HOUPARRHNBHOILE01_OLDI | BHOILE01 | DIELCN06 | PAR_OLDI | BHOILE01_DIELCN06 | 5 | 0 | 1.1 | Unlikely
HOUPARRHNDIELCN06_OLDI_FBHOILE01_D67 | Residential heating technology - Electric heating - electric panel from Bauhaus - single-family house - new building - distributed level 0.67 | HOUELC | HOUPARRHN_OLDI_DMD | MKr20 | 2050 | 0.64843 | 0 | [6 empty] | PAR | I | OLD |  |  | RHNDIELC | 4 | 0.66667 | HOUPARRHNDIELCN06_OLDI_FBHOILE01 | 0.8 | HOUPARRHNDIELCN06_OLDI | HOUPARRHNBHOILE01_OLDI | BHOILE01 | DIELCN06 | PAR_OLDI | BHOILE01_DIELCN06 | 5 | 0 | 1.1 | Unlikely
HOUPARRHNDIELCN01_OLDI_FBHOILE01_D67 | Residential heating technology - Electric heating - single-family house - new building - distributed level 0.67 | HOUELC | HOUPARRHN_OLDI_DMD | MKr20 | 2020 | 7.8786 | 0.063879 | [6 empty] | PAR | I | OLD |  |  | RHNDIELC | 4 | 0.66667 | HOUPARRHNDIELCN01_OLDI_FBHOILE01 | 0.8 | HOUPARRHNDIELCN01_OLDI | HOUPARRHNBHOILE01_OLDI | BHOILE01 | DIELCN01 | PAR_OLDI | BHOILE01_DIELCN01 | 5 | 0 | 1.1 | Unlikely
HOUPARRHNDIELCN01_OLDI_FBHOILE01_D67 | Residential heating technology - Electric heating - single-family house - new building - distributed level 0.67 | HOUELC | HOUPARRHN_OLDI_DMD | MKr20 | 2025 | 7.6836 | 0.063879 | [6 empty] | PAR | I | OLD |  |  | RHNDIELC | 4 | 0.66667 | HOUPARRHNDIELCN01_OLDI_FBHOILE01 | 0.8 | HOUPARRHNDIELCN01_OLDI | HOUPARRHNBHOILE01_OLDI | BHOILE01 | DIELCN01 | PAR_OLDI | BHOILE01_DIELCN01 | 5 | 0 | 1.1 | Unlikely
HOUPARRHNDIELCN01_OLDI_FBHOILE01_D67 | Residential heating technology - Electric heating - single-family house - new building - distributed level 0.67 | HOUELC | HOUPARRHN_OLDI_DMD | MKr20 | 2030 | 7.4934 | 0.061217 | [6 empty] | PAR | I | OLD |  |  | RHNDIELC | 4 | 0.66667 | HOUPARRHNDIELCN01_OLDI_FBHOILE01 | 0.8 | HOUPARRHNDIELCN01_OLDI | HOUPARRHNBHOILE01_OLDI | BHOILE01 | DIELCN01 | PAR_OLDI | BHOILE01_DIELCN01 | 5 | 0 | 1.1 | Unlikely
HOUPARRHNDIELCN01_OLDI_FBHOILE01_D67 | Residential heating technology - Electric heating - single-family house - new building - distributed level 0.67 | HOUELC | HOUPARRHN_OLDI_DMD | MKr20 | 2040 | 7.1271 | 0.058555 | [6 empty] | PAR | I | OLD |  |  | RHNDIELC | 4 | 0.66667 | HOUPARRHNDIELCN01_OLDI_FBHOILE01 | 0.8 | HOUPARRHNDIELCN01_OLDI | HOUPARRHNBHOILE01_OLDI | BHOILE01 | DIELCN01 | PAR_OLDI | BHOILE01_DIELCN01 | 5 | 0 | 1.1 | Unlikely
HOUPARRHNDIELCN01_OLDI_FBHOILE01_D67 | Residential heating technology - Electric heating - single-family house - new building - distributed level 0.67 | HOUELC | HOUPARRHN_OLDI_DMD | MKr20 | 2050 | 6.7786 | 0.055894 | [6 empty] | PAR | I | OLD |  |  | RHNDIELC | 4 | 0.66667 | HOUPARRHNDIELCN01_OLDI_FBHOILE01 | 0.8 | HOUPARRHNDIELCN01_OLDI | HOUPARRHNBHOILE01_OLDI | BHOILE01 | DIELCN01 | PAR_OLDI | BHOILE01_DIELCN01 | 5 | 0 | 1.1 | Unlikely
HOUPARRHNBHWPEN01_OLDI_FBHOILE01_D67 | Residential heating technology - Biomass boiler, automatic stoking , wood pellets or wood chips - single-family house - existing building - distributed level 0.67 | HOUWPE | HOUPARRHN_OLDI_DMD | MKr20 | 2020 | 3.6457 | 0.29874 |  | 25 | 14 | 70 | 2 | 4 | PAR | I | OLD |  |  | RHNBHWPE | 4 | 0.66667 | HOUPARRHNBHWPEN01_OLDI_FBHOILE01 | 0.8 | HOUPARRHNBHWPEN01_OLDI | HOUPARRHNBHOILE01_OLDI | BHOILE01 | BHWPEN01 | PAR_OLDI | BHOILE01_BHWPEN01 | 6 | 0 | 1 | New
HOUPARRHNBHWPEN01_OLDI_FBHOILE01_D67 | Residential heating technology - Biomass boiler, automatic stoking , wood pellets or wood chips - single-family house - existing building - distributed level 0.67 | HOUWPE | HOUPARRHN_OLDI_DMD | MKr20 | 2025 | 3.5555 | 0.29358 |  | 25 | 14 | 60 | 2 | 4 | PAR | I | OLD |  |  | RHNBHWPE | 4 | 0.66667 | HOUPARRHNBHWPEN01_OLDI_FBHOILE01 | 0.8 | HOUPARRHNBHWPEN01_OLDI | HOUPARRHNBHOILE01_OLDI | BHOILE01 | BHWPEN01 | PAR_OLDI | BHOILE01_BHWPEN01 | 6 | 0 | 1 | New
HOUPARRHNBHWPEN01_OLDI_FBHOILE01_D67 | Residential heating technology - Biomass boiler, automatic stoking , wood pellets or wood chips - single-family house - existing building - distributed level 0.67 | HOUWPE | HOUPARRHN_OLDI_DMD | MKr20 | 2030 | 3.4675 | 0.28966 |  | 25 | 11 | 50 | 1 | 4 | PAR | I | OLD |  |  | RHNBHWPE | 4 | 0.66667 | HOUPARRHNBHWPEN01_OLDI_FBHOILE01 | 0.8 | HOUPARRHNBHWPEN01_OLDI | HOUPARRHNBHOILE01_OLDI | BHOILE01 | BHWPEN01 | PAR_OLDI | BHOILE01_BHWPEN01 | 6 | 0 | 1 | New
HOUPARRHNBHWPEN01_OLDI_FBHOILE01_D67 | Residential heating technology - Biomass boiler, automatic stoking , wood pellets or wood chips - single-family house - existing building - distributed level 0.67 | HOUWPE | HOUPARRHN_OLDI_DMD | MKr20 | 2040 | 3.298 | 0.27684 |  | 25 | 9 | 45 | 1 | 4 | PAR | I | OLD |  |  | RHNBHWPE | 4 | 0.66667 | HOUPARRHNBHWPEN01_OLDI_FBHOILE01 | 0.8 | HOUPARRHNBHWPEN01_OLDI | HOUPARRHNBHOILE01_OLDI | BHOILE01 | BHWPEN01 | PAR_OLDI | BHOILE01_BHWPEN01 | 6 | 0 | 1 | New
HOUPARRHNBHWPEN01_OLDI_FBHOILE01_D67 | Residential heating technology - Biomass boiler, automatic stoking , wood pellets or wood chips - single-family house - existing building - distributed level 0.67 | HOUWPE | HOUPARRHN_OLDI_DMD | MKr20 | 2050 | 3.9209 | 0.33074 |  | 25 | 9 | 40 | 0 | 4 | PAR | I | OLD |  |  | RHNBHWPE | 4 | 0.66667 | HOUPARRHNBHWPEN01_OLDI_FBHOILE01 | 0.8 | HOUPARRHNBHWPEN01_OLDI | HOUPARRHNBHOILE01_OLDI | BHOILE01 | BHWPEN01 | PAR_OLDI | BHOILE01_BHWPEN01 | 6 | 0 | 1 | New
HOUPARRHNBHSOLN01_OLDI_FBHOILE01_D67 | Residential heating technology - Solar heating system - single-family house - existing building - distributed level 0.67 | HOUSOL | HOUPARRHN_OLDI_DMD | MKr20 | 2020 | 8.6578 | 0.099715 | [6 empty] | PAR | I | OLD |  |  | RHNBHSOL | 4 | 0.66667 | HOUPARRHNBHSOLN01_OLDI_FBHOILE01 | 0.8 | HOUPARRHNBHSOLN01_OLDI | HOUPARRHNBHOILE01_OLDI | BHOILE01 | BHSOLN01 | PAR_OLDI | BHOILE01_BHSOLN01 | 5 | 0 | 1.1 | Unlikely
HOUPARRHNBHSOLN01_OLDI_FBHOILE01_D67 | Residential heating technology - Solar heating system - single-family house - existing building - distributed level 0.67 | HOUSOL | HOUPARRHN_OLDI_DMD | MKr20 | 2025 | 8.4435 | 0.093632 | [6 empty] | PAR | I | OLD |  |  | RHNBHSOL | 4 | 0.66667 | HOUPARRHNBHSOLN01_OLDI_FBHOILE01 | 0.8 | HOUPARRHNBHSOLN01_OLDI | HOUPARRHNBHOILE01_OLDI | BHOILE01 | BHSOLN01 | PAR_OLDI | BHOILE01_BHSOLN01 | 5 | 0 | 1.1 | Unlikely
HOUPARRHNBHSOLN01_OLDI_FBHOILE01_D67 | Residential heating technology - Solar heating system - single-family house - existing building - distributed level 0.67 | HOUSOL | HOUPARRHN_OLDI_DMD | MKr20 | 2030 | 8.2345 | 0.09135 | [6 empty] | PAR | I | OLD |  |  | RHNBHSOL | 4 | 0.66667 | HOUPARRHNBHSOLN01_OLDI_FBHOILE01 | 0.8 | HOUPARRHNBHSOLN01_OLDI | HOUPARRHNBHOILE01_OLDI | BHOILE01 | BHSOLN01 | PAR_OLDI | BHOILE01_BHSOLN01 | 5 | 0 | 1.1 | Unlikely
HOUPARRHNBHSOLN01_OLDI_FBHOILE01_D67 | Residential heating technology - Solar heating system - single-family house - existing building - distributed level 0.67 | HOUSOL | HOUPARRHN_OLDI_DMD | MKr20 | 2040 | 7.832 | 0.086407 | [6 empty] | PAR | I | OLD |  |  | RHNBHSOL | 4 | 0.66667 | HOUPARRHNBHSOLN01_OLDI_FBHOILE01 | 0.8 | HOUPARRHNBHSOLN01_OLDI | HOUPARRHNBHOILE01_OLDI | BHOILE01 | BHSOLN01 | PAR_OLDI | BHOILE01_BHSOLN01 | 5 | 0 | 1.1 | Unlikely
HOUPARRHNBHSOLN01_OLDI_FBHOILE01_D67 | Residential heating technology - Solar heating system - single-family house - existing building - distributed level 0.67 | HOUSOL | HOUPARRHN_OLDI_DMD | MKr20 | 2050 | 7.4491 | 0.081464 | [6 empty] | PAR | I | OLD |  |  | RHNBHSOL | 4 | 0.66667 | HOUPARRHNBHSOLN01_OLDI_FBHOILE01 | 0.8 | HOUPARRHNBHSOLN01_OLDI | HOUPARRHNBHOILE01_OLDI | BHOILE01 | BHSOLN01 | PAR_OLDI | BHOILE01_BHSOLN01 | 5 | 0 | 1.1 | Unlikely
HOUPARRHNBHOILN01_OLDI_FBHOILE01_D67 | Residential heating technology - Oil boiler (mineral oil fired, < 10 % FAME) - single-family house - existing building - distributed level 0.67 | HOUOIL, HOUDSB, HOUDSE | HOUPARRHN_OLDI_DMD | MKr20 | 2020 | 2.0122 | 0.073692 |  | 6.7 | 5 | 52 | 0 | 0 | PAR | I | OLD |  |  | RHNBHOIL | 4 | 0.66667 | HOUPARRHNBHOILN01_OLDI_FBHOILE01 | 0.8 | HOUPARRHNBHOILN01_OLDI | HOUPARRHNBHOILE01_OLDI | BHOILE01 | BHOILN01 | PAR_OLDI | BHOILE01_BHOILN01 | 2 | 0 | 0.9 | Same
HOUPARRHNBHOILN01_OLDI_FBHOILE01_D67 | Residential heating technology - Oil boiler (mineral oil fired, < 10 % FAME) - single-family house - existing building - distributed level 0.67 | HOUOIL, HOUDSB, HOUDSE | HOUPARRHN_OLDI_DMD | MKr20 | 2025 | 1.9739 | 0.072401 |  | 6.7 | 5 | 52 | 0 | 0 | PAR | I | OLD |  |  | RHNBHOIL | 4 | 0.66667 | HOUPARRHNBHOILN01_OLDI_FBHOILE01 | 0.8 | HOUPARRHNBHOILN01_OLDI | HOUPARRHNBHOILE01_OLDI | BHOILE01 | BHOILN01 | PAR_OLDI | BHOILE01_BHOILN01 | 2 | 0 | 0.9 | Same
HOUPARRHNBHOILN01_OLDI_FBHOILE01_D67 | Residential heating technology - Oil boiler (mineral oil fired, < 10 % FAME) - single-family house - existing building - distributed level 0.67 | HOUOIL, HOUDSB, HOUDSE | HOUPARRHN_OLDI_DMD | MKr20 | 2030 | 1.9366 | 0.071357 |  | 6.7 | 5 | 52 | 0 | 0 | PAR | I | OLD |  |  | RHNBHOIL | 4 | 0.66667 | HOUPARRHNBHOILN01_OLDI_FBHOILE01 | 0.8 | HOUPARRHNBHOILN01_OLDI | HOUPARRHNBHOILE01_OLDI | BHOILE01 | BHOILN01 | PAR_OLDI | BHOILE01_BHOILN01 | 2 | 0 | 0.9 | Same
HOUPARRHNBHOILN01_OLDI_FBHOILE01_D67 | Residential heating technology - Oil boiler (mineral oil fired, < 10 % FAME) - single-family house - existing building - distributed level 0.67 | HOUOIL, HOUDSB, HOUDSE | HOUPARRHN_OLDI_DMD | MKr20 | 2040 | 1.8648 | 0.06772 |  | 6.7 | 5 | 52 | 0 | 0 | PAR | I | OLD |  |  | RHNBHOIL | 4 | 0.66667 | HOUPARRHNBHOILN01_OLDI_FBHOILE01 | 0.8 | HOUPARRHNBHOILN01_OLDI | HOUPARRHNBHOILE01_OLDI | BHOILE01 | BHOILN01 | PAR_OLDI | BHOILE01_BHOILN01 | 2 | 0 | 0.9 | Same
HOUPARRHNBHOILN01_OLDI_FBHOILE01_D67 | Residential heating technology - Oil boiler (mineral oil fired, < 10 % FAME) - single-family house - existing building - distributed level 0.67 | HOUOIL, HOUDSB, HOUDSE | HOUPARRHN_OLDI_DMD | MKr20 | 2050 | 1.7965 | 0.064051 |  | 6.7 | 5 | 52 | 0 | 0 | PAR | I | OLD |  |  | RHNBHOIL | 4 | 0.66667 | HOUPARRHNBHOILN01_OLDI_FBHOILE01 | 0.8 | HOUPARRHNBHOILN01_OLDI | HOUPARRHNBHOILE01_OLDI | BHOILE01 | BHOILN01 | PAR_OLDI | BHOILE01_BHOILN01 | 2 | 0 | 0.9 | Same
HOUPARRHNBHDHDN09_OLDI_FBHOILE01_D67 | Residential heating technology - Direct district heating substation - plus connection pipe - plus distribution (heating density: low ) - single-family house - existing building - distributed level 0.67 | HOUDHD | HOUPARRHN_OLDI_DMD | MKr20 | 2020 | 11.2106 | 0.032445 | [6 empty] | PAR | I | OLD |  |  | RHNBHDHD | 4 | 0.66667 | HOUPARRHNBHDHDN09_OLDI_FBHOILE01 | 0.8 | HOUPARRHNBHDHDN09_OLDI | HOUPARRHNBHOILE01_OLDI | BHOILE01 | BHDHDN09 | PAR_OLDI | BHOILE01_BHDHDN09 | 4 | -0.25 | 1 | Supported
HOUPARRHNBHDHDN09_OLDI_FBHOILE01_D67 | Residential heating technology - Direct district heating substation - plus connection pipe - plus distribution (heating density: low ) - single-family house - existing building - distributed level 0.67 | HOUDHD | HOUPARRHN_OLDI_DMD | MKr20 | 2025 | 11.1707 | 0.032205 | [6 empty] | PAR | I | OLD |  |  | RHNBHDHD | 4 | 0.66667 | HOUPARRHNBHDHDN09_OLDI_FBHOILE01 | 0.8 | HOUPARRHNBHDHDN09_OLDI | HOUPARRHNBHOILE01_OLDI | BHOILE01 | BHDHDN09 | PAR_OLDI | BHOILE01_BHDHDN09 | 4 | -0.25 | 1 | Supported
HOUPARRHNBHDHDN09_OLDI_FBHOILE01_D67 | Residential heating technology - Direct district heating substation - plus connection pipe - plus distribution (heating density: low ) - single-family house - existing building - distributed level 0.67 | HOUDHD | HOUPARRHN_OLDI_DMD | MKr20 | 2030 | 11.1374 | 0.03163 | [6 empty] | PAR | I | OLD |  |  | RHNBHDHD | 4 | 0.66667 | HOUPARRHNBHDHDN09_OLDI_FBHOILE01 | 0.8 | HOUPARRHNBHDHDN09_OLDI | HOUPARRHNBHOILE01_OLDI | BHOILE01 | BHDHDN09 | PAR_OLDI | BHOILE01_BHDHDN09 | 4 | -0.25 | 1 | Supported
HOUPARRHNBHDHDN09_OLDI_FBHOILE01_D67 | Residential heating technology - Direct district heating substation - plus connection pipe - plus distribution (heating density: low ) - single-family house - existing building - distributed level 0.67 | HOUDHD | HOUPARRHN_OLDI_DMD | MKr20 | 2040 | 11.0775 | 0.030268 | [6 empty] | PAR | I | OLD |  |  | RHNBHDHD | 4 | 0.66667 | HOUPARRHNBHDHDN09_OLDI_FBHOILE01 | 0.8 | HOUPARRHNBHDHDN09_OLDI | HOUPARRHNBHOILE01_OLDI | BHOILE01 | BHDHDN09 | PAR_OLDI | BHOILE01_BHDHDN09 | 4 | -0.25 | 1 | Supported
HOUPARRHNBHDHDN09_OLDI_FBHOILE01_D67 | Residential heating technology - Direct district heating substation - plus connection pipe - plus distribution (heating density: low ) - single-family house - existing building - distributed level 0.67 | HOUDHD | HOUPARRHN_OLDI_DMD | MKr20 | 2050 | 11.011 | 0.028286 | [6 empty] | PAR | I | OLD |  |  | RHNBHDHD | 4 | 0.66667 | HOUPARRHNBHDHDN09_OLDI_FBHOILE01 | 0.8 | HOUPARRHNBHDHDN09_OLDI | HOUPARRHNBHOILE01_OLDI | BHOILE01 | BHDHDN09 | PAR_OLDI | BHOILE01_BHDHDN09 | 4 | -0.25 | 1 | Supported
HOUPARRHNBHDHDN07_OLDI_FBHOILE01_D67 | Residential heating technology - Direct district heating substation - plus connection pipe - plus distribution (heating density: medium ) - single-family house - existing building - distributed level 0.67 | HOUDHD | HOUPARRHN_OLDI_DMD | MKr20 | 2020 | 4.5119 | 0.032445 | [6 empty] | PAR | I | OLD |  |  | RHNBHDHD | 4 | 0.66667 | HOUPARRHNBHDHDN07_OLDI_FBHOILE01 | 0.8 | HOUPARRHNBHDHDN07_OLDI | HOUPARRHNBHOILE01_OLDI | BHOILE01 | BHDHDN07 | PAR_OLDI | BHOILE01_BHDHDN07 | 4 | -0.25 | 1 | Supported
HOUPARRHNBHDHDN07_OLDI_FBHOILE01_D67 | Residential heating technology - Direct district heating substation - plus connection pipe - plus distribution (heating density: medium ) - single-family house - existing building - distributed level 0.67 | HOUDHD | HOUPARRHN_OLDI_DMD | MKr20 | 2025 | 4.472 | 0.032205 | [6 empty] | PAR | I | OLD |  |  | RHNBHDHD | 4 | 0.66667 | HOUPARRHNBHDHDN07_OLDI_FBHOILE01 | 0.8 | HOUPARRHNBHDHDN07_OLDI | HOUPARRHNBHOILE01_OLDI | BHOILE01 | BHDHDN07 | PAR_OLDI | BHOILE01_BHDHDN07 | 4 | -0.25 | 1 | Supported
HOUPARRHNBHDHDN07_OLDI_FBHOILE01_D67 | Residential heating technology - Direct district heating substation - plus connection pipe - plus distribution (heating density: medium ) - single-family house - existing building - distributed level 0.67 | HOUDHD | HOUPARRHN_OLDI_DMD | MKr20 | 2030 | 4.4387 | 0.03163 | [6 empty] | PAR | I | OLD |  |  | RHNBHDHD | 4 | 0.66667 | HOUPARRHNBHDHDN07_OLDI_FBHOILE01 | 0.8 | HOUPARRHNBHDHDN07_OLDI | HOUPARRHNBHOILE01_OLDI | BHOILE01 | BHDHDN07 | PAR_OLDI | BHOILE01_BHDHDN07 | 4 | -0.25 | 1 | Supported
HOUPARRHNBHDHDN07_OLDI_FBHOILE01_D67 | Residential heating technology - Direct district heating substation - plus connection pipe - plus distribution (heating density: medium ) - single-family house - existing building - distributed level 0.67 | HOUDHD | HOUPARRHN_OLDI_DMD | MKr20 | 2040 | 4.3788 | 0.030268 | [6 empty] | PAR | I | OLD |  |  | RHNBHDHD | 4 | 0.66667 | HOUPARRHNBHDHDN07_OLDI_FBHOILE01 | 0.8 | HOUPARRHNBHDHDN07_OLDI | HOUPARRHNBHOILE01_OLDI | BHOILE01 | BHDHDN07 | PAR_OLDI | BHOILE01_BHDHDN07 | 4 | -0.25 | 1 | Supported
HOUPARRHNBHDHDN07_OLDI_FBHOILE01_D67 | Residential heating technology - Direct district heating substation - plus connection pipe - plus distribution (heating density: medium ) - single-family house - existing building - distributed level 0.67 | HOUDHD | HOUPARRHN_OLDI_DMD | MKr20 | 2050 | 4.3123 | 0.028286 | [6 empty] | PAR | I | OLD |  |  | RHNBHDHD | 4 | 0.66667 | HOUPARRHNBHDHDN07_OLDI_FBHOILE01 | 0.8 | HOUPARRHNBHDHDN07_OLDI | HOUPARRHNBHOILE01_OLDI | BHOILE01 | BHDHDN07 | PAR_OLDI | BHOILE01_BHDHDN07 | 4 | -0.25 | 1 | Supported
HOUPARRHNBHDHDN05_OLDI_FBHOILE01_D67 | Residential heating technology - Direct district heating substation - plus connection pipe - plus distribution (heating density: high ) - single-family house - existing building - distributed level 0.67 | HOUDHD | HOUPARRHN_OLDI_DMD | MKr20 | 2020 | 3.4401 | 0.032445 | [6 empty] | PAR | I | OLD |  |  | RHNBHDHD | 4 | 0.66667 | HOUPARRHNBHDHDN05_OLDI_FBHOILE01 | 0.8 | HOUPARRHNBHDHDN05_OLDI | HOUPARRHNBHOILE01_OLDI | BHOILE01 | BHDHDN05 | PAR_OLDI | BHOILE01_BHDHDN05 | 4 | -0.25 | 1 | Supported
HOUPARRHNBHDHDN05_OLDI_FBHOILE01_D67 | Residential heating technology - Direct district heating substation - plus connection pipe - plus distribution (heating density: high ) - single-family house - existing building - distributed level 0.67 | HOUDHD | HOUPARRHN_OLDI_DMD | MKr20 | 2025 | 3.4002 | 0.032205 | [6 empty] | PAR | I | OLD |  |  | RHNBHDHD | 4 | 0.66667 | HOUPARRHNBHDHDN05_OLDI_FBHOILE01 | 0.8 | HOUPARRHNBHDHDN05_OLDI | HOUPARRHNBHOILE01_OLDI | BHOILE01 | BHDHDN05 | PAR_OLDI | BHOILE01_BHDHDN05 | 4 | -0.25 | 1 | Supported
HOUPARRHNBHDHDN05_OLDI_FBHOILE01_D67 | Residential heating technology - Direct district heating substation - plus connection pipe - plus distribution (heating density: high ) - single-family house - existing building - distributed level 0.67 | HOUDHD | HOUPARRHN_OLDI_DMD | MKr20 | 2030 | 3.3669 | 0.03163 | [6 empty] | PAR | I | OLD |  |  | RHNBHDHD | 4 | 0.66667 | HOUPARRHNBHDHDN05_OLDI_FBHOILE01 | 0.8 | HOUPARRHNBHDHDN05_OLDI | HOUPARRHNBHOILE01_OLDI | BHOILE01 | BHDHDN05 | PAR_OLDI | BHOILE01_BHDHDN05 | 4 | -0.25 | 1 | Supported
HOUPARRHNBHDHDN05_OLDI_FBHOILE01_D67 | Residential heating technology - Direct district heating substation - plus connection pipe - plus distribution (heating density: high ) - single-family house - existing building - distributed level 0.67 | HOUDHD | HOUPARRHN_OLDI_DMD | MKr20 | 2040 | 3.307 | 0.030268 | [6 empty] | PAR | I | OLD |  |  | RHNBHDHD | 4 | 0.66667 | HOUPARRHNBHDHDN05_OLDI_FBHOILE01 | 0.8 | HOUPARRHNBHDHDN05_OLDI | HOUPARRHNBHOILE01_OLDI | BHOILE01 | BHDHDN05 | PAR_OLDI | BHOILE01_BHDHDN05 | 4 | -0.25 | 1 | Supported
HOUPARRHNBHDHDN05_OLDI_FBHOILE01_D67 | Residential heating technology - Direct district heating substation - plus connection pipe - plus distribution (heating density: high ) - single-family house - existing building - distributed level 0.67 | HOUDHD | HOUPARRHN_OLDI_DMD | MKr20 | 2050 | 3.2405 | 0.028286 | [6 empty] | PAR | I | OLD |  |  | RHNBHDHD | 4 | 0.66667 | HOUPARRHNBHDHDN05_OLDI_FBHOILE01 | 0.8 | HOUPARRHNBHDHDN05_OLDI | HOUPARRHNBHOILE01_OLDI | BHOILE01 | BHDHDN05 | PAR_OLDI | BHOILE01_BHDHDN05 | 4 | -0.25 | 1 | Supported
HOUPARRHNBHDHCN09_OLDI_FBHOILE01_D67 | Residential heating technology - Direct district heating substation - plus connection pipe - plus distribution (heating density: low ) - single-family house - existing building - distributed level 0.67 | HOUDHC | HOUPARRHN_OLDI_DMD | MKr20 | 2020 | 11.2106 | 0.032445 | [6 empty] | PAR | I | OLD |  |  | RHNBHDHC | 4 | 0.66667 | HOUPARRHNBHDHCN09_OLDI_FBHOILE01 | 0.8 | HOUPARRHNBHDHCN09_OLDI | HOUPARRHNBHOILE01_OLDI | BHOILE01 | BHDHCN09 | PAR_OLDI | BHOILE01_BHDHCN09 | 4 | -0.25 | 1 | Supported
HOUPARRHNBHDHCN09_OLDI_FBHOILE01_D67 | Residential heating technology - Direct district heating substation - plus connection pipe - plus distribution (heating density: low ) - single-family house - existing building - distributed level 0.67 | HOUDHC | HOUPARRHN_OLDI_DMD | MKr20 | 2025 | 11.1707 | 0.032205 | [6 empty] | PAR | I | OLD |  |  | RHNBHDHC | 4 | 0.66667 | HOUPARRHNBHDHCN09_OLDI_FBHOILE01 | 0.8 | HOUPARRHNBHDHCN09_OLDI | HOUPARRHNBHOILE01_OLDI | BHOILE01 | BHDHCN09 | PAR_OLDI | BHOILE01_BHDHCN09 | 4 | -0.25 | 1 | Supported
HOUPARRHNBHDHCN09_OLDI_FBHOILE01_D67 | Residential heating technology - Direct district heating substation - plus connection pipe - plus distribution (heating density: low ) - single-family house - existing building - distributed level 0.67 | HOUDHC | HOUPARRHN_OLDI_DMD | MKr20 | 2030 | 11.1374 | 0.03163 | [6 empty] | PAR | I | OLD |  |  | RHNBHDHC | 4 | 0.66667 | HOUPARRHNBHDHCN09_OLDI_FBHOILE01 | 0.8 | HOUPARRHNBHDHCN09_OLDI | HOUPARRHNBHOILE01_OLDI | BHOILE01 | BHDHCN09 | PAR_OLDI | BHOILE01_BHDHCN09 | 4 | -0.25 | 1 | Supported
HOUPARRHNBHDHCN09_OLDI_FBHOILE01_D67 | Residential heating technology - Direct district heating substation - plus connection pipe - plus distribution (heating density: low ) - single-family house - existing building - distributed level 0.67 | HOUDHC | HOUPARRHN_OLDI_DMD | MKr20 | 2040 | 11.0775 | 0.030268 | [6 empty] | PAR | I | OLD |  |  | RHNBHDHC | 4 | 0.66667 | HOUPARRHNBHDHCN09_OLDI_FBHOILE01 | 0.8 | HOUPARRHNBHDHCN09_OLDI | HOUPARRHNBHOILE01_OLDI | BHOILE01 | BHDHCN09 | PAR_OLDI | BHOILE01_BHDHCN09 | 4 | -0.25 | 1 | Supported
HOUPARRHNBHDHCN09_OLDI_FBHOILE01_D67 | Residential heating technology - Direct district heating substation - plus connection pipe - plus distribution (heating density: low ) - single-family house - existing building - distributed level 0.67 | HOUDHC | HOUPARRHN_OLDI_DMD | MKr20 | 2050 | 11.011 | 0.028286 | [6 empty] | PAR | I | OLD |  |  | RHNBHDHC | 4 | 0.66667 | HOUPARRHNBHDHCN09_OLDI_FBHOILE01 | 0.8 | HOUPARRHNBHDHCN09_OLDI | HOUPARRHNBHOILE01_OLDI | BHOILE01 | BHDHCN09 | PAR_OLDI | BHOILE01_BHDHCN09 | 4 | -0.25 | 1 | Supported
HOUPARRHNBHDHCN07_OLDI_FBHOILE01_D67 | Residential heating technology - Direct district heating substation - plus connection pipe - plus distribution (heating density: medium ) - single-family house - existing building - distributed level 0.67 | HOUDHC | HOUPARRHN_OLDI_DMD | MKr20 | 2020 | 4.5119 | 0.032445 | [6 empty] | PAR | I | OLD |  |  | RHNBHDHC | 4 | 0.66667 | HOUPARRHNBHDHCN07_OLDI_FBHOILE01 | 0.8 | HOUPARRHNBHDHCN07_OLDI | HOUPARRHNBHOILE01_OLDI | BHOILE01 | BHDHCN07 | PAR_OLDI | BHOILE01_BHDHCN07 | 4 | -0.25 | 1 | Supported
HOUPARRHNBHDHCN07_OLDI_FBHOILE01_D67 | Residential heating technology - Direct district heating substation - plus connection pipe - plus distribution (heating density: medium ) - single-family house - existing building - distributed level 0.67 | HOUDHC | HOUPARRHN_OLDI_DMD | MKr20 | 2025 | 4.472 | 0.032205 | [6 empty] | PAR | I | OLD |  |  | RHNBHDHC | 4 | 0.66667 | HOUPARRHNBHDHCN07_OLDI_FBHOILE01 | 0.8 | HOUPARRHNBHDHCN07_OLDI | HOUPARRHNBHOILE01_OLDI | BHOILE01 | BHDHCN07 | PAR_OLDI | BHOILE01_BHDHCN07 | 4 | -0.25 | 1 | Supported
HOUPARRHNBHDHCN07_OLDI_FBHOILE01_D67 | Residential heating technology - Direct district heating substation - plus connection pipe - plus distribution (heating density: medium ) - single-family house - existing building - distributed level 0.67 | HOUDHC | HOUPARRHN_OLDI_DMD | MKr20 | 2030 | 4.4387 | 0.03163 | [6 empty] | PAR | I | OLD |  |  | RHNBHDHC | 4 | 0.66667 | HOUPARRHNBHDHCN07_OLDI_FBHOILE01 | 0.8 | HOUPARRHNBHDHCN07_OLDI | HOUPARRHNBHOILE01_OLDI | BHOILE01 | BHDHCN07 | PAR_OLDI | BHOILE01_BHDHCN07 | 4 | -0.25 | 1 | Supported
HOUPARRHNBHDHCN07_OLDI_FBHOILE01_D67 | Residential heating technology - Direct district heating substation - plus connection pipe - plus distribution (heating density: medium ) - single-family house - existing building - distributed level 0.67 | HOUDHC | HOUPARRHN_OLDI_DMD | MKr20 | 2040 | 4.3788 | 0.030268 | [6 empty] | PAR | I | OLD |  |  | RHNBHDHC | 4 | 0.66667 | HOUPARRHNBHDHCN07_OLDI_FBHOILE01 | 0.8 | HOUPARRHNBHDHCN07_OLDI | HOUPARRHNBHOILE01_OLDI | BHOILE01 | BHDHCN07 | PAR_OLDI | BHOILE01_BHDHCN07 | 4 | -0.25 | 1 | Supported
HOUPARRHNBHDHCN07_OLDI_FBHOILE01_D67 | Residential heating technology - Direct district heating substation - plus connection pipe - plus distribution (heating density: medium ) - single-family house - existing building - distributed level 0.67 | HOUDHC | HOUPARRHN_OLDI_DMD | MKr20 | 2050 | 4.3123 | 0.028286 | [6 empty] | PAR | I | OLD |  |  | RHNBHDHC | 4 | 0.66667 | HOUPARRHNBHDHCN07_OLDI_FBHOILE01 | 0.8 | HOUPARRHNBHDHCN07_OLDI | HOUPARRHNBHOILE01_OLDI | BHOILE01 | BHDHCN07 | PAR_OLDI | BHOILE01_BHDHCN07 | 4 | -0.25 | 1 | Supported
HOUPARRHNBHDHCN05_OLDI_FBHOILE01_D67 | Residential heating technology - Direct district heating substation - plus connection pipe - plus distribution (heating density: high ) - single-family house - existing building - distributed level 0.67 | HOUDHC | HOUPARRHN_OLDI_DMD | MKr20 | 2020 | 3.4401 | 0.032445 | [6 empty] | PAR | I | OLD |  |  | RHNBHDHC | 4 | 0.66667 | HOUPARRHNBHDHCN05_OLDI_FBHOILE01 | 0.8 | HOUPARRHNBHDHCN05_OLDI | HOUPARRHNBHOILE01_OLDI | BHOILE01 | BHDHCN05 | PAR_OLDI | BHOILE01_BHDHCN05 | 4 | -0.25 | 1 | Supported
HOUPARRHNBHDHCN05_OLDI_FBHOILE01_D67 | Residential heating technology - Direct district heating substation - plus connection pipe - plus distribution (heating density: high ) - single-family house - existing building - distributed level 0.67 | HOUDHC | HOUPARRHN_OLDI_DMD | MKr20 | 2025 | 3.4002 | 0.032205 | [6 empty] | PAR | I | OLD |  |  | RHNBHDHC | 4 | 0.66667 | HOUPARRHNBHDHCN05_OLDI_FBHOILE01 | 0.8 | HOUPARRHNBHDHCN05_OLDI | HOUPARRHNBHOILE01_OLDI | BHOILE01 | BHDHCN05 | PAR_OLDI | BHOILE01_BHDHCN05 | 4 | -0.25 | 1 | Supported
HOUPARRHNBHDHCN05_OLDI_FBHOILE01_D67 | Residential heating technology - Direct district heating substation - plus connection pipe - plus distribution (heating density: high ) - single-family house - existing building - distributed level 0.67 | HOUDHC | HOUPARRHN_OLDI_DMD | MKr20 | 2030 | 3.3669 | 0.03163 | [6 empty] | PAR | I | OLD |  |  | RHNBHDHC | 4 | 0.66667 | HOUPARRHNBHDHCN05_OLDI_FBHOILE01 | 0.8 | HOUPARRHNBHDHCN05_OLDI | HOUPARRHNBHOILE01_OLDI | BHOILE01 | BHDHCN05 | PAR_OLDI | BHOILE01_BHDHCN05 | 4 | -0.25 | 1 | Supported
HOUPARRHNBHDHCN05_OLDI_FBHOILE01_D67 | Residential heating technology - Direct district heating substation - plus connection pipe - plus distribution (heating density: high ) - single-family house - existing building - distributed level 0.67 | HOUDHC | HOUPARRHN_OLDI_DMD | MKr20 | 2040 | 3.307 | 0.030268 | [6 empty] | PAR | I | OLD |  |  | RHNBHDHC | 4 | 0.66667 | HOUPARRHNBHDHCN05_OLDI_FBHOILE01 | 0.8 | HOUPARRHNBHDHCN05_OLDI | HOUPARRHNBHOILE01_OLDI | BHOILE01 | BHDHCN05 | PAR_OLDI | BHOILE01_BHDHCN05 | 4 | -0.25 | 1 | Supported
HOUPARRHNBHDHCN05_OLDI_FBHOILE01_D67 | Residential heating technology - Direct district heating substation - plus connection pipe - plus distribution (heating density: high ) - single-family house - existing building - distributed level 0.67 | HOUDHC | HOUPARRHN_OLDI_DMD | MKr20 | 2050 | 3.2405 | 0.028286 | [6 empty] | PAR | I | OLD |  |  | RHNBHDHC | 4 | 0.66667 | HOUPARRHNBHDHCN05_OLDI_FBHOILE01 | 0.8 | HOUPARRHNBHDHCN05_OLDI | HOUPARRHNBHOILE01_OLDI | BHOILE01 | BHDHCN05 | PAR_OLDI | BHOILE01_BHDHCN05 | 4 | -0.25 | 1 | Supported
HOUETARHNHPELCN05_OLDC_FBHOILE01_D67 | Residential heating technology - Heat pump, Air-to-water - leasing - apartment complex - existing building - distributed level 0.67 | HOUELC, HOUAMB | HOUETARHN_OLDC_DMD | MKr20 | 2020 | 3.8502 | 0.36113 | 0.35767 | [5 empty] | ETA | C | OLD | 2.7959 |  | RHNHPELC | 4 | 0.66667 | HOUETARHNHPELCN05_OLDC_FBHOILE01 | 0.8 | HOUETARHNHPELCN05_OLDC | HOUETARHNBHOILE01_OLDC | BHOILE01 | HPELCN05 | ETA_OLDC | BHOILE01_HPELCN05 | 4 | -0.25 | 1 | Supported
HOUETARHNHPELCN05_OLDC_FBHOILE01_D67 | Residential heating technology - Heat pump, Air-to-water - leasing - apartment complex - existing building - distributed level 0.67 | HOUELC, HOUAMB | HOUETARHN_OLDC_DMD | MKr20 | 2025 | 3.4476 | 0.33198 | 0.34008 | [5 empty] | ETA | C | OLD | 2.9405 |  | RHNHPELC | 4 | 0.66667 | HOUETARHNHPELCN05_OLDC_FBHOILE01 | 0.8 | HOUETARHNHPELCN05_OLDC | HOUETARHNBHOILE01_OLDC | BHOILE01 | HPELCN05 | ETA_OLDC | BHOILE01_HPELCN05 | 4 | -0.25 | 1 | Supported
HOUETARHNHPELCN05_OLDC_FBHOILE01_D67 | Residential heating technology - Heat pump, Air-to-water - leasing - apartment complex - existing building - distributed level 0.67 | HOUELC, HOUAMB | HOUETARHN_OLDC_DMD | MKr20 | 2030 | 3.0449 | 0.3028 | 0.32413 | [5 empty] | ETA | C | OLD | 3.0851 |  | RHNHPELC | 4 | 0.66667 | HOUETARHNHPELCN05_OLDC_FBHOILE01 | 0.8 | HOUETARHNHPELCN05_OLDC | HOUETARHNBHOILE01_OLDC | BHOILE01 | HPELCN05 | ETA_OLDC | BHOILE01_HPELCN05 | 4 | -0.25 | 1 | Supported
HOUETARHNHPELCN05_OLDC_FBHOILE01_D67 | Residential heating technology - Heat pump, Air-to-water - leasing - apartment complex - existing building - distributed level 0.67 | HOUELC, HOUAMB | HOUETARHN_OLDC_DMD | MKr20 | 2040 | 2.7272 | 0.27907 | 0.30962 | [5 empty] | ETA | C | OLD | 3.2298 |  | RHNHPELC | 4 | 0.66667 | HOUETARHNHPELCN05_OLDC_FBHOILE01 | 0.8 | HOUETARHNHPELCN05_OLDC | HOUETARHNBHOILE01_OLDC | BHOILE01 | HPELCN05 | ETA_OLDC | BHOILE01_HPELCN05 | 4 | -0.25 | 1 | Supported
HOUETARHNHPELCN05_OLDC_FBHOILE01_D67 | Residential heating technology - Heat pump, Air-to-water - leasing - apartment complex - existing building - distributed level 0.67 | HOUELC, HOUAMB | HOUETARHN_OLDC_DMD | MKr20 | 2050 | 2.4095 | 0.25532 | 0.29635 | [5 empty] | ETA | C | OLD | 3.3744 |  | RHNHPELC | 4 | 0.66667 | HOUETARHNHPELCN05_OLDC_FBHOILE01 | 0.8 | HOUETARHNHPELCN05_OLDC | HOUETARHNBHOILE01_OLDC | BHOILE01 | HPELCN05 | ETA_OLDC | BHOILE01_HPELCN05 | 4 | -0.25 | 1 | Supported
HOUETARHNHPELCN04_OLDC_FBHOILE01_D67 | Residential heating technology - Heat pump, Ground source - apartment complex - existing building - distributed level 0.67 | HOUELC, HOUAMB | HOUETARHN_OLDC_DMD | MKr20 | 2020 | 7.1745 | 0.053517 | 0.32413 | [5 empty] | ETA | C | OLD | 3.0851 |  | RHNHPELC | 4 | 0.66667 | HOUETARHNHPELCN04_OLDC_FBHOILE01 | 0.8 | HOUETARHNHPELCN04_OLDC | HOUETARHNBHOILE01_OLDC | BHOILE01 | HPELCN04 | ETA_OLDC | BHOILE01_HPELCN04 | 4 | -0.25 | 1 | Supported
HOUETARHNHPELCN04_OLDC_FBHOILE01_D67 | Residential heating technology - Heat pump, Ground source - apartment complex - existing building - distributed level 0.67 | HOUELC, HOUAMB | HOUETARHN_OLDC_DMD | MKr20 | 2025 | 6.6364 | 0.053094 | 0.31431 | [5 empty] | ETA | C | OLD | 3.1815 |  | RHNHPELC | 4 | 0.66667 | HOUETARHNHPELCN04_OLDC_FBHOILE01 | 0.8 | HOUETARHNHPELCN04_OLDC | HOUETARHNBHOILE01_OLDC | BHOILE01 | HPELCN04 | ETA_OLDC | BHOILE01_HPELCN04 | 4 | -0.25 | 1 | Supported
HOUETARHNHPELCN04_OLDC_FBHOILE01_D67 | Residential heating technology - Heat pump, Ground source - apartment complex - existing building - distributed level 0.67 | HOUELC, HOUAMB | HOUETARHN_OLDC_DMD | MKr20 | 2030 | 6.0983 | 0.052631 | 0.30507 | [5 empty] | ETA | C | OLD | 3.278 |  | RHNHPELC | 4 | 0.66667 | HOUETARHNHPELCN04_OLDC_FBHOILE01 | 0.8 | HOUETARHNHPELCN04_OLDC | HOUETARHNBHOILE01_OLDC | BHOILE01 | HPELCN04 | ETA_OLDC | BHOILE01_HPELCN04 | 4 | -0.25 | 1 | Supported
HOUETARHNHPELCN04_OLDC_FBHOILE01_D67 | Residential heating technology - Heat pump, Ground source - apartment complex - existing building - distributed level 0.67 | HOUELC, HOUAMB | HOUETARHN_OLDC_DMD | MKr20 | 2040 | 5.641 | 0.051561 | 0.29218 | [5 empty] | ETA | C | OLD | 3.4226 |  | RHNHPELC | 4 | 0.66667 | HOUETARHNHPELCN04_OLDC_FBHOILE01 | 0.8 | HOUETARHNHPELCN04_OLDC | HOUETARHNBHOILE01_OLDC | BHOILE01 | HPELCN04 | ETA_OLDC | BHOILE01_HPELCN04 | 4 | -0.25 | 1 | Supported
HOUETARHNHPELCN04_OLDC_FBHOILE01_D67 | Residential heating technology - Heat pump, Ground source - apartment complex - existing building - distributed level 0.67 | HOUELC, HOUAMB | HOUETARHN_OLDC_DMD | MKr20 | 2050 | 5.1836 | 0.050472 | 0.28812 | [5 empty] | ETA | C | OLD | 3.4708 |  | RHNHPELC | 4 | 0.66667 | HOUETARHNHPELCN04_OLDC_FBHOILE01 | 0.8 | HOUETARHNHPELCN04_OLDC | HOUETARHNBHOILE01_OLDC | BHOILE01 | HPELCN04 | ETA_OLDC | BHOILE01_HPELCN04 | 4 | -0.25 | 1 | Supported
HOUETARHNHPELCN03_OLDC_FBHOILE01_D67 | Residential heating technology - Heat pump, Air-to-water - apartment complex - existing building - distributed level 0.67 | HOUELC, HOUAMB | HOUETARHN_OLDC_DMD | MKr20 | 2020 | 7.7004 | 0.086482 | 0.35767 | [5 empty] | ETA | C | OLD | 2.7959 |  | RHNHPELC | 4 | 0.66667 | HOUETARHNHPELCN03_OLDC_FBHOILE01 | 0.8 | HOUETARHNHPELCN03_OLDC | HOUETARHNBHOILE01_OLDC | BHOILE01 | HPELCN03 | ETA_OLDC | BHOILE01_HPELCN03 | 4 | -0.25 | 1 | Supported
HOUETARHNHPELCN03_OLDC_FBHOILE01_D67 | Residential heating technology - Heat pump, Air-to-water - apartment complex - existing building - distributed level 0.67 | HOUELC, HOUAMB | HOUETARHN_OLDC_DMD | MKr20 | 2025 | 6.8951 | 0.086059 | 0.34008 | [5 empty] | ETA | C | OLD | 2.9405 |  | RHNHPELC | 4 | 0.66667 | HOUETARHNHPELCN03_OLDC_FBHOILE01 | 0.8 | HOUETARHNHPELCN03_OLDC | HOUETARHNBHOILE01_OLDC | BHOILE01 | HPELCN03 | ETA_OLDC | BHOILE01_HPELCN03 | 4 | -0.25 | 1 | Supported
HOUETARHNHPELCN03_OLDC_FBHOILE01_D67 | Residential heating technology - Heat pump, Air-to-water - apartment complex - existing building - distributed level 0.67 | HOUELC, HOUAMB | HOUETARHN_OLDC_DMD | MKr20 | 2030 | 6.0899 | 0.085596 | 0.32413 | [5 empty] | ETA | C | OLD | 3.0851 |  | RHNHPELC | 4 | 0.66667 | HOUETARHNHPELCN03_OLDC_FBHOILE01 | 0.8 | HOUETARHNHPELCN03_OLDC | HOUETARHNBHOILE01_OLDC | BHOILE01 | HPELCN03 | ETA_OLDC | BHOILE01_HPELCN03 | 4 | -0.25 | 1 | Supported
HOUETARHNHPELCN03_OLDC_FBHOILE01_D67 | Residential heating technology - Heat pump, Air-to-water - apartment complex - existing building - distributed level 0.67 | HOUELC, HOUAMB | HOUETARHN_OLDC_DMD | MKr20 | 2040 | 5.4545 | 0.084526 | 0.30962 | [5 empty] | ETA | C | OLD | 3.2298 |  | RHNHPELC | 4 | 0.66667 | HOUETARHNHPELCN03_OLDC_FBHOILE01 | 0.8 | HOUETARHNHPELCN03_OLDC | HOUETARHNBHOILE01_OLDC | BHOILE01 | HPELCN03 | ETA_OLDC | BHOILE01_HPELCN03 | 4 | -0.25 | 1 | Supported
HOUETARHNHPELCN03_OLDC_FBHOILE01_D67 | Residential heating technology - Heat pump, Air-to-water - apartment complex - existing building - distributed level 0.67 | HOUELC, HOUAMB | HOUETARHN_OLDC_DMD | MKr20 | 2050 | 4.8191 | 0.083437 | 0.29635 | [5 empty] | ETA | C | OLD | 3.3744 |  | RHNHPELC | 4 | 0.66667 | HOUETARHNHPELCN03_OLDC_FBHOILE01 | 0.8 | HOUETARHNHPELCN03_OLDC | HOUETARHNBHOILE01_OLDC | BHOILE01 | HPELCN03 | ETA_OLDC | BHOILE01_HPELCN03 | 4 | -0.25 | 1 | Supported
HOUETARHNHPELCN02_OLDC_FBHOILE01_D67 | Residential heating technology - Heat pump, Air-to-air - single-family house - existing building - distributed level 0.67 | HOUELC, HOUAMB | HOUETARHN_OLDC_DMD | MKr20 | 2020 | 3.2165 | 0.18468 | 0.21386 | [5 empty] | ETA | C | OLD | 4.6759 |  | RHNHPELC | 4 | 0.66667 | HOUETARHNHPELCN02_OLDC_FBHOILE01 | 0.8 | HOUETARHNHPELCN02_OLDC | HOUETARHNBHOILE01_OLDC | BHOILE01 | HPELCN02 | ETA_OLDC | BHOILE01_HPELCN02 | 5 | 0 | 1.1 | Unlikely
HOUETARHNHPELCN02_OLDC_FBHOILE01_D67 | Residential heating technology - Heat pump, Air-to-air - single-family house - existing building - distributed level 0.67 | HOUELC, HOUAMB | HOUETARHN_OLDC_DMD | MKr20 | 2025 | 3.1379 | 0.12547 | 0.20338 | [5 empty] | ETA | C | OLD | 4.9169 |  | RHNHPELC | 4 | 0.66667 | HOUETARHNHPELCN02_OLDC_FBHOILE01 | 0.8 | HOUETARHNHPELCN02_OLDC | HOUETARHNBHOILE01_OLDC | BHOILE01 | HPELCN02 | ETA_OLDC | BHOILE01_HPELCN02 | 5 | 0 | 1.1 | Unlikely
HOUETARHNHPELCN02_OLDC_FBHOILE01_D67 | Residential heating technology - Heat pump, Air-to-air - single-family house - existing building - distributed level 0.67 | HOUELC, HOUAMB | HOUETARHN_OLDC_DMD | MKr20 | 2030 | 3.0593 | 0.12315 | 0.1957 | [5 empty] | ETA | C | OLD | 5.1098 |  | RHNHPELC | 4 | 0.66667 | HOUETARHNHPELCN02_OLDC_FBHOILE01 | 0.8 | HOUETARHNHPELCN02_OLDC | HOUETARHNBHOILE01_OLDC | BHOILE01 | HPELCN02 | ETA_OLDC | BHOILE01_HPELCN02 | 5 | 0 | 1.1 | Unlikely
HOUETARHNHPELCN02_OLDC_FBHOILE01_D67 | Residential heating technology - Heat pump, Air-to-air - single-family house - existing building - distributed level 0.67 | HOUELC, HOUAMB | HOUETARHN_OLDC_DMD | MKr20 | 2040 | 2.9134 | 0.11885 | 0.18859 | [5 empty] | ETA | C | OLD | 5.3026 |  | RHNHPELC | 4 | 0.66667 | HOUETARHNHPELCN02_OLDC_FBHOILE01 | 0.8 | HOUETARHNHPELCN02_OLDC | HOUETARHNBHOILE01_OLDC | BHOILE01 | HPELCN02 | ETA_OLDC | BHOILE01_HPELCN02 | 5 | 0 | 1.1 | Unlikely
HOUETARHNHPELCN02_OLDC_FBHOILE01_D67 | Residential heating technology - Heat pump, Air-to-air - single-family house - existing building - distributed level 0.67 | HOUELC, HOUAMB | HOUETARHN_OLDC_DMD | MKr20 | 2050 | 2.7675 | 0.11455 | 0.18522 | [5 empty] | ETA | C | OLD | 5.399 |  | RHNHPELC | 4 | 0.66667 | HOUETARHNHPELCN02_OLDC_FBHOILE01 | 0.8 | HOUETARHNHPELCN02_OLDC | HOUETARHNBHOILE01_OLDC | BHOILE01 | HPELCN02 | ETA_OLDC | BHOILE01_HPELCN02 | 5 | 0 | 1.1 | Unlikely
HOUETARHNDIELCN06_OLDC_FBHOILE01_D67 | Residential heating technology - Electric heating - electric panel from Bauhaus - apartment complex - new building - distributed level 0.67 | HOUELC | HOUETARHN_OLDC_DMD | MKr20 | 2020 | 0.64843 | 0 | [6 empty] | ETA | C | OLD |  |  | RHNDIELC | 4 | 0.66667 | HOUETARHNDIELCN06_OLDC_FBHOILE01 | 0.8 | HOUETARHNDIELCN06_OLDC | HOUETARHNBHOILE01_OLDC | BHOILE01 | DIELCN06 | ETA_OLDC | BHOILE01_DIELCN06 | 5 | 0 | 1.1 | Unlikely
HOUETARHNDIELCN06_OLDC_FBHOILE01_D67 | Residential heating technology - Electric heating - electric panel from Bauhaus - apartment complex - new building - distributed level 0.67 | HOUELC | HOUETARHN_OLDC_DMD | MKr20 | 2025 | 0.64843 | 0 | [6 empty] | ETA | C | OLD |  |  | RHNDIELC | 4 | 0.66667 | HOUETARHNDIELCN06_OLDC_FBHOILE01 | 0.8 | HOUETARHNDIELCN06_OLDC | HOUETARHNBHOILE01_OLDC | BHOILE01 | DIELCN06 | ETA_OLDC | BHOILE01_DIELCN06 | 5 | 0 | 1.1 | Unlikely
HOUETARHNDIELCN06_OLDC_FBHOILE01_D67 | Residential heating technology - Electric heating - electric panel from Bauhaus - apartment complex - new building - distributed level 0.67 | HOUELC | HOUETARHN_OLDC_DMD | MKr20 | 2030 | 0.64843 | 0 | [6 empty] | ETA | C | OLD |  |  | RHNDIELC | 4 | 0.66667 | HOUETARHNDIELCN06_OLDC_FBHOILE01 | 0.8 | HOUETARHNDIELCN06_OLDC | HOUETARHNBHOILE01_OLDC | BHOILE01 | DIELCN06 | ETA_OLDC | BHOILE01_DIELCN06 | 5 | 0 | 1.1 | Unlikely
HOUETARHNDIELCN06_OLDC_FBHOILE01_D67 | Residential heating technology - Electric heating - electric panel from Bauhaus - apartment complex - new building - distributed level 0.67 | HOUELC | HOUETARHN_OLDC_DMD | MKr20 | 2040 | 0.64843 | 0 | [6 empty] | ETA | C | OLD |  |  | RHNDIELC | 4 | 0.66667 | HOUETARHNDIELCN06_OLDC_FBHOILE01 | 0.8 | HOUETARHNDIELCN06_OLDC | HOUETARHNBHOILE01_OLDC | BHOILE01 | DIELCN06 | ETA_OLDC | BHOILE01_DIELCN06 | 5 | 0 | 1.1 | Unlikely
HOUETARHNDIELCN06_OLDC_FBHOILE01_D67 | Residential heating technology - Electric heating - electric panel from Bauhaus - apartment complex - new building - distributed level 0.67 | HOUELC | HOUETARHN_OLDC_DMD | MKr20 | 2050 | 0.64843 | 0 | [6 empty] | ETA | C | OLD |  |  | RHNDIELC | 4 | 0.66667 | HOUETARHNDIELCN06_OLDC_FBHOILE01 | 0.8 | HOUETARHNDIELCN06_OLDC | HOUETARHNBHOILE01_OLDC | BHOILE01 | DIELCN06 | ETA_OLDC | BHOILE01_DIELCN06 | 5 | 0 | 1.1 | Unlikely
HOUETARHNDIELCN01_OLDC_FBHOILE01_D67 | Residential heating technology - Electric heating - apartment complex - new building - distributed level 0.67 | HOUELC | HOUETARHN_OLDC_DMD | MKr20 | 2020 | 6.0226 | 0.0024454 | [6 empty] | ETA | C | OLD |  |  | RHNDIELC | 4 | 0.66667 | HOUETARHNDIELCN01_OLDC_FBHOILE01 | 0.8 | HOUETARHNDIELCN01_OLDC | HOUETARHNBHOILE01_OLDC | BHOILE01 | DIELCN01 | ETA_OLDC | BHOILE01_DIELCN01 | 5 | 0 | 1.1 | Unlikely
HOUETARHNDIELCN01_OLDC_FBHOILE01_D67 | Residential heating technology - Electric heating - apartment complex - new building - distributed level 0.67 | HOUELC | HOUETARHN_OLDC_DMD | MKr20 | 2025 | 5.8735 | 0.0023455 | [6 empty] | ETA | C | OLD |  |  | RHNDIELC | 4 | 0.66667 | HOUETARHNDIELCN01_OLDC_FBHOILE01 | 0.8 | HOUETARHNDIELCN01_OLDC | HOUETARHNBHOILE01_OLDC | BHOILE01 | DIELCN01 | ETA_OLDC | BHOILE01_DIELCN01 | 5 | 0 | 1.1 | Unlikely
HOUETARHNDIELCN01_OLDC_FBHOILE01_D67 | Residential heating technology - Electric heating - apartment complex - new building - distributed level 0.67 | HOUELC | HOUETARHN_OLDC_DMD | MKr20 | 2030 | 5.7282 | 0.0022956 | [6 empty] | ETA | C | OLD |  |  | RHNDIELC | 4 | 0.66667 | HOUETARHNDIELCN01_OLDC_FBHOILE01 | 0.8 | HOUETARHNDIELCN01_OLDC | HOUETARHNBHOILE01_OLDC | BHOILE01 | DIELCN01 | ETA_OLDC | BHOILE01_DIELCN01 | 5 | 0 | 1.1 | Unlikely
HOUETARHNDIELCN01_OLDC_FBHOILE01_D67 | Residential heating technology - Electric heating - apartment complex - new building - distributed level 0.67 | HOUELC | HOUETARHN_OLDC_DMD | MKr20 | 2040 | 5.4481 | 0.0021958 | [6 empty] | ETA | C | OLD |  |  | RHNDIELC | 4 | 0.66667 | HOUETARHNDIELCN01_OLDC_FBHOILE01 | 0.8 | HOUETARHNDIELCN01_OLDC | HOUETARHNBHOILE01_OLDC | BHOILE01 | DIELCN01 | ETA_OLDC | BHOILE01_DIELCN01 | 5 | 0 | 1.1 | Unlikely
HOUETARHNDIELCN01_OLDC_FBHOILE01_D67 | Residential heating technology - Electric heating - apartment complex - new building - distributed level 0.67 | HOUELC | HOUETARHN_OLDC_DMD | MKr20 | 2050 | 5.1817 | 0.002096 | [6 empty] | ETA | C | OLD |  |  | RHNDIELC | 4 | 0.66667 | HOUETARHNDIELCN01_OLDC_FBHOILE01 | 0.8 | HOUETARHNDIELCN01_OLDC | HOUETARHNBHOILE01_OLDC | BHOILE01 | DIELCN01 | ETA_OLDC | BHOILE01_DIELCN01 | 5 | 0 | 1.1 | Unlikely
HOUETARHNBHWPEN01_OLDC_FBHOILE01_D67 | Residential heating technology - Biomass boiler, automatic stoking , wood pellets or wood chips - apartment complex - existing building - distributed level 0.67 | HOUWPE | HOUETARHN_OLDC_DMD | MKr20 | 2020 | 1.6488 | 0.029971 |  | 25 | 14 | 70 | 2 | 4 | ETA | C | OLD |  |  | RHNBHWPE | 4 | 0.66667 | HOUETARHNBHWPEN01_OLDC_FBHOILE01 | 0.8 | HOUETARHNBHWPEN01_OLDC | HOUETARHNBHOILE01_OLDC | BHOILE01 | BHWPEN01 | ETA_OLDC | BHOILE01_BHWPEN01 | 6 | 0 | 1 | New
HOUETARHNBHWPEN01_OLDC_FBHOILE01_D67 | Residential heating technology - Biomass boiler, automatic stoking , wood pellets or wood chips - apartment complex - existing building - distributed level 0.67 | HOUWPE | HOUETARHN_OLDC_DMD | MKr20 | 2025 | 1.608 | 0.029758 |  | 25 | 14 | 60 | 2 | 4 | ETA | C | OLD |  |  | RHNBHWPE | 4 | 0.66667 | HOUETARHNBHWPEN01_OLDC_FBHOILE01 | 0.8 | HOUETARHNBHWPEN01_OLDC | HOUETARHNBHOILE01_OLDC | BHOILE01 | BHWPEN01 | ETA_OLDC | BHOILE01_BHWPEN01 | 6 | 0 | 1 | New
HOUETARHNBHWPEN01_OLDC_FBHOILE01_D67 | Residential heating technology - Biomass boiler, automatic stoking , wood pellets or wood chips - apartment complex - existing building - distributed level 0.67 | HOUWPE | HOUETARHN_OLDC_DMD | MKr20 | 2030 | 1.5682 | 0.029892 |  | 25 | 11 | 50 | 1 | 4 | ETA | C | OLD |  |  | RHNBHWPE | 4 | 0.66667 | HOUETARHNBHWPEN01_OLDC_FBHOILE01 | 0.8 | HOUETARHNBHWPEN01_OLDC | HOUETARHNBHOILE01_OLDC | BHOILE01 | BHWPEN01 | ETA_OLDC | BHOILE01_BHWPEN01 | 6 | 0 | 1 | New
HOUETARHNBHWPEN01_OLDC_FBHOILE01_D67 | Residential heating technology - Biomass boiler, automatic stoking , wood pellets or wood chips - apartment complex - existing building - distributed level 0.67 | HOUWPE | HOUETARHN_OLDC_DMD | MKr20 | 2040 | 1.4915 | 0.028937 |  | 25 | 9 | 45 | 1 | 4 | ETA | C | OLD |  |  | RHNBHWPE | 4 | 0.66667 | HOUETARHNBHWPEN01_OLDC_FBHOILE01 | 0.8 | HOUETARHNBHWPEN01_OLDC | HOUETARHNBHOILE01_OLDC | BHOILE01 | BHWPEN01 | ETA_OLDC | BHOILE01_BHWPEN01 | 6 | 0 | 1 | New
HOUETARHNBHWPEN01_OLDC_FBHOILE01_D67 | Residential heating technology - Biomass boiler, automatic stoking , wood pellets or wood chips - apartment complex - existing building - distributed level 0.67 | HOUWPE | HOUETARHN_OLDC_DMD | MKr20 | 2050 | 1.4186 | 0.027691 |  | 25 | 9 | 40 | 0 | 4 | ETA | C | OLD |  |  | RHNBHWPE | 4 | 0.66667 | HOUETARHNBHWPEN01_OLDC_FBHOILE01 | 0.8 | HOUETARHNBHWPEN01_OLDC | HOUETARHNBHOILE01_OLDC | BHOILE01 | BHWPEN01 | ETA_OLDC | BHOILE01_BHWPEN01 | 6 | 0 | 1 | New
HOUETARHNBHSOLN01_OLDC_FBHOILE01_D67 | Residential heating technology - Solar heating system - apartment complex - existing building - distributed level 0.67 | HOUSOL | HOUETARHN_OLDC_DMD | MKr20 | 2020 | 5.0818 | 0.023783 | [6 empty] | ETA | C | OLD |  |  | RHNBHSOL | 4 | 0.66667 | HOUETARHNBHSOLN01_OLDC_FBHOILE01 | 0.8 | HOUETARHNBHSOLN01_OLDC | HOUETARHNBHOILE01_OLDC | BHOILE01 | BHSOLN01 | ETA_OLDC | BHOILE01_BHSOLN01 | 5 | 0 | 1.1 | Unlikely
HOUETARHNBHSOLN01_OLDC_FBHOILE01_D67 | Residential heating technology - Solar heating system - apartment complex - existing building - distributed level 0.67 | HOUSOL | HOUETARHN_OLDC_DMD | MKr20 | 2025 | 4.8622 | 0.025209 | [6 empty] | ETA | C | OLD |  |  | RHNBHSOL | 4 | 0.66667 | HOUETARHNBHSOLN01_OLDC_FBHOILE01 | 0.8 | HOUETARHNBHSOLN01_OLDC | HOUETARHNBHOILE01_OLDC | BHOILE01 | BHSOLN01 | ETA_OLDC | BHOILE01_BHSOLN01 | 5 | 0 | 1.1 | Unlikely
HOUETARHNBHSOLN01_OLDC_FBHOILE01_D67 | Residential heating technology - Solar heating system - apartment complex - existing building - distributed level 0.67 | HOUSOL | HOUETARHN_OLDC_DMD | MKr20 | 2030 | 4.6426 | 0.025751 | [6 empty] | ETA | C | OLD |  |  | RHNBHSOL | 4 | 0.66667 | HOUETARHNBHSOLN01_OLDC_FBHOILE01 | 0.8 | HOUETARHNBHSOLN01_OLDC | HOUETARHNBHOILE01_OLDC | BHOILE01 | BHSOLN01 | ETA_OLDC | BHOILE01_BHSOLN01 | 5 | 0 | 1.1 | Unlikely
HOUETARHNBHSOLN01_OLDC_FBHOILE01_D67 | Residential heating technology - Solar heating system - apartment complex - existing building - distributed level 0.67 | HOUSOL | HOUETARHN_OLDC_DMD | MKr20 | 2040 | 4.423 | 0.025052 | [6 empty] | ETA | C | OLD |  |  | RHNBHSOL | 4 | 0.66667 | HOUETARHNBHSOLN01_OLDC_FBHOILE01 | 0.8 | HOUETARHNBHSOLN01_OLDC | HOUETARHNBHOILE01_OLDC | BHOILE01 | BHSOLN01 | ETA_OLDC | BHOILE01_BHSOLN01 | 5 | 0 | 1.1 | Unlikely
HOUETARHNBHSOLN01_OLDC_FBHOILE01_D67 | Residential heating technology - Solar heating system - apartment complex - existing building - distributed level 0.67 | HOUSOL | HOUETARHN_OLDC_DMD | MKr20 | 2050 | 4.2034 | 0.023783 | [6 empty] | ETA | C | OLD |  |  | RHNBHSOL | 4 | 0.66667 | HOUETARHNBHSOLN01_OLDC_FBHOILE01 | 0.8 | HOUETARHNBHSOLN01_OLDC | HOUETARHNBHOILE01_OLDC | BHOILE01 | BHSOLN01 | ETA_OLDC | BHOILE01_BHSOLN01 | 5 | 0 | 1.1 | Unlikely
HOUETARHNBHOILN01_OLDC_FBHOILE01_D67 | Residential heating technology - Oil boiler (mineral oil fired, < 10 % FAME) - apartment complex - existing building - distributed level 0.67 | HOUOIL, HOUDSB, HOUDSE | HOUETARHN_OLDC_DMD | MKr20 | 2020 | 0.58573 | 0.020737 |  | 6.7 | 5 | 52 | 0 | 0 | ETA | C | OLD |  |  | RHNBHOIL | 4 | 0.66667 | HOUETARHNBHOILN01_OLDC_FBHOILE01 | 0.8 | HOUETARHNBHOILN01_OLDC | HOUETARHNBHOILE01_OLDC | BHOILE01 | BHOILN01 | ETA_OLDC | BHOILE01_BHOILN01 | 2 | 0 | 0.9 | Same
HOUETARHNBHOILN01_OLDC_FBHOILE01_D67 | Residential heating technology - Oil boiler (mineral oil fired, < 10 % FAME) - apartment complex - existing building - distributed level 0.67 | HOUOIL, HOUDSB, HOUDSE | HOUETARHN_OLDC_DMD | MKr20 | 2025 | 0.57123 | 0.020817 |  | 6.7 | 5 | 52 | 0 | 0 | ETA | C | OLD |  |  | RHNBHOIL | 4 | 0.66667 | HOUETARHNBHOILN01_OLDC_FBHOILE01 | 0.8 | HOUETARHNBHOILN01_OLDC | HOUETARHNBHOILE01_OLDC | BHOILE01 | BHOILN01 | ETA_OLDC | BHOILE01_BHOILN01 | 2 | 0 | 0.9 | Same
HOUETARHNBHOILN01_OLDC_FBHOILE01_D67 | Residential heating technology - Oil boiler (mineral oil fired, < 10 % FAME) - apartment complex - existing building - distributed level 0.67 | HOUOIL, HOUDSB, HOUDSE | HOUETARHN_OLDC_DMD | MKr20 | 2030 | 0.5571 | 0.021118 |  | 6.7 | 5 | 52 | 0 | 0 | ETA | C | OLD |  |  | RHNBHOIL | 4 | 0.66667 | HOUETARHNBHOILN01_OLDC_FBHOILE01 | 0.8 | HOUETARHNBHOILN01_OLDC | HOUETARHNBHOILE01_OLDC | BHOILE01 | BHOILN01 | ETA_OLDC | BHOILE01_BHOILN01 | 2 | 0 | 0.9 | Same
HOUETARHNBHOILN01_OLDC_FBHOILE01_D67 | Residential heating technology - Oil boiler (mineral oil fired, < 10 % FAME) - apartment complex - existing building - distributed level 0.67 | HOUOIL, HOUDSB, HOUDSE | HOUETARHN_OLDC_DMD | MKr20 | 2040 | 0.52986 | 0.021312 |  | 6.7 | 5 | 52 | 0 | 0 | ETA | C | OLD |  |  | RHNBHOIL | 4 | 0.66667 | HOUETARHNBHOILN01_OLDC_FBHOILE01 | 0.8 | HOUETARHNBHOILN01_OLDC | HOUETARHNBHOILE01_OLDC | BHOILE01 | BHOILN01 | ETA_OLDC | BHOILE01_BHOILN01 | 2 | 0 | 0.9 | Same
HOUETARHNBHOILN01_OLDC_FBHOILE01_D67 | Residential heating technology - Oil boiler (mineral oil fired, < 10 % FAME) - apartment complex - existing building - distributed level 0.67 | HOUOIL, HOUDSB, HOUDSE | HOUETARHN_OLDC_DMD | MKr20 | 2050 | 0.50395 | 0.02149 |  | 6.7 | 5 | 52 | 0 | 0 | ETA | C | OLD |  |  | RHNBHOIL | 4 | 0.66667 | HOUETARHNBHOILN01_OLDC_FBHOILE01 | 0.8 | HOUETARHNBHOILN01_OLDC | HOUETARHNBHOILE01_OLDC | BHOILE01 | BHOILN01 | ETA_OLDC | BHOILE01_BHOILN01 | 2 | 0 | 0.9 | Same
HOUETARHNBHDHCN03_OLDC_FBHOILE01_D67 | Residential heating technology - Direct district heating substation - plus connection pipe - apartment complex - existing building - distributed level 0.67 | HOUDHC | HOUETARHN_OLDC_DMD | MKr20 | 2020 | 0.32571 | 0.0017726 | [6 empty] | ETA | C | OLD |  |  | RHNBHDHC | 4 | 0.66667 | HOUETARHNBHDHCN03_OLDC_FBHOILE01 | 0.8 | HOUETARHNBHDHCN03_OLDC | HOUETARHNBHOILE01_OLDC | BHOILE01 | BHDHCN03 | ETA_OLDC | BHOILE01_BHDHCN03 | 6 | 0 | 1 | New
HOUETARHNBHDHCN03_OLDC_FBHOILE01_D67 | Residential heating technology - Direct district heating substation - plus connection pipe - apartment complex - existing building - distributed level 0.67 | HOUDHC | HOUETARHN_OLDC_DMD | MKr20 | 2025 | 0.31963 | 0.0017966 | [6 empty] | ETA | C | OLD |  |  | RHNBHDHC | 4 | 0.66667 | HOUETARHNBHDHCN03_OLDC_FBHOILE01 | 0.8 | HOUETARHNBHDHCN03_OLDC | HOUETARHNBHOILE01_OLDC | BHOILE01 | BHDHCN03 | ETA_OLDC | BHOILE01_BHDHCN03 | 6 | 0 | 1 | New
HOUETARHNBHDHCN03_OLDC_FBHOILE01_D67 | Residential heating technology - Direct district heating substation - plus connection pipe - apartment complex - existing building - distributed level 0.67 | HOUDHC | HOUETARHN_OLDC_DMD | MKr20 | 2030 | 0.31369 | 0.0017701 | [6 empty] | ETA | C | OLD |  |  | RHNBHDHC | 4 | 0.66667 | HOUETARHNBHDHCN03_OLDC_FBHOILE01 | 0.8 | HOUETARHNBHDHCN03_OLDC | HOUETARHNBHOILE01_OLDC | BHOILE01 | BHDHCN03 | ETA_OLDC | BHOILE01_BHDHCN03 | 6 | 0 | 1 | New
HOUETARHNBHDHCN03_OLDC_FBHOILE01_D67 | Residential heating technology - Direct district heating substation - plus connection pipe - apartment complex - existing building - distributed level 0.67 | HOUDHC | HOUETARHN_OLDC_DMD | MKr20 | 2040 | 0.30226 | 0.0017164 | [6 empty] | ETA | C | OLD |  |  | RHNBHDHC | 4 | 0.66667 | HOUETARHNBHDHCN03_OLDC_FBHOILE01 | 0.8 | HOUETARHNBHDHCN03_OLDC | HOUETARHNBHOILE01_OLDC | BHOILE01 | BHDHCN03 | ETA_OLDC | BHOILE01_BHDHCN03 | 6 | 0 | 1 | New
HOUETARHNBHDHCN03_OLDC_FBHOILE01_D67 | Residential heating technology - Direct district heating substation - plus connection pipe - apartment complex - existing building - distributed level 0.67 | HOUDHC | HOUETARHN_OLDC_DMD | MKr20 | 2050 | 0.29138 | 0.0016479 | [6 empty] | ETA | C | OLD |  |  | RHNBHDHC | 4 | 0.66667 | HOUETARHNBHDHCN03_OLDC_FBHOILE01 | 0.8 | HOUETARHNBHDHCN03_OLDC | HOUETARHNBHOILE01_OLDC | BHOILE01 | BHDHCN03 | ETA_OLDC | BHOILE01_BHDHCN03 | 6 | 0 | 1 | New
HOUETARHNHPELCN05_OLDD_FBHOILE01_D67 | Residential heating technology - Heat pump, Air-to-water - leasing - apartment complex - existing building - distributed level 0.67 | HOUELC, HOUAMB | HOUETARHN_OLDD_DMD | MKr20 | 2020 | 3.8502 | 0.36113 | 0.35767 | [5 empty] | ETA | D | OLD | 2.7959 |  | RHNHPELC | 4 | 0.66667 | HOUETARHNHPELCN05_OLDD_FBHOILE01 | 0.8 | HOUETARHNHPELCN05_OLDD | HOUETARHNBHOILE01_OLDD | BHOILE01 | HPELCN05 | ETA_OLDD | BHOILE01_HPELCN05 | 4 | -0.25 | 1 | Supported
HOUETARHNHPELCN05_OLDD_FBHOILE01_D67 | Residential heating technology - Heat pump, Air-to-water - leasing - apartment complex - existing building - distributed level 0.67 | HOUELC, HOUAMB | HOUETARHN_OLDD_DMD | MKr20 | 2025 | 3.4476 | 0.33198 | 0.34008 | [5 empty] | ETA | D | OLD | 2.9405 |  | RHNHPELC | 4 | 0.66667 | HOUETARHNHPELCN05_OLDD_FBHOILE01 | 0.8 | HOUETARHNHPELCN05_OLDD | HOUETARHNBHOILE01_OLDD | BHOILE01 | HPELCN05 | ETA_OLDD | BHOILE01_HPELCN05 | 4 | -0.25 | 1 | Supported
HOUETARHNHPELCN05_OLDD_FBHOILE01_D67 | Residential heating technology - Heat pump, Air-to-water - leasing - apartment complex - existing building - distributed level 0.67 | HOUELC, HOUAMB | HOUETARHN_OLDD_DMD | MKr20 | 2030 | 3.0449 | 0.3028 | 0.32413 | [5 empty] | ETA | D | OLD | 3.0851 |  | RHNHPELC | 4 | 0.66667 | HOUETARHNHPELCN05_OLDD_FBHOILE01 | 0.8 | HOUETARHNHPELCN05_OLDD | HOUETARHNBHOILE01_OLDD | BHOILE01 | HPELCN05 | ETA_OLDD | BHOILE01_HPELCN05 | 4 | -0.25 | 1 | Supported
HOUETARHNHPELCN05_OLDD_FBHOILE01_D67 | Residential heating technology - Heat pump, Air-to-water - leasing - apartment complex - existing building - distributed level 0.67 | HOUELC, HOUAMB | HOUETARHN_OLDD_DMD | MKr20 | 2040 | 2.7272 | 0.27907 | 0.30962 | [5 empty] | ETA | D | OLD | 3.2298 |  | RHNHPELC | 4 | 0.66667 | HOUETARHNHPELCN05_OLDD_FBHOILE01 | 0.8 | HOUETARHNHPELCN05_OLDD | HOUETARHNBHOILE01_OLDD | BHOILE01 | HPELCN05 | ETA_OLDD | BHOILE01_HPELCN05 | 4 | -0.25 | 1 | Supported
HOUETARHNHPELCN05_OLDD_FBHOILE01_D67 | Residential heating technology - Heat pump, Air-to-water - leasing - apartment complex - existing building - distributed level 0.67 | HOUELC, HOUAMB | HOUETARHN_OLDD_DMD | MKr20 | 2050 | 2.4095 | 0.25532 | 0.29635 | [5 empty] | ETA | D | OLD | 3.3744 |  | RHNHPELC | 4 | 0.66667 | HOUETARHNHPELCN05_OLDD_FBHOILE01 | 0.8 | HOUETARHNHPELCN05_OLDD | HOUETARHNBHOILE01_OLDD | BHOILE01 | HPELCN05 | ETA_OLDD | BHOILE01_HPELCN05 | 4 | -0.25 | 1 | Supported
HOUETARHNHPELCN04_OLDD_FBHOILE01_D67 | Residential heating technology - Heat pump, Ground source - apartment complex - existing building - distributed level 0.67 | HOUELC, HOUAMB | HOUETARHN_OLDD_DMD | MKr20 | 2020 | 7.1745 | 0.053517 | 0.32413 | [5 empty] | ETA | D | OLD | 3.0851 |  | RHNHPELC | 4 | 0.66667 | HOUETARHNHPELCN04_OLDD_FBHOILE01 | 0.8 | HOUETARHNHPELCN04_OLDD | HOUETARHNBHOILE01_OLDD | BHOILE01 | HPELCN04 | ETA_OLDD | BHOILE01_HPELCN04 | 4 | -0.25 | 1 | Supported
HOUETARHNHPELCN04_OLDD_FBHOILE01_D67 | Residential heating technology - Heat pump, Ground source - apartment complex - existing building - distributed level 0.67 | HOUELC, HOUAMB | HOUETARHN_OLDD_DMD | MKr20 | 2025 | 6.6364 | 0.053094 | 0.31431 | [5 empty] | ETA | D | OLD | 3.1815 |  | RHNHPELC | 4 | 0.66667 | HOUETARHNHPELCN04_OLDD_FBHOILE01 | 0.8 | HOUETARHNHPELCN04_OLDD | HOUETARHNBHOILE01_OLDD | BHOILE01 | HPELCN04 | ETA_OLDD | BHOILE01_HPELCN04 | 4 | -0.25 | 1 | Supported
HOUETARHNHPELCN04_OLDD_FBHOILE01_D67 | Residential heating technology - Heat pump, Ground source - apartment complex - existing building - distributed level 0.67 | HOUELC, HOUAMB | HOUETARHN_OLDD_DMD | MKr20 | 2030 | 6.0983 | 0.052631 | 0.30507 | [5 empty] | ETA | D | OLD | 3.278 |  | RHNHPELC | 4 | 0.66667 | HOUETARHNHPELCN04_OLDD_FBHOILE01 | 0.8 | HOUETARHNHPELCN04_OLDD | HOUETARHNBHOILE01_OLDD | BHOILE01 | HPELCN04 | ETA_OLDD | BHOILE01_HPELCN04 | 4 | -0.25 | 1 | Supported
HOUETARHNHPELCN04_OLDD_FBHOILE01_D67 | Residential heating technology - Heat pump, Ground source - apartment complex - existing building - distributed level 0.67 | HOUELC, HOUAMB | HOUETARHN_OLDD_DMD | MKr20 | 2040 | 5.641 | 0.051561 | 0.29218 | [5 empty] | ETA | D | OLD | 3.4226 |  | RHNHPELC | 4 | 0.66667 | HOUETARHNHPELCN04_OLDD_FBHOILE01 | 0.8 | HOUETARHNHPELCN04_OLDD | HOUETARHNBHOILE01_OLDD | BHOILE01 | HPELCN04 | ETA_OLDD | BHOILE01_HPELCN04 | 4 | -0.25 | 1 | Supported
HOUETARHNHPELCN04_OLDD_FBHOILE01_D67 | Residential heating technology - Heat pump, Ground source - apartment complex - existing building - distributed level 0.67 | HOUELC, HOUAMB | HOUETARHN_OLDD_DMD | MKr20 | 2050 | 5.1836 | 0.050472 | 0.28812 | [5 empty] | ETA | D | OLD | 3.4708 |  | RHNHPELC | 4 | 0.66667 | HOUETARHNHPELCN04_OLDD_FBHOILE01 | 0.8 | HOUETARHNHPELCN04_OLDD | HOUETARHNBHOILE01_OLDD | BHOILE01 | HPELCN04 | ETA_OLDD | BHOILE01_HPELCN04 | 4 | -0.25 | 1 | Supported
HOUETARHNHPELCN03_OLDD_FBHOILE01_D67 | Residential heating technology - Heat pump, Air-to-water - apartment complex - existing building - distributed level 0.67 | HOUELC, HOUAMB | HOUETARHN_OLDD_DMD | MKr20 | 2020 | 7.7004 | 0.086482 | 0.35767 | [5 empty] | ETA | D | OLD | 2.7959 |  | RHNHPELC | 4 | 0.66667 | HOUETARHNHPELCN03_OLDD_FBHOILE01 | 0.8 | HOUETARHNHPELCN03_OLDD | HOUETARHNBHOILE01_OLDD | BHOILE01 | HPELCN03 | ETA_OLDD | BHOILE01_HPELCN03 | 4 | -0.25 | 1 | Supported
HOUETARHNHPELCN03_OLDD_FBHOILE01_D67 | Residential heating technology - Heat pump, Air-to-water - apartment complex - existing building - distributed level 0.67 | HOUELC, HOUAMB | HOUETARHN_OLDD_DMD | MKr20 | 2025 | 6.8951 | 0.086059 | 0.34008 | [5 empty] | ETA | D | OLD | 2.9405 |  | RHNHPELC | 4 | 0.66667 | HOUETARHNHPELCN03_OLDD_FBHOILE01 | 0.8 | HOUETARHNHPELCN03_OLDD | HOUETARHNBHOILE01_OLDD | BHOILE01 | HPELCN03 | ETA_OLDD | BHOILE01_HPELCN03 | 4 | -0.25 | 1 | Supported
HOUETARHNHPELCN03_OLDD_FBHOILE01_D67 | Residential heating technology - Heat pump, Air-to-water - apartment complex - existing building - distributed level 0.67 | HOUELC, HOUAMB | HOUETARHN_OLDD_DMD | MKr20 | 2030 | 6.0899 | 0.085596 | 0.32413 | [5 empty] | ETA | D | OLD | 3.0851 |  | RHNHPELC | 4 | 0.66667 | HOUETARHNHPELCN03_OLDD_FBHOILE01 | 0.8 | HOUETARHNHPELCN03_OLDD | HOUETARHNBHOILE01_OLDD | BHOILE01 | HPELCN03 | ETA_OLDD | BHOILE01_HPELCN03 | 4 | -0.25 | 1 | Supported
HOUETARHNHPELCN03_OLDD_FBHOILE01_D67 | Residential heating technology - Heat pump, Air-to-water - apartment complex - existing building - distributed level 0.67 | HOUELC, HOUAMB | HOUETARHN_OLDD_DMD | MKr20 | 2040 | 5.4545 | 0.084526 | 0.30962 | [5 empty] | ETA | D | OLD | 3.2298 |  | RHNHPELC | 4 | 0.66667 | HOUETARHNHPELCN03_OLDD_FBHOILE01 | 0.8 | HOUETARHNHPELCN03_OLDD | HOUETARHNBHOILE01_OLDD | BHOILE01 | HPELCN03 | ETA_OLDD | BHOILE01_HPELCN03 | 4 | -0.25 | 1 | Supported
HOUETARHNHPELCN03_OLDD_FBHOILE01_D67 | Residential heating technology - Heat pump, Air-to-water - apartment complex - existing building - distributed level 0.67 | HOUELC, HOUAMB | HOUETARHN_OLDD_DMD | MKr20 | 2050 | 4.8191 | 0.083437 | 0.29635 | [5 empty] | ETA | D | OLD | 3.3744 |  | RHNHPELC | 4 | 0.66667 | HOUETARHNHPELCN03_OLDD_FBHOILE01 | 0.8 | HOUETARHNHPELCN03_OLDD | HOUETARHNBHOILE01_OLDD | BHOILE01 | HPELCN03 | ETA_OLDD | BHOILE01_HPELCN03 | 4 | -0.25 | 1 | Supported
HOUETARHNHPELCN02_OLDD_FBHOILE01_D67 | Residential heating technology - Heat pump, Air-to-air - single-family house - existing building - distributed level 0.67 | HOUELC, HOUAMB | HOUETARHN_OLDD_DMD | MKr20 | 2020 | 3.2165 | 0.18468 | 0.21386 | [5 empty] | ETA | D | OLD | 4.6759 |  | RHNHPELC | 4 | 0.66667 | HOUETARHNHPELCN02_OLDD_FBHOILE01 | 0.8 | HOUETARHNHPELCN02_OLDD | HOUETARHNBHOILE01_OLDD | BHOILE01 | HPELCN02 | ETA_OLDD | BHOILE01_HPELCN02 | 5 | 0 | 1.1 | Unlikely
HOUETARHNHPELCN02_OLDD_FBHOILE01_D67 | Residential heating technology - Heat pump, Air-to-air - single-family house - existing building - distributed level 0.67 | HOUELC, HOUAMB | HOUETARHN_OLDD_DMD | MKr20 | 2025 | 3.1379 | 0.12547 | 0.20338 | [5 empty] | ETA | D | OLD | 4.9169 |  | RHNHPELC | 4 | 0.66667 | HOUETARHNHPELCN02_OLDD_FBHOILE01 | 0.8 | HOUETARHNHPELCN02_OLDD | HOUETARHNBHOILE01_OLDD | BHOILE01 | HPELCN02 | ETA_OLDD | BHOILE01_HPELCN02 | 5 | 0 | 1.1 | Unlikely
HOUETARHNHPELCN02_OLDD_FBHOILE01_D67 | Residential heating technology - Heat pump, Air-to-air - single-family house - existing building - distributed level 0.67 | HOUELC, HOUAMB | HOUETARHN_OLDD_DMD | MKr20 | 2030 | 3.0593 | 0.12315 | 0.1957 | [5 empty] | ETA | D | OLD | 5.1098 |  | RHNHPELC | 4 | 0.66667 | HOUETARHNHPELCN02_OLDD_FBHOILE01 | 0.8 | HOUETARHNHPELCN02_OLDD | HOUETARHNBHOILE01_OLDD | BHOILE01 | HPELCN02 | ETA_OLDD | BHOILE01_HPELCN02 | 5 | 0 | 1.1 | Unlikely
HOUETARHNHPELCN02_OLDD_FBHOILE01_D67 | Residential heating technology - Heat pump, Air-to-air - single-family house - existing building - distributed level 0.67 | HOUELC, HOUAMB | HOUETARHN_OLDD_DMD | MKr20 | 2040 | 2.9134 | 0.11885 | 0.18859 | [5 empty] | ETA | D | OLD | 5.3026 |  | RHNHPELC | 4 | 0.66667 | HOUETARHNHPELCN02_OLDD_FBHOILE01 | 0.8 | HOUETARHNHPELCN02_OLDD | HOUETARHNBHOILE01_OLDD | BHOILE01 | HPELCN02 | ETA_OLDD | BHOILE01_HPELCN02 | 5 | 0 | 1.1 | Unlikely
HOUETARHNHPELCN02_OLDD_FBHOILE01_D67 | Residential heating technology - Heat pump, Air-to-air - single-family house - existing building - distributed level 0.67 | HOUELC, HOUAMB | HOUETARHN_OLDD_DMD | MKr20 | 2050 | 2.7675 | 0.11455 | 0.18522 | [5 empty] | ETA | D | OLD | 5.399 |  | RHNHPELC | 4 | 0.66667 | HOUETARHNHPELCN02_OLDD_FBHOILE01 | 0.8 | HOUETARHNHPELCN02_OLDD | HOUETARHNBHOILE01_OLDD | BHOILE01 | HPELCN02 | ETA_OLDD | BHOILE01_HPELCN02 | 5 | 0 | 1.1 | Unlikely
HOUETARHNDIELCN06_OLDD_FBHOILE01_D67 | Residential heating technology - Electric heating - electric panel from Bauhaus - apartment complex - new building - distributed level 0.67 | HOUELC | HOUETARHN_OLDD_DMD | MKr20 | 2020 | 0.64843 | 0 | [6 empty] | ETA | D | OLD |  |  | RHNDIELC | 4 | 0.66667 | HOUETARHNDIELCN06_OLDD_FBHOILE01 | 0.8 | HOUETARHNDIELCN06_OLDD | HOUETARHNBHOILE01_OLDD | BHOILE01 | DIELCN06 | ETA_OLDD | BHOILE01_DIELCN06 | 5 | 0 | 1.1 | Unlikely
HOUETARHNDIELCN06_OLDD_FBHOILE01_D67 | Residential heating technology - Electric heating - electric panel from Bauhaus - apartment complex - new building - distributed level 0.67 | HOUELC | HOUETARHN_OLDD_DMD | MKr20 | 2025 | 0.64843 | 0 | [6 empty] | ETA | D | OLD |  |  | RHNDIELC | 4 | 0.66667 | HOUETARHNDIELCN06_OLDD_FBHOILE01 | 0.8 | HOUETARHNDIELCN06_OLDD | HOUETARHNBHOILE01_OLDD | BHOILE01 | DIELCN06 | ETA_OLDD | BHOILE01_DIELCN06 | 5 | 0 | 1.1 | Unlikely
HOUETARHNDIELCN06_OLDD_FBHOILE01_D67 | Residential heating technology - Electric heating - electric panel from Bauhaus - apartment complex - new building - distributed level 0.67 | HOUELC | HOUETARHN_OLDD_DMD | MKr20 | 2030 | 0.64843 | 0 | [6 empty] | ETA | D | OLD |  |  | RHNDIELC | 4 | 0.66667 | HOUETARHNDIELCN06_OLDD_FBHOILE01 | 0.8 | HOUETARHNDIELCN06_OLDD | HOUETARHNBHOILE01_OLDD | BHOILE01 | DIELCN06 | ETA_OLDD | BHOILE01_DIELCN06 | 5 | 0 | 1.1 | Unlikely
HOUETARHNDIELCN06_OLDD_FBHOILE01_D67 | Residential heating technology - Electric heating - electric panel from Bauhaus - apartment complex - new building - distributed level 0.67 | HOUELC | HOUETARHN_OLDD_DMD | MKr20 | 2040 | 0.64843 | 0 | [6 empty] | ETA | D | OLD |  |  | RHNDIELC | 4 | 0.66667 | HOUETARHNDIELCN06_OLDD_FBHOILE01 | 0.8 | HOUETARHNDIELCN06_OLDD | HOUETARHNBHOILE01_OLDD | BHOILE01 | DIELCN06 | ETA_OLDD | BHOILE01_DIELCN06 | 5 | 0 | 1.1 | Unlikely
HOUETARHNDIELCN06_OLDD_FBHOILE01_D67 | Residential heating technology - Electric heating - electric panel from Bauhaus - apartment complex - new building - distributed level 0.67 | HOUELC | HOUETARHN_OLDD_DMD | MKr20 | 2050 | 0.64843 | 0 | [6 empty] | ETA | D | OLD |  |  | RHNDIELC | 4 | 0.66667 | HOUETARHNDIELCN06_OLDD_FBHOILE01 | 0.8 | HOUETARHNDIELCN06_OLDD | HOUETARHNBHOILE01_OLDD | BHOILE01 | DIELCN06 | ETA_OLDD | BHOILE01_DIELCN06 | 5 | 0 | 1.1 | Unlikely
HOUETARHNDIELCN01_OLDD_FBHOILE01_D67 | Residential heating technology - Electric heating - apartment complex - new building - distributed level 0.67 | HOUELC | HOUETARHN_OLDD_DMD | MKr20 | 2020 | 6.0226 | 0.0024454 | [6 empty] | ETA | D | OLD |  |  | RHNDIELC | 4 | 0.66667 | HOUETARHNDIELCN01_OLDD_FBHOILE01 | 0.8 | HOUETARHNDIELCN01_OLDD | HOUETARHNBHOILE01_OLDD | BHOILE01 | DIELCN01 | ETA_OLDD | BHOILE01_DIELCN01 | 5 | 0 | 1.1 | Unlikely
HOUETARHNDIELCN01_OLDD_FBHOILE01_D67 | Residential heating technology - Electric heating - apartment complex - new building - distributed level 0.67 | HOUELC | HOUETARHN_OLDD_DMD | MKr20 | 2025 | 5.8735 | 0.0023455 | [6 empty] | ETA | D | OLD |  |  | RHNDIELC | 4 | 0.66667 | HOUETARHNDIELCN01_OLDD_FBHOILE01 | 0.8 | HOUETARHNDIELCN01_OLDD | HOUETARHNBHOILE01_OLDD | BHOILE01 | DIELCN01 | ETA_OLDD | BHOILE01_DIELCN01 | 5 | 0 | 1.1 | Unlikely
HOUETARHNDIELCN01_OLDD_FBHOILE01_D67 | Residential heating technology - Electric heating - apartment complex - new building - distributed level 0.67 | HOUELC | HOUETARHN_OLDD_DMD | MKr20 | 2030 | 5.7282 | 0.0022956 | [6 empty] | ETA | D | OLD |  |  | RHNDIELC | 4 | 0.66667 | HOUETARHNDIELCN01_OLDD_FBHOILE01 | 0.8 | HOUETARHNDIELCN01_OLDD | HOUETARHNBHOILE01_OLDD | BHOILE01 | DIELCN01 | ETA_OLDD | BHOILE01_DIELCN01 | 5 | 0 | 1.1 | Unlikely
HOUETARHNDIELCN01_OLDD_FBHOILE01_D67 | Residential heating technology - Electric heating - apartment complex - new building - distributed level 0.67 | HOUELC | HOUETARHN_OLDD_DMD | MKr20 | 2040 | 5.4481 | 0.0021958 | [6 empty] | ETA | D | OLD |  |  | RHNDIELC | 4 | 0.66667 | HOUETARHNDIELCN01_OLDD_FBHOILE01 | 0.8 | HOUETARHNDIELCN01_OLDD | HOUETARHNBHOILE01_OLDD | BHOILE01 | DIELCN01 | ETA_OLDD | BHOILE01_DIELCN01 | 5 | 0 | 1.1 | Unlikely
HOUETARHNDIELCN01_OLDD_FBHOILE01_D67 | Residential heating technology - Electric heating - apartment complex - new building - distributed level 0.67 | HOUELC | HOUETARHN_OLDD_DMD | MKr20 | 2050 | 5.1817 | 0.002096 | [6 empty] | ETA | D | OLD |  |  | RHNDIELC | 4 | 0.66667 | HOUETARHNDIELCN01_OLDD_FBHOILE01 | 0.8 | HOUETARHNDIELCN01_OLDD | HOUETARHNBHOILE01_OLDD | BHOILE01 | DIELCN01 | ETA_OLDD | BHOILE01_DIELCN01 | 5 | 0 | 1.1 | Unlikely
HOUETARHNBHWPEN01_OLDD_FBHOILE01_D67 | Residential heating technology - Biomass boiler, automatic stoking , wood pellets or wood chips - apartment complex - existing building - distributed level 0.67 | HOUWPE | HOUETARHN_OLDD_DMD | MKr20 | 2020 | 1.6488 | 0.029971 |  | 25 | 14 | 70 | 2 | 4 | ETA | D | OLD |  |  | RHNBHWPE | 4 | 0.66667 | HOUETARHNBHWPEN01_OLDD_FBHOILE01 | 0.8 | HOUETARHNBHWPEN01_OLDD | HOUETARHNBHOILE01_OLDD | BHOILE01 | BHWPEN01 | ETA_OLDD | BHOILE01_BHWPEN01 | 6 | 0 | 1 | New
HOUETARHNBHWPEN01_OLDD_FBHOILE01_D67 | Residential heating technology - Biomass boiler, automatic stoking , wood pellets or wood chips - apartment complex - existing building - distributed level 0.67 | HOUWPE | HOUETARHN_OLDD_DMD | MKr20 | 2025 | 1.608 | 0.029758 |  | 25 | 14 | 60 | 2 | 4 | ETA | D | OLD |  |  | RHNBHWPE | 4 | 0.66667 | HOUETARHNBHWPEN01_OLDD_FBHOILE01 | 0.8 | HOUETARHNBHWPEN01_OLDD | HOUETARHNBHOILE01_OLDD | BHOILE01 | BHWPEN01 | ETA_OLDD | BHOILE01_BHWPEN01 | 6 | 0 | 1 | New
HOUETARHNBHWPEN01_OLDD_FBHOILE01_D67 | Residential heating technology - Biomass boiler, automatic stoking , wood pellets or wood chips - apartment complex - existing building - distributed level 0.67 | HOUWPE | HOUETARHN_OLDD_DMD | MKr20 | 2030 | 1.5682 | 0.029892 |  | 25 | 11 | 50 | 1 | 4 | ETA | D | OLD |  |  | RHNBHWPE | 4 | 0.66667 | HOUETARHNBHWPEN01_OLDD_FBHOILE01 | 0.8 | HOUETARHNBHWPEN01_OLDD | HOUETARHNBHOILE01_OLDD | BHOILE01 | BHWPEN01 | ETA_OLDD | BHOILE01_BHWPEN01 | 6 | 0 | 1 | New
HOUETARHNBHWPEN01_OLDD_FBHOILE01_D67 | Residential heating technology - Biomass boiler, automatic stoking , wood pellets or wood chips - apartment complex - existing building - distributed level 0.67 | HOUWPE | HOUETARHN_OLDD_DMD | MKr20 | 2040 | 1.4915 | 0.028937 |  | 25 | 9 | 45 | 1 | 4 | ETA | D | OLD |  |  | RHNBHWPE | 4 | 0.66667 | HOUETARHNBHWPEN01_OLDD_FBHOILE01 | 0.8 | HOUETARHNBHWPEN01_OLDD | HOUETARHNBHOILE01_OLDD | BHOILE01 | BHWPEN01 | ETA_OLDD | BHOILE01_BHWPEN01 | 6 | 0 | 1 | New
HOUETARHNBHWPEN01_OLDD_FBHOILE01_D67 | Residential heating technology - Biomass boiler, automatic stoking , wood pellets or wood chips - apartment complex - existing building - distributed level 0.67 | HOUWPE | HOUETARHN_OLDD_DMD | MKr20 | 2050 | 1.4186 | 0.027691 |  | 25 | 9 | 40 | 0 | 4 | ETA | D | OLD |  |  | RHNBHWPE | 4 | 0.66667 | HOUETARHNBHWPEN01_OLDD_FBHOILE01 | 0.8 | HOUETARHNBHWPEN01_OLDD | HOUETARHNBHOILE01_OLDD | BHOILE01 | BHWPEN01 | ETA_OLDD | BHOILE01_BHWPEN01 | 6 | 0 | 1 | New
HOUETARHNBHSOLN01_OLDD_FBHOILE01_D67 | Residential heating technology - Solar heating system - apartment complex - existing building - distributed level 0.67 | HOUSOL | HOUETARHN_OLDD_DMD | MKr20 | 2020 | 5.0818 | 0.023783 | [6 empty] | ETA | D | OLD |  |  | RHNBHSOL | 4 | 0.66667 | HOUETARHNBHSOLN01_OLDD_FBHOILE01 | 0.8 | HOUETARHNBHSOLN01_OLDD | HOUETARHNBHOILE01_OLDD | BHOILE01 | BHSOLN01 | ETA_OLDD | BHOILE01_BHSOLN01 | 5 | 0 | 1.1 | Unlikely
HOUETARHNBHSOLN01_OLDD_FBHOILE01_D67 | Residential heating technology - Solar heating system - apartment complex - existing building - distributed level 0.67 | HOUSOL | HOUETARHN_OLDD_DMD | MKr20 | 2025 | 4.8622 | 0.025209 | [6 empty] | ETA | D | OLD |  |  | RHNBHSOL | 4 | 0.66667 | HOUETARHNBHSOLN01_OLDD_FBHOILE01 | 0.8 | HOUETARHNBHSOLN01_OLDD | HOUETARHNBHOILE01_OLDD | BHOILE01 | BHSOLN01 | ETA_OLDD | BHOILE01_BHSOLN01 | 5 | 0 | 1.1 | Unlikely
HOUETARHNBHSOLN01_OLDD_FBHOILE01_D67 | Residential heating technology - Solar heating system - apartment complex - existing building - distributed level 0.67 | HOUSOL | HOUETARHN_OLDD_DMD | MKr20 | 2030 | 4.6426 | 0.025751 | [6 empty] | ETA | D | OLD |  |  | RHNBHSOL | 4 | 0.66667 | HOUETARHNBHSOLN01_OLDD_FBHOILE01 | 0.8 | HOUETARHNBHSOLN01_OLDD | HOUETARHNBHOILE01_OLDD | BHOILE01 | BHSOLN01 | ETA_OLDD | BHOILE01_BHSOLN01 | 5 | 0 | 1.1 | Unlikely
HOUETARHNBHSOLN01_OLDD_FBHOILE01_D67 | Residential heating technology - Solar heating system - apartment complex - existing building - distributed level 0.67 | HOUSOL | HOUETARHN_OLDD_DMD | MKr20 | 2040 | 4.423 | 0.025052 | [6 empty] | ETA | D | OLD |  |  | RHNBHSOL | 4 | 0.66667 | HOUETARHNBHSOLN01_OLDD_FBHOILE01 | 0.8 | HOUETARHNBHSOLN01_OLDD | HOUETARHNBHOILE01_OLDD | BHOILE01 | BHSOLN01 | ETA_OLDD | BHOILE01_BHSOLN01 | 5 | 0 | 1.1 | Unlikely
HOUETARHNBHSOLN01_OLDD_FBHOILE01_D67 | Residential heating technology - Solar heating system - apartment complex - existing building - distributed level 0.67 | HOUSOL | HOUETARHN_OLDD_DMD | MKr20 | 2050 | 4.2034 | 0.023783 | [6 empty] | ETA | D | OLD |  |  | RHNBHSOL | 4 | 0.66667 | HOUETARHNBHSOLN01_OLDD_FBHOILE01 | 0.8 | HOUETARHNBHSOLN01_OLDD | HOUETARHNBHOILE01_OLDD | BHOILE01 | BHSOLN01 | ETA_OLDD | BHOILE01_BHSOLN01 | 5 | 0 | 1.1 | Unlikely
HOUETARHNBHOILN01_OLDD_FBHOILE01_D67 | Residential heating technology - Oil boiler (mineral oil fired, < 10 % FAME) - apartment complex - existing building - distributed level 0.67 | HOUOIL, HOUDSB, HOUDSE | HOUETARHN_OLDD_DMD | MKr20 | 2020 | 0.58573 | 0.020737 |  | 6.7 | 5 | 52 | 0 | 0 | ETA | D | OLD |  |  | RHNBHOIL | 4 | 0.66667 | HOUETARHNBHOILN01_OLDD_FBHOILE01 | 0.8 | HOUETARHNBHOILN01_OLDD | HOUETARHNBHOILE01_OLDD | BHOILE01 | BHOILN01 | ETA_OLDD | BHOILE01_BHOILN01 | 2 | 0 | 0.9 | Same
HOUETARHNBHOILN01_OLDD_FBHOILE01_D67 | Residential heating technology - Oil boiler (mineral oil fired, < 10 % FAME) - apartment complex - existing building - distributed level 0.67 | HOUOIL, HOUDSB, HOUDSE | HOUETARHN_OLDD_DMD | MKr20 | 2025 | 0.57123 | 0.020817 |  | 6.7 | 5 | 52 | 0 | 0 | ETA | D | OLD |  |  | RHNBHOIL | 4 | 0.66667 | HOUETARHNBHOILN01_OLDD_FBHOILE01 | 0.8 | HOUETARHNBHOILN01_OLDD | HOUETARHNBHOILE01_OLDD | BHOILE01 | BHOILN01 | ETA_OLDD | BHOILE01_BHOILN01 | 2 | 0 | 0.9 | Same
HOUETARHNBHOILN01_OLDD_FBHOILE01_D67 | Residential heating technology - Oil boiler (mineral oil fired, < 10 % FAME) - apartment complex - existing building - distributed level 0.67 | HOUOIL, HOUDSB, HOUDSE | HOUETARHN_OLDD_DMD | MKr20 | 2030 | 0.5571 | 0.021118 |  | 6.7 | 5 | 52 | 0 | 0 | ETA | D | OLD |  |  | RHNBHOIL | 4 | 0.66667 | HOUETARHNBHOILN01_OLDD_FBHOILE01 | 0.8 | HOUETARHNBHOILN01_OLDD | HOUETARHNBHOILE01_OLDD | BHOILE01 | BHOILN01 | ETA_OLDD | BHOILE01_BHOILN01 | 2 | 0 | 0.9 | Same
HOUETARHNBHOILN01_OLDD_FBHOILE01_D67 | Residential heating technology - Oil boiler (mineral oil fired, < 10 % FAME) - apartment complex - existing building - distributed level 0.67 | HOUOIL, HOUDSB, HOUDSE | HOUETARHN_OLDD_DMD | MKr20 | 2040 | 0.52986 | 0.021312 |  | 6.7 | 5 | 52 | 0 | 0 | ETA | D | OLD |  |  | RHNBHOIL | 4 | 0.66667 | HOUETARHNBHOILN01_OLDD_FBHOILE01 | 0.8 | HOUETARHNBHOILN01_OLDD | HOUETARHNBHOILE01_OLDD | BHOILE01 | BHOILN01 | ETA_OLDD | BHOILE01_BHOILN01 | 2 | 0 | 0.9 | Same
HOUETARHNBHOILN01_OLDD_FBHOILE01_D67 | Residential heating technology - Oil boiler (mineral oil fired, < 10 % FAME) - apartment complex - existing building - distributed level 0.67 | HOUOIL, HOUDSB, HOUDSE | HOUETARHN_OLDD_DMD | MKr20 | 2050 | 0.50395 | 0.02149 |  | 6.7 | 5 | 52 | 0 | 0 | ETA | D | OLD |  |  | RHNBHOIL | 4 | 0.66667 | HOUETARHNBHOILN01_OLDD_FBHOILE01 | 0.8 | HOUETARHNBHOILN01_OLDD | HOUETARHNBHOILE01_OLDD | BHOILE01 | BHOILN01 | ETA_OLDD | BHOILE01_BHOILN01 | 2 | 0 | 0.9 | Same
HOUETARHNBHDHDN03_OLDD_FBHOILE01_D67 | Residential heating technology - Direct district heating substation - plus connection pipe - apartment complex - existing building - distributed level 0.67 | HOUDHD | HOUETARHN_OLDD_DMD | MKr20 | 2020 | 0.32571 | 0.0017726 | [6 empty] | ETA | D | OLD |  |  | RHNBHDHD | 4 | 0.66667 | HOUETARHNBHDHDN03_OLDD_FBHOILE01 | 0.8 | HOUETARHNBHDHDN03_OLDD | HOUETARHNBHOILE01_OLDD | BHOILE01 | BHDHDN03 | ETA_OLDD | BHOILE01_BHDHDN03 | 6 | 0 | 1 | New
HOUETARHNBHDHDN03_OLDD_FBHOILE01_D67 | Residential heating technology - Direct district heating substation - plus connection pipe - apartment complex - existing building - distributed level 0.67 | HOUDHD | HOUETARHN_OLDD_DMD | MKr20 | 2025 | 0.31963 | 0.0017966 | [6 empty] | ETA | D | OLD |  |  | RHNBHDHD | 4 | 0.66667 | HOUETARHNBHDHDN03_OLDD_FBHOILE01 | 0.8 | HOUETARHNBHDHDN03_OLDD | HOUETARHNBHOILE01_OLDD | BHOILE01 | BHDHDN03 | ETA_OLDD | BHOILE01_BHDHDN03 | 6 | 0 | 1 | New
HOUETARHNBHDHDN03_OLDD_FBHOILE01_D67 | Residential heating technology - Direct district heating substation - plus connection pipe - apartment complex - existing building - distributed level 0.67 | HOUDHD | HOUETARHN_OLDD_DMD | MKr20 | 2030 | 0.31369 | 0.0017701 | [6 empty] | ETA | D | OLD |  |  | RHNBHDHD | 4 | 0.66667 | HOUETARHNBHDHDN03_OLDD_FBHOILE01 | 0.8 | HOUETARHNBHDHDN03_OLDD | HOUETARHNBHOILE01_OLDD | BHOILE01 | BHDHDN03 | ETA_OLDD | BHOILE01_BHDHDN03 | 6 | 0 | 1 | New
HOUETARHNBHDHDN03_OLDD_FBHOILE01_D67 | Residential heating technology - Direct district heating substation - plus connection pipe - apartment complex - existing building - distributed level 0.67 | HOUDHD | HOUETARHN_OLDD_DMD | MKr20 | 2040 | 0.30226 | 0.0017164 | [6 empty] | ETA | D | OLD |  |  | RHNBHDHD | 4 | 0.66667 | HOUETARHNBHDHDN03_OLDD_FBHOILE01 | 0.8 | HOUETARHNBHDHDN03_OLDD | HOUETARHNBHOILE01_OLDD | BHOILE01 | BHDHDN03 | ETA_OLDD | BHOILE01_BHDHDN03 | 6 | 0 | 1 | New
HOUETARHNBHDHDN03_OLDD_FBHOILE01_D67 | Residential heating technology - Direct district heating substation - plus connection pipe - apartment complex - existing building - distributed level 0.67 | HOUDHD | HOUETARHN_OLDD_DMD | MKr20 | 2050 | 0.29138 | 0.0016479 | [6 empty] | ETA | D | OLD |  |  | RHNBHDHD | 4 | 0.66667 | HOUETARHNBHDHDN03_OLDD_FBHOILE01 | 0.8 | HOUETARHNBHDHDN03_OLDD | HOUETARHNBHOILE01_OLDD | BHOILE01 | BHDHDN03 | ETA_OLDD | BHOILE01_BHDHDN03 | 6 | 0 | 1 | New
HOUETARHNHPELCN05_OLDI_FBHOILE01_D67 | Residential heating technology - Heat pump, Air-to-water - leasing - apartment complex - existing building - distributed level 0.67 | HOUELC, HOUAMB | HOUETARHN_OLDI_DMD | MKr20 | 2020 | 3.8502 | 0.36113 | 0.35767 | [5 empty] | ETA | I | OLD | 2.7959 |  | RHNHPELC | 4 | 0.66667 | HOUETARHNHPELCN05_OLDI_FBHOILE01 | 0.8 | HOUETARHNHPELCN05_OLDI | HOUETARHNBHOILE01_OLDI | BHOILE01 | HPELCN05 | ETA_OLDI | BHOILE01_HPELCN05 | 4 | -0.25 | 1 | Supported
HOUETARHNHPELCN05_OLDI_FBHOILE01_D67 | Residential heating technology - Heat pump, Air-to-water - leasing - apartment complex - existing building - distributed level 0.67 | HOUELC, HOUAMB | HOUETARHN_OLDI_DMD | MKr20 | 2025 | 3.4476 | 0.33198 | 0.34008 | [5 empty] | ETA | I | OLD | 2.9405 |  | RHNHPELC | 4 | 0.66667 | HOUETARHNHPELCN05_OLDI_FBHOILE01 | 0.8 | HOUETARHNHPELCN05_OLDI | HOUETARHNBHOILE01_OLDI | BHOILE01 | HPELCN05 | ETA_OLDI | BHOILE01_HPELCN05 | 4 | -0.25 | 1 | Supported
HOUETARHNHPELCN05_OLDI_FBHOILE01_D67 | Residential heating technology - Heat pump, Air-to-water - leasing - apartment complex - existing building - distributed level 0.67 | HOUELC, HOUAMB | HOUETARHN_OLDI_DMD | MKr20 | 2030 | 3.0449 | 0.3028 | 0.32413 | [5 empty] | ETA | I | OLD | 3.0851 |  | RHNHPELC | 4 | 0.66667 | HOUETARHNHPELCN05_OLDI_FBHOILE01 | 0.8 | HOUETARHNHPELCN05_OLDI | HOUETARHNBHOILE01_OLDI | BHOILE01 | HPELCN05 | ETA_OLDI | BHOILE01_HPELCN05 | 4 | -0.25 | 1 | Supported
HOUETARHNHPELCN05_OLDI_FBHOILE01_D67 | Residential heating technology - Heat pump, Air-to-water - leasing - apartment complex - existing building - distributed level 0.67 | HOUELC, HOUAMB | HOUETARHN_OLDI_DMD | MKr20 | 2040 | 2.7272 | 0.27907 | 0.30962 | [5 empty] | ETA | I | OLD | 3.2298 |  | RHNHPELC | 4 | 0.66667 | HOUETARHNHPELCN05_OLDI_FBHOILE01 | 0.8 | HOUETARHNHPELCN05_OLDI | HOUETARHNBHOILE01_OLDI | BHOILE01 | HPELCN05 | ETA_OLDI | BHOILE01_HPELCN05 | 4 | -0.25 | 1 | Supported
HOUETARHNHPELCN05_OLDI_FBHOILE01_D67 | Residential heating technology - Heat pump, Air-to-water - leasing - apartment complex - existing building - distributed level 0.67 | HOUELC, HOUAMB | HOUETARHN_OLDI_DMD | MKr20 | 2050 | 2.4095 | 0.25532 | 0.29635 | [5 empty] | ETA | I | OLD | 3.3744 |  | RHNHPELC | 4 | 0.66667 | HOUETARHNHPELCN05_OLDI_FBHOILE01 | 0.8 | HOUETARHNHPELCN05_OLDI | HOUETARHNBHOILE01_OLDI | BHOILE01 | HPELCN05 | ETA_OLDI | BHOILE01_HPELCN05 | 4 | -0.25 | 1 | Supported
HOUETARHNHPELCN04_OLDI_FBHOILE01_D67 | Residential heating technology - Heat pump, Ground source - apartment complex - existing building - distributed level 0.67 | HOUELC, HOUAMB | HOUETARHN_OLDI_DMD | MKr20 | 2020 | 7.1745 | 0.053517 | 0.32413 | [5 empty] | ETA | I | OLD | 3.0851 |  | RHNHPELC | 4 | 0.66667 | HOUETARHNHPELCN04_OLDI_FBHOILE01 | 0.8 | HOUETARHNHPELCN04_OLDI | HOUETARHNBHOILE01_OLDI | BHOILE01 | HPELCN04 | ETA_OLDI | BHOILE01_HPELCN04 | 4 | -0.25 | 1 | Supported
HOUETARHNHPELCN04_OLDI_FBHOILE01_D67 | Residential heating technology - Heat pump, Ground source - apartment complex - existing building - distributed level 0.67 | HOUELC, HOUAMB | HOUETARHN_OLDI_DMD | MKr20 | 2025 | 6.6364 | 0.053094 | 0.31431 | [5 empty] | ETA | I | OLD | 3.1815 |  | RHNHPELC | 4 | 0.66667 | HOUETARHNHPELCN04_OLDI_FBHOILE01 | 0.8 | HOUETARHNHPELCN04_OLDI | HOUETARHNBHOILE01_OLDI | BHOILE01 | HPELCN04 | ETA_OLDI | BHOILE01_HPELCN04 | 4 | -0.25 | 1 | Supported
HOUETARHNHPELCN04_OLDI_FBHOILE01_D67 | Residential heating technology - Heat pump, Ground source - apartment complex - existing building - distributed level 0.67 | HOUELC, HOUAMB | HOUETARHN_OLDI_DMD | MKr20 | 2030 | 6.0983 | 0.052631 | 0.30507 | [5 empty] | ETA | I | OLD | 3.278 |  | RHNHPELC | 4 | 0.66667 | HOUETARHNHPELCN04_OLDI_FBHOILE01 | 0.8 | HOUETARHNHPELCN04_OLDI | HOUETARHNBHOILE01_OLDI | BHOILE01 | HPELCN04 | ETA_OLDI | BHOILE01_HPELCN04 | 4 | -0.25 | 1 | Supported
HOUETARHNHPELCN04_OLDI_FBHOILE01_D67 | Residential heating technology - Heat pump, Ground source - apartment complex - existing building - distributed level 0.67 | HOUELC, HOUAMB | HOUETARHN_OLDI_DMD | MKr20 | 2040 | 5.641 | 0.051561 | 0.29218 | [5 empty] | ETA | I | OLD | 3.4226 |  | RHNHPELC | 4 | 0.66667 | HOUETARHNHPELCN04_OLDI_FBHOILE01 | 0.8 | HOUETARHNHPELCN04_OLDI | HOUETARHNBHOILE01_OLDI | BHOILE01 | HPELCN04 | ETA_OLDI | BHOILE01_HPELCN04 | 4 | -0.25 | 1 | Supported
HOUETARHNHPELCN04_OLDI_FBHOILE01_D67 | Residential heating technology - Heat pump, Ground source - apartment complex - existing building - distributed level 0.67 | HOUELC, HOUAMB | HOUETARHN_OLDI_DMD | MKr20 | 2050 | 5.1836 | 0.050472 | 0.28812 | [5 empty] | ETA | I | OLD | 3.4708 |  | RHNHPELC | 4 | 0.66667 | HOUETARHNHPELCN04_OLDI_FBHOILE01 | 0.8 | HOUETARHNHPELCN04_OLDI | HOUETARHNBHOILE01_OLDI | BHOILE01 | HPELCN04 | ETA_OLDI | BHOILE01_HPELCN04 | 4 | -0.25 | 1 | Supported
HOUETARHNHPELCN03_OLDI_FBHOILE01_D67 | Residential heating technology - Heat pump, Air-to-water - apartment complex - existing building - distributed level 0.67 | HOUELC, HOUAMB | HOUETARHN_OLDI_DMD | MKr20 | 2020 | 7.7004 | 0.086482 | 0.35767 | [5 empty] | ETA | I | OLD | 2.7959 |  | RHNHPELC | 4 | 0.66667 | HOUETARHNHPELCN03_OLDI_FBHOILE01 | 0.8 | HOUETARHNHPELCN03_OLDI | HOUETARHNBHOILE01_OLDI | BHOILE01 | HPELCN03 | ETA_OLDI | BHOILE01_HPELCN03 | 4 | -0.25 | 1 | Supported
HOUETARHNHPELCN03_OLDI_FBHOILE01_D67 | Residential heating technology - Heat pump, Air-to-water - apartment complex - existing building - distributed level 0.67 | HOUELC, HOUAMB | HOUETARHN_OLDI_DMD | MKr20 | 2025 | 6.8951 | 0.086059 | 0.34008 | [5 empty] | ETA | I | OLD | 2.9405 |  | RHNHPELC | 4 | 0.66667 | HOUETARHNHPELCN03_OLDI_FBHOILE01 | 0.8 | HOUETARHNHPELCN03_OLDI | HOUETARHNBHOILE01_OLDI | BHOILE01 | HPELCN03 | ETA_OLDI | BHOILE01_HPELCN03 | 4 | -0.25 | 1 | Supported
HOUETARHNHPELCN03_OLDI_FBHOILE01_D67 | Residential heating technology - Heat pump, Air-to-water - apartment complex - existing building - distributed level 0.67 | HOUELC, HOUAMB | HOUETARHN_OLDI_DMD | MKr20 | 2030 | 6.0899 | 0.085596 | 0.32413 | [5 empty] | ETA | I | OLD | 3.0851 |  | RHNHPELC | 4 | 0.66667 | HOUETARHNHPELCN03_OLDI_FBHOILE01 | 0.8 | HOUETARHNHPELCN03_OLDI | HOUETARHNBHOILE01_OLDI | BHOILE01 | HPELCN03 | ETA_OLDI | BHOILE01_HPELCN03 | 4 | -0.25 | 1 | Supported
HOUETARHNHPELCN03_OLDI_FBHOILE01_D67 | Residential heating technology - Heat pump, Air-to-water - apartment complex - existing building - distributed level 0.67 | HOUELC, HOUAMB | HOUETARHN_OLDI_DMD | MKr20 | 2040 | 5.4545 | 0.084526 | 0.30962 | [5 empty] | ETA | I | OLD | 3.2298 |  | RHNHPELC | 4 | 0.66667 | HOUETARHNHPELCN03_OLDI_FBHOILE01 | 0.8 | HOUETARHNHPELCN03_OLDI | HOUETARHNBHOILE01_OLDI | BHOILE01 | HPELCN03 | ETA_OLDI | BHOILE01_HPELCN03 | 4 | -0.25 | 1 | Supported
HOUETARHNHPELCN03_OLDI_FBHOILE01_D67 | Residential heating technology - Heat pump, Air-to-water - apartment complex - existing building - distributed level 0.67 | HOUELC, HOUAMB | HOUETARHN_OLDI_DMD | MKr20 | 2050 | 4.8191 | 0.083437 | 0.29635 | [5 empty] | ETA | I | OLD | 3.3744 |  | RHNHPELC | 4 | 0.66667 | HOUETARHNHPELCN03_OLDI_FBHOILE01 | 0.8 | HOUETARHNHPELCN03_OLDI | HOUETARHNBHOILE01_OLDI | BHOILE01 | HPELCN03 | ETA_OLDI | BHOILE01_HPELCN03 | 4 | -0.25 | 1 | Supported
HOUETARHNHPELCN02_OLDI_FBHOILE01_D67 | Residential heating technology - Heat pump, Air-to-air - single-family house - existing building - distributed level 0.67 | HOUELC, HOUAMB | HOUETARHN_OLDI_DMD | MKr20 | 2020 | 3.2165 | 0.18468 | 0.21386 | [5 empty] | ETA | I | OLD | 4.6759 |  | RHNHPELC | 4 | 0.66667 | HOUETARHNHPELCN02_OLDI_FBHOILE01 | 0.8 | HOUETARHNHPELCN02_OLDI | HOUETARHNBHOILE01_OLDI | BHOILE01 | HPELCN02 | ETA_OLDI | BHOILE01_HPELCN02 | 5 | 0 | 1.1 | Unlikely
HOUETARHNHPELCN02_OLDI_FBHOILE01_D67 | Residential heating technology - Heat pump, Air-to-air - single-family house - existing building - distributed level 0.67 | HOUELC, HOUAMB | HOUETARHN_OLDI_DMD | MKr20 | 2025 | 3.1379 | 0.12547 | 0.20338 | [5 empty] | ETA | I | OLD | 4.9169 |  | RHNHPELC | 4 | 0.66667 | HOUETARHNHPELCN02_OLDI_FBHOILE01 | 0.8 | HOUETARHNHPELCN02_OLDI | HOUETARHNBHOILE01_OLDI | BHOILE01 | HPELCN02 | ETA_OLDI | BHOILE01_HPELCN02 | 5 | 0 | 1.1 | Unlikely
HOUETARHNHPELCN02_OLDI_FBHOILE01_D67 | Residential heating technology - Heat pump, Air-to-air - single-family house - existing building - distributed level 0.67 | HOUELC, HOUAMB | HOUETARHN_OLDI_DMD | MKr20 | 2030 | 3.0593 | 0.12315 | 0.1957 | [5 empty] | ETA | I | OLD | 5.1098 |  | RHNHPELC | 4 | 0.66667 | HOUETARHNHPELCN02_OLDI_FBHOILE01 | 0.8 | HOUETARHNHPELCN02_OLDI | HOUETARHNBHOILE01_OLDI | BHOILE01 | HPELCN02 | ETA_OLDI | BHOILE01_HPELCN02 | 5 | 0 | 1.1 | Unlikely
HOUETARHNHPELCN02_OLDI_FBHOILE01_D67 | Residential heating technology - Heat pump, Air-to-air - single-family house - existing building - distributed level 0.67 | HOUELC, HOUAMB | HOUETARHN_OLDI_DMD | MKr20 | 2040 | 2.9134 | 0.11885 | 0.18859 | [5 empty] | ETA | I | OLD | 5.3026 |  | RHNHPELC | 4 | 0.66667 | HOUETARHNHPELCN02_OLDI_FBHOILE01 | 0.8 | HOUETARHNHPELCN02_OLDI | HOUETARHNBHOILE01_OLDI | BHOILE01 | HPELCN02 | ETA_OLDI | BHOILE01_HPELCN02 | 5 | 0 | 1.1 | Unlikely
HOUETARHNHPELCN02_OLDI_FBHOILE01_D67 | Residential heating technology - Heat pump, Air-to-air - single-family house - existing building - distributed level 0.67 | HOUELC, HOUAMB | HOUETARHN_OLDI_DMD | MKr20 | 2050 | 2.7675 | 0.11455 | 0.18522 | [5 empty] | ETA | I | OLD | 5.399 |  | RHNHPELC | 4 | 0.66667 | HOUETARHNHPELCN02_OLDI_FBHOILE01 | 0.8 | HOUETARHNHPELCN02_OLDI | HOUETARHNBHOILE01_OLDI | BHOILE01 | HPELCN02 | ETA_OLDI | BHOILE01_HPELCN02 | 5 | 0 | 1.1 | Unlikely
HOUETARHNDIELCN06_OLDI_FBHOILE01_D67 | Residential heating technology - Electric heating - electric panel from Bauhaus - apartment complex - new building - distributed level 0.67 | HOUELC | HOUETARHN_OLDI_DMD | MKr20 | 2020 | 0.64843 | 0 | [6 empty] | ETA | I | OLD |  |  | RHNDIELC | 4 | 0.66667 | HOUETARHNDIELCN06_OLDI_FBHOILE01 | 0.8 | HOUETARHNDIELCN06_OLDI | HOUETARHNBHOILE01_OLDI | BHOILE01 | DIELCN06 | ETA_OLDI | BHOILE01_DIELCN06 | 5 | 0 | 1.1 | Unlikely
HOUETARHNDIELCN06_OLDI_FBHOILE01_D67 | Residential heating technology - Electric heating - electric panel from Bauhaus - apartment complex - new building - distributed level 0.67 | HOUELC | HOUETARHN_OLDI_DMD | MKr20 | 2025 | 0.64843 | 0 | [6 empty] | ETA | I | OLD |  |  | RHNDIELC | 4 | 0.66667 | HOUETARHNDIELCN06_OLDI_FBHOILE01 | 0.8 | HOUETARHNDIELCN06_OLDI | HOUETARHNBHOILE01_OLDI | BHOILE01 | DIELCN06 | ETA_OLDI | BHOILE01_DIELCN06 | 5 | 0 | 1.1 | Unlikely
HOUETARHNDIELCN06_OLDI_FBHOILE01_D67 | Residential heating technology - Electric heating - electric panel from Bauhaus - apartment complex - new building - distributed level 0.67 | HOUELC | HOUETARHN_OLDI_DMD | MKr20 | 2030 | 0.64843 | 0 | [6 empty] | ETA | I | OLD |  |  | RHNDIELC | 4 | 0.66667 | HOUETARHNDIELCN06_OLDI_FBHOILE01 | 0.8 | HOUETARHNDIELCN06_OLDI | HOUETARHNBHOILE01_OLDI | BHOILE01 | DIELCN06 | ETA_OLDI | BHOILE01_DIELCN06 | 5 | 0 | 1.1 | Unlikely
HOUETARHNDIELCN06_OLDI_FBHOILE01_D67 | Residential heating technology - Electric heating - electric panel from Bauhaus - apartment complex - new building - distributed level 0.67 | HOUELC | HOUETARHN_OLDI_DMD | MKr20 | 2040 | 0.64843 | 0 | [6 empty] | ETA | I | OLD |  |  | RHNDIELC | 4 | 0.66667 | HOUETARHNDIELCN06_OLDI_FBHOILE01 | 0.8 | HOUETARHNDIELCN06_OLDI | HOUETARHNBHOILE01_OLDI | BHOILE01 | DIELCN06 | ETA_OLDI | BHOILE01_DIELCN06 | 5 | 0 | 1.1 | Unlikely
HOUETARHNDIELCN06_OLDI_FBHOILE01_D67 | Residential heating technology - Electric heating - electric panel from Bauhaus - apartment complex - new building - distributed level 0.67 | HOUELC | HOUETARHN_OLDI_DMD | MKr20 | 2050 | 0.64843 | 0 | [6 empty] | ETA | I | OLD |  |  | RHNDIELC | 4 | 0.66667 | HOUETARHNDIELCN06_OLDI_FBHOILE01 | 0.8 | HOUETARHNDIELCN06_OLDI | HOUETARHNBHOILE01_OLDI | BHOILE01 | DIELCN06 | ETA_OLDI | BHOILE01_DIELCN06 | 5 | 0 | 1.1 | Unlikely
HOUETARHNDIELCN01_OLDI_FBHOILE01_D67 | Residential heating technology - Electric heating - apartment complex - new building - distributed level 0.67 | HOUELC | HOUETARHN_OLDI_DMD | MKr20 | 2020 | 6.0226 | 0.0024454 | [6 empty] | ETA | I | OLD |  |  | RHNDIELC | 4 | 0.66667 | HOUETARHNDIELCN01_OLDI_FBHOILE01 | 0.8 | HOUETARHNDIELCN01_OLDI | HOUETARHNBHOILE01_OLDI | BHOILE01 | DIELCN01 | ETA_OLDI | BHOILE01_DIELCN01 | 5 | 0 | 1.1 | Unlikely
HOUETARHNDIELCN01_OLDI_FBHOILE01_D67 | Residential heating technology - Electric heating - apartment complex - new building - distributed level 0.67 | HOUELC | HOUETARHN_OLDI_DMD | MKr20 | 2025 | 5.8735 | 0.0023455 | [6 empty] | ETA | I | OLD |  |  | RHNDIELC | 4 | 0.66667 | HOUETARHNDIELCN01_OLDI_FBHOILE01 | 0.8 | HOUETARHNDIELCN01_OLDI | HOUETARHNBHOILE01_OLDI | BHOILE01 | DIELCN01 | ETA_OLDI | BHOILE01_DIELCN01 | 5 | 0 | 1.1 | Unlikely
HOUETARHNDIELCN01_OLDI_FBHOILE01_D67 | Residential heating technology - Electric heating - apartment complex - new building - distributed level 0.67 | HOUELC | HOUETARHN_OLDI_DMD | MKr20 | 2030 | 5.7282 | 0.0022956 | [6 empty] | ETA | I | OLD |  |  | RHNDIELC | 4 | 0.66667 | HOUETARHNDIELCN01_OLDI_FBHOILE01 | 0.8 | HOUETARHNDIELCN01_OLDI | HOUETARHNBHOILE01_OLDI | BHOILE01 | DIELCN01 | ETA_OLDI | BHOILE01_DIELCN01 | 5 | 0 | 1.1 | Unlikely
HOUETARHNDIELCN01_OLDI_FBHOILE01_D67 | Residential heating technology - Electric heating - apartment complex - new building - distributed level 0.67 | HOUELC | HOUETARHN_OLDI_DMD | MKr20 | 2040 | 5.4481 | 0.0021958 | [6 empty] | ETA | I | OLD |  |  | RHNDIELC | 4 | 0.66667 | HOUETARHNDIELCN01_OLDI_FBHOILE01 | 0.8 | HOUETARHNDIELCN01_OLDI | HOUETARHNBHOILE01_OLDI | BHOILE01 | DIELCN01 | ETA_OLDI | BHOILE01_DIELCN01 | 5 | 0 | 1.1 | Unlikely
HOUETARHNDIELCN01_OLDI_FBHOILE01_D67 | Residential heating technology - Electric heating - apartment complex - new building - distributed level 0.67 | HOUELC | HOUETARHN_OLDI_DMD | MKr20 | 2050 | 5.1817 | 0.002096 | [6 empty] | ETA | I | OLD |  |  | RHNDIELC | 4 | 0.66667 | HOUETARHNDIELCN01_OLDI_FBHOILE01 | 0.8 | HOUETARHNDIELCN01_OLDI | HOUETARHNBHOILE01_OLDI | BHOILE01 | DIELCN01 | ETA_OLDI | BHOILE01_DIELCN01 | 5 | 0 | 1.1 | Unlikely
HOUETARHNBHWPEN01_OLDI_FBHOILE01_D67 | Residential heating technology - Biomass boiler, automatic stoking , wood pellets or wood chips - apartment complex - existing building - distributed level 0.67 | HOUWPE | HOUETARHN_OLDI_DMD | MKr20 | 2020 | 1.6488 | 0.029971 |  | 25 | 14 | 70 | 2 | 4 | ETA | I | OLD |  |  | RHNBHWPE | 4 | 0.66667 | HOUETARHNBHWPEN01_OLDI_FBHOILE01 | 0.8 | HOUETARHNBHWPEN01_OLDI | HOUETARHNBHOILE01_OLDI | BHOILE01 | BHWPEN01 | ETA_OLDI | BHOILE01_BHWPEN01 | 6 | 0 | 1 | New
HOUETARHNBHWPEN01_OLDI_FBHOILE01_D67 | Residential heating technology - Biomass boiler, automatic stoking , wood pellets or wood chips - apartment complex - existing building - distributed level 0.67 | HOUWPE | HOUETARHN_OLDI_DMD | MKr20 | 2025 | 1.608 | 0.029758 |  | 25 | 14 | 60 | 2 | 4 | ETA | I | OLD |  |  | RHNBHWPE | 4 | 0.66667 | HOUETARHNBHWPEN01_OLDI_FBHOILE01 | 0.8 | HOUETARHNBHWPEN01_OLDI | HOUETARHNBHOILE01_OLDI | BHOILE01 | BHWPEN01 | ETA_OLDI | BHOILE01_BHWPEN01 | 6 | 0 | 1 | New
HOUETARHNBHWPEN01_OLDI_FBHOILE01_D67 | Residential heating technology - Biomass boiler, automatic stoking , wood pellets or wood chips - apartment complex - existing building - distributed level 0.67 | HOUWPE | HOUETARHN_OLDI_DMD | MKr20 | 2030 | 1.5682 | 0.029892 |  | 25 | 11 | 50 | 1 | 4 | ETA | I | OLD |  |  | RHNBHWPE | 4 | 0.66667 | HOUETARHNBHWPEN01_OLDI_FBHOILE01 | 0.8 | HOUETARHNBHWPEN01_OLDI | HOUETARHNBHOILE01_OLDI | BHOILE01 | BHWPEN01 | ETA_OLDI | BHOILE01_BHWPEN01 | 6 | 0 | 1 | New
HOUETARHNBHWPEN01_OLDI_FBHOILE01_D67 | Residential heating technology - Biomass boiler, automatic stoking , wood pellets or wood chips - apartment complex - existing building - distributed level 0.67 | HOUWPE | HOUETARHN_OLDI_DMD | MKr20 | 2040 | 1.4915 | 0.028937 |  | 25 | 9 | 45 | 1 | 4 | ETA | I | OLD |  |  | RHNBHWPE | 4 | 0.66667 | HOUETARHNBHWPEN01_OLDI_FBHOILE01 | 0.8 | HOUETARHNBHWPEN01_OLDI | HOUETARHNBHOILE01_OLDI | BHOILE01 | BHWPEN01 | ETA_OLDI | BHOILE01_BHWPEN01 | 6 | 0 | 1 | New
HOUETARHNBHWPEN01_OLDI_FBHOILE01_D67 | Residential heating technology - Biomass boiler, automatic stoking , wood pellets or wood chips - apartment complex - existing building - distributed level 0.67 | HOUWPE | HOUETARHN_OLDI_DMD | MKr20 | 2050 | 1.4186 | 0.027691 |  | 25 | 9 | 40 | 0 | 4 | ETA | I | OLD |  |  | RHNBHWPE | 4 | 0.66667 | HOUETARHNBHWPEN01_OLDI_FBHOILE01 | 0.8 | HOUETARHNBHWPEN01_OLDI | HOUETARHNBHOILE01_OLDI | BHOILE01 | BHWPEN01 | ETA_OLDI | BHOILE01_BHWPEN01 | 6 | 0 | 1 | New
HOUETARHNBHSOLN01_OLDI_FBHOILE01_D67 | Residential heating technology - Solar heating system - apartment complex - existing building - distributed level 0.67 | HOUSOL | HOUETARHN_OLDI_DMD | MKr20 | 2020 | 5.0818 | 0.023783 | [6 empty] | ETA | I | OLD |  |  | RHNBHSOL | 4 | 0.66667 | HOUETARHNBHSOLN01_OLDI_FBHOILE01 | 0.8 | HOUETARHNBHSOLN01_OLDI | HOUETARHNBHOILE01_OLDI | BHOILE01 | BHSOLN01 | ETA_OLDI | BHOILE01_BHSOLN01 | 5 | 0 | 1.1 | Unlikely
HOUETARHNBHSOLN01_OLDI_FBHOILE01_D67 | Residential heating technology - Solar heating system - apartment complex - existing building - distributed level 0.67 | HOUSOL | HOUETARHN_OLDI_DMD | MKr20 | 2025 | 4.8622 | 0.025209 | [6 empty] | ETA | I | OLD |  |  | RHNBHSOL | 4 | 0.66667 | HOUETARHNBHSOLN01_OLDI_FBHOILE01 | 0.8 | HOUETARHNBHSOLN01_OLDI | HOUETARHNBHOILE01_OLDI | BHOILE01 | BHSOLN01 | ETA_OLDI | BHOILE01_BHSOLN01 | 5 | 0 | 1.1 | Unlikely
HOUETARHNBHSOLN01_OLDI_FBHOILE01_D67 | Residential heating technology - Solar heating system - apartment complex - existing building - distributed level 0.67 | HOUSOL | HOUETARHN_OLDI_DMD | MKr20 | 2030 | 4.6426 | 0.025751 | [6 empty] | ETA | I | OLD |  |  | RHNBHSOL | 4 | 0.66667 | HOUETARHNBHSOLN01_OLDI_FBHOILE01 | 0.8 | HOUETARHNBHSOLN01_OLDI | HOUETARHNBHOILE01_OLDI | BHOILE01 | BHSOLN01 | ETA_OLDI | BHOILE01_BHSOLN01 | 5 | 0 | 1.1 | Unlikely
HOUETARHNBHSOLN01_OLDI_FBHOILE01_D67 | Residential heating technology - Solar heating system - apartment complex - existing building - distributed level 0.67 | HOUSOL | HOUETARHN_OLDI_DMD | MKr20 | 2040 | 4.423 | 0.025052 | [6 empty] | ETA | I | OLD |  |  | RHNBHSOL | 4 | 0.66667 | HOUETARHNBHSOLN01_OLDI_FBHOILE01 | 0.8 | HOUETARHNBHSOLN01_OLDI | HOUETARHNBHOILE01_OLDI | BHOILE01 | BHSOLN01 | ETA_OLDI | BHOILE01_BHSOLN01 | 5 | 0 | 1.1 | Unlikely
HOUETARHNBHSOLN01_OLDI_FBHOILE01_D67 | Residential heating technology - Solar heating system - apartment complex - existing building - distributed level 0.67 | HOUSOL | HOUETARHN_OLDI_DMD | MKr20 | 2050 | 4.2034 | 0.023783 | [6 empty] | ETA | I | OLD |  |  | RHNBHSOL | 4 | 0.66667 | HOUETARHNBHSOLN01_OLDI_FBHOILE01 | 0.8 | HOUETARHNBHSOLN01_OLDI | HOUETARHNBHOILE01_OLDI | BHOILE01 | BHSOLN01 | ETA_OLDI | BHOILE01_BHSOLN01 | 5 | 0 | 1.1 | Unlikely
HOUETARHNBHOILN01_OLDI_FBHOILE01_D67 | Residential heating technology - Oil boiler (mineral oil fired, < 10 % FAME) - apartment complex - existing building - distributed level 0.67 | HOUOIL, HOUDSB, HOUDSE | HOUETARHN_OLDI_DMD | MKr20 | 2020 | 0.58573 | 0.020737 |  | 6.7 | 5 | 52 | 0 | 0 | ETA | I | OLD |  |  | RHNBHOIL | 4 | 0.66667 | HOUETARHNBHOILN01_OLDI_FBHOILE01 | 0.8 | HOUETARHNBHOILN01_OLDI | HOUETARHNBHOILE01_OLDI | BHOILE01 | BHOILN01 | ETA_OLDI | BHOILE01_BHOILN01 | 2 | 0 | 0.9 | Same
HOUETARHNBHOILN01_OLDI_FBHOILE01_D67 | Residential heating technology - Oil boiler (mineral oil fired, < 10 % FAME) - apartment complex - existing building - distributed level 0.67 | HOUOIL, HOUDSB, HOUDSE | HOUETARHN_OLDI_DMD | MKr20 | 2025 | 0.57123 | 0.020817 |  | 6.7 | 5 | 52 | 0 | 0 | ETA | I | OLD |  |  | RHNBHOIL | 4 | 0.66667 | HOUETARHNBHOILN01_OLDI_FBHOILE01 | 0.8 | HOUETARHNBHOILN01_OLDI | HOUETARHNBHOILE01_OLDI | BHOILE01 | BHOILN01 | ETA_OLDI | BHOILE01_BHOILN01 | 2 | 0 | 0.9 | Same
HOUETARHNBHOILN01_OLDI_FBHOILE01_D67 | Residential heating technology - Oil boiler (mineral oil fired, < 10 % FAME) - apartment complex - existing building - distributed level 0.67 | HOUOIL, HOUDSB, HOUDSE | HOUETARHN_OLDI_DMD | MKr20 | 2030 | 0.5571 | 0.021118 |  | 6.7 | 5 | 52 | 0 | 0 | ETA | I | OLD |  |  | RHNBHOIL | 4 | 0.66667 | HOUETARHNBHOILN01_OLDI_FBHOILE01 | 0.8 | HOUETARHNBHOILN01_OLDI | HOUETARHNBHOILE01_OLDI | BHOILE01 | BHOILN01 | ETA_OLDI | BHOILE01_BHOILN01 | 2 | 0 | 0.9 | Same
HOUETARHNBHOILN01_OLDI_FBHOILE01_D67 | Residential heating technology - Oil boiler (mineral oil fired, < 10 % FAME) - apartment complex - existing building - distributed level 0.67 | HOUOIL, HOUDSB, HOUDSE | HOUETARHN_OLDI_DMD | MKr20 | 2040 | 0.52986 | 0.021312 |  | 6.7 | 5 | 52 | 0 | 0 | ETA | I | OLD |  |  | RHNBHOIL | 4 | 0.66667 | HOUETARHNBHOILN01_OLDI_FBHOILE01 | 0.8 | HOUETARHNBHOILN01_OLDI | HOUETARHNBHOILE01_OLDI | BHOILE01 | BHOILN01 | ETA_OLDI | BHOILE01_BHOILN01 | 2 | 0 | 0.9 | Same
HOUETARHNBHOILN01_OLDI_FBHOILE01_D67 | Residential heating technology - Oil boiler (mineral oil fired, < 10 % FAME) - apartment complex - existing building - distributed level 0.67 | HOUOIL, HOUDSB, HOUDSE | HOUETARHN_OLDI_DMD | MKr20 | 2050 | 0.50395 | 0.02149 |  | 6.7 | 5 | 52 | 0 | 0 | ETA | I | OLD |  |  | RHNBHOIL | 4 | 0.66667 | HOUETARHNBHOILN01_OLDI_FBHOILE01 | 0.8 | HOUETARHNBHOILN01_OLDI | HOUETARHNBHOILE01_OLDI | BHOILE01 | BHOILN01 | ETA_OLDI | BHOILE01_BHOILN01 | 2 | 0 | 0.9 | Same
HOUETARHNBHDHDN09_OLDI_FBHOILE01_D67 | Residential heating technology - Direct district heating substation - plus connection pipe - plus distribution (heating density: low ) - apartment complex - existing building - distributed level 0.67 | HOUDHD | HOUETARHN_OLDI_DMD | MKr20 | 2020 | 0.45968 | 0.0017726 | [6 empty] | ETA | I | OLD |  |  | RHNBHDHD | 4 | 0.66667 | HOUETARHNBHDHDN09_OLDI_FBHOILE01 | 0.8 | HOUETARHNBHDHDN09_OLDI | HOUETARHNBHOILE01_OLDI | BHOILE01 | BHDHDN09 | ETA_OLDI | BHOILE01_BHDHDN09 | 4 | -0.25 | 1 | Supported
HOUETARHNBHDHDN09_OLDI_FBHOILE01_D67 | Residential heating technology - Direct district heating substation - plus connection pipe - plus distribution (heating density: low ) - apartment complex - existing building - distributed level 0.67 | HOUDHD | HOUETARHN_OLDI_DMD | MKr20 | 2025 | 0.4536 | 0.0017966 | [6 empty] | ETA | I | OLD |  |  | RHNBHDHD | 4 | 0.66667 | HOUETARHNBHDHDN09_OLDI_FBHOILE01 | 0.8 | HOUETARHNBHDHDN09_OLDI | HOUETARHNBHOILE01_OLDI | BHOILE01 | BHDHDN09 | ETA_OLDI | BHOILE01_BHDHDN09 | 4 | -0.25 | 1 | Supported
HOUETARHNBHDHDN09_OLDI_FBHOILE01_D67 | Residential heating technology - Direct district heating substation - plus connection pipe - plus distribution (heating density: low ) - apartment complex - existing building - distributed level 0.67 | HOUDHD | HOUETARHN_OLDI_DMD | MKr20 | 2030 | 0.44766 | 0.0017701 | [6 empty] | ETA | I | OLD |  |  | RHNBHDHD | 4 | 0.66667 | HOUETARHNBHDHDN09_OLDI_FBHOILE01 | 0.8 | HOUETARHNBHDHDN09_OLDI | HOUETARHNBHOILE01_OLDI | BHOILE01 | BHDHDN09 | ETA_OLDI | BHOILE01_BHDHDN09 | 4 | -0.25 | 1 | Supported
HOUETARHNBHDHDN09_OLDI_FBHOILE01_D67 | Residential heating technology - Direct district heating substation - plus connection pipe - plus distribution (heating density: low ) - apartment complex - existing building - distributed level 0.67 | HOUDHD | HOUETARHN_OLDI_DMD | MKr20 | 2040 | 0.43623 | 0.0017164 | [6 empty] | ETA | I | OLD |  |  | RHNBHDHD | 4 | 0.66667 | HOUETARHNBHDHDN09_OLDI_FBHOILE01 | 0.8 | HOUETARHNBHDHDN09_OLDI | HOUETARHNBHOILE01_OLDI | BHOILE01 | BHDHDN09 | ETA_OLDI | BHOILE01_BHDHDN09 | 4 | -0.25 | 1 | Supported
HOUETARHNBHDHDN09_OLDI_FBHOILE01_D67 | Residential heating technology - Direct district heating substation - plus connection pipe - plus distribution (heating density: low ) - apartment complex - existing building - distributed level 0.67 | HOUDHD | HOUETARHN_OLDI_DMD | MKr20 | 2050 | 0.42536 | 0.0016479 | [6 empty] | ETA | I | OLD |  |  | RHNBHDHD | 4 | 0.66667 | HOUETARHNBHDHDN09_OLDI_FBHOILE01 | 0.8 | HOUETARHNBHDHDN09_OLDI | HOUETARHNBHOILE01_OLDI | BHOILE01 | BHDHDN09 | ETA_OLDI | BHOILE01_BHDHDN09 | 4 | -0.25 | 1 | Supported
HOUETARHNBHDHDN07_OLDI_FBHOILE01_D67 | Residential heating technology - Direct district heating substation - plus connection pipe - plus distribution (heating density: medium ) - apartment complex - existing building - distributed level 0.67 | HOUDHD | HOUETARHN_OLDI_DMD | MKr20 | 2020 | 0.3927 | 0.0017726 | [6 empty] | ETA | I | OLD |  |  | RHNBHDHD | 4 | 0.66667 | HOUETARHNBHDHDN07_OLDI_FBHOILE01 | 0.8 | HOUETARHNBHDHDN07_OLDI | HOUETARHNBHOILE01_OLDI | BHOILE01 | BHDHDN07 | ETA_OLDI | BHOILE01_BHDHDN07 | 4 | -0.25 | 1 | Supported
HOUETARHNBHDHDN07_OLDI_FBHOILE01_D67 | Residential heating technology - Direct district heating substation - plus connection pipe - plus distribution (heating density: medium ) - apartment complex - existing building - distributed level 0.67 | HOUDHD | HOUETARHN_OLDI_DMD | MKr20 | 2025 | 0.38661 | 0.0017966 | [6 empty] | ETA | I | OLD |  |  | RHNBHDHD | 4 | 0.66667 | HOUETARHNBHDHDN07_OLDI_FBHOILE01 | 0.8 | HOUETARHNBHDHDN07_OLDI | HOUETARHNBHOILE01_OLDI | BHOILE01 | BHDHDN07 | ETA_OLDI | BHOILE01_BHDHDN07 | 4 | -0.25 | 1 | Supported
HOUETARHNBHDHDN07_OLDI_FBHOILE01_D67 | Residential heating technology - Direct district heating substation - plus connection pipe - plus distribution (heating density: medium ) - apartment complex - existing building - distributed level 0.67 | HOUDHD | HOUETARHN_OLDI_DMD | MKr20 | 2030 | 0.38068 | 0.0017701 | [6 empty] | ETA | I | OLD |  |  | RHNBHDHD | 4 | 0.66667 | HOUETARHNBHDHDN07_OLDI_FBHOILE01 | 0.8 | HOUETARHNBHDHDN07_OLDI | HOUETARHNBHOILE01_OLDI | BHOILE01 | BHDHDN07 | ETA_OLDI | BHOILE01_BHDHDN07 | 4 | -0.25 | 1 | Supported
HOUETARHNBHDHDN07_OLDI_FBHOILE01_D67 | Residential heating technology - Direct district heating substation - plus connection pipe - plus distribution (heating density: medium ) - apartment complex - existing building - distributed level 0.67 | HOUDHD | HOUETARHN_OLDI_DMD | MKr20 | 2040 | 0.36924 | 0.0017164 | [6 empty] | ETA | I | OLD |  |  | RHNBHDHD | 4 | 0.66667 | HOUETARHNBHDHDN07_OLDI_FBHOILE01 | 0.8 | HOUETARHNBHDHDN07_OLDI | HOUETARHNBHOILE01_OLDI | BHOILE01 | BHDHDN07 | ETA_OLDI | BHOILE01_BHDHDN07 | 4 | -0.25 | 1 | Supported
HOUETARHNBHDHDN07_OLDI_FBHOILE01_D67 | Residential heating technology - Direct district heating substation - plus connection pipe - plus distribution (heating density: medium ) - apartment complex - existing building - distributed level 0.67 | HOUDHD | HOUETARHN_OLDI_DMD | MKr20 | 2050 | 0.35837 | 0.0016479 | [6 empty] | ETA | I | OLD |  |  | RHNBHDHD | 4 | 0.66667 | HOUETARHNBHDHDN07_OLDI_FBHOILE01 | 0.8 | HOUETARHNBHDHDN07_OLDI | HOUETARHNBHOILE01_OLDI | BHOILE01 | BHDHDN07 | ETA_OLDI | BHOILE01_BHDHDN07 | 4 | -0.25 | 1 | Supported
HOUETARHNBHDHDN05_OLDI_FBHOILE01_D67 | Residential heating technology - Direct district heating substation - plus connection pipe - plus distribution (heating density: high ) - apartment complex - existing building - distributed level 0.67 | HOUDHD | HOUETARHN_OLDI_DMD | MKr20 | 2020 | 0.32571 | 0.0017726 | [6 empty] | ETA | I | OLD |  |  | RHNBHDHD | 4 | 0.66667 | HOUETARHNBHDHDN05_OLDI_FBHOILE01 | 0.8 | HOUETARHNBHDHDN05_OLDI | HOUETARHNBHOILE01_OLDI | BHOILE01 | BHDHDN05 | ETA_OLDI | BHOILE01_BHDHDN05 | 4 | -0.25 | 1 | Supported
HOUETARHNBHDHDN05_OLDI_FBHOILE01_D67 | Residential heating technology - Direct district heating substation - plus connection pipe - plus distribution (heating density: high ) - apartment complex - existing building - distributed level 0.67 | HOUDHD | HOUETARHN_OLDI_DMD | MKr20 | 2025 | 0.31963 | 0.0017966 | [6 empty] | ETA | I | OLD |  |  | RHNBHDHD | 4 | 0.66667 | HOUETARHNBHDHDN05_OLDI_FBHOILE01 | 0.8 | HOUETARHNBHDHDN05_OLDI | HOUETARHNBHOILE01_OLDI | BHOILE01 | BHDHDN05 | ETA_OLDI | BHOILE01_BHDHDN05 | 4 | -0.25 | 1 | Supported
HOUETARHNBHDHDN05_OLDI_FBHOILE01_D67 | Residential heating technology - Direct district heating substation - plus connection pipe - plus distribution (heating density: high ) - apartment complex - existing building - distributed level 0.67 | HOUDHD | HOUETARHN_OLDI_DMD | MKr20 | 2030 | 0.31369 | 0.0017701 | [6 empty] | ETA | I | OLD |  |  | RHNBHDHD | 4 | 0.66667 | HOUETARHNBHDHDN05_OLDI_FBHOILE01 | 0.8 | HOUETARHNBHDHDN05_OLDI | HOUETARHNBHOILE01_OLDI | BHOILE01 | BHDHDN05 | ETA_OLDI | BHOILE01_BHDHDN05 | 4 | -0.25 | 1 | Supported
HOUETARHNBHDHDN05_OLDI_FBHOILE01_D67 | Residential heating technology - Direct district heating substation - plus connection pipe - plus distribution (heating density: high ) - apartment complex - existing building - distributed level 0.67 | HOUDHD | HOUETARHN_OLDI_DMD | MKr20 | 2040 | 0.30226 | 0.0017164 | [6 empty] | ETA | I | OLD |  |  | RHNBHDHD | 4 | 0.66667 | HOUETARHNBHDHDN05_OLDI_FBHOILE01 | 0.8 | HOUETARHNBHDHDN05_OLDI | HOUETARHNBHOILE01_OLDI | BHOILE01 | BHDHDN05 | ETA_OLDI | BHOILE01_BHDHDN05 | 4 | -0.25 | 1 | Supported
HOUETARHNBHDHDN05_OLDI_FBHOILE01_D67 | Residential heating technology - Direct district heating substation - plus connection pipe - plus distribution (heating density: high ) - apartment complex - existing building - distributed level 0.67 | HOUDHD | HOUETARHN_OLDI_DMD | MKr20 | 2050 | 0.29138 | 0.0016479 | [6 empty] | ETA | I | OLD |  |  | RHNBHDHD | 4 | 0.66667 | HOUETARHNBHDHDN05_OLDI_FBHOILE01 | 0.8 | HOUETARHNBHDHDN05_OLDI | HOUETARHNBHOILE01_OLDI | BHOILE01 | BHDHDN05 | ETA_OLDI | BHOILE01_BHDHDN05 | 4 | -0.25 | 1 | Supported
HOUETARHNBHDHCN09_OLDI_FBHOILE01_D67 | Residential heating technology - Direct district heating substation - plus connection pipe - plus distribution (heating density: low ) - apartment complex - existing building - distributed level 0.67 | HOUDHC | HOUETARHN_OLDI_DMD | MKr20 | 2020 | 0.45968 | 0.0017726 | [6 empty] | ETA | I | OLD |  |  | RHNBHDHC | 4 | 0.66667 | HOUETARHNBHDHCN09_OLDI_FBHOILE01 | 0.8 | HOUETARHNBHDHCN09_OLDI | HOUETARHNBHOILE01_OLDI | BHOILE01 | BHDHCN09 | ETA_OLDI | BHOILE01_BHDHCN09 | 4 | -0.25 | 1 | Supported
HOUETARHNBHDHCN09_OLDI_FBHOILE01_D67 | Residential heating technology - Direct district heating substation - plus connection pipe - plus distribution (heating density: low ) - apartment complex - existing building - distributed level 0.67 | HOUDHC | HOUETARHN_OLDI_DMD | MKr20 | 2025 | 0.4536 | 0.0017966 | [6 empty] | ETA | I | OLD |  |  | RHNBHDHC | 4 | 0.66667 | HOUETARHNBHDHCN09_OLDI_FBHOILE01 | 0.8 | HOUETARHNBHDHCN09_OLDI | HOUETARHNBHOILE01_OLDI | BHOILE01 | BHDHCN09 | ETA_OLDI | BHOILE01_BHDHCN09 | 4 | -0.25 | 1 | Supported
HOUETARHNBHDHCN09_OLDI_FBHOILE01_D67 | Residential heating technology - Direct district heating substation - plus connection pipe - plus distribution (heating density: low ) - apartment complex - existing building - distributed level 0.67 | HOUDHC | HOUETARHN_OLDI_DMD | MKr20 | 2030 | 0.44766 | 0.0017701 | [6 empty] | ETA | I | OLD |  |  | RHNBHDHC | 4 | 0.66667 | HOUETARHNBHDHCN09_OLDI_FBHOILE01 | 0.8 | HOUETARHNBHDHCN09_OLDI | HOUETARHNBHOILE01_OLDI | BHOILE01 | BHDHCN09 | ETA_OLDI | BHOILE01_BHDHCN09 | 4 | -0.25 | 1 | Supported
HOUETARHNBHDHCN09_OLDI_FBHOILE01_D67 | Residential heating technology - Direct district heating substation - plus connection pipe - plus distribution (heating density: low ) - apartment complex - existing building - distributed level 0.67 | HOUDHC | HOUETARHN_OLDI_DMD | MKr20 | 2040 | 0.43623 | 0.0017164 | [6 empty] | ETA | I | OLD |  |  | RHNBHDHC | 4 | 0.66667 | HOUETARHNBHDHCN09_OLDI_FBHOILE01 | 0.8 | HOUETARHNBHDHCN09_OLDI | HOUETARHNBHOILE01_OLDI | BHOILE01 | BHDHCN09 | ETA_OLDI | BHOILE01_BHDHCN09 | 4 | -0.25 | 1 | Supported
HOUETARHNBHDHCN09_OLDI_FBHOILE01_D67 | Residential heating technology - Direct district heating substation - plus connection pipe - plus distribution (heating density: low ) - apartment complex - existing building - distributed level 0.67 | HOUDHC | HOUETARHN_OLDI_DMD | MKr20 | 2050 | 0.42536 | 0.0016479 | [6 empty] | ETA | I | OLD |  |  | RHNBHDHC | 4 | 0.66667 | HOUETARHNBHDHCN09_OLDI_FBHOILE01 | 0.8 | HOUETARHNBHDHCN09_OLDI | HOUETARHNBHOILE01_OLDI | BHOILE01 | BHDHCN09 | ETA_OLDI | BHOILE01_BHDHCN09 | 4 | -0.25 | 1 | Supported
HOUETARHNBHDHCN07_OLDI_FBHOILE01_D67 | Residential heating technology - Direct district heating substation - plus connection pipe - plus distribution (heating density: medium ) - apartment complex - existing building - distributed level 0.67 | HOUDHC | HOUETARHN_OLDI_DMD | MKr20 | 2020 | 0.3927 | 0.0017726 | [6 empty] | ETA | I | OLD |  |  | RHNBHDHC | 4 | 0.66667 | HOUETARHNBHDHCN07_OLDI_FBHOILE01 | 0.8 | HOUETARHNBHDHCN07_OLDI | HOUETARHNBHOILE01_OLDI | BHOILE01 | BHDHCN07 | ETA_OLDI | BHOILE01_BHDHCN07 | 4 | -0.25 | 1 | Supported
HOUETARHNBHDHCN07_OLDI_FBHOILE01_D67 | Residential heating technology - Direct district heating substation - plus connection pipe - plus distribution (heating density: medium ) - apartment complex - existing building - distributed level 0.67 | HOUDHC | HOUETARHN_OLDI_DMD | MKr20 | 2025 | 0.38661 | 0.0017966 | [6 empty] | ETA | I | OLD |  |  | RHNBHDHC | 4 | 0.66667 | HOUETARHNBHDHCN07_OLDI_FBHOILE01 | 0.8 | HOUETARHNBHDHCN07_OLDI | HOUETARHNBHOILE01_OLDI | BHOILE01 | BHDHCN07 | ETA_OLDI | BHOILE01_BHDHCN07 | 4 | -0.25 | 1 | Supported
HOUETARHNBHDHCN07_OLDI_FBHOILE01_D67 | Residential heating technology - Direct district heating substation - plus connection pipe - plus distribution (heating density: medium ) - apartment complex - existing building - distributed level 0.67 | HOUDHC | HOUETARHN_OLDI_DMD | MKr20 | 2030 | 0.38068 | 0.0017701 | [6 empty] | ETA | I | OLD |  |  | RHNBHDHC | 4 | 0.66667 | HOUETARHNBHDHCN07_OLDI_FBHOILE01 | 0.8 | HOUETARHNBHDHCN07_OLDI | HOUETARHNBHOILE01_OLDI | BHOILE01 | BHDHCN07 | ETA_OLDI | BHOILE01_BHDHCN07 | 4 | -0.25 | 1 | Supported
HOUETARHNBHDHCN07_OLDI_FBHOILE01_D67 | Residential heating technology - Direct district heating substation - plus connection pipe - plus distribution (heating density: medium ) - apartment complex - existing building - distributed level 0.67 | HOUDHC | HOUETARHN_OLDI_DMD | MKr20 | 2040 | 0.36924 | 0.0017164 | [6 empty] | ETA | I | OLD |  |  | RHNBHDHC | 4 | 0.66667 | HOUETARHNBHDHCN07_OLDI_FBHOILE01 | 0.8 | HOUETARHNBHDHCN07_OLDI | HOUETARHNBHOILE01_OLDI | BHOILE01 | BHDHCN07 | ETA_OLDI | BHOILE01_BHDHCN07 | 4 | -0.25 | 1 | Supported
HOUETARHNBHDHCN07_OLDI_FBHOILE01_D67 | Residential heating technology - Direct district heating substation - plus connection pipe - plus distribution (heating density: medium ) - apartment complex - existing building - distributed level 0.67 | HOUDHC | HOUETARHN_OLDI_DMD | MKr20 | 2050 | 0.35837 | 0.0016479 | [6 empty] | ETA | I | OLD |  |  | RHNBHDHC | 4 | 0.66667 | HOUETARHNBHDHCN07_OLDI_FBHOILE01 | 0.8 | HOUETARHNBHDHCN07_OLDI | HOUETARHNBHOILE01_OLDI | BHOILE01 | BHDHCN07 | ETA_OLDI | BHOILE01_BHDHCN07 | 4 | -0.25 | 1 | Supported
HOUETARHNBHDHCN05_OLDI_FBHOILE01_D67 | Residential heating technology - Direct district heating substation - plus connection pipe - plus distribution (heating density: high ) - apartment complex - existing building - distributed level 0.67 | HOUDHC | HOUETARHN_OLDI_DMD | MKr20 | 2020 | 0.32571 | 0.0017726 | [6 empty] | ETA | I | OLD |  |  | RHNBHDHC | 4 | 0.66667 | HOUETARHNBHDHCN05_OLDI_FBHOILE01 | 0.8 | HOUETARHNBHDHCN05_OLDI | HOUETARHNBHOILE01_OLDI | BHOILE01 | BHDHCN05 | ETA_OLDI | BHOILE01_BHDHCN05 | 4 | -0.25 | 1 | Supported
HOUETARHNBHDHCN05_OLDI_FBHOILE01_D67 | Residential heating technology - Direct district heating substation - plus connection pipe - plus distribution (heating density: high ) - apartment complex - existing building - distributed level 0.67 | HOUDHC | HOUETARHN_OLDI_DMD | MKr20 | 2025 | 0.31963 | 0.0017966 | [6 empty] | ETA | I | OLD |  |  | RHNBHDHC | 4 | 0.66667 | HOUETARHNBHDHCN05_OLDI_FBHOILE01 | 0.8 | HOUETARHNBHDHCN05_OLDI | HOUETARHNBHOILE01_OLDI | BHOILE01 | BHDHCN05 | ETA_OLDI | BHOILE01_BHDHCN05 | 4 | -0.25 | 1 | Supported
HOUETARHNBHDHCN05_OLDI_FBHOILE01_D67 | Residential heating technology - Direct district heating substation - plus connection pipe - plus distribution (heating density: high ) - apartment complex - existing building - distributed level 0.67 | HOUDHC | HOUETARHN_OLDI_DMD | MKr20 | 2030 | 0.31369 | 0.0017701 | [6 empty] | ETA | I | OLD |  |  | RHNBHDHC | 4 | 0.66667 | HOUETARHNBHDHCN05_OLDI_FBHOILE01 | 0.8 | HOUETARHNBHDHCN05_OLDI | HOUETARHNBHOILE01_OLDI | BHOILE01 | BHDHCN05 | ETA_OLDI | BHOILE01_BHDHCN05 | 4 | -0.25 | 1 | Supported
HOUETARHNBHDHCN05_OLDI_FBHOILE01_D67 | Residential heating technology - Direct district heating substation - plus connection pipe - plus distribution (heating density: high ) - apartment complex - existing building - distributed level 0.67 | HOUDHC | HOUETARHN_OLDI_DMD | MKr20 | 2040 | 0.30226 | 0.0017164 | [6 empty] | ETA | I | OLD |  |  | RHNBHDHC | 4 | 0.66667 | HOUETARHNBHDHCN05_OLDI_FBHOILE01 | 0.8 | HOUETARHNBHDHCN05_OLDI | HOUETARHNBHOILE01_OLDI | BHOILE01 | BHDHCN05 | ETA_OLDI | BHOILE01_BHDHCN05 | 4 | -0.25 | 1 | Supported
HOUETARHNBHDHCN05_OLDI_FBHOILE01_D67 | Residential heating technology - Direct district heating substation - plus connection pipe - plus distribution (heating density: high ) - apartment complex - existing building - distributed level 0.67 | HOUDHC | HOUETARHN_OLDI_DMD | MKr20 | 2050 | 0.29138 | 0.0016479 | [6 empty] | ETA | I | OLD |  |  | RHNBHDHC | 4 | 0.66667 | HOUETARHNBHDHCN05_OLDI_FBHOILE01 | 0.8 | HOUETARHNBHDHCN05_OLDI | HOUETARHNBHOILE01_OLDI | BHOILE01 | BHDHCN05 | ETA_OLDI | BHOILE01_BHDHCN05 | 4 | -0.25 | 1 | Supported
HOUETARHNHPELCN05_OLDC_FBHSOLE01_D67 | Residential heating technology - Heat pump, Air-to-water - leasing - apartment complex - existing building - distributed level 0.67 | HOUELC, HOUAMB | HOUETARHN_OLDC_DMD | MKr20 | 2020 | 4.2352 | 0.36113 | 0.35767 | [5 empty] | ETA | C | OLD | 2.7959 |  | RHNHPELC | 4 | 0.66667 | HOUETARHNHPELCN05_OLDC_FBHSOLE01 | 1 | HOUETARHNHPELCN05_OLDC | HOUETARHNBHSOLE01_OLDC | BHSOLE01 | HPELCN05 | ETA_OLDC | BHSOLE01_HPELCN05 | 5 | 0 | 1.1 | Unlikely
HOUETARHNHPELCN05_OLDC_FBHSOLE01_D67 | Residential heating technology - Heat pump, Air-to-water - leasing - apartment complex - existing building - distributed level 0.67 | HOUELC, HOUAMB | HOUETARHN_OLDC_DMD | MKr20 | 2025 | 3.7923 | 0.33198 | 0.34008 | [5 empty] | ETA | C | OLD | 2.9405 |  | RHNHPELC | 4 | 0.66667 | HOUETARHNHPELCN05_OLDC_FBHSOLE01 | 1 | HOUETARHNHPELCN05_OLDC | HOUETARHNBHSOLE01_OLDC | BHSOLE01 | HPELCN05 | ETA_OLDC | BHSOLE01_HPELCN05 | 5 | 0 | 1.1 | Unlikely
HOUETARHNHPELCN05_OLDC_FBHSOLE01_D67 | Residential heating technology - Heat pump, Air-to-water - leasing - apartment complex - existing building - distributed level 0.67 | HOUELC, HOUAMB | HOUETARHN_OLDC_DMD | MKr20 | 2030 | 3.3494 | 0.3028 | 0.32413 | [5 empty] | ETA | C | OLD | 3.0851 |  | RHNHPELC | 4 | 0.66667 | HOUETARHNHPELCN05_OLDC_FBHSOLE01 | 1 | HOUETARHNHPELCN05_OLDC | HOUETARHNBHSOLE01_OLDC | BHSOLE01 | HPELCN05 | ETA_OLDC | BHSOLE01_HPELCN05 | 5 | 0 | 1.1 | Unlikely
HOUETARHNHPELCN05_OLDC_FBHSOLE01_D67 | Residential heating technology - Heat pump, Air-to-water - leasing - apartment complex - existing building - distributed level 0.67 | HOUELC, HOUAMB | HOUETARHN_OLDC_DMD | MKr20 | 2040 | 3 | 0.27907 | 0.30962 | [5 empty] | ETA | C | OLD | 3.2298 |  | RHNHPELC | 4 | 0.66667 | HOUETARHNHPELCN05_OLDC_FBHSOLE01 | 1 | HOUETARHNHPELCN05_OLDC | HOUETARHNBHSOLE01_OLDC | BHSOLE01 | HPELCN05 | ETA_OLDC | BHSOLE01_HPELCN05 | 5 | 0 | 1.1 | Unlikely
HOUETARHNHPELCN05_OLDC_FBHSOLE01_D67 | Residential heating technology - Heat pump, Air-to-water - leasing - apartment complex - existing building - distributed level 0.67 | HOUELC, HOUAMB | HOUETARHN_OLDC_DMD | MKr20 | 2050 | 2.6505 | 0.25532 | 0.29635 | [5 empty] | ETA | C | OLD | 3.3744 |  | RHNHPELC | 4 | 0.66667 | HOUETARHNHPELCN05_OLDC_FBHSOLE01 | 1 | HOUETARHNHPELCN05_OLDC | HOUETARHNBHSOLE01_OLDC | BHSOLE01 | HPELCN05 | ETA_OLDC | BHSOLE01_HPELCN05 | 5 | 0 | 1.1 | Unlikely
HOUETARHNHPELCN04_OLDC_FBHSOLE01_D67 | Residential heating technology - Heat pump, Ground source - apartment complex - existing building - distributed level 0.67 | HOUELC, HOUAMB | HOUETARHN_OLDC_DMD | MKr20 | 2020 | 7.1745 | 0.053517 | 0.32413 | [5 empty] | ETA | C | OLD | 3.0851 |  | RHNHPELC | 4 | 0.66667 | HOUETARHNHPELCN04_OLDC_FBHSOLE01 | 1 | HOUETARHNHPELCN04_OLDC | HOUETARHNBHSOLE01_OLDC | BHSOLE01 | HPELCN04 | ETA_OLDC | BHSOLE01_HPELCN04 | 6 | 0 | 1 | New
HOUETARHNHPELCN04_OLDC_FBHSOLE01_D67 | Residential heating technology - Heat pump, Ground source - apartment complex - existing building - distributed level 0.67 | HOUELC, HOUAMB | HOUETARHN_OLDC_DMD | MKr20 | 2025 | 6.6364 | 0.053094 | 0.31431 | [5 empty] | ETA | C | OLD | 3.1815 |  | RHNHPELC | 4 | 0.66667 | HOUETARHNHPELCN04_OLDC_FBHSOLE01 | 1 | HOUETARHNHPELCN04_OLDC | HOUETARHNBHSOLE01_OLDC | BHSOLE01 | HPELCN04 | ETA_OLDC | BHSOLE01_HPELCN04 | 6 | 0 | 1 | New
HOUETARHNHPELCN04_OLDC_FBHSOLE01_D67 | Residential heating technology - Heat pump, Ground source - apartment complex - existing building - distributed level 0.67 | HOUELC, HOUAMB | HOUETARHN_OLDC_DMD | MKr20 | 2030 | 6.0983 | 0.052631 | 0.30507 | [5 empty] | ETA | C | OLD | 3.278 |  | RHNHPELC | 4 | 0.66667 | HOUETARHNHPELCN04_OLDC_FBHSOLE01 | 1 | HOUETARHNHPELCN04_OLDC | HOUETARHNBHSOLE01_OLDC | BHSOLE01 | HPELCN04 | ETA_OLDC | BHSOLE01_HPELCN04 | 6 | 0 | 1 | New
HOUETARHNHPELCN04_OLDC_FBHSOLE01_D67 | Residential heating technology - Heat pump, Ground source - apartment complex - existing building - distributed level 0.67 | HOUELC, HOUAMB | HOUETARHN_OLDC_DMD | MKr20 | 2040 | 5.641 | 0.051561 | 0.29218 | [5 empty] | ETA | C | OLD | 3.4226 |  | RHNHPELC | 4 | 0.66667 | HOUETARHNHPELCN04_OLDC_FBHSOLE01 | 1 | HOUETARHNHPELCN04_OLDC | HOUETARHNBHSOLE01_OLDC | BHSOLE01 | HPELCN04 | ETA_OLDC | BHSOLE01_HPELCN04 | 6 | 0 | 1 | New
HOUETARHNHPELCN04_OLDC_FBHSOLE01_D67 | Residential heating technology - Heat pump, Ground source - apartment complex - existing building - distributed level 0.67 | HOUELC, HOUAMB | HOUETARHN_OLDC_DMD | MKr20 | 2050 | 5.1836 | 0.050472 | 0.28812 | [5 empty] | ETA | C | OLD | 3.4708 |  | RHNHPELC | 4 | 0.66667 | HOUETARHNHPELCN04_OLDC_FBHSOLE01 | 1 | HOUETARHNHPELCN04_OLDC | HOUETARHNBHSOLE01_OLDC | BHSOLE01 | HPELCN04 | ETA_OLDC | BHSOLE01_HPELCN04 | 6 | 0 | 1 | New
HOUETARHNHPELCN03_OLDC_FBHSOLE01_D67 | Residential heating technology - Heat pump, Air-to-water - apartment complex - existing building - distributed level 0.67 | HOUELC, HOUAMB | HOUETARHN_OLDC_DMD | MKr20 | 2020 | 7.7004 | 0.086482 | 0.35767 | [5 empty] | ETA | C | OLD | 2.7959 |  | RHNHPELC | 4 | 0.66667 | HOUETARHNHPELCN03_OLDC_FBHSOLE01 | 1 | HOUETARHNHPELCN03_OLDC | HOUETARHNBHSOLE01_OLDC | BHSOLE01 | HPELCN03 | ETA_OLDC | BHSOLE01_HPELCN03 | 6 | 0 | 1 | New
HOUETARHNHPELCN03_OLDC_FBHSOLE01_D67 | Residential heating technology - Heat pump, Air-to-water - apartment complex - existing building - distributed level 0.67 | HOUELC, HOUAMB | HOUETARHN_OLDC_DMD | MKr20 | 2025 | 6.8951 | 0.086059 | 0.34008 | [5 empty] | ETA | C | OLD | 2.9405 |  | RHNHPELC | 4 | 0.66667 | HOUETARHNHPELCN03_OLDC_FBHSOLE01 | 1 | HOUETARHNHPELCN03_OLDC | HOUETARHNBHSOLE01_OLDC | BHSOLE01 | HPELCN03 | ETA_OLDC | BHSOLE01_HPELCN03 | 6 | 0 | 1 | New
HOUETARHNHPELCN03_OLDC_FBHSOLE01_D67 | Residential heating technology - Heat pump, Air-to-water - apartment complex - existing building - distributed level 0.67 | HOUELC, HOUAMB | HOUETARHN_OLDC_DMD | MKr20 | 2030 | 6.0899 | 0.085596 | 0.32413 | [5 empty] | ETA | C | OLD | 3.0851 |  | RHNHPELC | 4 | 0.66667 | HOUETARHNHPELCN03_OLDC_FBHSOLE01 | 1 | HOUETARHNHPELCN03_OLDC | HOUETARHNBHSOLE01_OLDC | BHSOLE01 | HPELCN03 | ETA_OLDC | BHSOLE01_HPELCN03 | 6 | 0 | 1 | New
HOUETARHNHPELCN03_OLDC_FBHSOLE01_D67 | Residential heating technology - Heat pump, Air-to-water - apartment complex - existing building - distributed level 0.67 | HOUELC, HOUAMB | HOUETARHN_OLDC_DMD | MKr20 | 2040 | 5.4545 | 0.084526 | 0.30962 | [5 empty] | ETA | C | OLD | 3.2298 |  | RHNHPELC | 4 | 0.66667 | HOUETARHNHPELCN03_OLDC_FBHSOLE01 | 1 | HOUETARHNHPELCN03_OLDC | HOUETARHNBHSOLE01_OLDC | BHSOLE01 | HPELCN03 | ETA_OLDC | BHSOLE01_HPELCN03 | 6 | 0 | 1 | New
HOUETARHNHPELCN03_OLDC_FBHSOLE01_D67 | Residential heating technology - Heat pump, Air-to-water - apartment complex - existing building - distributed level 0.67 | HOUELC, HOUAMB | HOUETARHN_OLDC_DMD | MKr20 | 2050 | 4.8191 | 0.083437 | 0.29635 | [5 empty] | ETA | C | OLD | 3.3744 |  | RHNHPELC | 4 | 0.66667 | HOUETARHNHPELCN03_OLDC_FBHSOLE01 | 1 | HOUETARHNHPELCN03_OLDC | HOUETARHNBHSOLE01_OLDC | BHSOLE01 | HPELCN03 | ETA_OLDC | BHSOLE01_HPELCN03 | 6 | 0 | 1 | New
HOUETARHNHPELCN02_OLDC_FBHSOLE01_D67 | Residential heating technology - Heat pump, Air-to-air - single-family house - existing building - distributed level 0.67 | HOUELC, HOUAMB | HOUETARHN_OLDC_DMD | MKr20 | 2020 | 3.2165 | 0.18468 | 0.21386 | [5 empty] | ETA | C | OLD | 4.6759 |  | RHNHPELC | 4 | 0.66667 | HOUETARHNHPELCN02_OLDC_FBHSOLE01 | 1 | HOUETARHNHPELCN02_OLDC | HOUETARHNBHSOLE01_OLDC | BHSOLE01 | HPELCN02 | ETA_OLDC | BHSOLE01_HPELCN02 | 5 | 0 | 1.1 | Unlikely
HOUETARHNHPELCN02_OLDC_FBHSOLE01_D67 | Residential heating technology - Heat pump, Air-to-air - single-family house - existing building - distributed level 0.67 | HOUELC, HOUAMB | HOUETARHN_OLDC_DMD | MKr20 | 2025 | 3.1379 | 0.12547 | 0.20338 | [5 empty] | ETA | C | OLD | 4.9169 |  | RHNHPELC | 4 | 0.66667 | HOUETARHNHPELCN02_OLDC_FBHSOLE01 | 1 | HOUETARHNHPELCN02_OLDC | HOUETARHNBHSOLE01_OLDC | BHSOLE01 | HPELCN02 | ETA_OLDC | BHSOLE01_HPELCN02 | 5 | 0 | 1.1 | Unlikely
HOUETARHNHPELCN02_OLDC_FBHSOLE01_D67 | Residential heating technology - Heat pump, Air-to-air - single-family house - existing building - distributed level 0.67 | HOUELC, HOUAMB | HOUETARHN_OLDC_DMD | MKr20 | 2030 | 3.0593 | 0.12315 | 0.1957 | [5 empty] | ETA | C | OLD | 5.1098 |  | RHNHPELC | 4 | 0.66667 | HOUETARHNHPELCN02_OLDC_FBHSOLE01 | 1 | HOUETARHNHPELCN02_OLDC | HOUETARHNBHSOLE01_OLDC | BHSOLE01 | HPELCN02 | ETA_OLDC | BHSOLE01_HPELCN02 | 5 | 0 | 1.1 | Unlikely
HOUETARHNHPELCN02_OLDC_FBHSOLE01_D67 | Residential heating technology - Heat pump, Air-to-air - single-family house - existing building - distributed level 0.67 | HOUELC, HOUAMB | HOUETARHN_OLDC_DMD | MKr20 | 2040 | 2.9134 | 0.11885 | 0.18859 | [5 empty] | ETA | C | OLD | 5.3026 |  | RHNHPELC | 4 | 0.66667 | HOUETARHNHPELCN02_OLDC_FBHSOLE01 | 1 | HOUETARHNHPELCN02_OLDC | HOUETARHNBHSOLE01_OLDC | BHSOLE01 | HPELCN02 | ETA_OLDC | BHSOLE01_HPELCN02 | 5 | 0 | 1.1 | Unlikely
HOUETARHNHPELCN02_OLDC_FBHSOLE01_D67 | Residential heating technology - Heat pump, Air-to-air - single-family house - existing building - distributed level 0.67 | HOUELC, HOUAMB | HOUETARHN_OLDC_DMD | MKr20 | 2050 | 2.7675 | 0.11455 | 0.18522 | [5 empty] | ETA | C | OLD | 5.399 |  | RHNHPELC | 4 | 0.66667 | HOUETARHNHPELCN02_OLDC_FBHSOLE01 | 1 | HOUETARHNHPELCN02_OLDC | HOUETARHNBHSOLE01_OLDC | BHSOLE01 | HPELCN02 | ETA_OLDC | BHSOLE01_HPELCN02 | 5 | 0 | 1.1 | Unlikely
HOUETARHNDIELCN06_OLDC_FBHSOLE01_D67 | Residential heating technology - Electric heating - electric panel from Bauhaus - apartment complex - new building - distributed level 0.67 | HOUELC | HOUETARHN_OLDC_DMD | MKr20 | 2020 | 0.64843 | 0 | [6 empty] | ETA | C | OLD |  |  | RHNDIELC | 4 | 0.66667 | HOUETARHNDIELCN06_OLDC_FBHSOLE01 | 1 | HOUETARHNDIELCN06_OLDC | HOUETARHNBHSOLE01_OLDC | BHSOLE01 | DIELCN06 | ETA_OLDC | BHSOLE01_DIELCN06 | 5 | 0 | 1.1 | Unlikely
HOUETARHNDIELCN06_OLDC_FBHSOLE01_D67 | Residential heating technology - Electric heating - electric panel from Bauhaus - apartment complex - new building - distributed level 0.67 | HOUELC | HOUETARHN_OLDC_DMD | MKr20 | 2025 | 0.64843 | 0 | [6 empty] | ETA | C | OLD |  |  | RHNDIELC | 4 | 0.66667 | HOUETARHNDIELCN06_OLDC_FBHSOLE01 | 1 | HOUETARHNDIELCN06_OLDC | HOUETARHNBHSOLE01_OLDC | BHSOLE01 | DIELCN06 | ETA_OLDC | BHSOLE01_DIELCN06 | 5 | 0 | 1.1 | Unlikely
HOUETARHNDIELCN06_OLDC_FBHSOLE01_D67 | Residential heating technology - Electric heating - electric panel from Bauhaus - apartment complex - new building - distributed level 0.67 | HOUELC | HOUETARHN_OLDC_DMD | MKr20 | 2030 | 0.64843 | 0 | [6 empty] | ETA | C | OLD |  |  | RHNDIELC | 4 | 0.66667 | HOUETARHNDIELCN06_OLDC_FBHSOLE01 | 1 | HOUETARHNDIELCN06_OLDC | HOUETARHNBHSOLE01_OLDC | BHSOLE01 | DIELCN06 | ETA_OLDC | BHSOLE01_DIELCN06 | 5 | 0 | 1.1 | Unlikely
HOUETARHNDIELCN06_OLDC_FBHSOLE01_D67 | Residential heating technology - Electric heating - electric panel from Bauhaus - apartment complex - new building - distributed level 0.67 | HOUELC | HOUETARHN_OLDC_DMD | MKr20 | 2040 | 0.64843 | 0 | [6 empty] | ETA | C | OLD |  |  | RHNDIELC | 4 | 0.66667 | HOUETARHNDIELCN06_OLDC_FBHSOLE01 | 1 | HOUETARHNDIELCN06_OLDC | HOUETARHNBHSOLE01_OLDC | BHSOLE01 | DIELCN06 | ETA_OLDC | BHSOLE01_DIELCN06 | 5 | 0 | 1.1 | Unlikely
HOUETARHNDIELCN06_OLDC_FBHSOLE01_D67 | Residential heating technology - Electric heating - electric panel from Bauhaus - apartment complex - new building - distributed level 0.67 | HOUELC | HOUETARHN_OLDC_DMD | MKr20 | 2050 | 0.64843 | 0 | [6 empty] | ETA | C | OLD |  |  | RHNDIELC | 4 | 0.66667 | HOUETARHNDIELCN06_OLDC_FBHSOLE01 | 1 | HOUETARHNDIELCN06_OLDC | HOUETARHNBHSOLE01_OLDC | BHSOLE01 | DIELCN06 | ETA_OLDC | BHSOLE01_DIELCN06 | 5 | 0 | 1.1 | Unlikely
HOUETARHNDIELCN01_OLDC_FBHSOLE01_D67 | Residential heating technology - Electric heating - apartment complex - new building - distributed level 0.67 | HOUELC | HOUETARHN_OLDC_DMD | MKr20 | 2020 | 6.0226 | 0.0024454 | [6 empty] | ETA | C | OLD |  |  | RHNDIELC | 4 | 0.66667 | HOUETARHNDIELCN01_OLDC_FBHSOLE01 | 1 | HOUETARHNDIELCN01_OLDC | HOUETARHNBHSOLE01_OLDC | BHSOLE01 | DIELCN01 | ETA_OLDC | BHSOLE01_DIELCN01 | 5 | 0 | 1.1 | Unlikely
HOUETARHNDIELCN01_OLDC_FBHSOLE01_D67 | Residential heating technology - Electric heating - apartment complex - new building - distributed level 0.67 | HOUELC | HOUETARHN_OLDC_DMD | MKr20 | 2025 | 5.8735 | 0.0023455 | [6 empty] | ETA | C | OLD |  |  | RHNDIELC | 4 | 0.66667 | HOUETARHNDIELCN01_OLDC_FBHSOLE01 | 1 | HOUETARHNDIELCN01_OLDC | HOUETARHNBHSOLE01_OLDC | BHSOLE01 | DIELCN01 | ETA_OLDC | BHSOLE01_DIELCN01 | 5 | 0 | 1.1 | Unlikely
HOUETARHNDIELCN01_OLDC_FBHSOLE01_D67 | Residential heating technology - Electric heating - apartment complex - new building - distributed level 0.67 | HOUELC | HOUETARHN_OLDC_DMD | MKr20 | 2030 | 5.7282 | 0.0022956 | [6 empty] | ETA | C | OLD |  |  | RHNDIELC | 4 | 0.66667 | HOUETARHNDIELCN01_OLDC_FBHSOLE01 | 1 | HOUETARHNDIELCN01_OLDC | HOUETARHNBHSOLE01_OLDC | BHSOLE01 | DIELCN01 | ETA_OLDC | BHSOLE01_DIELCN01 | 5 | 0 | 1.1 | Unlikely
HOUETARHNDIELCN01_OLDC_FBHSOLE01_D67 | Residential heating technology - Electric heating - apartment complex - new building - distributed level 0.67 | HOUELC | HOUETARHN_OLDC_DMD | MKr20 | 2040 | 5.4481 | 0.0021958 | [6 empty] | ETA | C | OLD |  |  | RHNDIELC | 4 | 0.66667 | HOUETARHNDIELCN01_OLDC_FBHSOLE01 | 1 | HOUETARHNDIELCN01_OLDC | HOUETARHNBHSOLE01_OLDC | BHSOLE01 | DIELCN01 | ETA_OLDC | BHSOLE01_DIELCN01 | 5 | 0 | 1.1 | Unlikely
HOUETARHNDIELCN01_OLDC_FBHSOLE01_D67 | Residential heating technology - Electric heating - apartment complex - new building - distributed level 0.67 | HOUELC | HOUETARHN_OLDC_DMD | MKr20 | 2050 | 5.1817 | 0.002096 | [6 empty] | ETA | C | OLD |  |  | RHNDIELC | 4 | 0.66667 | HOUETARHNDIELCN01_OLDC_FBHSOLE01 | 1 | HOUETARHNDIELCN01_OLDC | HOUETARHNBHSOLE01_OLDC | BHSOLE01 | DIELCN01 | ETA_OLDC | BHSOLE01_DIELCN01 | 5 | 0 | 1.1 | Unlikely
HOUETARHNBHWPEN01_OLDC_FBHSOLE01_D67 | Residential heating technology - Biomass boiler, automatic stoking , wood pellets or wood chips - apartment complex - existing building - distributed level 0.67 | HOUWPE | HOUETARHN_OLDC_DMD | MKr20 | 2020 | 2.3578 | 0.044956 |  | 25 | 14 | 70 | 2 | 4 | ETA | C | OLD |  |  | RHNBHWPE | 4 | 0.66667 | HOUETARHNBHWPEN01_OLDC_FBHSOLE01 | 1 | HOUETARHNBHWPEN01_OLDC | HOUETARHNBHSOLE01_OLDC | BHSOLE01 | BHWPEN01 | ETA_OLDC | BHSOLE01_BHWPEN01 | 5 | 0 | 1.1 | Unlikely
HOUETARHNBHWPEN01_OLDC_FBHSOLE01_D67 | Residential heating technology - Biomass boiler, automatic stoking , wood pellets or wood chips - apartment complex - existing building - distributed level 0.67 | HOUWPE | HOUETARHN_OLDC_DMD | MKr20 | 2025 | 2.2994 | 0.044638 |  | 25 | 14 | 60 | 2 | 4 | ETA | C | OLD |  |  | RHNBHWPE | 4 | 0.66667 | HOUETARHNBHWPEN01_OLDC_FBHSOLE01 | 1 | HOUETARHNBHWPEN01_OLDC | HOUETARHNBHSOLE01_OLDC | BHSOLE01 | BHWPEN01 | ETA_OLDC | BHSOLE01_BHWPEN01 | 5 | 0 | 1.1 | Unlikely
HOUETARHNBHWPEN01_OLDC_FBHSOLE01_D67 | Residential heating technology - Biomass boiler, automatic stoking , wood pellets or wood chips - apartment complex - existing building - distributed level 0.67 | HOUWPE | HOUETARHN_OLDC_DMD | MKr20 | 2030 | 2.2425 | 0.044837 |  | 25 | 11 | 50 | 1 | 4 | ETA | C | OLD |  |  | RHNBHWPE | 4 | 0.66667 | HOUETARHNBHWPEN01_OLDC_FBHSOLE01 | 1 | HOUETARHNBHWPEN01_OLDC | HOUETARHNBHSOLE01_OLDC | BHSOLE01 | BHWPEN01 | ETA_OLDC | BHSOLE01_BHWPEN01 | 5 | 0 | 1.1 | Unlikely
HOUETARHNBHWPEN01_OLDC_FBHSOLE01_D67 | Residential heating technology - Biomass boiler, automatic stoking , wood pellets or wood chips - apartment complex - existing building - distributed level 0.67 | HOUWPE | HOUETARHN_OLDC_DMD | MKr20 | 2040 | 2.1329 | 0.043406 |  | 25 | 9 | 45 | 1 | 4 | ETA | C | OLD |  |  | RHNBHWPE | 4 | 0.66667 | HOUETARHNBHWPEN01_OLDC_FBHSOLE01 | 1 | HOUETARHNBHWPEN01_OLDC | HOUETARHNBHSOLE01_OLDC | BHSOLE01 | BHWPEN01 | ETA_OLDC | BHSOLE01_BHWPEN01 | 5 | 0 | 1.1 | Unlikely
HOUETARHNBHWPEN01_OLDC_FBHSOLE01_D67 | Residential heating technology - Biomass boiler, automatic stoking , wood pellets or wood chips - apartment complex - existing building - distributed level 0.67 | HOUWPE | HOUETARHN_OLDC_DMD | MKr20 | 2050 | 2.0286 | 0.041537 |  | 25 | 9 | 40 | 0 | 4 | ETA | C | OLD |  |  | RHNBHWPE | 4 | 0.66667 | HOUETARHNBHWPEN01_OLDC_FBHSOLE01 | 1 | HOUETARHNBHWPEN01_OLDC | HOUETARHNBHSOLE01_OLDC | BHSOLE01 | BHWPEN01 | ETA_OLDC | BHSOLE01_BHWPEN01 | 5 | 0 | 1.1 | Unlikely
HOUETARHNBHSOLN01_OLDC_FBHSOLE01_D67 | Residential heating technology - Solar heating system - apartment complex - existing building - distributed level 0.67 | HOUSOL | HOUETARHN_OLDC_DMD | MKr20 | 2020 | 4.1578 | 0.023783 | [6 empty] | ETA | C | OLD |  |  | RHNBHSOL | 4 | 0.66667 | HOUETARHNBHSOLN01_OLDC_FBHSOLE01 | 1 | HOUETARHNBHSOLN01_OLDC | HOUETARHNBHSOLE01_OLDC | BHSOLE01 | BHSOLN01 | ETA_OLDC | BHSOLE01_BHSOLN01 | 2 | 0 | 0.9 | Same
HOUETARHNBHSOLN01_OLDC_FBHSOLE01_D67 | Residential heating technology - Solar heating system - apartment complex - existing building - distributed level 0.67 | HOUSOL | HOUETARHN_OLDC_DMD | MKr20 | 2025 | 3.9782 | 0.025209 | [6 empty] | ETA | C | OLD |  |  | RHNBHSOL | 4 | 0.66667 | HOUETARHNBHSOLN01_OLDC_FBHSOLE01 | 1 | HOUETARHNBHSOLN01_OLDC | HOUETARHNBHSOLE01_OLDC | BHSOLE01 | BHSOLN01 | ETA_OLDC | BHSOLE01_BHSOLN01 | 2 | 0 | 0.9 | Same
HOUETARHNBHSOLN01_OLDC_FBHSOLE01_D67 | Residential heating technology - Solar heating system - apartment complex - existing building - distributed level 0.67 | HOUSOL | HOUETARHN_OLDC_DMD | MKr20 | 2030 | 3.7985 | 0.025751 | [6 empty] | ETA | C | OLD |  |  | RHNBHSOL | 4 | 0.66667 | HOUETARHNBHSOLN01_OLDC_FBHSOLE01 | 1 | HOUETARHNBHSOLN01_OLDC | HOUETARHNBHSOLE01_OLDC | BHSOLE01 | BHSOLN01 | ETA_OLDC | BHSOLE01_BHSOLN01 | 2 | 0 | 0.9 | Same
HOUETARHNBHSOLN01_OLDC_FBHSOLE01_D67 | Residential heating technology - Solar heating system - apartment complex - existing building - distributed level 0.67 | HOUSOL | HOUETARHN_OLDC_DMD | MKr20 | 2040 | 3.6188 | 0.025052 | [6 empty] | ETA | C | OLD |  |  | RHNBHSOL | 4 | 0.66667 | HOUETARHNBHSOLN01_OLDC_FBHSOLE01 | 1 | HOUETARHNBHSOLN01_OLDC | HOUETARHNBHSOLE01_OLDC | BHSOLE01 | BHSOLN01 | ETA_OLDC | BHSOLE01_BHSOLN01 | 2 | 0 | 0.9 | Same
HOUETARHNBHSOLN01_OLDC_FBHSOLE01_D67 | Residential heating technology - Solar heating system - apartment complex - existing building - distributed level 0.67 | HOUSOL | HOUETARHN_OLDC_DMD | MKr20 | 2050 | 3.4392 | 0.023783 | [6 empty] | ETA | C | OLD |  |  | RHNBHSOL | 4 | 0.66667 | HOUETARHNBHSOLN01_OLDC_FBHSOLE01 | 1 | HOUETARHNBHSOLN01_OLDC | HOUETARHNBHSOLE01_OLDC | BHSOLE01 | BHSOLN01 | ETA_OLDC | BHSOLE01_BHSOLN01 | 2 | 0 | 0.9 | Same
HOUETARHNBHDHCN03_OLDC_FBHSOLE01_D67 | Residential heating technology - Direct district heating substation - plus connection pipe - apartment complex - existing building - distributed level 0.67 | HOUDHC | HOUETARHN_OLDC_DMD | MKr20 | 2020 | 0.32571 | 0.0017726 | [6 empty] | ETA | C | OLD |  |  | RHNBHDHC | 4 | 0.66667 | HOUETARHNBHDHCN03_OLDC_FBHSOLE01 | 1 | HOUETARHNBHDHCN03_OLDC | HOUETARHNBHSOLE01_OLDC | BHSOLE01 | BHDHCN03 | ETA_OLDC | BHSOLE01_BHDHCN03 | 6 | 0 | 1 | New
HOUETARHNBHDHCN03_OLDC_FBHSOLE01_D67 | Residential heating technology - Direct district heating substation - plus connection pipe - apartment complex - existing building - distributed level 0.67 | HOUDHC | HOUETARHN_OLDC_DMD | MKr20 | 2025 | 0.31963 | 0.0017966 | [6 empty] | ETA | C | OLD |  |  | RHNBHDHC | 4 | 0.66667 | HOUETARHNBHDHCN03_OLDC_FBHSOLE01 | 1 | HOUETARHNBHDHCN03_OLDC | HOUETARHNBHSOLE01_OLDC | BHSOLE01 | BHDHCN03 | ETA_OLDC | BHSOLE01_BHDHCN03 | 6 | 0 | 1 | New
HOUETARHNBHDHCN03_OLDC_FBHSOLE01_D67 | Residential heating technology - Direct district heating substation - plus connection pipe - apartment complex - existing building - distributed level 0.67 | HOUDHC | HOUETARHN_OLDC_DMD | MKr20 | 2030 | 0.31369 | 0.0017701 | [6 empty] | ETA | C | OLD |  |  | RHNBHDHC | 4 | 0.66667 | HOUETARHNBHDHCN03_OLDC_FBHSOLE01 | 1 | HOUETARHNBHDHCN03_OLDC | HOUETARHNBHSOLE01_OLDC | BHSOLE01 | BHDHCN03 | ETA_OLDC | BHSOLE01_BHDHCN03 | 6 | 0 | 1 | New
HOUETARHNBHDHCN03_OLDC_FBHSOLE01_D67 | Residential heating technology - Direct district heating substation - plus connection pipe - apartment complex - existing building - distributed level 0.67 | HOUDHC | HOUETARHN_OLDC_DMD | MKr20 | 2040 | 0.30226 | 0.0017164 | [6 empty] | ETA | C | OLD |  |  | RHNBHDHC | 4 | 0.66667 | HOUETARHNBHDHCN03_OLDC_FBHSOLE01 | 1 | HOUETARHNBHDHCN03_OLDC | HOUETARHNBHSOLE01_OLDC | BHSOLE01 | BHDHCN03 | ETA_OLDC | BHSOLE01_BHDHCN03 | 6 | 0 | 1 | New
HOUETARHNBHDHCN03_OLDC_FBHSOLE01_D67 | Residential heating technology - Direct district heating substation - plus connection pipe - apartment complex - existing building - distributed level 0.67 | HOUDHC | HOUETARHN_OLDC_DMD | MKr20 | 2050 | 0.29138 | 0.0016479 | [6 empty] | ETA | C | OLD |  |  | RHNBHDHC | 4 | 0.66667 | HOUETARHNBHDHCN03_OLDC_FBHSOLE01 | 1 | HOUETARHNBHDHCN03_OLDC | HOUETARHNBHSOLE01_OLDC | BHSOLE01 | BHDHCN03 | ETA_OLDC | BHSOLE01_BHDHCN03 | 6 | 0 | 1 | New
HOUETARHNHPELCN05_OLDD_FBHSOLE01_D67 | Residential heating technology - Heat pump, Air-to-water - leasing - apartment complex - existing building - distributed level 0.67 | HOUELC, HOUAMB | HOUETARHN_OLDD_DMD | MKr20 | 2020 | 4.2352 | 0.36113 | 0.35767 | [5 empty] | ETA | D | OLD | 2.7959 |  | RHNHPELC | 4 | 0.66667 | HOUETARHNHPELCN05_OLDD_FBHSOLE01 | 1 | HOUETARHNHPELCN05_OLDD | HOUETARHNBHSOLE01_OLDD | BHSOLE01 | HPELCN05 | ETA_OLDD | BHSOLE01_HPELCN05 | 5 | 0 | 1.1 | Unlikely
HOUETARHNHPELCN05_OLDD_FBHSOLE01_D67 | Residential heating technology - Heat pump, Air-to-water - leasing - apartment complex - existing building - distributed level 0.67 | HOUELC, HOUAMB | HOUETARHN_OLDD_DMD | MKr20 | 2025 | 3.7923 | 0.33198 | 0.34008 | [5 empty] | ETA | D | OLD | 2.9405 |  | RHNHPELC | 4 | 0.66667 | HOUETARHNHPELCN05_OLDD_FBHSOLE01 | 1 | HOUETARHNHPELCN05_OLDD | HOUETARHNBHSOLE01_OLDD | BHSOLE01 | HPELCN05 | ETA_OLDD | BHSOLE01_HPELCN05 | 5 | 0 | 1.1 | Unlikely
HOUETARHNHPELCN05_OLDD_FBHSOLE01_D67 | Residential heating technology - Heat pump, Air-to-water - leasing - apartment complex - existing building - distributed level 0.67 | HOUELC, HOUAMB | HOUETARHN_OLDD_DMD | MKr20 | 2030 | 3.3494 | 0.3028 | 0.32413 | [5 empty] | ETA | D | OLD | 3.0851 |  | RHNHPELC | 4 | 0.66667 | HOUETARHNHPELCN05_OLDD_FBHSOLE01 | 1 | HOUETARHNHPELCN05_OLDD | HOUETARHNBHSOLE01_OLDD | BHSOLE01 | HPELCN05 | ETA_OLDD | BHSOLE01_HPELCN05 | 5 | 0 | 1.1 | Unlikely
HOUETARHNHPELCN05_OLDD_FBHSOLE01_D67 | Residential heating technology - Heat pump, Air-to-water - leasing - apartment complex - existing building - distributed level 0.67 | HOUELC, HOUAMB | HOUETARHN_OLDD_DMD | MKr20 | 2040 | 3 | 0.27907 | 0.30962 | [5 empty] | ETA | D | OLD | 3.2298 |  | RHNHPELC | 4 | 0.66667 | HOUETARHNHPELCN05_OLDD_FBHSOLE01 | 1 | HOUETARHNHPELCN05_OLDD | HOUETARHNBHSOLE01_OLDD | BHSOLE01 | HPELCN05 | ETA_OLDD | BHSOLE01_HPELCN05 | 5 | 0 | 1.1 | Unlikely
HOUETARHNHPELCN05_OLDD_FBHSOLE01_D67 | Residential heating technology - Heat pump, Air-to-water - leasing - apartment complex - existing building - distributed level 0.67 | HOUELC, HOUAMB | HOUETARHN_OLDD_DMD | MKr20 | 2050 | 2.6505 | 0.25532 | 0.29635 | [5 empty] | ETA | D | OLD | 3.3744 |  | RHNHPELC | 4 | 0.66667 | HOUETARHNHPELCN05_OLDD_FBHSOLE01 | 1 | HOUETARHNHPELCN05_OLDD | HOUETARHNBHSOLE01_OLDD | BHSOLE01 | HPELCN05 | ETA_OLDD | BHSOLE01_HPELCN05 | 5 | 0 | 1.1 | Unlikely
HOUETARHNHPELCN04_OLDD_FBHSOLE01_D67 | Residential heating technology - Heat pump, Ground source - apartment complex - existing building - distributed level 0.67 | HOUELC, HOUAMB | HOUETARHN_OLDD_DMD | MKr20 | 2020 | 7.1745 | 0.053517 | 0.32413 | [5 empty] | ETA | D | OLD | 3.0851 |  | RHNHPELC | 4 | 0.66667 | HOUETARHNHPELCN04_OLDD_FBHSOLE01 | 1 | HOUETARHNHPELCN04_OLDD | HOUETARHNBHSOLE01_OLDD | BHSOLE01 | HPELCN04 | ETA_OLDD | BHSOLE01_HPELCN04 | 6 | 0 | 1 | New
HOUETARHNHPELCN04_OLDD_FBHSOLE01_D67 | Residential heating technology - Heat pump, Ground source - apartment complex - existing building - distributed level 0.67 | HOUELC, HOUAMB | HOUETARHN_OLDD_DMD | MKr20 | 2025 | 6.6364 | 0.053094 | 0.31431 | [5 empty] | ETA | D | OLD | 3.1815 |  | RHNHPELC | 4 | 0.66667 | HOUETARHNHPELCN04_OLDD_FBHSOLE01 | 1 | HOUETARHNHPELCN04_OLDD | HOUETARHNBHSOLE01_OLDD | BHSOLE01 | HPELCN04 | ETA_OLDD | BHSOLE01_HPELCN04 | 6 | 0 | 1 | New
HOUETARHNHPELCN04_OLDD_FBHSOLE01_D67 | Residential heating technology - Heat pump, Ground source - apartment complex - existing building - distributed level 0.67 | HOUELC, HOUAMB | HOUETARHN_OLDD_DMD | MKr20 | 2030 | 6.0983 | 0.052631 | 0.30507 | [5 empty] | ETA | D | OLD | 3.278 |  | RHNHPELC | 4 | 0.66667 | HOUETARHNHPELCN04_OLDD_FBHSOLE01 | 1 | HOUETARHNHPELCN04_OLDD | HOUETARHNBHSOLE01_OLDD | BHSOLE01 | HPELCN04 | ETA_OLDD | BHSOLE01_HPELCN04 | 6 | 0 | 1 | New
HOUETARHNHPELCN04_OLDD_FBHSOLE01_D67 | Residential heating technology - Heat pump, Ground source - apartment complex - existing building - distributed level 0.67 | HOUELC, HOUAMB | HOUETARHN_OLDD_DMD | MKr20 | 2040 | 5.641 | 0.051561 | 0.29218 | [5 empty] | ETA | D | OLD | 3.4226 |  | RHNHPELC | 4 | 0.66667 | HOUETARHNHPELCN04_OLDD_FBHSOLE01 | 1 | HOUETARHNHPELCN04_OLDD | HOUETARHNBHSOLE01_OLDD | BHSOLE01 | HPELCN04 | ETA_OLDD | BHSOLE01_HPELCN04 | 6 | 0 | 1 | New
HOUETARHNHPELCN04_OLDD_FBHSOLE01_D67 | Residential heating technology - Heat pump, Ground source - apartment complex - existing building - distributed level 0.67 | HOUELC, HOUAMB | HOUETARHN_OLDD_DMD | MKr20 | 2050 | 5.1836 | 0.050472 | 0.28812 | [5 empty] | ETA | D | OLD | 3.4708 |  | RHNHPELC | 4 | 0.66667 | HOUETARHNHPELCN04_OLDD_FBHSOLE01 | 1 | HOUETARHNHPELCN04_OLDD | HOUETARHNBHSOLE01_OLDD | BHSOLE01 | HPELCN04 | ETA_OLDD | BHSOLE01_HPELCN04 | 6 | 0 | 1 | New
HOUETARHNHPELCN03_OLDD_FBHSOLE01_D67 | Residential heating technology - Heat pump, Air-to-water - apartment complex - existing building - distributed level 0.67 | HOUELC, HOUAMB | HOUETARHN_OLDD_DMD | MKr20 | 2020 | 7.7004 | 0.086482 | 0.35767 | [5 empty] | ETA | D | OLD | 2.7959 |  | RHNHPELC | 4 | 0.66667 | HOUETARHNHPELCN03_OLDD_FBHSOLE01 | 1 | HOUETARHNHPELCN03_OLDD | HOUETARHNBHSOLE01_OLDD | BHSOLE01 | HPELCN03 | ETA_OLDD | BHSOLE01_HPELCN03 | 6 | 0 | 1 | New
HOUETARHNHPELCN03_OLDD_FBHSOLE01_D67 | Residential heating technology - Heat pump, Air-to-water - apartment complex - existing building - distributed level 0.67 | HOUELC, HOUAMB | HOUETARHN_OLDD_DMD | MKr20 | 2025 | 6.8951 | 0.086059 | 0.34008 | [5 empty] | ETA | D | OLD | 2.9405 |  | RHNHPELC | 4 | 0.66667 | HOUETARHNHPELCN03_OLDD_FBHSOLE01 | 1 | HOUETARHNHPELCN03_OLDD | HOUETARHNBHSOLE01_OLDD | BHSOLE01 | HPELCN03 | ETA_OLDD | BHSOLE01_HPELCN03 | 6 | 0 | 1 | New
HOUETARHNHPELCN03_OLDD_FBHSOLE01_D67 | Residential heating technology - Heat pump, Air-to-water - apartment complex - existing building - distributed level 0.67 | HOUELC, HOUAMB | HOUETARHN_OLDD_DMD | MKr20 | 2030 | 6.0899 | 0.085596 | 0.32413 | [5 empty] | ETA | D | OLD | 3.0851 |  | RHNHPELC | 4 | 0.66667 | HOUETARHNHPELCN03_OLDD_FBHSOLE01 | 1 | HOUETARHNHPELCN03_OLDD | HOUETARHNBHSOLE01_OLDD | BHSOLE01 | HPELCN03 | ETA_OLDD | BHSOLE01_HPELCN03 | 6 | 0 | 1 | New
HOUETARHNHPELCN03_OLDD_FBHSOLE01_D67 | Residential heating technology - Heat pump, Air-to-water - apartment complex - existing building - distributed level 0.67 | HOUELC, HOUAMB | HOUETARHN_OLDD_DMD | MKr20 | 2040 | 5.4545 | 0.084526 | 0.30962 | [5 empty] | ETA | D | OLD | 3.2298 |  | RHNHPELC | 4 | 0.66667 | HOUETARHNHPELCN03_OLDD_FBHSOLE01 | 1 | HOUETARHNHPELCN03_OLDD | HOUETARHNBHSOLE01_OLDD | BHSOLE01 | HPELCN03 | ETA_OLDD | BHSOLE01_HPELCN03 | 6 | 0 | 1 | New
HOUETARHNHPELCN03_OLDD_FBHSOLE01_D67 | Residential heating technology - Heat pump, Air-to-water - apartment complex - existing building - distributed level 0.67 | HOUELC, HOUAMB | HOUETARHN_OLDD_DMD | MKr20 | 2050 | 4.8191 | 0.083437 | 0.29635 | [5 empty] | ETA | D | OLD | 3.3744 |  | RHNHPELC | 4 | 0.66667 | HOUETARHNHPELCN03_OLDD_FBHSOLE01 | 1 | HOUETARHNHPELCN03_OLDD | HOUETARHNBHSOLE01_OLDD | BHSOLE01 | HPELCN03 | ETA_OLDD | BHSOLE01_HPELCN03 | 6 | 0 | 1 | New
HOUETARHNHPELCN02_OLDD_FBHSOLE01_D67 | Residential heating technology - Heat pump, Air-to-air - single-family house - existing building - distributed level 0.67 | HOUELC, HOUAMB | HOUETARHN_OLDD_DMD | MKr20 | 2020 | 3.2165 | 0.18468 | 0.21386 | [5 empty] | ETA | D | OLD | 4.6759 |  | RHNHPELC | 4 | 0.66667 | HOUETARHNHPELCN02_OLDD_FBHSOLE01 | 1 | HOUETARHNHPELCN02_OLDD | HOUETARHNBHSOLE01_OLDD | BHSOLE01 | HPELCN02 | ETA_OLDD | BHSOLE01_HPELCN02 | 5 | 0 | 1.1 | Unlikely
HOUETARHNHPELCN02_OLDD_FBHSOLE01_D67 | Residential heating technology - Heat pump, Air-to-air - single-family house - existing building - distributed level 0.67 | HOUELC, HOUAMB | HOUETARHN_OLDD_DMD | MKr20 | 2025 | 3.1379 | 0.12547 | 0.20338 | [5 empty] | ETA | D | OLD | 4.9169 |  | RHNHPELC | 4 | 0.66667 | HOUETARHNHPELCN02_OLDD_FBHSOLE01 | 1 | HOUETARHNHPELCN02_OLDD | HOUETARHNBHSOLE01_OLDD | BHSOLE01 | HPELCN02 | ETA_OLDD | BHSOLE01_HPELCN02 | 5 | 0 | 1.1 | Unlikely
HOUETARHNHPELCN02_OLDD_FBHSOLE01_D67 | Residential heating technology - Heat pump, Air-to-air - single-family house - existing building - distributed level 0.67 | HOUELC, HOUAMB | HOUETARHN_OLDD_DMD | MKr20 | 2030 | 3.0593 | 0.12315 | 0.1957 | [5 empty] | ETA | D | OLD | 5.1098 |  | RHNHPELC | 4 | 0.66667 | HOUETARHNHPELCN02_OLDD_FBHSOLE01 | 1 | HOUETARHNHPELCN02_OLDD | HOUETARHNBHSOLE01_OLDD | BHSOLE01 | HPELCN02 | ETA_OLDD | BHSOLE01_HPELCN02 | 5 | 0 | 1.1 | Unlikely
HOUETARHNHPELCN02_OLDD_FBHSOLE01_D67 | Residential heating technology - Heat pump, Air-to-air - single-family house - existing building - distributed level 0.67 | HOUELC, HOUAMB | HOUETARHN_OLDD_DMD | MKr20 | 2040 | 2.9134 | 0.11885 | 0.18859 | [5 empty] | ETA | D | OLD | 5.3026 |  | RHNHPELC | 4 | 0.66667 | HOUETARHNHPELCN02_OLDD_FBHSOLE01 | 1 | HOUETARHNHPELCN02_OLDD | HOUETARHNBHSOLE01_OLDD | BHSOLE01 | HPELCN02 | ETA_OLDD | BHSOLE01_HPELCN02 | 5 | 0 | 1.1 | Unlikely
HOUETARHNHPELCN02_OLDD_FBHSOLE01_D67 | Residential heating technology - Heat pump, Air-to-air - single-family house - existing building - distributed level 0.67 | HOUELC, HOUAMB | HOUETARHN_OLDD_DMD | MKr20 | 2050 | 2.7675 | 0.11455 | 0.18522 | [5 empty] | ETA | D | OLD | 5.399 |  | RHNHPELC | 4 | 0.66667 | HOUETARHNHPELCN02_OLDD_FBHSOLE01 | 1 | HOUETARHNHPELCN02_OLDD | HOUETARHNBHSOLE01_OLDD | BHSOLE01 | HPELCN02 | ETA_OLDD | BHSOLE01_HPELCN02 | 5 | 0 | 1.1 | Unlikely
HOUETARHNDIELCN06_OLDD_FBHSOLE01_D67 | Residential heating technology - Electric heating - electric panel from Bauhaus - apartment complex - new building - distributed level 0.67 | HOUELC | HOUETARHN_OLDD_DMD | MKr20 | 2020 | 0.64843 | 0 | [6 empty] | ETA | D | OLD |  |  | RHNDIELC | 4 | 0.66667 | HOUETARHNDIELCN06_OLDD_FBHSOLE01 | 1 | HOUETARHNDIELCN06_OLDD | HOUETARHNBHSOLE01_OLDD | BHSOLE01 | DIELCN06 | ETA_OLDD | BHSOLE01_DIELCN06 | 5 | 0 | 1.1 | Unlikely
HOUETARHNDIELCN06_OLDD_FBHSOLE01_D67 | Residential heating technology - Electric heating - electric panel from Bauhaus - apartment complex - new building - distributed level 0.67 | HOUELC | HOUETARHN_OLDD_DMD | MKr20 | 2025 | 0.64843 | 0 | [6 empty] | ETA | D | OLD |  |  | RHNDIELC | 4 | 0.66667 | HOUETARHNDIELCN06_OLDD_FBHSOLE01 | 1 | HOUETARHNDIELCN06_OLDD | HOUETARHNBHSOLE01_OLDD | BHSOLE01 | DIELCN06 | ETA_OLDD | BHSOLE01_DIELCN06 | 5 | 0 | 1.1 | Unlikely
HOUETARHNDIELCN06_OLDD_FBHSOLE01_D67 | Residential heating technology - Electric heating - electric panel from Bauhaus - apartment complex - new building - distributed level 0.67 | HOUELC | HOUETARHN_OLDD_DMD | MKr20 | 2030 | 0.64843 | 0 | [6 empty] | ETA | D | OLD |  |  | RHNDIELC | 4 | 0.66667 | HOUETARHNDIELCN06_OLDD_FBHSOLE01 | 1 | HOUETARHNDIELCN06_OLDD | HOUETARHNBHSOLE01_OLDD | BHSOLE01 | DIELCN06 | ETA_OLDD | BHSOLE01_DIELCN06 | 5 | 0 | 1.1 | Unlikely
HOUETARHNDIELCN06_OLDD_FBHSOLE01_D67 | Residential heating technology - Electric heating - electric panel from Bauhaus - apartment complex - new building - distributed level 0.67 | HOUELC | HOUETARHN_OLDD_DMD | MKr20 | 2040 | 0.64843 | 0 | [6 empty] | ETA | D | OLD |  |  | RHNDIELC | 4 | 0.66667 | HOUETARHNDIELCN06_OLDD_FBHSOLE01 | 1 | HOUETARHNDIELCN06_OLDD | HOUETARHNBHSOLE01_OLDD | BHSOLE01 | DIELCN06 | ETA_OLDD | BHSOLE01_DIELCN06 | 5 | 0 | 1.1 | Unlikely
HOUETARHNDIELCN06_OLDD_FBHSOLE01_D67 | Residential heating technology - Electric heating - electric panel from Bauhaus - apartment complex - new building - distributed level 0.67 | HOUELC | HOUETARHN_OLDD_DMD | MKr20 | 2050 | 0.64843 | 0 | [6 empty] | ETA | D | OLD |  |  | RHNDIELC | 4 | 0.66667 | HOUETARHNDIELCN06_OLDD_FBHSOLE01 | 1 | HOUETARHNDIELCN06_OLDD | HOUETARHNBHSOLE01_OLDD | BHSOLE01 | DIELCN06 | ETA_OLDD | BHSOLE01_DIELCN06 | 5 | 0 | 1.1 | Unlikely
HOUETARHNDIELCN01_OLDD_FBHSOLE01_D67 | Residential heating technology - Electric heating - apartment complex - new building - distributed level 0.67 | HOUELC | HOUETARHN_OLDD_DMD | MKr20 | 2020 | 6.0226 | 0.0024454 | [6 empty] | ETA | D | OLD |  |  | RHNDIELC | 4 | 0.66667 | HOUETARHNDIELCN01_OLDD_FBHSOLE01 | 1 | HOUETARHNDIELCN01_OLDD | HOUETARHNBHSOLE01_OLDD | BHSOLE01 | DIELCN01 | ETA_OLDD | BHSOLE01_DIELCN01 | 5 | 0 | 1.1 | Unlikely
HOUETARHNDIELCN01_OLDD_FBHSOLE01_D67 | Residential heating technology - Electric heating - apartment complex - new building - distributed level 0.67 | HOUELC | HOUETARHN_OLDD_DMD | MKr20 | 2025 | 5.8735 | 0.0023455 | [6 empty] | ETA | D | OLD |  |  | RHNDIELC | 4 | 0.66667 | HOUETARHNDIELCN01_OLDD_FBHSOLE01 | 1 | HOUETARHNDIELCN01_OLDD | HOUETARHNBHSOLE01_OLDD | BHSOLE01 | DIELCN01 | ETA_OLDD | BHSOLE01_DIELCN01 | 5 | 0 | 1.1 | Unlikely
HOUETARHNDIELCN01_OLDD_FBHSOLE01_D67 | Residential heating technology - Electric heating - apartment complex - new building - distributed level 0.67 | HOUELC | HOUETARHN_OLDD_DMD | MKr20 | 2030 | 5.7282 | 0.0022956 | [6 empty] | ETA | D | OLD |  |  | RHNDIELC | 4 | 0.66667 | HOUETARHNDIELCN01_OLDD_FBHSOLE01 | 1 | HOUETARHNDIELCN01_OLDD | HOUETARHNBHSOLE01_OLDD | BHSOLE01 | DIELCN01 | ETA_OLDD | BHSOLE01_DIELCN01 | 5 | 0 | 1.1 | Unlikely
HOUETARHNDIELCN01_OLDD_FBHSOLE01_D67 | Residential heating technology - Electric heating - apartment complex - new building - distributed level 0.67 | HOUELC | HOUETARHN_OLDD_DMD | MKr20 | 2040 | 5.4481 | 0.0021958 | [6 empty] | ETA | D | OLD |  |  | RHNDIELC | 4 | 0.66667 | HOUETARHNDIELCN01_OLDD_FBHSOLE01 | 1 | HOUETARHNDIELCN01_OLDD | HOUETARHNBHSOLE01_OLDD | BHSOLE01 | DIELCN01 | ETA_OLDD | BHSOLE01_DIELCN01 | 5 | 0 | 1.1 | Unlikely
HOUETARHNDIELCN01_OLDD_FBHSOLE01_D67 | Residential heating technology - Electric heating - apartment complex - new building - distributed level 0.67 | HOUELC | HOUETARHN_OLDD_DMD | MKr20 | 2050 | 5.1817 | 0.002096 | [6 empty] | ETA | D | OLD |  |  | RHNDIELC | 4 | 0.66667 | HOUETARHNDIELCN01_OLDD_FBHSOLE01 | 1 | HOUETARHNDIELCN01_OLDD | HOUETARHNBHSOLE01_OLDD | BHSOLE01 | DIELCN01 | ETA_OLDD | BHSOLE01_DIELCN01 | 5 | 0 | 1.1 | Unlikely
HOUETARHNBHWPEN01_OLDD_FBHSOLE01_D67 | Residential heating technology - Biomass boiler, automatic stoking , wood pellets or wood chips - apartment complex - existing building - distributed level 0.67 | HOUWPE | HOUETARHN_OLDD_DMD | MKr20 | 2020 | 2.3578 | 0.044956 |  | 25 | 14 | 70 | 2 | 4 | ETA | D | OLD |  |  | RHNBHWPE | 4 | 0.66667 | HOUETARHNBHWPEN01_OLDD_FBHSOLE01 | 1 | HOUETARHNBHWPEN01_OLDD | HOUETARHNBHSOLE01_OLDD | BHSOLE01 | BHWPEN01 | ETA_OLDD | BHSOLE01_BHWPEN01 | 5 | 0 | 1.1 | Unlikely
HOUETARHNBHWPEN01_OLDD_FBHSOLE01_D67 | Residential heating technology - Biomass boiler, automatic stoking , wood pellets or wood chips - apartment complex - existing building - distributed level 0.67 | HOUWPE | HOUETARHN_OLDD_DMD | MKr20 | 2025 | 2.2994 | 0.044638 |  | 25 | 14 | 60 | 2 | 4 | ETA | D | OLD |  |  | RHNBHWPE | 4 | 0.66667 | HOUETARHNBHWPEN01_OLDD_FBHSOLE01 | 1 | HOUETARHNBHWPEN01_OLDD | HOUETARHNBHSOLE01_OLDD | BHSOLE01 | BHWPEN01 | ETA_OLDD | BHSOLE01_BHWPEN01 | 5 | 0 | 1.1 | Unlikely
HOUETARHNBHWPEN01_OLDD_FBHSOLE01_D67 | Residential heating technology - Biomass boiler, automatic stoking , wood pellets or wood chips - apartment complex - existing building - distributed level 0.67 | HOUWPE | HOUETARHN_OLDD_DMD | MKr20 | 2030 | 2.2425 | 0.044837 |  | 25 | 11 | 50 | 1 | 4 | ETA | D | OLD |  |  | RHNBHWPE | 4 | 0.66667 | HOUETARHNBHWPEN01_OLDD_FBHSOLE01 | 1 | HOUETARHNBHWPEN01_OLDD | HOUETARHNBHSOLE01_OLDD | BHSOLE01 | BHWPEN01 | ETA_OLDD | BHSOLE01_BHWPEN01 | 5 | 0 | 1.1 | Unlikely
HOUETARHNBHWPEN01_OLDD_FBHSOLE01_D67 | Residential heating technology - Biomass boiler, automatic stoking , wood pellets or wood chips - apartment complex - existing building - distributed level 0.67 | HOUWPE | HOUETARHN_OLDD_DMD | MKr20 | 2040 | 2.1329 | 0.043406 |  | 25 | 9 | 45 | 1 | 4 | ETA | D | OLD |  |  | RHNBHWPE | 4 | 0.66667 | HOUETARHNBHWPEN01_OLDD_FBHSOLE01 | 1 | HOUETARHNBHWPEN01_OLDD | HOUETARHNBHSOLE01_OLDD | BHSOLE01 | BHWPEN01 | ETA_OLDD | BHSOLE01_BHWPEN01 | 5 | 0 | 1.1 | Unlikely
HOUETARHNBHWPEN01_OLDD_FBHSOLE01_D67 | Residential heating technology - Biomass boiler, automatic stoking , wood pellets or wood chips - apartment complex - existing building - distributed level 0.67 | HOUWPE | HOUETARHN_OLDD_DMD | MKr20 | 2050 | 2.0286 | 0.041537 |  | 25 | 9 | 40 | 0 | 4 | ETA | D | OLD |  |  | RHNBHWPE | 4 | 0.66667 | HOUETARHNBHWPEN01_OLDD_FBHSOLE01 | 1 | HOUETARHNBHWPEN01_OLDD | HOUETARHNBHSOLE01_OLDD | BHSOLE01 | BHWPEN01 | ETA_OLDD | BHSOLE01_BHWPEN01 | 5 | 0 | 1.1 | Unlikely
HOUETARHNBHSOLN01_OLDD_FBHSOLE01_D67 | Residential heating technology - Solar heating system - apartment complex - existing building - distributed level 0.67 | HOUSOL | HOUETARHN_OLDD_DMD | MKr20 | 2020 | 4.1578 | 0.023783 | [6 empty] | ETA | D | OLD |  |  | RHNBHSOL | 4 | 0.66667 | HOUETARHNBHSOLN01_OLDD_FBHSOLE01 | 1 | HOUETARHNBHSOLN01_OLDD | HOUETARHNBHSOLE01_OLDD | BHSOLE01 | BHSOLN01 | ETA_OLDD | BHSOLE01_BHSOLN01 | 2 | 0 | 0.9 | Same
HOUETARHNBHSOLN01_OLDD_FBHSOLE01_D67 | Residential heating technology - Solar heating system - apartment complex - existing building - distributed level 0.67 | HOUSOL | HOUETARHN_OLDD_DMD | MKr20 | 2025 | 3.9782 | 0.025209 | [6 empty] | ETA | D | OLD |  |  | RHNBHSOL | 4 | 0.66667 | HOUETARHNBHSOLN01_OLDD_FBHSOLE01 | 1 | HOUETARHNBHSOLN01_OLDD | HOUETARHNBHSOLE01_OLDD | BHSOLE01 | BHSOLN01 | ETA_OLDD | BHSOLE01_BHSOLN01 | 2 | 0 | 0.9 | Same
HOUETARHNBHSOLN01_OLDD_FBHSOLE01_D67 | Residential heating technology - Solar heating system - apartment complex - existing building - distributed level 0.67 | HOUSOL | HOUETARHN_OLDD_DMD | MKr20 | 2030 | 3.7985 | 0.025751 | [6 empty] | ETA | D | OLD |  |  | RHNBHSOL | 4 | 0.66667 | HOUETARHNBHSOLN01_OLDD_FBHSOLE01 | 1 | HOUETARHNBHSOLN01_OLDD | HOUETARHNBHSOLE01_OLDD | BHSOLE01 | BHSOLN01 | ETA_OLDD | BHSOLE01_BHSOLN01 | 2 | 0 | 0.9 | Same
HOUETARHNBHSOLN01_OLDD_FBHSOLE01_D67 | Residential heating technology - Solar heating system - apartment complex - existing building - distributed level 0.67 | HOUSOL | HOUETARHN_OLDD_DMD | MKr20 | 2040 | 3.6188 | 0.025052 | [6 empty] | ETA | D | OLD |  |  | RHNBHSOL | 4 | 0.66667 | HOUETARHNBHSOLN01_OLDD_FBHSOLE01 | 1 | HOUETARHNBHSOLN01_OLDD | HOUETARHNBHSOLE01_OLDD | BHSOLE01 | BHSOLN01 | ETA_OLDD | BHSOLE01_BHSOLN01 | 2 | 0 | 0.9 | Same
HOUETARHNBHSOLN01_OLDD_FBHSOLE01_D67 | Residential heating technology - Solar heating system - apartment complex - existing building - distributed level 0.67 | HOUSOL | HOUETARHN_OLDD_DMD | MKr20 | 2050 | 3.4392 | 0.023783 | [6 empty] | ETA | D | OLD |  |  | RHNBHSOL | 4 | 0.66667 | HOUETARHNBHSOLN01_OLDD_FBHSOLE01 | 1 | HOUETARHNBHSOLN01_OLDD | HOUETARHNBHSOLE01_OLDD | BHSOLE01 | BHSOLN01 | ETA_OLDD | BHSOLE01_BHSOLN01 | 2 | 0 | 0.9 | Same
HOUETARHNBHDHDN03_OLDD_FBHSOLE01_D67 | Residential heating technology - Direct district heating substation - plus connection pipe - apartment complex - existing building - distributed level 0.67 | HOUDHD | HOUETARHN_OLDD_DMD | MKr20 | 2020 | 0.32571 | 0.0017726 | [6 empty] | ETA | D | OLD |  |  | RHNBHDHD | 4 | 0.66667 | HOUETARHNBHDHDN03_OLDD_FBHSOLE01 | 1 | HOUETARHNBHDHDN03_OLDD | HOUETARHNBHSOLE01_OLDD | BHSOLE01 | BHDHDN03 | ETA_OLDD | BHSOLE01_BHDHDN03 | 6 | 0 | 1 | New
HOUETARHNBHDHDN03_OLDD_FBHSOLE01_D67 | Residential heating technology - Direct district heating substation - plus connection pipe - apartment complex - existing building - distributed level 0.67 | HOUDHD | HOUETARHN_OLDD_DMD | MKr20 | 2025 | 0.31963 | 0.0017966 | [6 empty] | ETA | D | OLD |  |  | RHNBHDHD | 4 | 0.66667 | HOUETARHNBHDHDN03_OLDD_FBHSOLE01 | 1 | HOUETARHNBHDHDN03_OLDD | HOUETARHNBHSOLE01_OLDD | BHSOLE01 | BHDHDN03 | ETA_OLDD | BHSOLE01_BHDHDN03 | 6 | 0 | 1 | New
HOUETARHNBHDHDN03_OLDD_FBHSOLE01_D67 | Residential heating technology - Direct district heating substation - plus connection pipe - apartment complex - existing building - distributed level 0.67 | HOUDHD | HOUETARHN_OLDD_DMD | MKr20 | 2030 | 0.31369 | 0.0017701 | [6 empty] | ETA | D | OLD |  |  | RHNBHDHD | 4 | 0.66667 | HOUETARHNBHDHDN03_OLDD_FBHSOLE01 | 1 | HOUETARHNBHDHDN03_OLDD | HOUETARHNBHSOLE01_OLDD | BHSOLE01 | BHDHDN03 | ETA_OLDD | BHSOLE01_BHDHDN03 | 6 | 0 | 1 | New
HOUETARHNBHDHDN03_OLDD_FBHSOLE01_D67 | Residential heating technology - Direct district heating substation - plus connection pipe - apartment complex - existing building - distributed level 0.67 | HOUDHD | HOUETARHN_OLDD_DMD | MKr20 | 2040 | 0.30226 | 0.0017164 | [6 empty] | ETA | D | OLD |  |  | RHNBHDHD | 4 | 0.66667 | HOUETARHNBHDHDN03_OLDD_FBHSOLE01 | 1 | HOUETARHNBHDHDN03_OLDD | HOUETARHNBHSOLE01_OLDD | BHSOLE01 | BHDHDN03 | ETA_OLDD | BHSOLE01_BHDHDN03 | 6 | 0 | 1 | New
HOUETARHNBHDHDN03_OLDD_FBHSOLE01_D67 | Residential heating technology - Direct district heating substation - plus connection pipe - apartment complex - existing building - distributed level 0.67 | HOUDHD | HOUETARHN_OLDD_DMD | MKr20 | 2050 | 0.29138 | 0.0016479 | [6 empty] | ETA | D | OLD |  |  | RHNBHDHD | 4 | 0.66667 | HOUETARHNBHDHDN03_OLDD_FBHSOLE01 | 1 | HOUETARHNBHDHDN03_OLDD | HOUETARHNBHSOLE01_OLDD | BHSOLE01 | BHDHDN03 | ETA_OLDD | BHSOLE01_BHDHDN03 | 6 | 0 | 1 | New
HOUETARHNHPELCN05_OLDI_FBHSOLE01_D67 | Residential heating technology - Heat pump, Air-to-water - leasing - apartment complex - existing building - distributed level 0.67 | HOUELC, HOUAMB | HOUETARHN_OLDI_DMD | MKr20 | 2020 | 4.2352 | 0.36113 | 0.35767 | [5 empty] | ETA | I | OLD | 2.7959 |  | RHNHPELC | 4 | 0.66667 | HOUETARHNHPELCN05_OLDI_FBHSOLE01 | 1 | HOUETARHNHPELCN05_OLDI | HOUETARHNBHSOLE01_OLDI | BHSOLE01 | HPELCN05 | ETA_OLDI | BHSOLE01_HPELCN05 | 5 | 0 | 1.1 | Unlikely
HOUETARHNHPELCN05_OLDI_FBHSOLE01_D67 | Residential heating technology - Heat pump, Air-to-water - leasing - apartment complex - existing building - distributed level 0.67 | HOUELC, HOUAMB | HOUETARHN_OLDI_DMD | MKr20 | 2025 | 3.7923 | 0.33198 | 0.34008 | [5 empty] | ETA | I | OLD | 2.9405 |  | RHNHPELC | 4 | 0.66667 | HOUETARHNHPELCN05_OLDI_FBHSOLE01 | 1 | HOUETARHNHPELCN05_OLDI | HOUETARHNBHSOLE01_OLDI | BHSOLE01 | HPELCN05 | ETA_OLDI | BHSOLE01_HPELCN05 | 5 | 0 | 1.1 | Unlikely
HOUETARHNHPELCN05_OLDI_FBHSOLE01_D67 | Residential heating technology - Heat pump, Air-to-water - leasing - apartment complex - existing building - distributed level 0.67 | HOUELC, HOUAMB | HOUETARHN_OLDI_DMD | MKr20 | 2030 | 3.3494 | 0.3028 | 0.32413 | [5 empty] | ETA | I | OLD | 3.0851 |  | RHNHPELC | 4 | 0.66667 | HOUETARHNHPELCN05_OLDI_FBHSOLE01 | 1 | HOUETARHNHPELCN05_OLDI | HOUETARHNBHSOLE01_OLDI | BHSOLE01 | HPELCN05 | ETA_OLDI | BHSOLE01_HPELCN05 | 5 | 0 | 1.1 | Unlikely
HOUETARHNHPELCN05_OLDI_FBHSOLE01_D67 | Residential heating technology - Heat pump, Air-to-water - leasing - apartment complex - existing building - distributed level 0.67 | HOUELC, HOUAMB | HOUETARHN_OLDI_DMD | MKr20 | 2040 | 3 | 0.27907 | 0.30962 | [5 empty] | ETA | I | OLD | 3.2298 |  | RHNHPELC | 4 | 0.66667 | HOUETARHNHPELCN05_OLDI_FBHSOLE01 | 1 | HOUETARHNHPELCN05_OLDI | HOUETARHNBHSOLE01_OLDI | BHSOLE01 | HPELCN05 | ETA_OLDI | BHSOLE01_HPELCN05 | 5 | 0 | 1.1 | Unlikely
HOUETARHNHPELCN05_OLDI_FBHSOLE01_D67 | Residential heating technology - Heat pump, Air-to-water - leasing - apartment complex - existing building - distributed level 0.67 | HOUELC, HOUAMB | HOUETARHN_OLDI_DMD | MKr20 | 2050 | 2.6505 | 0.25532 | 0.29635 | [5 empty] | ETA | I | OLD | 3.3744 |  | RHNHPELC | 4 | 0.66667 | HOUETARHNHPELCN05_OLDI_FBHSOLE01 | 1 | HOUETARHNHPELCN05_OLDI | HOUETARHNBHSOLE01_OLDI | BHSOLE01 | HPELCN05 | ETA_OLDI | BHSOLE01_HPELCN05 | 5 | 0 | 1.1 | Unlikely
HOUETARHNHPELCN04_OLDI_FBHSOLE01_D67 | Residential heating technology - Heat pump, Ground source - apartment complex - existing building - distributed level 0.67 | HOUELC, HOUAMB | HOUETARHN_OLDI_DMD | MKr20 | 2020 | 7.1745 | 0.053517 | 0.32413 | [5 empty] | ETA | I | OLD | 3.0851 |  | RHNHPELC | 4 | 0.66667 | HOUETARHNHPELCN04_OLDI_FBHSOLE01 | 1 | HOUETARHNHPELCN04_OLDI | HOUETARHNBHSOLE01_OLDI | BHSOLE01 | HPELCN04 | ETA_OLDI | BHSOLE01_HPELCN04 | 6 | 0 | 1 | New
HOUETARHNHPELCN04_OLDI_FBHSOLE01_D67 | Residential heating technology - Heat pump, Ground source - apartment complex - existing building - distributed level 0.67 | HOUELC, HOUAMB | HOUETARHN_OLDI_DMD | MKr20 | 2025 | 6.6364 | 0.053094 | 0.31431 | [5 empty] | ETA | I | OLD | 3.1815 |  | RHNHPELC | 4 | 0.66667 | HOUETARHNHPELCN04_OLDI_FBHSOLE01 | 1 | HOUETARHNHPELCN04_OLDI | HOUETARHNBHSOLE01_OLDI | BHSOLE01 | HPELCN04 | ETA_OLDI | BHSOLE01_HPELCN04 | 6 | 0 | 1 | New
HOUETARHNHPELCN04_OLDI_FBHSOLE01_D67 | Residential heating technology - Heat pump, Ground source - apartment complex - existing building - distributed level 0.67 | HOUELC, HOUAMB | HOUETARHN_OLDI_DMD | MKr20 | 2030 | 6.0983 | 0.052631 | 0.30507 | [5 empty] | ETA | I | OLD | 3.278 |  | RHNHPELC | 4 | 0.66667 | HOUETARHNHPELCN04_OLDI_FBHSOLE01 | 1 | HOUETARHNHPELCN04_OLDI | HOUETARHNBHSOLE01_OLDI | BHSOLE01 | HPELCN04 | ETA_OLDI | BHSOLE01_HPELCN04 | 6 | 0 | 1 | New
HOUETARHNHPELCN04_OLDI_FBHSOLE01_D67 | Residential heating technology - Heat pump, Ground source - apartment complex - existing building - distributed level 0.67 | HOUELC, HOUAMB | HOUETARHN_OLDI_DMD | MKr20 | 2040 | 5.641 | 0.051561 | 0.29218 | [5 empty] | ETA | I | OLD | 3.4226 |  | RHNHPELC | 4 | 0.66667 | HOUETARHNHPELCN04_OLDI_FBHSOLE01 | 1 | HOUETARHNHPELCN04_OLDI | HOUETARHNBHSOLE01_OLDI | BHSOLE01 | HPELCN04 | ETA_OLDI | BHSOLE01_HPELCN04 | 6 | 0 | 1 | New
HOUETARHNHPELCN04_OLDI_FBHSOLE01_D67 | Residential heating technology - Heat pump, Ground source - apartment complex - existing building - distributed level 0.67 | HOUELC, HOUAMB | HOUETARHN_OLDI_DMD | MKr20 | 2050 | 5.1836 | 0.050472 | 0.28812 | [5 empty] | ETA | I | OLD | 3.4708 |  | RHNHPELC | 4 | 0.66667 | HOUETARHNHPELCN04_OLDI_FBHSOLE01 | 1 | HOUETARHNHPELCN04_OLDI | HOUETARHNBHSOLE01_OLDI | BHSOLE01 | HPELCN04 | ETA_OLDI | BHSOLE01_HPELCN04 | 6 | 0 | 1 | New
HOUETARHNHPELCN03_OLDI_FBHSOLE01_D67 | Residential heating technology - Heat pump, Air-to-water - apartment complex - existing building - distributed level 0.67 | HOUELC, HOUAMB | HOUETARHN_OLDI_DMD | MKr20 | 2020 | 7.7004 | 0.086482 | 0.35767 | [5 empty] | ETA | I | OLD | 2.7959 |  | RHNHPELC | 4 | 0.66667 | HOUETARHNHPELCN03_OLDI_FBHSOLE01 | 1 | HOUETARHNHPELCN03_OLDI | HOUETARHNBHSOLE01_OLDI | BHSOLE01 | HPELCN03 | ETA_OLDI | BHSOLE01_HPELCN03 | 6 | 0 | 1 | New
HOUETARHNHPELCN03_OLDI_FBHSOLE01_D67 | Residential heating technology - Heat pump, Air-to-water - apartment complex - existing building - distributed level 0.67 | HOUELC, HOUAMB | HOUETARHN_OLDI_DMD | MKr20 | 2025 | 6.8951 | 0.086059 | 0.34008 | [5 empty] | ETA | I | OLD | 2.9405 |  | RHNHPELC | 4 | 0.66667 | HOUETARHNHPELCN03_OLDI_FBHSOLE01 | 1 | HOUETARHNHPELCN03_OLDI | HOUETARHNBHSOLE01_OLDI | BHSOLE01 | HPELCN03 | ETA_OLDI | BHSOLE01_HPELCN03 | 6 | 0 | 1 | New
HOUETARHNHPELCN03_OLDI_FBHSOLE01_D67 | Residential heating technology - Heat pump, Air-to-water - apartment complex - existing building - distributed level 0.67 | HOUELC, HOUAMB | HOUETARHN_OLDI_DMD | MKr20 | 2030 | 6.0899 | 0.085596 | 0.32413 | [5 empty] | ETA | I | OLD | 3.0851 |  | RHNHPELC | 4 | 0.66667 | HOUETARHNHPELCN03_OLDI_FBHSOLE01 | 1 | HOUETARHNHPELCN03_OLDI | HOUETARHNBHSOLE01_OLDI | BHSOLE01 | HPELCN03 | ETA_OLDI | BHSOLE01_HPELCN03 | 6 | 0 | 1 | New
HOUETARHNHPELCN03_OLDI_FBHSOLE01_D67 | Residential heating technology - Heat pump, Air-to-water - apartment complex - existing building - distributed level 0.67 | HOUELC, HOUAMB | HOUETARHN_OLDI_DMD | MKr20 | 2040 | 5.4545 | 0.084526 | 0.30962 | [5 empty] | ETA | I | OLD | 3.2298 |  | RHNHPELC | 4 | 0.66667 | HOUETARHNHPELCN03_OLDI_FBHSOLE01 | 1 | HOUETARHNHPELCN03_OLDI | HOUETARHNBHSOLE01_OLDI | BHSOLE01 | HPELCN03 | ETA_OLDI | BHSOLE01_HPELCN03 | 6 | 0 | 1 | New
HOUETARHNHPELCN03_OLDI_FBHSOLE01_D67 | Residential heating technology - Heat pump, Air-to-water - apartment complex - existing building - distributed level 0.67 | HOUELC, HOUAMB | HOUETARHN_OLDI_DMD | MKr20 | 2050 | 4.8191 | 0.083437 | 0.29635 | [5 empty] | ETA | I | OLD | 3.3744 |  | RHNHPELC | 4 | 0.66667 | HOUETARHNHPELCN03_OLDI_FBHSOLE01 | 1 | HOUETARHNHPELCN03_OLDI | HOUETARHNBHSOLE01_OLDI | BHSOLE01 | HPELCN03 | ETA_OLDI | BHSOLE01_HPELCN03 | 6 | 0 | 1 | New
HOUETARHNHPELCN02_OLDI_FBHSOLE01_D67 | Residential heating technology - Heat pump, Air-to-air - single-family house - existing building - distributed level 0.67 | HOUELC, HOUAMB | HOUETARHN_OLDI_DMD | MKr20 | 2020 | 3.2165 | 0.18468 | 0.21386 | [5 empty] | ETA | I | OLD | 4.6759 |  | RHNHPELC | 4 | 0.66667 | HOUETARHNHPELCN02_OLDI_FBHSOLE01 | 1 | HOUETARHNHPELCN02_OLDI | HOUETARHNBHSOLE01_OLDI | BHSOLE01 | HPELCN02 | ETA_OLDI | BHSOLE01_HPELCN02 | 5 | 0 | 1.1 | Unlikely
HOUETARHNHPELCN02_OLDI_FBHSOLE01_D67 | Residential heating technology - Heat pump, Air-to-air - single-family house - existing building - distributed level 0.67 | HOUELC, HOUAMB | HOUETARHN_OLDI_DMD | MKr20 | 2025 | 3.1379 | 0.12547 | 0.20338 | [5 empty] | ETA | I | OLD | 4.9169 |  | RHNHPELC | 4 | 0.66667 | HOUETARHNHPELCN02_OLDI_FBHSOLE01 | 1 | HOUETARHNHPELCN02_OLDI | HOUETARHNBHSOLE01_OLDI | BHSOLE01 | HPELCN02 | ETA_OLDI | BHSOLE01_HPELCN02 | 5 | 0 | 1.1 | Unlikely
HOUETARHNHPELCN02_OLDI_FBHSOLE01_D67 | Residential heating technology - Heat pump, Air-to-air - single-family house - existing building - distributed level 0.67 | HOUELC, HOUAMB | HOUETARHN_OLDI_DMD | MKr20 | 2030 | 3.0593 | 0.12315 | 0.1957 | [5 empty] | ETA | I | OLD | 5.1098 |  | RHNHPELC | 4 | 0.66667 | HOUETARHNHPELCN02_OLDI_FBHSOLE01 | 1 | HOUETARHNHPELCN02_OLDI | HOUETARHNBHSOLE01_OLDI | BHSOLE01 | HPELCN02 | ETA_OLDI | BHSOLE01_HPELCN02 | 5 | 0 | 1.1 | Unlikely
HOUETARHNHPELCN02_OLDI_FBHSOLE01_D67 | Residential heating technology - Heat pump, Air-to-air - single-family house - existing building - distributed level 0.67 | HOUELC, HOUAMB | HOUETARHN_OLDI_DMD | MKr20 | 2040 | 2.9134 | 0.11885 | 0.18859 | [5 empty] | ETA | I | OLD | 5.3026 |  | RHNHPELC | 4 | 0.66667 | HOUETARHNHPELCN02_OLDI_FBHSOLE01 | 1 | HOUETARHNHPELCN02_OLDI | HOUETARHNBHSOLE01_OLDI | BHSOLE01 | HPELCN02 | ETA_OLDI | BHSOLE01_HPELCN02 | 5 | 0 | 1.1 | Unlikely
HOUETARHNHPELCN02_OLDI_FBHSOLE01_D67 | Residential heating technology - Heat pump, Air-to-air - single-family house - existing building - distributed level 0.67 | HOUELC, HOUAMB | HOUETARHN_OLDI_DMD | MKr20 | 2050 | 2.7675 | 0.11455 | 0.18522 | [5 empty] | ETA | I | OLD | 5.399 |  | RHNHPELC | 4 | 0.66667 | HOUETARHNHPELCN02_OLDI_FBHSOLE01 | 1 | HOUETARHNHPELCN02_OLDI | HOUETARHNBHSOLE01_OLDI | BHSOLE01 | HPELCN02 | ETA_OLDI | BHSOLE01_HPELCN02 | 5 | 0 | 1.1 | Unlikely
HOUETARHNDIELCN06_OLDI_FBHSOLE01_D67 | Residential heating technology - Electric heating - electric panel from Bauhaus - apartment complex - new building - distributed level 0.67 | HOUELC | HOUETARHN_OLDI_DMD | MKr20 | 2020 | 0.64843 | 0 | [6 empty] | ETA | I | OLD |  |  | RHNDIELC | 4 | 0.66667 | HOUETARHNDIELCN06_OLDI_FBHSOLE01 | 1 | HOUETARHNDIELCN06_OLDI | HOUETARHNBHSOLE01_OLDI | BHSOLE01 | DIELCN06 | ETA_OLDI | BHSOLE01_DIELCN06 | 5 | 0 | 1.1 | Unlikely
HOUETARHNDIELCN06_OLDI_FBHSOLE01_D67 | Residential heating technology - Electric heating - electric panel from Bauhaus - apartment complex - new building - distributed level 0.67 | HOUELC | HOUETARHN_OLDI_DMD | MKr20 | 2025 | 0.64843 | 0 | [6 empty] | ETA | I | OLD |  |  | RHNDIELC | 4 | 0.66667 | HOUETARHNDIELCN06_OLDI_FBHSOLE01 | 1 | HOUETARHNDIELCN06_OLDI | HOUETARHNBHSOLE01_OLDI | BHSOLE01 | DIELCN06 | ETA_OLDI | BHSOLE01_DIELCN06 | 5 | 0 | 1.1 | Unlikely
HOUETARHNDIELCN06_OLDI_FBHSOLE01_D67 | Residential heating technology - Electric heating - electric panel from Bauhaus - apartment complex - new building - distributed level 0.67 | HOUELC | HOUETARHN_OLDI_DMD | MKr20 | 2030 | 0.64843 | 0 | [6 empty] | ETA | I | OLD |  |  | RHNDIELC | 4 | 0.66667 | HOUETARHNDIELCN06_OLDI_FBHSOLE01 | 1 | HOUETARHNDIELCN06_OLDI | HOUETARHNBHSOLE01_OLDI | BHSOLE01 | DIELCN06 | ETA_OLDI | BHSOLE01_DIELCN06 | 5 | 0 | 1.1 | Unlikely
HOUETARHNDIELCN06_OLDI_FBHSOLE01_D67 | Residential heating technology - Electric heating - electric panel from Bauhaus - apartment complex - new building - distributed level 0.67 | HOUELC | HOUETARHN_OLDI_DMD | MKr20 | 2040 | 0.64843 | 0 | [6 empty] | ETA | I | OLD |  |  | RHNDIELC | 4 | 0.66667 | HOUETARHNDIELCN06_OLDI_FBHSOLE01 | 1 | HOUETARHNDIELCN06_OLDI | HOUETARHNBHSOLE01_OLDI | BHSOLE01 | DIELCN06 | ETA_OLDI | BHSOLE01_DIELCN06 | 5 | 0 | 1.1 | Unlikely
HOUETARHNDIELCN06_OLDI_FBHSOLE01_D67 | Residential heating technology - Electric heating - electric panel from Bauhaus - apartment complex - new building - distributed level 0.67 | HOUELC | HOUETARHN_OLDI_DMD | MKr20 | 2050 | 0.64843 | 0 | [6 empty] | ETA | I | OLD |  |  | RHNDIELC | 4 | 0.66667 | HOUETARHNDIELCN06_OLDI_FBHSOLE01 | 1 | HOUETARHNDIELCN06_OLDI | HOUETARHNBHSOLE01_OLDI | BHSOLE01 | DIELCN06 | ETA_OLDI | BHSOLE01_DIELCN06 | 5 | 0 | 1.1 | Unlikely
HOUETARHNDIELCN01_OLDI_FBHSOLE01_D67 | Residential heating technology - Electric heating - apartment complex - new building - distributed level 0.67 | HOUELC | HOUETARHN_OLDI_DMD | MKr20 | 2020 | 6.0226 | 0.0024454 | [6 empty] | ETA | I | OLD |  |  | RHNDIELC | 4 | 0.66667 | HOUETARHNDIELCN01_OLDI_FBHSOLE01 | 1 | HOUETARHNDIELCN01_OLDI | HOUETARHNBHSOLE01_OLDI | BHSOLE01 | DIELCN01 | ETA_OLDI | BHSOLE01_DIELCN01 | 5 | 0 | 1.1 | Unlikely
HOUETARHNDIELCN01_OLDI_FBHSOLE01_D67 | Residential heating technology - Electric heating - apartment complex - new building - distributed level 0.67 | HOUELC | HOUETARHN_OLDI_DMD | MKr20 | 2025 | 5.8735 | 0.0023455 | [6 empty] | ETA | I | OLD |  |  | RHNDIELC | 4 | 0.66667 | HOUETARHNDIELCN01_OLDI_FBHSOLE01 | 1 | HOUETARHNDIELCN01_OLDI | HOUETARHNBHSOLE01_OLDI | BHSOLE01 | DIELCN01 | ETA_OLDI | BHSOLE01_DIELCN01 | 5 | 0 | 1.1 | Unlikely
HOUETARHNDIELCN01_OLDI_FBHSOLE01_D67 | Residential heating technology - Electric heating - apartment complex - new building - distributed level 0.67 | HOUELC | HOUETARHN_OLDI_DMD | MKr20 | 2030 | 5.7282 | 0.0022956 | [6 empty] | ETA | I | OLD |  |  | RHNDIELC | 4 | 0.66667 | HOUETARHNDIELCN01_OLDI_FBHSOLE01 | 1 | HOUETARHNDIELCN01_OLDI | HOUETARHNBHSOLE01_OLDI | BHSOLE01 | DIELCN01 | ETA_OLDI | BHSOLE01_DIELCN01 | 5 | 0 | 1.1 | Unlikely
HOUETARHNDIELCN01_OLDI_FBHSOLE01_D67 | Residential heating technology - Electric heating - apartment complex - new building - distributed level 0.67 | HOUELC | HOUETARHN_OLDI_DMD | MKr20 | 2040 | 5.4481 | 0.0021958 | [6 empty] | ETA | I | OLD |  |  | RHNDIELC | 4 | 0.66667 | HOUETARHNDIELCN01_OLDI_FBHSOLE01 | 1 | HOUETARHNDIELCN01_OLDI | HOUETARHNBHSOLE01_OLDI | BHSOLE01 | DIELCN01 | ETA_OLDI | BHSOLE01_DIELCN01 | 5 | 0 | 1.1 | Unlikely
HOUETARHNDIELCN01_OLDI_FBHSOLE01_D67 | Residential heating technology - Electric heating - apartment complex - new building - distributed level 0.67 | HOUELC | HOUETARHN_OLDI_DMD | MKr20 | 2050 | 5.1817 | 0.002096 | [6 empty] | ETA | I | OLD |  |  | RHNDIELC | 4 | 0.66667 | HOUETARHNDIELCN01_OLDI_FBHSOLE01 | 1 | HOUETARHNDIELCN01_OLDI | HOUETARHNBHSOLE01_OLDI | BHSOLE01 | DIELCN01 | ETA_OLDI | BHSOLE01_DIELCN01 | 5 | 0 | 1.1 | Unlikely
HOUETARHNBHWPEN01_OLDI_FBHSOLE01_D67 | Residential heating technology - Biomass boiler, automatic stoking , wood pellets or wood chips - apartment complex - existing building - distributed level 0.67 | HOUWPE | HOUETARHN_OLDI_DMD | MKr20 | 2020 | 1.8137 | 0.029971 |  | 25 | 14 | 70 | 2 | 4 | ETA | I | OLD |  |  | RHNBHWPE | 4 | 0.66667 | HOUETARHNBHWPEN01_OLDI_FBHSOLE01 | 1 | HOUETARHNBHWPEN01_OLDI | HOUETARHNBHSOLE01_OLDI | BHSOLE01 | BHWPEN01 | ETA_OLDI | BHSOLE01_BHWPEN01 | 5 | 0 | 1.1 | Unlikely
HOUETARHNBHWPEN01_OLDI_FBHSOLE01_D67 | Residential heating technology - Biomass boiler, automatic stoking , wood pellets or wood chips - apartment complex - existing building - distributed level 0.67 | HOUWPE | HOUETARHN_OLDI_DMD | MKr20 | 2025 | 1.7688 | 0.029758 |  | 25 | 14 | 60 | 2 | 4 | ETA | I | OLD |  |  | RHNBHWPE | 4 | 0.66667 | HOUETARHNBHWPEN01_OLDI_FBHSOLE01 | 1 | HOUETARHNBHWPEN01_OLDI | HOUETARHNBHSOLE01_OLDI | BHSOLE01 | BHWPEN01 | ETA_OLDI | BHSOLE01_BHWPEN01 | 5 | 0 | 1.1 | Unlikely
HOUETARHNBHWPEN01_OLDI_FBHSOLE01_D67 | Residential heating technology - Biomass boiler, automatic stoking , wood pellets or wood chips - apartment complex - existing building - distributed level 0.67 | HOUWPE | HOUETARHN_OLDI_DMD | MKr20 | 2030 | 1.725 | 0.029892 |  | 25 | 11 | 50 | 1 | 4 | ETA | I | OLD |  |  | RHNBHWPE | 4 | 0.66667 | HOUETARHNBHWPEN01_OLDI_FBHSOLE01 | 1 | HOUETARHNBHWPEN01_OLDI | HOUETARHNBHSOLE01_OLDI | BHSOLE01 | BHWPEN01 | ETA_OLDI | BHSOLE01_BHWPEN01 | 5 | 0 | 1.1 | Unlikely
HOUETARHNBHWPEN01_OLDI_FBHSOLE01_D67 | Residential heating technology - Biomass boiler, automatic stoking , wood pellets or wood chips - apartment complex - existing building - distributed level 0.67 | HOUWPE | HOUETARHN_OLDI_DMD | MKr20 | 2040 | 1.6407 | 0.028937 |  | 25 | 9 | 45 | 1 | 4 | ETA | I | OLD |  |  | RHNBHWPE | 4 | 0.66667 | HOUETARHNBHWPEN01_OLDI_FBHSOLE01 | 1 | HOUETARHNBHWPEN01_OLDI | HOUETARHNBHSOLE01_OLDI | BHSOLE01 | BHWPEN01 | ETA_OLDI | BHSOLE01_BHWPEN01 | 5 | 0 | 1.1 | Unlikely
HOUETARHNBHWPEN01_OLDI_FBHSOLE01_D67 | Residential heating technology - Biomass boiler, automatic stoking , wood pellets or wood chips - apartment complex - existing building - distributed level 0.67 | HOUWPE | HOUETARHN_OLDI_DMD | MKr20 | 2050 | 1.5605 | 0.027691 |  | 25 | 9 | 40 | 0 | 4 | ETA | I | OLD |  |  | RHNBHWPE | 4 | 0.66667 | HOUETARHNBHWPEN01_OLDI_FBHSOLE01 | 1 | HOUETARHNBHWPEN01_OLDI | HOUETARHNBHSOLE01_OLDI | BHSOLE01 | BHWPEN01 | ETA_OLDI | BHSOLE01_BHWPEN01 | 5 | 0 | 1.1 | Unlikely
HOUETARHNBHSOLN01_OLDI_FBHSOLE01_D67 | Residential heating technology - Solar heating system - apartment complex - existing building - distributed level 0.67 | HOUSOL | HOUETARHN_OLDI_DMD | MKr20 | 2020 | 4.1578 | 0.023783 | [6 empty] | ETA | I | OLD |  |  | RHNBHSOL | 4 | 0.66667 | HOUETARHNBHSOLN01_OLDI_FBHSOLE01 | 1 | HOUETARHNBHSOLN01_OLDI | HOUETARHNBHSOLE01_OLDI | BHSOLE01 | BHSOLN01 | ETA_OLDI | BHSOLE01_BHSOLN01 | 2 | 0 | 0.9 | Same
HOUETARHNBHSOLN01_OLDI_FBHSOLE01_D67 | Residential heating technology - Solar heating system - apartment complex - existing building - distributed level 0.67 | HOUSOL | HOUETARHN_OLDI_DMD | MKr20 | 2025 | 3.9782 | 0.025209 | [6 empty] | ETA | I | OLD |  |  | RHNBHSOL | 4 | 0.66667 | HOUETARHNBHSOLN01_OLDI_FBHSOLE01 | 1 | HOUETARHNBHSOLN01_OLDI | HOUETARHNBHSOLE01_OLDI | BHSOLE01 | BHSOLN01 | ETA_OLDI | BHSOLE01_BHSOLN01 | 2 | 0 | 0.9 | Same
HOUETARHNBHSOLN01_OLDI_FBHSOLE01_D67 | Residential heating technology - Solar heating system - apartment complex - existing building - distributed level 0.67 | HOUSOL | HOUETARHN_OLDI_DMD | MKr20 | 2030 | 3.7985 | 0.025751 | [6 empty] | ETA | I | OLD |  |  | RHNBHSOL | 4 | 0.66667 | HOUETARHNBHSOLN01_OLDI_FBHSOLE01 | 1 | HOUETARHNBHSOLN01_OLDI | HOUETARHNBHSOLE01_OLDI | BHSOLE01 | BHSOLN01 | ETA_OLDI | BHSOLE01_BHSOLN01 | 2 | 0 | 0.9 | Same
HOUETARHNBHSOLN01_OLDI_FBHSOLE01_D67 | Residential heating technology - Solar heating system - apartment complex - existing building - distributed level 0.67 | HOUSOL | HOUETARHN_OLDI_DMD | MKr20 | 2040 | 3.6188 | 0.025052 | [6 empty] | ETA | I | OLD |  |  | RHNBHSOL | 4 | 0.66667 | HOUETARHNBHSOLN01_OLDI_FBHSOLE01 | 1 | HOUETARHNBHSOLN01_OLDI | HOUETARHNBHSOLE01_OLDI | BHSOLE01 | BHSOLN01 | ETA_OLDI | BHSOLE01_BHSOLN01 | 2 | 0 | 0.9 | Same
HOUETARHNBHSOLN01_OLDI_FBHSOLE01_D67 | Residential heating technology - Solar heating system - apartment complex - existing building - distributed level 0.67 | HOUSOL | HOUETARHN_OLDI_DMD | MKr20 | 2050 | 3.4392 | 0.023783 | [6 empty] | ETA | I | OLD |  |  | RHNBHSOL | 4 | 0.66667 | HOUETARHNBHSOLN01_OLDI_FBHSOLE01 | 1 | HOUETARHNBHSOLN01_OLDI | HOUETARHNBHSOLE01_OLDI | BHSOLE01 | BHSOLN01 | ETA_OLDI | BHSOLE01_BHSOLN01 | 2 | 0 | 0.9 | Same
HOUETARHNBHDHDN09_OLDI_FBHSOLE01_D67 | Residential heating technology - Direct district heating substation - plus connection pipe - plus distribution (heating density: low ) - apartment complex - existing building - distributed level 0.67 | HOUDHD | HOUETARHN_OLDI_DMD | MKr20 | 2020 | 0.45968 | 0.0017726 | [6 empty] | ETA | I | OLD |  |  | RHNBHDHD | 4 | 0.66667 | HOUETARHNBHDHDN09_OLDI_FBHSOLE01 | 1 | HOUETARHNBHDHDN09_OLDI | HOUETARHNBHSOLE01_OLDI | BHSOLE01 | BHDHDN09 | ETA_OLDI | BHSOLE01_BHDHDN09 | 6 | 0 | 1 | New
HOUETARHNBHDHDN09_OLDI_FBHSOLE01_D67 | Residential heating technology - Direct district heating substation - plus connection pipe - plus distribution (heating density: low ) - apartment complex - existing building - distributed level 0.67 | HOUDHD | HOUETARHN_OLDI_DMD | MKr20 | 2025 | 0.4536 | 0.0017966 | [6 empty] | ETA | I | OLD |  |  | RHNBHDHD | 4 | 0.66667 | HOUETARHNBHDHDN09_OLDI_FBHSOLE01 | 1 | HOUETARHNBHDHDN09_OLDI | HOUETARHNBHSOLE01_OLDI | BHSOLE01 | BHDHDN09 | ETA_OLDI | BHSOLE01_BHDHDN09 | 6 | 0 | 1 | New
HOUETARHNBHDHDN09_OLDI_FBHSOLE01_D67 | Residential heating technology - Direct district heating substation - plus connection pipe - plus distribution (heating density: low ) - apartment complex - existing building - distributed level 0.67 | HOUDHD | HOUETARHN_OLDI_DMD | MKr20 | 2030 | 0.44766 | 0.0017701 | [6 empty] | ETA | I | OLD |  |  | RHNBHDHD | 4 | 0.66667 | HOUETARHNBHDHDN09_OLDI_FBHSOLE01 | 1 | HOUETARHNBHDHDN09_OLDI | HOUETARHNBHSOLE01_OLDI | BHSOLE01 | BHDHDN09 | ETA_OLDI | BHSOLE01_BHDHDN09 | 6 | 0 | 1 | New
HOUETARHNBHDHDN09_OLDI_FBHSOLE01_D67 | Residential heating technology - Direct district heating substation - plus connection pipe - plus distribution (heating density: low ) - apartment complex - existing building - distributed level 0.67 | HOUDHD | HOUETARHN_OLDI_DMD | MKr20 | 2040 | 0.43623 | 0.0017164 | [6 empty] | ETA | I | OLD |  |  | RHNBHDHD | 4 | 0.66667 | HOUETARHNBHDHDN09_OLDI_FBHSOLE01 | 1 | HOUETARHNBHDHDN09_OLDI | HOUETARHNBHSOLE01_OLDI | BHSOLE01 | BHDHDN09 | ETA_OLDI | BHSOLE01_BHDHDN09 | 6 | 0 | 1 | New
HOUETARHNBHDHDN09_OLDI_FBHSOLE01_D67 | Residential heating technology - Direct district heating substation - plus connection pipe - plus distribution (heating density: low ) - apartment complex - existing building - distributed level 0.67 | HOUDHD | HOUETARHN_OLDI_DMD | MKr20 | 2050 | 0.42536 | 0.0016479 | [6 empty] | ETA | I | OLD |  |  | RHNBHDHD | 4 | 0.66667 | HOUETARHNBHDHDN09_OLDI_FBHSOLE01 | 1 | HOUETARHNBHDHDN09_OLDI | HOUETARHNBHSOLE01_OLDI | BHSOLE01 | BHDHDN09 | ETA_OLDI | BHSOLE01_BHDHDN09 | 6 | 0 | 1 | New
HOUETARHNBHDHDN07_OLDI_FBHSOLE01_D67 | Residential heating technology - Direct district heating substation - plus connection pipe - plus distribution (heating density: medium ) - apartment complex - existing building - distributed level 0.67 | HOUDHD | HOUETARHN_OLDI_DMD | MKr20 | 2020 | 0.3927 | 0.0017726 | [6 empty] | ETA | I | OLD |  |  | RHNBHDHD | 4 | 0.66667 | HOUETARHNBHDHDN07_OLDI_FBHSOLE01 | 1 | HOUETARHNBHDHDN07_OLDI | HOUETARHNBHSOLE01_OLDI | BHSOLE01 | BHDHDN07 | ETA_OLDI | BHSOLE01_BHDHDN07 | 6 | 0 | 1 | New
HOUETARHNBHDHDN07_OLDI_FBHSOLE01_D67 | Residential heating technology - Direct district heating substation - plus connection pipe - plus distribution (heating density: medium ) - apartment complex - existing building - distributed level 0.67 | HOUDHD | HOUETARHN_OLDI_DMD | MKr20 | 2025 | 0.38661 | 0.0017966 | [6 empty] | ETA | I | OLD |  |  | RHNBHDHD | 4 | 0.66667 | HOUETARHNBHDHDN07_OLDI_FBHSOLE01 | 1 | HOUETARHNBHDHDN07_OLDI | HOUETARHNBHSOLE01_OLDI | BHSOLE01 | BHDHDN07 | ETA_OLDI | BHSOLE01_BHDHDN07 | 6 | 0 | 1 | New
HOUETARHNBHDHDN07_OLDI_FBHSOLE01_D67 | Residential heating technology - Direct district heating substation - plus connection pipe - plus distribution (heating density: medium ) - apartment complex - existing building - distributed level 0.67 | HOUDHD | HOUETARHN_OLDI_DMD | MKr20 | 2030 | 0.38068 | 0.0017701 | [6 empty] | ETA | I | OLD |  |  | RHNBHDHD | 4 | 0.66667 | HOUETARHNBHDHDN07_OLDI_FBHSOLE01 | 1 | HOUETARHNBHDHDN07_OLDI | HOUETARHNBHSOLE01_OLDI | BHSOLE01 | BHDHDN07 | ETA_OLDI | BHSOLE01_BHDHDN07 | 6 | 0 | 1 | New
HOUETARHNBHDHDN07_OLDI_FBHSOLE01_D67 | Residential heating technology - Direct district heating substation - plus connection pipe - plus distribution (heating density: medium ) - apartment complex - existing building - distributed level 0.67 | HOUDHD | HOUETARHN_OLDI_DMD | MKr20 | 2040 | 0.36924 | 0.0017164 | [6 empty] | ETA | I | OLD |  |  | RHNBHDHD | 4 | 0.66667 | HOUETARHNBHDHDN07_OLDI_FBHSOLE01 | 1 | HOUETARHNBHDHDN07_OLDI | HOUETARHNBHSOLE01_OLDI | BHSOLE01 | BHDHDN07 | ETA_OLDI | BHSOLE01_BHDHDN07 | 6 | 0 | 1 | New
HOUETARHNBHDHDN07_OLDI_FBHSOLE01_D67 | Residential heating technology - Direct district heating substation - plus connection pipe - plus distribution (heating density: medium ) - apartment complex - existing building - distributed level 0.67 | HOUDHD | HOUETARHN_OLDI_DMD | MKr20 | 2050 | 0.35837 | 0.0016479 | [6 empty] | ETA | I | OLD |  |  | RHNBHDHD | 4 | 0.66667 | HOUETARHNBHDHDN07_OLDI_FBHSOLE01 | 1 | HOUETARHNBHDHDN07_OLDI | HOUETARHNBHSOLE01_OLDI | BHSOLE01 | BHDHDN07 | ETA_OLDI | BHSOLE01_BHDHDN07 | 6 | 0 | 1 | New
HOUETARHNBHDHDN05_OLDI_FBHSOLE01_D67 | Residential heating technology - Direct district heating substation - plus connection pipe - plus distribution (heating density: high ) - apartment complex - existing building - distributed level 0.67 | HOUDHD | HOUETARHN_OLDI_DMD | MKr20 | 2020 | 0.32571 | 0.0017726 | [6 empty] | ETA | I | OLD |  |  | RHNBHDHD | 4 | 0.66667 | HOUETARHNBHDHDN05_OLDI_FBHSOLE01 | 1 | HOUETARHNBHDHDN05_OLDI | HOUETARHNBHSOLE01_OLDI | BHSOLE01 | BHDHDN05 | ETA_OLDI | BHSOLE01_BHDHDN05 | 6 | 0 | 1 | New
HOUETARHNBHDHDN05_OLDI_FBHSOLE01_D67 | Residential heating technology - Direct district heating substation - plus connection pipe - plus distribution (heating density: high ) - apartment complex - existing building - distributed level 0.67 | HOUDHD | HOUETARHN_OLDI_DMD | MKr20 | 2025 | 0.31963 | 0.0017966 | [6 empty] | ETA | I | OLD |  |  | RHNBHDHD | 4 | 0.66667 | HOUETARHNBHDHDN05_OLDI_FBHSOLE01 | 1 | HOUETARHNBHDHDN05_OLDI | HOUETARHNBHSOLE01_OLDI | BHSOLE01 | BHDHDN05 | ETA_OLDI | BHSOLE01_BHDHDN05 | 6 | 0 | 1 | New
HOUETARHNBHDHDN05_OLDI_FBHSOLE01_D67 | Residential heating technology - Direct district heating substation - plus connection pipe - plus distribution (heating density: high ) - apartment complex - existing building - distributed level 0.67 | HOUDHD | HOUETARHN_OLDI_DMD | MKr20 | 2030 | 0.31369 | 0.0017701 | [6 empty] | ETA | I | OLD |  |  | RHNBHDHD | 4 | 0.66667 | HOUETARHNBHDHDN05_OLDI_FBHSOLE01 | 1 | HOUETARHNBHDHDN05_OLDI | HOUETARHNBHSOLE01_OLDI | BHSOLE01 | BHDHDN05 | ETA_OLDI | BHSOLE01_BHDHDN05 | 6 | 0 | 1 | New
HOUETARHNBHDHDN05_OLDI_FBHSOLE01_D67 | Residential heating technology - Direct district heating substation - plus connection pipe - plus distribution (heating density: high ) - apartment complex - existing building - distributed level 0.67 | HOUDHD | HOUETARHN_OLDI_DMD | MKr20 | 2040 | 0.30226 | 0.0017164 | [6 empty] | ETA | I | OLD |  |  | RHNBHDHD | 4 | 0.66667 | HOUETARHNBHDHDN05_OLDI_FBHSOLE01 | 1 | HOUETARHNBHDHDN05_OLDI | HOUETARHNBHSOLE01_OLDI | BHSOLE01 | BHDHDN05 | ETA_OLDI | BHSOLE01_BHDHDN05 | 6 | 0 | 1 | New
HOUETARHNBHDHDN05_OLDI_FBHSOLE01_D67 | Residential heating technology - Direct district heating substation - plus connection pipe - plus distribution (heating density: high ) - apartment complex - existing building - distributed level 0.67 | HOUDHD | HOUETARHN_OLDI_DMD | MKr20 | 2050 | 0.29138 | 0.0016479 | [6 empty] | ETA | I | OLD |  |  | RHNBHDHD | 4 | 0.66667 | HOUETARHNBHDHDN05_OLDI_FBHSOLE01 | 1 | HOUETARHNBHDHDN05_OLDI | HOUETARHNBHSOLE01_OLDI | BHSOLE01 | BHDHDN05 | ETA_OLDI | BHSOLE01_BHDHDN05 | 6 | 0 | 1 | New
HOUETARHNBHDHCN09_OLDI_FBHSOLE01_D67 | Residential heating technology - Direct district heating substation - plus connection pipe - plus distribution (heating density: low ) - apartment complex - existing building - distributed level 0.67 | HOUDHC | HOUETARHN_OLDI_DMD | MKr20 | 2020 | 0.45968 | 0.0017726 | [6 empty] | ETA | I | OLD |  |  | RHNBHDHC | 4 | 0.66667 | HOUETARHNBHDHCN09_OLDI_FBHSOLE01 | 1 | HOUETARHNBHDHCN09_OLDI | HOUETARHNBHSOLE01_OLDI | BHSOLE01 | BHDHCN09 | ETA_OLDI | BHSOLE01_BHDHCN09 | 6 | 0 | 1 | New
HOUETARHNBHDHCN09_OLDI_FBHSOLE01_D67 | Residential heating technology - Direct district heating substation - plus connection pipe - plus distribution (heating density: low ) - apartment complex - existing building - distributed level 0.67 | HOUDHC | HOUETARHN_OLDI_DMD | MKr20 | 2025 | 0.4536 | 0.0017966 | [6 empty] | ETA | I | OLD |  |  | RHNBHDHC | 4 | 0.66667 | HOUETARHNBHDHCN09_OLDI_FBHSOLE01 | 1 | HOUETARHNBHDHCN09_OLDI | HOUETARHNBHSOLE01_OLDI | BHSOLE01 | BHDHCN09 | ETA_OLDI | BHSOLE01_BHDHCN09 | 6 | 0 | 1 | New
HOUETARHNBHDHCN09_OLDI_FBHSOLE01_D67 | Residential heating technology - Direct district heating substation - plus connection pipe - plus distribution (heating density: low ) - apartment complex - existing building - distributed level 0.67 | HOUDHC | HOUETARHN_OLDI_DMD | MKr20 | 2030 | 0.44766 | 0.0017701 | [6 empty] | ETA | I | OLD |  |  | RHNBHDHC | 4 | 0.66667 | HOUETARHNBHDHCN09_OLDI_FBHSOLE01 | 1 | HOUETARHNBHDHCN09_OLDI | HOUETARHNBHSOLE01_OLDI | BHSOLE01 | BHDHCN09 | ETA_OLDI | BHSOLE01_BHDHCN09 | 6 | 0 | 1 | New
HOUETARHNBHDHCN09_OLDI_FBHSOLE01_D67 | Residential heating technology - Direct district heating substation - plus connection pipe - plus distribution (heating density: low ) - apartment complex - existing building - distributed level 0.67 | HOUDHC | HOUETARHN_OLDI_DMD | MKr20 | 2040 | 0.43623 | 0.0017164 | [6 empty] | ETA | I | OLD |  |  | RHNBHDHC | 4 | 0.66667 | HOUETARHNBHDHCN09_OLDI_FBHSOLE01 | 1 | HOUETARHNBHDHCN09_OLDI | HOUETARHNBHSOLE01_OLDI | BHSOLE01 | BHDHCN09 | ETA_OLDI | BHSOLE01_BHDHCN09 | 6 | 0 | 1 | New
HOUETARHNBHDHCN09_OLDI_FBHSOLE01_D67 | Residential heating technology - Direct district heating substation - plus connection pipe - plus distribution (heating density: low ) - apartment complex - existing building - distributed level 0.67 | HOUDHC | HOUETARHN_OLDI_DMD | MKr20 | 2050 | 0.42536 | 0.0016479 | [6 empty] | ETA | I | OLD |  |  | RHNBHDHC | 4 | 0.66667 | HOUETARHNBHDHCN09_OLDI_FBHSOLE01 | 1 | HOUETARHNBHDHCN09_OLDI | HOUETARHNBHSOLE01_OLDI | BHSOLE01 | BHDHCN09 | ETA_OLDI | BHSOLE01_BHDHCN09 | 6 | 0 | 1 | New
HOUETARHNBHDHCN07_OLDI_FBHSOLE01_D67 | Residential heating technology - Direct district heating substation - plus connection pipe - plus distribution (heating density: medium ) - apartment complex - existing building - distributed level 0.67 | HOUDHC | HOUETARHN_OLDI_DMD | MKr20 | 2020 | 0.3927 | 0.0017726 | [6 empty] | ETA | I | OLD |  |  | RHNBHDHC | 4 | 0.66667 | HOUETARHNBHDHCN07_OLDI_FBHSOLE01 | 1 | HOUETARHNBHDHCN07_OLDI | HOUETARHNBHSOLE01_OLDI | BHSOLE01 | BHDHCN07 | ETA_OLDI | BHSOLE01_BHDHCN07 | 6 | 0 | 1 | New
HOUETARHNBHDHCN07_OLDI_FBHSOLE01_D67 | Residential heating technology - Direct district heating substation - plus connection pipe - plus distribution (heating density: medium ) - apartment complex - existing building - distributed level 0.67 | HOUDHC | HOUETARHN_OLDI_DMD | MKr20 | 2025 | 0.38661 | 0.0017966 | [6 empty] | ETA | I | OLD |  |  | RHNBHDHC | 4 | 0.66667 | HOUETARHNBHDHCN07_OLDI_FBHSOLE01 | 1 | HOUETARHNBHDHCN07_OLDI | HOUETARHNBHSOLE01_OLDI | BHSOLE01 | BHDHCN07 | ETA_OLDI | BHSOLE01_BHDHCN07 | 6 | 0 | 1 | New
HOUETARHNBHDHCN07_OLDI_FBHSOLE01_D67 | Residential heating technology - Direct district heating substation - plus connection pipe - plus distribution (heating density: medium ) - apartment complex - existing building - distributed level 0.67 | HOUDHC | HOUETARHN_OLDI_DMD | MKr20 | 2030 | 0.38068 | 0.0017701 | [6 empty] | ETA | I | OLD |  |  | RHNBHDHC | 4 | 0.66667 | HOUETARHNBHDHCN07_OLDI_FBHSOLE01 | 1 | HOUETARHNBHDHCN07_OLDI | HOUETARHNBHSOLE01_OLDI | BHSOLE01 | BHDHCN07 | ETA_OLDI | BHSOLE01_BHDHCN07 | 6 | 0 | 1 | New
HOUETARHNBHDHCN07_OLDI_FBHSOLE01_D67 | Residential heating technology - Direct district heating substation - plus connection pipe - plus distribution (heating density: medium ) - apartment complex - existing building - distributed level 0.67 | HOUDHC | HOUETARHN_OLDI_DMD | MKr20 | 2040 | 0.36924 | 0.0017164 | [6 empty] | ETA | I | OLD |  |  | RHNBHDHC | 4 | 0.66667 | HOUETARHNBHDHCN07_OLDI_FBHSOLE01 | 1 | HOUETARHNBHDHCN07_OLDI | HOUETARHNBHSOLE01_OLDI | BHSOLE01 | BHDHCN07 | ETA_OLDI | BHSOLE01_BHDHCN07 | 6 | 0 | 1 | New
HOUETARHNBHDHCN07_OLDI_FBHSOLE01_D67 | Residential heating technology - Direct district heating substation - plus connection pipe - plus distribution (heating density: medium ) - apartment complex - existing building - distributed level 0.67 | HOUDHC | HOUETARHN_OLDI_DMD | MKr20 | 2050 | 0.35837 | 0.0016479 | [6 empty] | ETA | I | OLD |  |  | RHNBHDHC | 4 | 0.66667 | HOUETARHNBHDHCN07_OLDI_FBHSOLE01 | 1 | HOUETARHNBHDHCN07_OLDI | HOUETARHNBHSOLE01_OLDI | BHSOLE01 | BHDHCN07 | ETA_OLDI | BHSOLE01_BHDHCN07 | 6 | 0 | 1 | New
HOUETARHNBHDHCN05_OLDI_FBHSOLE01_D67 | Residential heating technology - Direct district heating substation - plus connection pipe - plus distribution (heating density: high ) - apartment complex - existing building - distributed level 0.67 | HOUDHC | HOUETARHN_OLDI_DMD | MKr20 | 2020 | 0.32571 | 0.0017726 | [6 empty] | ETA | I | OLD |  |  | RHNBHDHC | 4 | 0.66667 | HOUETARHNBHDHCN05_OLDI_FBHSOLE01 | 1 | HOUETARHNBHDHCN05_OLDI | HOUETARHNBHSOLE01_OLDI | BHSOLE01 | BHDHCN05 | ETA_OLDI | BHSOLE01_BHDHCN05 | 6 | 0 | 1 | New
HOUETARHNBHDHCN05_OLDI_FBHSOLE01_D67 | Residential heating technology - Direct district heating substation - plus connection pipe - plus distribution (heating density: high ) - apartment complex - existing building - distributed level 0.67 | HOUDHC | HOUETARHN_OLDI_DMD | MKr20 | 2025 | 0.31963 | 0.0017966 | [6 empty] | ETA | I | OLD |  |  | RHNBHDHC | 4 | 0.66667 | HOUETARHNBHDHCN05_OLDI_FBHSOLE01 | 1 | HOUETARHNBHDHCN05_OLDI | HOUETARHNBHSOLE01_OLDI | BHSOLE01 | BHDHCN05 | ETA_OLDI | BHSOLE01_BHDHCN05 | 6 | 0 | 1 | New
HOUETARHNBHDHCN05_OLDI_FBHSOLE01_D67 | Residential heating technology - Direct district heating substation - plus connection pipe - plus distribution (heating density: high ) - apartment complex - existing building - distributed level 0.67 | HOUDHC | HOUETARHN_OLDI_DMD | MKr20 | 2030 | 0.31369 | 0.0017701 | [6 empty] | ETA | I | OLD |  |  | RHNBHDHC | 4 | 0.66667 | HOUETARHNBHDHCN05_OLDI_FBHSOLE01 | 1 | HOUETARHNBHDHCN05_OLDI | HOUETARHNBHSOLE01_OLDI | BHSOLE01 | BHDHCN05 | ETA_OLDI | BHSOLE01_BHDHCN05 | 6 | 0 | 1 | New
HOUETARHNBHDHCN05_OLDI_FBHSOLE01_D67 | Residential heating technology - Direct district heating substation - plus connection pipe - plus distribution (heating density: high ) - apartment complex - existing building - distributed level 0.67 | HOUDHC | HOUETARHN_OLDI_DMD | MKr20 | 2040 | 0.30226 | 0.0017164 | [6 empty] | ETA | I | OLD |  |  | RHNBHDHC | 4 | 0.66667 | HOUETARHNBHDHCN05_OLDI_FBHSOLE01 | 1 | HOUETARHNBHDHCN05_OLDI | HOUETARHNBHSOLE01_OLDI | BHSOLE01 | BHDHCN05 | ETA_OLDI | BHSOLE01_BHDHCN05 | 6 | 0 | 1 | New
HOUETARHNBHDHCN05_OLDI_FBHSOLE01_D67 | Residential heating technology - Direct district heating substation - plus connection pipe - plus distribution (heating density: high ) - apartment complex - existing building - distributed level 0.67 | HOUDHC | HOUETARHN_OLDI_DMD | MKr20 | 2050 | 0.29138 | 0.0016479 | [6 empty] | ETA | I | OLD |  |  | RHNBHDHC | 4 | 0.66667 | HOUETARHNBHDHCN05_OLDI_FBHSOLE01 | 1 | HOUETARHNBHDHCN05_OLDI | HOUETARHNBHSOLE01_OLDI | BHSOLE01 | BHDHCN05 | ETA_OLDI | BHSOLE01_BHDHCN05 | 6 | 0 | 1 | New
HOUPARRHNHPELCN07_OLDC_FBHSOLE01_D67 | Residential heating technology - Heat pump, Air-to-water, low-price product - single-family house - existing building - distributed level 0.67 | HOUELC, HOUAMB | HOUPARRHN_OLDC_DMD | MKr20 | 2020 | 11.5083 | 0.41034 | 0.34574 | [5 empty] | PAR | C | OLD | 2.8923 |  | RHNHPELC | 4 | 0.66667 | HOUPARRHNHPELCN07_OLDC_FBHSOLE01 | 1 | HOUPARRHNHPELCN07_OLDC | HOUPARRHNBHSOLE01_OLDC | BHSOLE01 | HPELCN07 | PAR_OLDC | BHSOLE01_HPELCN07 | 5 | 0 | 1.1 | Unlikely
HOUPARRHNHPELCN07_OLDC_FBHSOLE01_D67 | Residential heating technology - Heat pump, Air-to-water, low-price product - single-family house - existing building - distributed level 0.67 | HOUELC, HOUAMB | HOUPARRHN_OLDC_DMD | MKr20 | 2025 | 10.528 | 0.31473 | 0.32928 | [5 empty] | PAR | C | OLD | 3.0369 |  | RHNHPELC | 4 | 0.66667 | HOUPARRHNHPELCN07_OLDC_FBHSOLE01 | 1 | HOUPARRHNHPELCN07_OLDC | HOUPARRHNBHSOLE01_OLDC | BHSOLE01 | HPELCN07 | PAR_OLDC | BHSOLE01_HPELCN07 | 5 | 0 | 1.1 | Unlikely
HOUPARRHNHPELCN07_OLDC_FBHSOLE01_D67 | Residential heating technology - Heat pump, Air-to-water, low-price product - single-family house - existing building - distributed level 0.67 | HOUELC, HOUAMB | HOUPARRHN_OLDC_DMD | MKr20 | 2030 | 9.5477 | 0.31099 | 0.31431 | [5 empty] | PAR | C | OLD | 3.1815 |  | RHNHPELC | 4 | 0.66667 | HOUPARRHNHPELCN07_OLDC_FBHSOLE01 | 1 | HOUPARRHNHPELCN07_OLDC | HOUPARRHNBHSOLE01_OLDC | BHSOLE01 | HPELCN07 | PAR_OLDC | BHSOLE01_HPELCN07 | 5 | 0 | 1.1 | Unlikely
HOUPARRHNHPELCN07_OLDC_FBHSOLE01_D67 | Residential heating technology - Heat pump, Air-to-water, low-price product - single-family house - existing building - distributed level 0.67 | HOUELC, HOUAMB | HOUPARRHN_OLDC_DMD | MKr20 | 2040 | 8.7667 | 0.30404 | 0.30065 | [5 empty] | PAR | C | OLD | 3.3262 |  | RHNHPELC | 4 | 0.66667 | HOUPARRHNHPELCN07_OLDC_FBHSOLE01 | 1 | HOUPARRHNHPELCN07_OLDC | HOUPARRHNBHSOLE01_OLDC | BHSOLE01 | HPELCN07 | PAR_OLDC | BHSOLE01_HPELCN07 | 5 | 0 | 1.1 | Unlikely
HOUPARRHNHPELCN07_OLDC_FBHSOLE01_D67 | Residential heating technology - Heat pump, Air-to-water, low-price product - single-family house - existing building - distributed level 0.67 | HOUELC, HOUAMB | HOUPARRHN_OLDC_DMD | MKr20 | 2050 | 7.9856 | 0.2971 | 0.29218 | [5 empty] | PAR | C | OLD | 3.4226 |  | RHNHPELC | 4 | 0.66667 | HOUPARRHNHPELCN07_OLDC_FBHSOLE01 | 1 | HOUPARRHNHPELCN07_OLDC | HOUPARRHNBHSOLE01_OLDC | BHSOLE01 | HPELCN07 | PAR_OLDC | BHSOLE01_HPELCN07 | 5 | 0 | 1.1 | Unlikely
HOUPARRHNHPELCN05_OLDC_FBHSOLE01_D67 | Residential heating technology - Heat pump, Air-to-water - leasing - single-family house - existing building - distributed level 0.67 | HOUELC, HOUAMB | HOUPARRHN_OLDC_DMD | MKr20 | 2020 | 9.6333 | 1.1361 | 0.32928 | [5 empty] | PAR | C | OLD | 3.0369 |  | RHNHPELC | 4 | 0.66667 | HOUPARRHNHPELCN05_OLDC_FBHSOLE01 | 1 | HOUPARRHNHPELCN05_OLDC | HOUPARRHNBHSOLE01_OLDC | BHSOLE01 | HPELCN05 | PAR_OLDC | BHSOLE01_HPELCN05 | 5 | 0 | 1.1 | Unlikely
HOUPARRHNHPELCN05_OLDC_FBHSOLE01_D67 | Residential heating technology - Heat pump, Air-to-water - leasing - single-family house - existing building - distributed level 0.67 | HOUELC, HOUAMB | HOUPARRHN_OLDC_DMD | MKr20 | 2025 | 8.8856 | 0.97988 | 0.31431 | [5 empty] | PAR | C | OLD | 3.1815 |  | RHNHPELC | 4 | 0.66667 | HOUPARRHNHPELCN05_OLDC_FBHSOLE01 | 1 | HOUPARRHNHPELCN05_OLDC | HOUPARRHNBHSOLE01_OLDC | BHSOLE01 | HPELCN05 | PAR_OLDC | BHSOLE01_HPELCN05 | 5 | 0 | 1.1 | Unlikely
HOUPARRHNHPELCN05_OLDC_FBHSOLE01_D67 | Residential heating technology - Heat pump, Air-to-water - leasing - single-family house - existing building - distributed level 0.67 | HOUELC, HOUAMB | HOUPARRHN_OLDC_DMD | MKr20 | 2030 | 8.138 | 0.91553 | 0.30065 | [5 empty] | PAR | C | OLD | 3.3262 |  | RHNHPELC | 4 | 0.66667 | HOUPARRHNHPELCN05_OLDC_FBHSOLE01 | 1 | HOUPARRHNHPELCN05_OLDC | HOUPARRHNBHSOLE01_OLDC | BHSOLE01 | HPELCN05 | PAR_OLDC | BHSOLE01_HPELCN05 | 5 | 0 | 1.1 | Unlikely
HOUPARRHNHPELCN05_OLDC_FBHSOLE01_D67 | Residential heating technology - Heat pump, Air-to-water - leasing - single-family house - existing building - distributed level 0.67 | HOUELC, HOUAMB | HOUPARRHN_OLDC_DMD | MKr20 | 2040 | 7.5316 | 0.85944 | 0.28812 | [5 empty] | PAR | C | OLD | 3.4708 |  | RHNHPELC | 4 | 0.66667 | HOUPARRHNHPELCN05_OLDC_FBHSOLE01 | 1 | HOUPARRHNHPELCN05_OLDC | HOUPARRHNBHSOLE01_OLDC | BHSOLE01 | HPELCN05 | PAR_OLDC | BHSOLE01_HPELCN05 | 5 | 0 | 1.1 | Unlikely
HOUPARRHNHPELCN05_OLDC_FBHSOLE01_D67 | Residential heating technology - Heat pump, Air-to-water - leasing - single-family house - existing building - distributed level 0.67 | HOUELC, HOUAMB | HOUPARRHN_OLDC_DMD | MKr20 | 2050 | 6.9252 | 0.80334 | 0.28033 | [5 empty] | PAR | C | OLD | 3.5672 |  | RHNHPELC | 4 | 0.66667 | HOUPARRHNHPELCN05_OLDC_FBHSOLE01 | 1 | HOUPARRHNHPELCN05_OLDC | HOUPARRHNBHSOLE01_OLDC | BHSOLE01 | HPELCN05 | PAR_OLDC | BHSOLE01_HPELCN05 | 5 | 0 | 1.1 | Unlikely
HOUPARRHNHPELCN04_OLDC_FBHSOLE01_D67 | Residential heating technology - Heat pump, Ground source - single-family house - existing building - distributed level 0.67 | HOUELC, HOUAMB | HOUPARRHN_OLDC_DMD | MKr20 | 2020 | 23.196 | 0.32766 | 0.30065 | [5 empty] | PAR | C | OLD | 3.3262 |  | RHNHPELC | 4 | 0.66667 | HOUPARRHNHPELCN04_OLDC_FBHSOLE01 | 1 | HOUPARRHNHPELCN04_OLDC | HOUPARRHNBHSOLE01_OLDC | BHSOLE01 | HPELCN04 | PAR_OLDC | BHSOLE01_HPELCN04 | 6 | 0 | 1 | New
HOUPARRHNHPELCN04_OLDC_FBHSOLE01_D67 | Residential heating technology - Heat pump, Ground source - single-family house - existing building - distributed level 0.67 | HOUELC, HOUAMB | HOUPARRHN_OLDC_DMD | MKr20 | 2025 | 22.0362 | 0.23205 | 0.29218 | [5 empty] | PAR | C | OLD | 3.4226 |  | RHNHPELC | 4 | 0.66667 | HOUPARRHNHPELCN04_OLDC_FBHSOLE01 | 1 | HOUPARRHNHPELCN04_OLDC | HOUPARRHNBHSOLE01_OLDC | BHSOLE01 | HPELCN04 | PAR_OLDC | BHSOLE01_HPELCN04 | 6 | 0 | 1 | New
HOUPARRHNHPELCN04_OLDC_FBHSOLE01_D67 | Residential heating technology - Heat pump, Ground source - single-family house - existing building - distributed level 0.67 | HOUELC, HOUAMB | HOUPARRHN_OLDC_DMD | MKr20 | 2030 | 20.8764 | 0.22831 | 0.28417 | [5 empty] | PAR | C | OLD | 3.519 |  | RHNHPELC | 4 | 0.66667 | HOUPARRHNHPELCN04_OLDC_FBHSOLE01 | 1 | HOUPARRHNHPELCN04_OLDC | HOUPARRHNBHSOLE01_OLDC | BHSOLE01 | HPELCN04 | PAR_OLDC | BHSOLE01_HPELCN04 | 6 | 0 | 1 | New
HOUPARRHNHPELCN04_OLDC_FBHSOLE01_D67 | Residential heating technology - Heat pump, Ground source - single-family house - existing building - distributed level 0.67 | HOUELC, HOUAMB | HOUPARRHN_OLDC_DMD | MKr20 | 2040 | 19.8326 | 0.22136 | 0.27296 | [5 empty] | PAR | C | OLD | 3.6636 |  | RHNHPELC | 4 | 0.66667 | HOUPARRHNHPELCN04_OLDC_FBHSOLE01 | 1 | HOUPARRHNHPELCN04_OLDC | HOUPARRHNBHSOLE01_OLDC | BHSOLE01 | HPELCN04 | PAR_OLDC | BHSOLE01_HPELCN04 | 6 | 0 | 1 | New
HOUPARRHNHPELCN04_OLDC_FBHSOLE01_D67 | Residential heating technology - Heat pump, Ground source - single-family house - existing building - distributed level 0.67 | HOUELC, HOUAMB | HOUPARRHN_OLDC_DMD | MKr20 | 2050 | 18.7887 | 0.21442 | 0.26941 | [5 empty] | PAR | C | OLD | 3.7118 |  | RHNHPELC | 4 | 0.66667 | HOUPARRHNHPELCN04_OLDC_FBHSOLE01 | 1 | HOUPARRHNHPELCN04_OLDC | HOUPARRHNBHSOLE01_OLDC | BHSOLE01 | HPELCN04 | PAR_OLDC | BHSOLE01_HPELCN04 | 6 | 0 | 1 | New
HOUPARRHNHPELCN03_OLDC_FBHSOLE01_D67 | Residential heating technology - Heat pump, Air-to-water - single-family house - existing building - distributed level 0.67 | HOUELC, HOUAMB | HOUPARRHN_OLDC_DMD | MKr20 | 2020 | 17.515 | 0.35522 | 0.32928 | [5 empty] | PAR | C | OLD | 3.0369 |  | RHNHPELC | 4 | 0.66667 | HOUPARRHNHPELCN03_OLDC_FBHSOLE01 | 1 | HOUPARRHNHPELCN03_OLDC | HOUPARRHNBHSOLE01_OLDC | BHSOLE01 | HPELCN03 | PAR_OLDC | BHSOLE01_HPELCN03 | 6 | 0 | 1 | New
HOUPARRHNHPELCN03_OLDC_FBHSOLE01_D67 | Residential heating technology - Heat pump, Air-to-water - single-family house - existing building - distributed level 0.67 | HOUELC, HOUAMB | HOUPARRHN_OLDC_DMD | MKr20 | 2025 | 16.1557 | 0.25961 | 0.31431 | [5 empty] | PAR | C | OLD | 3.1815 |  | RHNHPELC | 4 | 0.66667 | HOUPARRHNHPELCN03_OLDC_FBHSOLE01 | 1 | HOUPARRHNHPELCN03_OLDC | HOUPARRHNBHSOLE01_OLDC | BHSOLE01 | HPELCN03 | PAR_OLDC | BHSOLE01_HPELCN03 | 6 | 0 | 1 | New
HOUPARRHNHPELCN03_OLDC_FBHSOLE01_D67 | Residential heating technology - Heat pump, Air-to-water - single-family house - existing building - distributed level 0.67 | HOUELC, HOUAMB | HOUPARRHN_OLDC_DMD | MKr20 | 2030 | 14.7963 | 0.25587 | 0.30065 | [5 empty] | PAR | C | OLD | 3.3262 |  | RHNHPELC | 4 | 0.66667 | HOUPARRHNHPELCN03_OLDC_FBHSOLE01 | 1 | HOUPARRHNHPELCN03_OLDC | HOUPARRHNBHSOLE01_OLDC | BHSOLE01 | HPELCN03 | PAR_OLDC | BHSOLE01_HPELCN03 | 6 | 0 | 1 | New
HOUPARRHNHPELCN03_OLDC_FBHSOLE01_D67 | Residential heating technology - Heat pump, Air-to-water - single-family house - existing building - distributed level 0.67 | HOUELC, HOUAMB | HOUPARRHN_OLDC_DMD | MKr20 | 2040 | 13.6938 | 0.24892 | 0.28812 | [5 empty] | PAR | C | OLD | 3.4708 |  | RHNHPELC | 4 | 0.66667 | HOUPARRHNHPELCN03_OLDC_FBHSOLE01 | 1 | HOUPARRHNHPELCN03_OLDC | HOUPARRHNBHSOLE01_OLDC | BHSOLE01 | HPELCN03 | PAR_OLDC | BHSOLE01_HPELCN03 | 6 | 0 | 1 | New
HOUPARRHNHPELCN03_OLDC_FBHSOLE01_D67 | Residential heating technology - Heat pump, Air-to-water - single-family house - existing building - distributed level 0.67 | HOUELC, HOUAMB | HOUPARRHN_OLDC_DMD | MKr20 | 2050 | 12.5913 | 0.24198 | 0.28033 | [5 empty] | PAR | C | OLD | 3.5672 |  | RHNHPELC | 4 | 0.66667 | HOUPARRHNHPELCN03_OLDC_FBHSOLE01 | 1 | HOUPARRHNHPELCN03_OLDC | HOUPARRHNBHSOLE01_OLDC | BHSOLE01 | HPELCN03 | PAR_OLDC | BHSOLE01_HPELCN03 | 6 | 0 | 1 | New
HOUPARRHNHPELCN02_OLDC_FBHSOLE01_D67 | Residential heating technology - Heat pump, Air-to-air - single-family house - existing building - distributed level 0.67 | HOUELC, HOUAMB | HOUPARRHN_OLDC_DMD | MKr20 | 2020 | 3.2165 | 0.18468 | 0.21386 | [5 empty] | PAR | C | OLD | 4.6759 |  | RHNHPELC | 4 | 0.66667 | HOUPARRHNHPELCN02_OLDC_FBHSOLE01 | 1 | HOUPARRHNHPELCN02_OLDC | HOUPARRHNBHSOLE01_OLDC | BHSOLE01 | HPELCN02 | PAR_OLDC | BHSOLE01_HPELCN02 | 5 | 0 | 1.1 | Unlikely
HOUPARRHNHPELCN02_OLDC_FBHSOLE01_D67 | Residential heating technology - Heat pump, Air-to-air - single-family house - existing building - distributed level 0.67 | HOUELC, HOUAMB | HOUPARRHN_OLDC_DMD | MKr20 | 2025 | 3.1379 | 0.12547 | 0.20338 | [5 empty] | PAR | C | OLD | 4.9169 |  | RHNHPELC | 4 | 0.66667 | HOUPARRHNHPELCN02_OLDC_FBHSOLE01 | 1 | HOUPARRHNHPELCN02_OLDC | HOUPARRHNBHSOLE01_OLDC | BHSOLE01 | HPELCN02 | PAR_OLDC | BHSOLE01_HPELCN02 | 5 | 0 | 1.1 | Unlikely
HOUPARRHNHPELCN02_OLDC_FBHSOLE01_D67 | Residential heating technology - Heat pump, Air-to-air - single-family house - existing building - distributed level 0.67 | HOUELC, HOUAMB | HOUPARRHN_OLDC_DMD | MKr20 | 2030 | 3.0593 | 0.12315 | 0.1957 | [5 empty] | PAR | C | OLD | 5.1098 |  | RHNHPELC | 4 | 0.66667 | HOUPARRHNHPELCN02_OLDC_FBHSOLE01 | 1 | HOUPARRHNHPELCN02_OLDC | HOUPARRHNBHSOLE01_OLDC | BHSOLE01 | HPELCN02 | PAR_OLDC | BHSOLE01_HPELCN02 | 5 | 0 | 1.1 | Unlikely
HOUPARRHNHPELCN02_OLDC_FBHSOLE01_D67 | Residential heating technology - Heat pump, Air-to-air - single-family house - existing building - distributed level 0.67 | HOUELC, HOUAMB | HOUPARRHN_OLDC_DMD | MKr20 | 2040 | 2.9134 | 0.11885 | 0.18859 | [5 empty] | PAR | C | OLD | 5.3026 |  | RHNHPELC | 4 | 0.66667 | HOUPARRHNHPELCN02_OLDC_FBHSOLE01 | 1 | HOUPARRHNHPELCN02_OLDC | HOUPARRHNBHSOLE01_OLDC | BHSOLE01 | HPELCN02 | PAR_OLDC | BHSOLE01_HPELCN02 | 5 | 0 | 1.1 | Unlikely
HOUPARRHNHPELCN02_OLDC_FBHSOLE01_D67 | Residential heating technology - Heat pump, Air-to-air - single-family house - existing building - distributed level 0.67 | HOUELC, HOUAMB | HOUPARRHN_OLDC_DMD | MKr20 | 2050 | 2.7675 | 0.11455 | 0.18522 | [5 empty] | PAR | C | OLD | 5.399 |  | RHNHPELC | 4 | 0.66667 | HOUPARRHNHPELCN02_OLDC_FBHSOLE01 | 1 | HOUPARRHNHPELCN02_OLDC | HOUPARRHNBHSOLE01_OLDC | BHSOLE01 | HPELCN02 | PAR_OLDC | BHSOLE01_HPELCN02 | 5 | 0 | 1.1 | Unlikely
HOUPARRHNDIELCN06_OLDC_FBHSOLE01_D67 | Residential heating technology - Electric heating - electric panel from Bauhaus - single-family house - new building - distributed level 0.67 | HOUELC | HOUPARRHN_OLDC_DMD | MKr20 | 2020 | 0.64843 | 0 | [6 empty] | PAR | C | OLD |  |  | RHNDIELC | 4 | 0.66667 | HOUPARRHNDIELCN06_OLDC_FBHSOLE01 | 1 | HOUPARRHNDIELCN06_OLDC | HOUPARRHNBHSOLE01_OLDC | BHSOLE01 | DIELCN06 | PAR_OLDC | BHSOLE01_DIELCN06 | 5 | 0 | 1.1 | Unlikely
HOUPARRHNDIELCN06_OLDC_FBHSOLE01_D67 | Residential heating technology - Electric heating - electric panel from Bauhaus - single-family house - new building - distributed level 0.67 | HOUELC | HOUPARRHN_OLDC_DMD | MKr20 | 2025 | 0.64843 | 0 | [6 empty] | PAR | C | OLD |  |  | RHNDIELC | 4 | 0.66667 | HOUPARRHNDIELCN06_OLDC_FBHSOLE01 | 1 | HOUPARRHNDIELCN06_OLDC | HOUPARRHNBHSOLE01_OLDC | BHSOLE01 | DIELCN06 | PAR_OLDC | BHSOLE01_DIELCN06 | 5 | 0 | 1.1 | Unlikely
HOUPARRHNDIELCN06_OLDC_FBHSOLE01_D67 | Residential heating technology - Electric heating - electric panel from Bauhaus - single-family house - new building - distributed level 0.67 | HOUELC | HOUPARRHN_OLDC_DMD | MKr20 | 2030 | 0.64843 | 0 | [6 empty] | PAR | C | OLD |  |  | RHNDIELC | 4 | 0.66667 | HOUPARRHNDIELCN06_OLDC_FBHSOLE01 | 1 | HOUPARRHNDIELCN06_OLDC | HOUPARRHNBHSOLE01_OLDC | BHSOLE01 | DIELCN06 | PAR_OLDC | BHSOLE01_DIELCN06 | 5 | 0 | 1.1 | Unlikely
HOUPARRHNDIELCN06_OLDC_FBHSOLE01_D67 | Residential heating technology - Electric heating - electric panel from Bauhaus - single-family house - new building - distributed level 0.67 | HOUELC | HOUPARRHN_OLDC_DMD | MKr20 | 2040 | 0.64843 | 0 | [6 empty] | PAR | C | OLD |  |  | RHNDIELC | 4 | 0.66667 | HOUPARRHNDIELCN06_OLDC_FBHSOLE01 | 1 | HOUPARRHNDIELCN06_OLDC | HOUPARRHNBHSOLE01_OLDC | BHSOLE01 | DIELCN06 | PAR_OLDC | BHSOLE01_DIELCN06 | 5 | 0 | 1.1 | Unlikely
HOUPARRHNDIELCN06_OLDC_FBHSOLE01_D67 | Residential heating technology - Electric heating - electric panel from Bauhaus - single-family house - new building - distributed level 0.67 | HOUELC | HOUPARRHN_OLDC_DMD | MKr20 | 2050 | 0.64843 | 0 | [6 empty] | PAR | C | OLD |  |  | RHNDIELC | 4 | 0.66667 | HOUPARRHNDIELCN06_OLDC_FBHSOLE01 | 1 | HOUPARRHNDIELCN06_OLDC | HOUPARRHNBHSOLE01_OLDC | BHSOLE01 | DIELCN06 | PAR_OLDC | BHSOLE01_DIELCN06 | 5 | 0 | 1.1 | Unlikely
HOUPARRHNDIELCN01_OLDC_FBHSOLE01_D67 | Residential heating technology - Electric heating - single-family house - new building - distributed level 0.67 | HOUELC | HOUPARRHN_OLDC_DMD | MKr20 | 2020 | 7.8786 | 0.063879 | [6 empty] | PAR | C | OLD |  |  | RHNDIELC | 4 | 0.66667 | HOUPARRHNDIELCN01_OLDC_FBHSOLE01 | 1 | HOUPARRHNDIELCN01_OLDC | HOUPARRHNBHSOLE01_OLDC | BHSOLE01 | DIELCN01 | PAR_OLDC | BHSOLE01_DIELCN01 | 5 | 0 | 1.1 | Unlikely
HOUPARRHNDIELCN01_OLDC_FBHSOLE01_D67 | Residential heating technology - Electric heating - single-family house - new building - distributed level 0.67 | HOUELC | HOUPARRHN_OLDC_DMD | MKr20 | 2025 | 7.6836 | 0.063879 | [6 empty] | PAR | C | OLD |  |  | RHNDIELC | 4 | 0.66667 | HOUPARRHNDIELCN01_OLDC_FBHSOLE01 | 1 | HOUPARRHNDIELCN01_OLDC | HOUPARRHNBHSOLE01_OLDC | BHSOLE01 | DIELCN01 | PAR_OLDC | BHSOLE01_DIELCN01 | 5 | 0 | 1.1 | Unlikely
HOUPARRHNDIELCN01_OLDC_FBHSOLE01_D67 | Residential heating technology - Electric heating - single-family house - new building - distributed level 0.67 | HOUELC | HOUPARRHN_OLDC_DMD | MKr20 | 2030 | 7.4934 | 0.061217 | [6 empty] | PAR | C | OLD |  |  | RHNDIELC | 4 | 0.66667 | HOUPARRHNDIELCN01_OLDC_FBHSOLE01 | 1 | HOUPARRHNDIELCN01_OLDC | HOUPARRHNBHSOLE01_OLDC | BHSOLE01 | DIELCN01 | PAR_OLDC | BHSOLE01_DIELCN01 | 5 | 0 | 1.1 | Unlikely
HOUPARRHNDIELCN01_OLDC_FBHSOLE01_D67 | Residential heating technology - Electric heating - single-family house - new building - distributed level 0.67 | HOUELC | HOUPARRHN_OLDC_DMD | MKr20 | 2040 | 7.1271 | 0.058555 | [6 empty] | PAR | C | OLD |  |  | RHNDIELC | 4 | 0.66667 | HOUPARRHNDIELCN01_OLDC_FBHSOLE01 | 1 | HOUPARRHNDIELCN01_OLDC | HOUPARRHNBHSOLE01_OLDC | BHSOLE01 | DIELCN01 | PAR_OLDC | BHSOLE01_DIELCN01 | 5 | 0 | 1.1 | Unlikely
HOUPARRHNDIELCN01_OLDC_FBHSOLE01_D67 | Residential heating technology - Electric heating - single-family house - new building - distributed level 0.67 | HOUELC | HOUPARRHN_OLDC_DMD | MKr20 | 2050 | 6.7786 | 0.055894 | [6 empty] | PAR | C | OLD |  |  | RHNDIELC | 4 | 0.66667 | HOUPARRHNDIELCN01_OLDC_FBHSOLE01 | 1 | HOUPARRHNDIELCN01_OLDC | HOUPARRHNBHSOLE01_OLDC | BHSOLE01 | DIELCN01 | PAR_OLDC | BHSOLE01_DIELCN01 | 5 | 0 | 1.1 | Unlikely
HOUPARRHNBHWPEN01_OLDC_FBHSOLE01_D67 | Residential heating technology - Biomass boiler, automatic stoking , wood pellets or wood chips - single-family house - existing building - distributed level 0.67 | HOUWPE | HOUPARRHN_OLDC_DMD | MKr20 | 2020 | 5.2134 | 0.44811 |  | 25 | 14 | 70 | 2 | 4 | PAR | C | OLD |  |  | RHNBHWPE | 4 | 0.66667 | HOUPARRHNBHWPEN01_OLDC_FBHSOLE01 | 1 | HOUPARRHNBHWPEN01_OLDC | HOUPARRHNBHSOLE01_OLDC | BHSOLE01 | BHWPEN01 | PAR_OLDC | BHSOLE01_BHWPEN01 | 5 | 0 | 1.1 | Unlikely
HOUPARRHNBHWPEN01_OLDC_FBHSOLE01_D67 | Residential heating technology - Biomass boiler, automatic stoking , wood pellets or wood chips - single-family house - existing building - distributed level 0.67 | HOUWPE | HOUPARRHN_OLDC_DMD | MKr20 | 2025 | 5.0844 | 0.44037 |  | 25 | 14 | 60 | 2 | 4 | PAR | C | OLD |  |  | RHNBHWPE | 4 | 0.66667 | HOUPARRHNBHWPEN01_OLDC_FBHSOLE01 | 1 | HOUPARRHNBHWPEN01_OLDC | HOUPARRHNBHSOLE01_OLDC | BHSOLE01 | BHWPEN01 | PAR_OLDC | BHSOLE01_BHWPEN01 | 5 | 0 | 1.1 | Unlikely
HOUPARRHNBHWPEN01_OLDC_FBHSOLE01_D67 | Residential heating technology - Biomass boiler, automatic stoking , wood pellets or wood chips - single-family house - existing building - distributed level 0.67 | HOUWPE | HOUPARRHN_OLDC_DMD | MKr20 | 2030 | 4.9585 | 0.43449 |  | 25 | 11 | 50 | 1 | 4 | PAR | C | OLD |  |  | RHNBHWPE | 4 | 0.66667 | HOUPARRHNBHWPEN01_OLDC_FBHSOLE01 | 1 | HOUPARRHNBHWPEN01_OLDC | HOUPARRHNBHSOLE01_OLDC | BHSOLE01 | BHWPEN01 | PAR_OLDC | BHSOLE01_BHWPEN01 | 5 | 0 | 1.1 | Unlikely
HOUPARRHNBHWPEN01_OLDC_FBHSOLE01_D67 | Residential heating technology - Biomass boiler, automatic stoking , wood pellets or wood chips - single-family house - existing building - distributed level 0.67 | HOUWPE | HOUPARRHN_OLDC_DMD | MKr20 | 2040 | 4.7161 | 0.41527 |  | 25 | 9 | 45 | 1 | 4 | PAR | C | OLD |  |  | RHNBHWPE | 4 | 0.66667 | HOUPARRHNBHWPEN01_OLDC_FBHSOLE01 | 1 | HOUPARRHNBHWPEN01_OLDC | HOUPARRHNBHSOLE01_OLDC | BHSOLE01 | BHWPEN01 | PAR_OLDC | BHSOLE01_BHWPEN01 | 5 | 0 | 1.1 | Unlikely
HOUPARRHNBHWPEN01_OLDC_FBHSOLE01_D67 | Residential heating technology - Biomass boiler, automatic stoking , wood pellets or wood chips - single-family house - existing building - distributed level 0.67 | HOUWPE | HOUPARRHN_OLDC_DMD | MKr20 | 2050 | 5.6069 | 0.49611 |  | 25 | 9 | 40 | 0 | 4 | PAR | C | OLD |  |  | RHNBHWPE | 4 | 0.66667 | HOUPARRHNBHWPEN01_OLDC_FBHSOLE01 | 1 | HOUPARRHNBHWPEN01_OLDC | HOUPARRHNBHSOLE01_OLDC | BHSOLE01 | BHWPEN01 | PAR_OLDC | BHSOLE01_BHWPEN01 | 5 | 0 | 1.1 | Unlikely
HOUPARRHNBHSOLN01_OLDC_FBHSOLE01_D67 | Residential heating technology - Solar heating system - single-family house - existing building - distributed level 0.67 | HOUSOL | HOUPARRHN_OLDC_DMD | MKr20 | 2020 | 7.0837 | 0.099715 | [6 empty] | PAR | C | OLD |  |  | RHNBHSOL | 4 | 0.66667 | HOUPARRHNBHSOLN01_OLDC_FBHSOLE01 | 1 | HOUPARRHNBHSOLN01_OLDC | HOUPARRHNBHSOLE01_OLDC | BHSOLE01 | BHSOLN01 | PAR_OLDC | BHSOLE01_BHSOLN01 | 2 | 0 | 0.9 | Same
HOUPARRHNBHSOLN01_OLDC_FBHSOLE01_D67 | Residential heating technology - Solar heating system - single-family house - existing building - distributed level 0.67 | HOUSOL | HOUPARRHN_OLDC_DMD | MKr20 | 2025 | 6.9083 | 0.093632 | [6 empty] | PAR | C | OLD |  |  | RHNBHSOL | 4 | 0.66667 | HOUPARRHNBHSOLN01_OLDC_FBHSOLE01 | 1 | HOUPARRHNBHSOLN01_OLDC | HOUPARRHNBHSOLE01_OLDC | BHSOLE01 | BHSOLN01 | PAR_OLDC | BHSOLE01_BHSOLN01 | 2 | 0 | 0.9 | Same
HOUPARRHNBHSOLN01_OLDC_FBHSOLE01_D67 | Residential heating technology - Solar heating system - single-family house - existing building - distributed level 0.67 | HOUSOL | HOUPARRHN_OLDC_DMD | MKr20 | 2030 | 6.7374 | 0.09135 | [6 empty] | PAR | C | OLD |  |  | RHNBHSOL | 4 | 0.66667 | HOUPARRHNBHSOLN01_OLDC_FBHSOLE01 | 1 | HOUPARRHNBHSOLN01_OLDC | HOUPARRHNBHSOLE01_OLDC | BHSOLE01 | BHSOLN01 | PAR_OLDC | BHSOLE01_BHSOLN01 | 2 | 0 | 0.9 | Same
HOUPARRHNBHSOLN01_OLDC_FBHSOLE01_D67 | Residential heating technology - Solar heating system - single-family house - existing building - distributed level 0.67 | HOUSOL | HOUPARRHN_OLDC_DMD | MKr20 | 2040 | 6.408 | 0.086407 | [6 empty] | PAR | C | OLD |  |  | RHNBHSOL | 4 | 0.66667 | HOUPARRHNBHSOLN01_OLDC_FBHSOLE01 | 1 | HOUPARRHNBHSOLN01_OLDC | HOUPARRHNBHSOLE01_OLDC | BHSOLE01 | BHSOLN01 | PAR_OLDC | BHSOLE01_BHSOLN01 | 2 | 0 | 0.9 | Same
HOUPARRHNBHSOLN01_OLDC_FBHSOLE01_D67 | Residential heating technology - Solar heating system - single-family house - existing building - distributed level 0.67 | HOUSOL | HOUPARRHN_OLDC_DMD | MKr20 | 2050 | 6.0947 | 0.081464 | [6 empty] | PAR | C | OLD |  |  | RHNBHSOL | 4 | 0.66667 | HOUPARRHNBHSOLN01_OLDC_FBHSOLE01 | 1 | HOUPARRHNBHSOLN01_OLDC | HOUPARRHNBHSOLE01_OLDC | BHSOLE01 | BHSOLN01 | PAR_OLDC | BHSOLE01_BHSOLN01 | 2 | 0 | 0.9 | Same
HOUPARRHNBHDHCN03_OLDC_FBHSOLE01_D67 | Residential heating technology - Direct district heating substation - plus connection pipe - single-family house - existing building - distributed level 0.67 | HOUDHC | HOUPARRHN_OLDC_DMD | MKr20 | 2020 | 3.4401 | 0.032445 | [6 empty] | PAR | C | OLD |  |  | RHNBHDHC | 4 | 0.66667 | HOUPARRHNBHDHCN03_OLDC_FBHSOLE01 | 1 | HOUPARRHNBHDHCN03_OLDC | HOUPARRHNBHSOLE01_OLDC | BHSOLE01 | BHDHCN03 | PAR_OLDC | BHSOLE01_BHDHCN03 | 6 | 0 | 1 | New
HOUPARRHNBHDHCN03_OLDC_FBHSOLE01_D67 | Residential heating technology - Direct district heating substation - plus connection pipe - single-family house - existing building - distributed level 0.67 | HOUDHC | HOUPARRHN_OLDC_DMD | MKr20 | 2025 | 3.4002 | 0.032205 | [6 empty] | PAR | C | OLD |  |  | RHNBHDHC | 4 | 0.66667 | HOUPARRHNBHDHCN03_OLDC_FBHSOLE01 | 1 | HOUPARRHNBHDHCN03_OLDC | HOUPARRHNBHSOLE01_OLDC | BHSOLE01 | BHDHCN03 | PAR_OLDC | BHSOLE01_BHDHCN03 | 6 | 0 | 1 | New
HOUPARRHNBHDHCN03_OLDC_FBHSOLE01_D67 | Residential heating technology - Direct district heating substation - plus connection pipe - single-family house - existing building - distributed level 0.67 | HOUDHC | HOUPARRHN_OLDC_DMD | MKr20 | 2030 | 3.3669 | 0.03163 | [6 empty] | PAR | C | OLD |  |  | RHNBHDHC | 4 | 0.66667 | HOUPARRHNBHDHCN03_OLDC_FBHSOLE01 | 1 | HOUPARRHNBHDHCN03_OLDC | HOUPARRHNBHSOLE01_OLDC | BHSOLE01 | BHDHCN03 | PAR_OLDC | BHSOLE01_BHDHCN03 | 6 | 0 | 1 | New
HOUPARRHNBHDHCN03_OLDC_FBHSOLE01_D67 | Residential heating technology - Direct district heating substation - plus connection pipe - single-family house - existing building - distributed level 0.67 | HOUDHC | HOUPARRHN_OLDC_DMD | MKr20 | 2040 | 3.307 | 0.030268 | [6 empty] | PAR | C | OLD |  |  | RHNBHDHC | 4 | 0.66667 | HOUPARRHNBHDHCN03_OLDC_FBHSOLE01 | 1 | HOUPARRHNBHDHCN03_OLDC | HOUPARRHNBHSOLE01_OLDC | BHSOLE01 | BHDHCN03 | PAR_OLDC | BHSOLE01_BHDHCN03 | 6 | 0 | 1 | New
HOUPARRHNBHDHCN03_OLDC_FBHSOLE01_D67 | Residential heating technology - Direct district heating substation - plus connection pipe - single-family house - existing building - distributed level 0.67 | HOUDHC | HOUPARRHN_OLDC_DMD | MKr20 | 2050 | 3.2405 | 0.028286 | [6 empty] | PAR | C | OLD |  |  | RHNBHDHC | 4 | 0.66667 | HOUPARRHNBHDHCN03_OLDC_FBHSOLE01 | 1 | HOUPARRHNBHDHCN03_OLDC | HOUPARRHNBHSOLE01_OLDC | BHSOLE01 | BHDHCN03 | PAR_OLDC | BHSOLE01_BHDHCN03 | 6 | 0 | 1 | New
HOUPARRHNHPELCN07_OLDD_FBHSOLE01_D67 | Residential heating technology - Heat pump, Air-to-water, low-price product - single-family house - existing building - distributed level 0.67 | HOUELC, HOUAMB | HOUPARRHN_OLDD_DMD | MKr20 | 2020 | 11.5083 | 0.41034 | 0.34574 | [5 empty] | PAR | D | OLD | 2.8923 |  | RHNHPELC | 4 | 0.66667 | HOUPARRHNHPELCN07_OLDD_FBHSOLE01 | 1 | HOUPARRHNHPELCN07_OLDD | HOUPARRHNBHSOLE01_OLDD | BHSOLE01 | HPELCN07 | PAR_OLDD | BHSOLE01_HPELCN07 | 5 | 0 | 1.1 | Unlikely
HOUPARRHNHPELCN07_OLDD_FBHSOLE01_D67 | Residential heating technology - Heat pump, Air-to-water, low-price product - single-family house - existing building - distributed level 0.67 | HOUELC, HOUAMB | HOUPARRHN_OLDD_DMD | MKr20 | 2025 | 10.528 | 0.31473 | 0.32928 | [5 empty] | PAR | D | OLD | 3.0369 |  | RHNHPELC | 4 | 0.66667 | HOUPARRHNHPELCN07_OLDD_FBHSOLE01 | 1 | HOUPARRHNHPELCN07_OLDD | HOUPARRHNBHSOLE01_OLDD | BHSOLE01 | HPELCN07 | PAR_OLDD | BHSOLE01_HPELCN07 | 5 | 0 | 1.1 | Unlikely
HOUPARRHNHPELCN07_OLDD_FBHSOLE01_D67 | Residential heating technology - Heat pump, Air-to-water, low-price product - single-family house - existing building - distributed level 0.67 | HOUELC, HOUAMB | HOUPARRHN_OLDD_DMD | MKr20 | 2030 | 9.5477 | 0.31099 | 0.31431 | [5 empty] | PAR | D | OLD | 3.1815 |  | RHNHPELC | 4 | 0.66667 | HOUPARRHNHPELCN07_OLDD_FBHSOLE01 | 1 | HOUPARRHNHPELCN07_OLDD | HOUPARRHNBHSOLE01_OLDD | BHSOLE01 | HPELCN07 | PAR_OLDD | BHSOLE01_HPELCN07 | 5 | 0 | 1.1 | Unlikely
HOUPARRHNHPELCN07_OLDD_FBHSOLE01_D67 | Residential heating technology - Heat pump, Air-to-water, low-price product - single-family house - existing building - distributed level 0.67 | HOUELC, HOUAMB | HOUPARRHN_OLDD_DMD | MKr20 | 2040 | 8.7667 | 0.30404 | 0.30065 | [5 empty] | PAR | D | OLD | 3.3262 |  | RHNHPELC | 4 | 0.66667 | HOUPARRHNHPELCN07_OLDD_FBHSOLE01 | 1 | HOUPARRHNHPELCN07_OLDD | HOUPARRHNBHSOLE01_OLDD | BHSOLE01 | HPELCN07 | PAR_OLDD | BHSOLE01_HPELCN07 | 5 | 0 | 1.1 | Unlikely
HOUPARRHNHPELCN07_OLDD_FBHSOLE01_D67 | Residential heating technology - Heat pump, Air-to-water, low-price product - single-family house - existing building - distributed level 0.67 | HOUELC, HOUAMB | HOUPARRHN_OLDD_DMD | MKr20 | 2050 | 7.9856 | 0.2971 | 0.29218 | [5 empty] | PAR | D | OLD | 3.4226 |  | RHNHPELC | 4 | 0.66667 | HOUPARRHNHPELCN07_OLDD_FBHSOLE01 | 1 | HOUPARRHNHPELCN07_OLDD | HOUPARRHNBHSOLE01_OLDD | BHSOLE01 | HPELCN07 | PAR_OLDD | BHSOLE01_HPELCN07 | 5 | 0 | 1.1 | Unlikely
HOUPARRHNHPELCN05_OLDD_FBHSOLE01_D67 | Residential heating technology - Heat pump, Air-to-water - leasing - single-family house - existing building - distributed level 0.67 | HOUELC, HOUAMB | HOUPARRHN_OLDD_DMD | MKr20 | 2020 | 9.6333 | 1.1361 | 0.32928 | [5 empty] | PAR | D | OLD | 3.0369 |  | RHNHPELC | 4 | 0.66667 | HOUPARRHNHPELCN05_OLDD_FBHSOLE01 | 1 | HOUPARRHNHPELCN05_OLDD | HOUPARRHNBHSOLE01_OLDD | BHSOLE01 | HPELCN05 | PAR_OLDD | BHSOLE01_HPELCN05 | 5 | 0 | 1.1 | Unlikely
HOUPARRHNHPELCN05_OLDD_FBHSOLE01_D67 | Residential heating technology - Heat pump, Air-to-water - leasing - single-family house - existing building - distributed level 0.67 | HOUELC, HOUAMB | HOUPARRHN_OLDD_DMD | MKr20 | 2025 | 8.8856 | 0.97988 | 0.31431 | [5 empty] | PAR | D | OLD | 3.1815 |  | RHNHPELC | 4 | 0.66667 | HOUPARRHNHPELCN05_OLDD_FBHSOLE01 | 1 | HOUPARRHNHPELCN05_OLDD | HOUPARRHNBHSOLE01_OLDD | BHSOLE01 | HPELCN05 | PAR_OLDD | BHSOLE01_HPELCN05 | 5 | 0 | 1.1 | Unlikely
HOUPARRHNHPELCN05_OLDD_FBHSOLE01_D67 | Residential heating technology - Heat pump, Air-to-water - leasing - single-family house - existing building - distributed level 0.67 | HOUELC, HOUAMB | HOUPARRHN_OLDD_DMD | MKr20 | 2030 | 8.138 | 0.91553 | 0.30065 | [5 empty] | PAR | D | OLD | 3.3262 |  | RHNHPELC | 4 | 0.66667 | HOUPARRHNHPELCN05_OLDD_FBHSOLE01 | 1 | HOUPARRHNHPELCN05_OLDD | HOUPARRHNBHSOLE01_OLDD | BHSOLE01 | HPELCN05 | PAR_OLDD | BHSOLE01_HPELCN05 | 5 | 0 | 1.1 | Unlikely
HOUPARRHNHPELCN05_OLDD_FBHSOLE01_D67 | Residential heating technology - Heat pump, Air-to-water - leasing - single-family house - existing building - distributed level 0.67 | HOUELC, HOUAMB | HOUPARRHN_OLDD_DMD | MKr20 | 2040 | 7.5316 | 0.85944 | 0.28812 | [5 empty] | PAR | D | OLD | 3.4708 |  | RHNHPELC | 4 | 0.66667 | HOUPARRHNHPELCN05_OLDD_FBHSOLE01 | 1 | HOUPARRHNHPELCN05_OLDD | HOUPARRHNBHSOLE01_OLDD | BHSOLE01 | HPELCN05 | PAR_OLDD | BHSOLE01_HPELCN05 | 5 | 0 | 1.1 | Unlikely
HOUPARRHNHPELCN05_OLDD_FBHSOLE01_D67 | Residential heating technology - Heat pump, Air-to-water - leasing - single-family house - existing building - distributed level 0.67 | HOUELC, HOUAMB | HOUPARRHN_OLDD_DMD | MKr20 | 2050 | 6.9252 | 0.80334 | 0.28033 | [5 empty] | PAR | D | OLD | 3.5672 |  | RHNHPELC | 4 | 0.66667 | HOUPARRHNHPELCN05_OLDD_FBHSOLE01 | 1 | HOUPARRHNHPELCN05_OLDD | HOUPARRHNBHSOLE01_OLDD | BHSOLE01 | HPELCN05 | PAR_OLDD | BHSOLE01_HPELCN05 | 5 | 0 | 1.1 | Unlikely
HOUPARRHNHPELCN04_OLDD_FBHSOLE01_D67 | Residential heating technology - Heat pump, Ground source - single-family house - existing building - distributed level 0.67 | HOUELC, HOUAMB | HOUPARRHN_OLDD_DMD | MKr20 | 2020 | 23.196 | 0.32766 | 0.30065 | [5 empty] | PAR | D | OLD | 3.3262 |  | RHNHPELC | 4 | 0.66667 | HOUPARRHNHPELCN04_OLDD_FBHSOLE01 | 1 | HOUPARRHNHPELCN04_OLDD | HOUPARRHNBHSOLE01_OLDD | BHSOLE01 | HPELCN04 | PAR_OLDD | BHSOLE01_HPELCN04 | 6 | 0 | 1 | New
HOUPARRHNHPELCN04_OLDD_FBHSOLE01_D67 | Residential heating technology - Heat pump, Ground source - single-family house - existing building - distributed level 0.67 | HOUELC, HOUAMB | HOUPARRHN_OLDD_DMD | MKr20 | 2025 | 22.0362 | 0.23205 | 0.29218 | [5 empty] | PAR | D | OLD | 3.4226 |  | RHNHPELC | 4 | 0.66667 | HOUPARRHNHPELCN04_OLDD_FBHSOLE01 | 1 | HOUPARRHNHPELCN04_OLDD | HOUPARRHNBHSOLE01_OLDD | BHSOLE01 | HPELCN04 | PAR_OLDD | BHSOLE01_HPELCN04 | 6 | 0 | 1 | New
HOUPARRHNHPELCN04_OLDD_FBHSOLE01_D67 | Residential heating technology - Heat pump, Ground source - single-family house - existing building - distributed level 0.67 | HOUELC, HOUAMB | HOUPARRHN_OLDD_DMD | MKr20 | 2030 | 20.8764 | 0.22831 | 0.28417 | [5 empty] | PAR | D | OLD | 3.519 |  | RHNHPELC | 4 | 0.66667 | HOUPARRHNHPELCN04_OLDD_FBHSOLE01 | 1 | HOUPARRHNHPELCN04_OLDD | HOUPARRHNBHSOLE01_OLDD | BHSOLE01 | HPELCN04 | PAR_OLDD | BHSOLE01_HPELCN04 | 6 | 0 | 1 | New
HOUPARRHNHPELCN04_OLDD_FBHSOLE01_D67 | Residential heating technology - Heat pump, Ground source - single-family house - existing building - distributed level 0.67 | HOUELC, HOUAMB | HOUPARRHN_OLDD_DMD | MKr20 | 2040 | 19.8326 | 0.22136 | 0.27296 | [5 empty] | PAR | D | OLD | 3.6636 |  | RHNHPELC | 4 | 0.66667 | HOUPARRHNHPELCN04_OLDD_FBHSOLE01 | 1 | HOUPARRHNHPELCN04_OLDD | HOUPARRHNBHSOLE01_OLDD | BHSOLE01 | HPELCN04 | PAR_OLDD | BHSOLE01_HPELCN04 | 6 | 0 | 1 | New
HOUPARRHNHPELCN04_OLDD_FBHSOLE01_D67 | Residential heating technology - Heat pump, Ground source - single-family house - existing building - distributed level 0.67 | HOUELC, HOUAMB | HOUPARRHN_OLDD_DMD | MKr20 | 2050 | 18.7887 | 0.21442 | 0.26941 | [5 empty] | PAR | D | OLD | 3.7118 |  | RHNHPELC | 4 | 0.66667 | HOUPARRHNHPELCN04_OLDD_FBHSOLE01 | 1 | HOUPARRHNHPELCN04_OLDD | HOUPARRHNBHSOLE01_OLDD | BHSOLE01 | HPELCN04 | PAR_OLDD | BHSOLE01_HPELCN04 | 6 | 0 | 1 | New
HOUPARRHNHPELCN03_OLDD_FBHSOLE01_D67 | Residential heating technology - Heat pump, Air-to-water - single-family house - existing building - distributed level 0.67 | HOUELC, HOUAMB | HOUPARRHN_OLDD_DMD | MKr20 | 2020 | 17.515 | 0.35522 | 0.32928 | [5 empty] | PAR | D | OLD | 3.0369 |  | RHNHPELC | 4 | 0.66667 | HOUPARRHNHPELCN03_OLDD_FBHSOLE01 | 1 | HOUPARRHNHPELCN03_OLDD | HOUPARRHNBHSOLE01_OLDD | BHSOLE01 | HPELCN03 | PAR_OLDD | BHSOLE01_HPELCN03 | 6 | 0 | 1 | New
HOUPARRHNHPELCN03_OLDD_FBHSOLE01_D67 | Residential heating technology - Heat pump, Air-to-water - single-family house - existing building - distributed level 0.67 | HOUELC, HOUAMB | HOUPARRHN_OLDD_DMD | MKr20 | 2025 | 16.1557 | 0.25961 | 0.31431 | [5 empty] | PAR | D | OLD | 3.1815 |  | RHNHPELC | 4 | 0.66667 | HOUPARRHNHPELCN03_OLDD_FBHSOLE01 | 1 | HOUPARRHNHPELCN03_OLDD | HOUPARRHNBHSOLE01_OLDD | BHSOLE01 | HPELCN03 | PAR_OLDD | BHSOLE01_HPELCN03 | 6 | 0 | 1 | New
HOUPARRHNHPELCN03_OLDD_FBHSOLE01_D67 | Residential heating technology - Heat pump, Air-to-water - single-family house - existing building - distributed level 0.67 | HOUELC, HOUAMB | HOUPARRHN_OLDD_DMD | MKr20 | 2030 | 14.7963 | 0.25587 | 0.30065 | [5 empty] | PAR | D | OLD | 3.3262 |  | RHNHPELC | 4 | 0.66667 | HOUPARRHNHPELCN03_OLDD_FBHSOLE01 | 1 | HOUPARRHNHPELCN03_OLDD | HOUPARRHNBHSOLE01_OLDD | BHSOLE01 | HPELCN03 | PAR_OLDD | BHSOLE01_HPELCN03 | 6 | 0 | 1 | New
HOUPARRHNHPELCN03_OLDD_FBHSOLE01_D67 | Residential heating technology - Heat pump, Air-to-water - single-family house - existing building - distributed level 0.67 | HOUELC, HOUAMB | HOUPARRHN_OLDD_DMD | MKr20 | 2040 | 13.6938 | 0.24892 | 0.28812 | [5 empty] | PAR | D | OLD | 3.4708 |  | RHNHPELC | 4 | 0.66667 | HOUPARRHNHPELCN03_OLDD_FBHSOLE01 | 1 | HOUPARRHNHPELCN03_OLDD | HOUPARRHNBHSOLE01_OLDD | BHSOLE01 | HPELCN03 | PAR_OLDD | BHSOLE01_HPELCN03 | 6 | 0 | 1 | New
HOUPARRHNHPELCN03_OLDD_FBHSOLE01_D67 | Residential heating technology - Heat pump, Air-to-water - single-family house - existing building - distributed level 0.67 | HOUELC, HOUAMB | HOUPARRHN_OLDD_DMD | MKr20 | 2050 | 12.5913 | 0.24198 | 0.28033 | [5 empty] | PAR | D | OLD | 3.5672 |  | RHNHPELC | 4 | 0.66667 | HOUPARRHNHPELCN03_OLDD_FBHSOLE01 | 1 | HOUPARRHNHPELCN03_OLDD | HOUPARRHNBHSOLE01_OLDD | BHSOLE01 | HPELCN03 | PAR_OLDD | BHSOLE01_HPELCN03 | 6 | 0 | 1 | New
HOUPARRHNHPELCN02_OLDD_FBHSOLE01_D67 | Residential heating technology - Heat pump, Air-to-air - single-family house - existing building - distributed level 0.67 | HOUELC, HOUAMB | HOUPARRHN_OLDD_DMD | MKr20 | 2020 | 3.2165 | 0.18468 | 0.21386 | [5 empty] | PAR | D | OLD | 4.6759 |  | RHNHPELC | 4 | 0.66667 | HOUPARRHNHPELCN02_OLDD_FBHSOLE01 | 1 | HOUPARRHNHPELCN02_OLDD | HOUPARRHNBHSOLE01_OLDD | BHSOLE01 | HPELCN02 | PAR_OLDD | BHSOLE01_HPELCN02 | 5 | 0 | 1.1 | Unlikely
HOUPARRHNHPELCN02_OLDD_FBHSOLE01_D67 | Residential heating technology - Heat pump, Air-to-air - single-family house - existing building - distributed level 0.67 | HOUELC, HOUAMB | HOUPARRHN_OLDD_DMD | MKr20 | 2025 | 3.1379 | 0.12547 | 0.20338 | [5 empty] | PAR | D | OLD | 4.9169 |  | RHNHPELC | 4 | 0.66667 | HOUPARRHNHPELCN02_OLDD_FBHSOLE01 | 1 | HOUPARRHNHPELCN02_OLDD | HOUPARRHNBHSOLE01_OLDD | BHSOLE01 | HPELCN02 | PAR_OLDD | BHSOLE01_HPELCN02 | 5 | 0 | 1.1 | Unlikely
HOUPARRHNHPELCN02_OLDD_FBHSOLE01_D67 | Residential heating technology - Heat pump, Air-to-air - single-family house - existing building - distributed level 0.67 | HOUELC, HOUAMB | HOUPARRHN_OLDD_DMD | MKr20 | 2030 | 3.0593 | 0.12315 | 0.1957 | [5 empty] | PAR | D | OLD | 5.1098 |  | RHNHPELC | 4 | 0.66667 | HOUPARRHNHPELCN02_OLDD_FBHSOLE01 | 1 | HOUPARRHNHPELCN02_OLDD | HOUPARRHNBHSOLE01_OLDD | BHSOLE01 | HPELCN02 | PAR_OLDD | BHSOLE01_HPELCN02 | 5 | 0 | 1.1 | Unlikely
HOUPARRHNHPELCN02_OLDD_FBHSOLE01_D67 | Residential heating technology - Heat pump, Air-to-air - single-family house - existing building - distributed level 0.67 | HOUELC, HOUAMB | HOUPARRHN_OLDD_DMD | MKr20 | 2040 | 2.9134 | 0.11885 | 0.18859 | [5 empty] | PAR | D | OLD | 5.3026 |  | RHNHPELC | 4 | 0.66667 | HOUPARRHNHPELCN02_OLDD_FBHSOLE01 | 1 | HOUPARRHNHPELCN02_OLDD | HOUPARRHNBHSOLE01_OLDD | BHSOLE01 | HPELCN02 | PAR_OLDD | BHSOLE01_HPELCN02 | 5 | 0 | 1.1 | Unlikely
HOUPARRHNHPELCN02_OLDD_FBHSOLE01_D67 | Residential heating technology - Heat pump, Air-to-air - single-family house - existing building - distributed level 0.67 | HOUELC, HOUAMB | HOUPARRHN_OLDD_DMD | MKr20 | 2050 | 2.7675 | 0.11455 | 0.18522 | [5 empty] | PAR | D | OLD | 5.399 |  | RHNHPELC | 4 | 0.66667 | HOUPARRHNHPELCN02_OLDD_FBHSOLE01 | 1 | HOUPARRHNHPELCN02_OLDD | HOUPARRHNBHSOLE01_OLDD | BHSOLE01 | HPELCN02 | PAR_OLDD | BHSOLE01_HPELCN02 | 5 | 0 | 1.1 | Unlikely
HOUPARRHNDIELCN06_OLDD_FBHSOLE01_D67 | Residential heating technology - Electric heating - electric panel from Bauhaus - single-family house - new building - distributed level 0.67 | HOUELC | HOUPARRHN_OLDD_DMD | MKr20 | 2020 | 0.64843 | 0 | [6 empty] | PAR | D | OLD |  |  | RHNDIELC | 4 | 0.66667 | HOUPARRHNDIELCN06_OLDD_FBHSOLE01 | 1 | HOUPARRHNDIELCN06_OLDD | HOUPARRHNBHSOLE01_OLDD | BHSOLE01 | DIELCN06 | PAR_OLDD | BHSOLE01_DIELCN06 | 5 | 0 | 1.1 | Unlikely
HOUPARRHNDIELCN06_OLDD_FBHSOLE01_D67 | Residential heating technology - Electric heating - electric panel from Bauhaus - single-family house - new building - distributed level 0.67 | HOUELC | HOUPARRHN_OLDD_DMD | MKr20 | 2025 | 0.64843 | 0 | [6 empty] | PAR | D | OLD |  |  | RHNDIELC | 4 | 0.66667 | HOUPARRHNDIELCN06_OLDD_FBHSOLE01 | 1 | HOUPARRHNDIELCN06_OLDD | HOUPARRHNBHSOLE01_OLDD | BHSOLE01 | DIELCN06 | PAR_OLDD | BHSOLE01_DIELCN06 | 5 | 0 | 1.1 | Unlikely
HOUPARRHNDIELCN06_OLDD_FBHSOLE01_D67 | Residential heating technology - Electric heating - electric panel from Bauhaus - single-family house - new building - distributed level 0.67 | HOUELC | HOUPARRHN_OLDD_DMD | MKr20 | 2030 | 0.64843 | 0 | [6 empty] | PAR | D | OLD |  |  | RHNDIELC | 4 | 0.66667 | HOUPARRHNDIELCN06_OLDD_FBHSOLE01 | 1 | HOUPARRHNDIELCN06_OLDD | HOUPARRHNBHSOLE01_OLDD | BHSOLE01 | DIELCN06 | PAR_OLDD | BHSOLE01_DIELCN06 | 5 | 0 | 1.1 | Unlikely
HOUPARRHNDIELCN06_OLDD_FBHSOLE01_D67 | Residential heating technology - Electric heating - electric panel from Bauhaus - single-family house - new building - distributed level 0.67 | HOUELC | HOUPARRHN_OLDD_DMD | MKr20 | 2040 | 0.64843 | 0 | [6 empty] | PAR | D | OLD |  |  | RHNDIELC | 4 | 0.66667 | HOUPARRHNDIELCN06_OLDD_FBHSOLE01 | 1 | HOUPARRHNDIELCN06_OLDD | HOUPARRHNBHSOLE01_OLDD | BHSOLE01 | DIELCN06 | PAR_OLDD | BHSOLE01_DIELCN06 | 5 | 0 | 1.1 | Unlikely
HOUPARRHNDIELCN06_OLDD_FBHSOLE01_D67 | Residential heating technology - Electric heating - electric panel from Bauhaus - single-family house - new building - distributed level 0.67 | HOUELC | HOUPARRHN_OLDD_DMD | MKr20 | 2050 | 0.64843 | 0 | [6 empty] | PAR | D | OLD |  |  | RHNDIELC | 4 | 0.66667 | HOUPARRHNDIELCN06_OLDD_FBHSOLE01 | 1 | HOUPARRHNDIELCN06_OLDD | HOUPARRHNBHSOLE01_OLDD | BHSOLE01 | DIELCN06 | PAR_OLDD | BHSOLE01_DIELCN06 | 5 | 0 | 1.1 | Unlikely
HOUPARRHNDIELCN01_OLDD_FBHSOLE01_D67 | Residential heating technology - Electric heating - single-family house - new building - distributed level 0.67 | HOUELC | HOUPARRHN_OLDD_DMD | MKr20 | 2020 | 7.8786 | 0.063879 | [6 empty] | PAR | D | OLD |  |  | RHNDIELC | 4 | 0.66667 | HOUPARRHNDIELCN01_OLDD_FBHSOLE01 | 1 | HOUPARRHNDIELCN01_OLDD | HOUPARRHNBHSOLE01_OLDD | BHSOLE01 | DIELCN01 | PAR_OLDD | BHSOLE01_DIELCN01 | 5 | 0 | 1.1 | Unlikely
HOUPARRHNDIELCN01_OLDD_FBHSOLE01_D67 | Residential heating technology - Electric heating - single-family house - new building - distributed level 0.67 | HOUELC | HOUPARRHN_OLDD_DMD | MKr20 | 2025 | 7.6836 | 0.063879 | [6 empty] | PAR | D | OLD |  |  | RHNDIELC | 4 | 0.66667 | HOUPARRHNDIELCN01_OLDD_FBHSOLE01 | 1 | HOUPARRHNDIELCN01_OLDD | HOUPARRHNBHSOLE01_OLDD | BHSOLE01 | DIELCN01 | PAR_OLDD | BHSOLE01_DIELCN01 | 5 | 0 | 1.1 | Unlikely
HOUPARRHNDIELCN01_OLDD_FBHSOLE01_D67 | Residential heating technology - Electric heating - single-family house - new building - distributed level 0.67 | HOUELC | HOUPARRHN_OLDD_DMD | MKr20 | 2030 | 7.4934 | 0.061217 | [6 empty] | PAR | D | OLD |  |  | RHNDIELC | 4 | 0.66667 | HOUPARRHNDIELCN01_OLDD_FBHSOLE01 | 1 | HOUPARRHNDIELCN01_OLDD | HOUPARRHNBHSOLE01_OLDD | BHSOLE01 | DIELCN01 | PAR_OLDD | BHSOLE01_DIELCN01 | 5 | 0 | 1.1 | Unlikely
HOUPARRHNDIELCN01_OLDD_FBHSOLE01_D67 | Residential heating technology - Electric heating - single-family house - new building - distributed level 0.67 | HOUELC | HOUPARRHN_OLDD_DMD | MKr20 | 2040 | 7.1271 | 0.058555 | [6 empty] | PAR | D | OLD |  |  | RHNDIELC | 4 | 0.66667 | HOUPARRHNDIELCN01_OLDD_FBHSOLE01 | 1 | HOUPARRHNDIELCN01_OLDD | HOUPARRHNBHSOLE01_OLDD | BHSOLE01 | DIELCN01 | PAR_OLDD | BHSOLE01_DIELCN01 | 5 | 0 | 1.1 | Unlikely
HOUPARRHNDIELCN01_OLDD_FBHSOLE01_D67 | Residential heating technology - Electric heating - single-family house - new building - distributed level 0.67 | HOUELC | HOUPARRHN_OLDD_DMD | MKr20 | 2050 | 6.7786 | 0.055894 | [6 empty] | PAR | D | OLD |  |  | RHNDIELC | 4 | 0.66667 | HOUPARRHNDIELCN01_OLDD_FBHSOLE01 | 1 | HOUPARRHNDIELCN01_OLDD | HOUPARRHNBHSOLE01_OLDD | BHSOLE01 | DIELCN01 | PAR_OLDD | BHSOLE01_DIELCN01 | 5 | 0 | 1.1 | Unlikely
HOUPARRHNBHWPEN01_OLDD_FBHSOLE01_D67 | Residential heating technology - Biomass boiler, automatic stoking , wood pellets or wood chips - single-family house - existing building - distributed level 0.67 | HOUWPE | HOUPARRHN_OLDD_DMD | MKr20 | 2020 | 5.2134 | 0.44811 |  | 25 | 14 | 70 | 2 | 4 | PAR | D | OLD |  |  | RHNBHWPE | 4 | 0.66667 | HOUPARRHNBHWPEN01_OLDD_FBHSOLE01 | 1 | HOUPARRHNBHWPEN01_OLDD | HOUPARRHNBHSOLE01_OLDD | BHSOLE01 | BHWPEN01 | PAR_OLDD | BHSOLE01_BHWPEN01 | 5 | 0 | 1.1 | Unlikely
HOUPARRHNBHWPEN01_OLDD_FBHSOLE01_D67 | Residential heating technology - Biomass boiler, automatic stoking , wood pellets or wood chips - single-family house - existing building - distributed level 0.67 | HOUWPE | HOUPARRHN_OLDD_DMD | MKr20 | 2025 | 5.0844 | 0.44037 |  | 25 | 14 | 60 | 2 | 4 | PAR | D | OLD |  |  | RHNBHWPE | 4 | 0.66667 | HOUPARRHNBHWPEN01_OLDD_FBHSOLE01 | 1 | HOUPARRHNBHWPEN01_OLDD | HOUPARRHNBHSOLE01_OLDD | BHSOLE01 | BHWPEN01 | PAR_OLDD | BHSOLE01_BHWPEN01 | 5 | 0 | 1.1 | Unlikely
HOUPARRHNBHWPEN01_OLDD_FBHSOLE01_D67 | Residential heating technology - Biomass boiler, automatic stoking , wood pellets or wood chips - single-family house - existing building - distributed level 0.67 | HOUWPE | HOUPARRHN_OLDD_DMD | MKr20 | 2030 | 4.9585 | 0.43449 |  | 25 | 11 | 50 | 1 | 4 | PAR | D | OLD |  |  | RHNBHWPE | 4 | 0.66667 | HOUPARRHNBHWPEN01_OLDD_FBHSOLE01 | 1 | HOUPARRHNBHWPEN01_OLDD | HOUPARRHNBHSOLE01_OLDD | BHSOLE01 | BHWPEN01 | PAR_OLDD | BHSOLE01_BHWPEN01 | 5 | 0 | 1.1 | Unlikely
HOUPARRHNBHWPEN01_OLDD_FBHSOLE01_D67 | Residential heating technology - Biomass boiler, automatic stoking , wood pellets or wood chips - single-family house - existing building - distributed level 0.67 | HOUWPE | HOUPARRHN_OLDD_DMD | MKr20 | 2040 | 4.7161 | 0.41527 |  | 25 | 9 | 45 | 1 | 4 | PAR | D | OLD |  |  | RHNBHWPE | 4 | 0.66667 | HOUPARRHNBHWPEN01_OLDD_FBHSOLE01 | 1 | HOUPARRHNBHWPEN01_OLDD | HOUPARRHNBHSOLE01_OLDD | BHSOLE01 | BHWPEN01 | PAR_OLDD | BHSOLE01_BHWPEN01 | 5 | 0 | 1.1 | Unlikely
HOUPARRHNBHWPEN01_OLDD_FBHSOLE01_D67 | Residential heating technology - Biomass boiler, automatic stoking , wood pellets or wood chips - single-family house - existing building - distributed level 0.67 | HOUWPE | HOUPARRHN_OLDD_DMD | MKr20 | 2050 | 5.6069 | 0.49611 |  | 25 | 9 | 40 | 0 | 4 | PAR | D | OLD |  |  | RHNBHWPE | 4 | 0.66667 | HOUPARRHNBHWPEN01_OLDD_FBHSOLE01 | 1 | HOUPARRHNBHWPEN01_OLDD | HOUPARRHNBHSOLE01_OLDD | BHSOLE01 | BHWPEN01 | PAR_OLDD | BHSOLE01_BHWPEN01 | 5 | 0 | 1.1 | Unlikely
HOUPARRHNBHSOLN01_OLDD_FBHSOLE01_D67 | Residential heating technology - Solar heating system - single-family house - existing building - distributed level 0.67 | HOUSOL | HOUPARRHN_OLDD_DMD | MKr20 | 2020 | 7.0837 | 0.099715 | [6 empty] | PAR | D | OLD |  |  | RHNBHSOL | 4 | 0.66667 | HOUPARRHNBHSOLN01_OLDD_FBHSOLE01 | 1 | HOUPARRHNBHSOLN01_OLDD | HOUPARRHNBHSOLE01_OLDD | BHSOLE01 | BHSOLN01 | PAR_OLDD | BHSOLE01_BHSOLN01 | 2 | 0 | 0.9 | Same
HOUPARRHNBHSOLN01_OLDD_FBHSOLE01_D67 | Residential heating technology - Solar heating system - single-family house - existing building - distributed level 0.67 | HOUSOL | HOUPARRHN_OLDD_DMD | MKr20 | 2025 | 6.9083 | 0.093632 | [6 empty] | PAR | D | OLD |  |  | RHNBHSOL | 4 | 0.66667 | HOUPARRHNBHSOLN01_OLDD_FBHSOLE01 | 1 | HOUPARRHNBHSOLN01_OLDD | HOUPARRHNBHSOLE01_OLDD | BHSOLE01 | BHSOLN01 | PAR_OLDD | BHSOLE01_BHSOLN01 | 2 | 0 | 0.9 | Same
HOUPARRHNBHSOLN01_OLDD_FBHSOLE01_D67 | Residential heating technology - Solar heating system - single-family house - existing building - distributed level 0.67 | HOUSOL | HOUPARRHN_OLDD_DMD | MKr20 | 2030 | 6.7374 | 0.09135 | [6 empty] | PAR | D | OLD |  |  | RHNBHSOL | 4 | 0.66667 | HOUPARRHNBHSOLN01_OLDD_FBHSOLE01 | 1 | HOUPARRHNBHSOLN01_OLDD | HOUPARRHNBHSOLE01_OLDD | BHSOLE01 | BHSOLN01 | PAR_OLDD | BHSOLE01_BHSOLN01 | 2 | 0 | 0.9 | Same
HOUPARRHNBHSOLN01_OLDD_FBHSOLE01_D67 | Residential heating technology - Solar heating system - single-family house - existing building - distributed level 0.67 | HOUSOL | HOUPARRHN_OLDD_DMD | MKr20 | 2040 | 6.408 | 0.086407 | [6 empty] | PAR | D | OLD |  |  | RHNBHSOL | 4 | 0.66667 | HOUPARRHNBHSOLN01_OLDD_FBHSOLE01 | 1 | HOUPARRHNBHSOLN01_OLDD | HOUPARRHNBHSOLE01_OLDD | BHSOLE01 | BHSOLN01 | PAR_OLDD | BHSOLE01_BHSOLN01 | 2 | 0 | 0.9 | Same
HOUPARRHNBHSOLN01_OLDD_FBHSOLE01_D67 | Residential heating technology - Solar heating system - single-family house - existing building - distributed level 0.67 | HOUSOL | HOUPARRHN_OLDD_DMD | MKr20 | 2050 | 6.0947 | 0.081464 | [6 empty] | PAR | D | OLD |  |  | RHNBHSOL | 4 | 0.66667 | HOUPARRHNBHSOLN01_OLDD_FBHSOLE01 | 1 | HOUPARRHNBHSOLN01_OLDD | HOUPARRHNBHSOLE01_OLDD | BHSOLE01 | BHSOLN01 | PAR_OLDD | BHSOLE01_BHSOLN01 | 2 | 0 | 0.9 | Same
HOUPARRHNBHDHDN03_OLDD_FBHSOLE01_D67 | Residential heating technology - Direct district heating substation - plus connection pipe - single-family house - existing building - distributed level 0.67 | HOUDHD | HOUPARRHN_OLDD_DMD | MKr20 | 2020 | 3.4401 | 0.032445 | [6 empty] | PAR | D | OLD |  |  | RHNBHDHD | 4 | 0.66667 | HOUPARRHNBHDHDN03_OLDD_FBHSOLE01 | 1 | HOUPARRHNBHDHDN03_OLDD | HOUPARRHNBHSOLE01_OLDD | BHSOLE01 | BHDHDN03 | PAR_OLDD | BHSOLE01_BHDHDN03 | 6 | 0 | 1 | New
HOUPARRHNBHDHDN03_OLDD_FBHSOLE01_D67 | Residential heating technology - Direct district heating substation - plus connection pipe - single-family house - existing building - distributed level 0.67 | HOUDHD | HOUPARRHN_OLDD_DMD | MKr20 | 2025 | 3.4002 | 0.032205 | [6 empty] | PAR | D | OLD |  |  | RHNBHDHD | 4 | 0.66667 | HOUPARRHNBHDHDN03_OLDD_FBHSOLE01 | 1 | HOUPARRHNBHDHDN03_OLDD | HOUPARRHNBHSOLE01_OLDD | BHSOLE01 | BHDHDN03 | PAR_OLDD | BHSOLE01_BHDHDN03 | 6 | 0 | 1 | New
HOUPARRHNBHDHDN03_OLDD_FBHSOLE01_D67 | Residential heating technology - Direct district heating substation - plus connection pipe - single-family house - existing building - distributed level 0.67 | HOUDHD | HOUPARRHN_OLDD_DMD | MKr20 | 2030 | 3.3669 | 0.03163 | [6 empty] | PAR | D | OLD |  |  | RHNBHDHD | 4 | 0.66667 | HOUPARRHNBHDHDN03_OLDD_FBHSOLE01 | 1 | HOUPARRHNBHDHDN03_OLDD | HOUPARRHNBHSOLE01_OLDD | BHSOLE01 | BHDHDN03 | PAR_OLDD | BHSOLE01_BHDHDN03 | 6 | 0 | 1 | New
HOUPARRHNBHDHDN03_OLDD_FBHSOLE01_D67 | Residential heating technology - Direct district heating substation - plus connection pipe - single-family house - existing building - distributed level 0.67 | HOUDHD | HOUPARRHN_OLDD_DMD | MKr20 | 2040 | 3.307 | 0.030268 | [6 empty] | PAR | D | OLD |  |  | RHNBHDHD | 4 | 0.66667 | HOUPARRHNBHDHDN03_OLDD_FBHSOLE01 | 1 | HOUPARRHNBHDHDN03_OLDD | HOUPARRHNBHSOLE01_OLDD | BHSOLE01 | BHDHDN03 | PAR_OLDD | BHSOLE01_BHDHDN03 | 6 | 0 | 1 | New
HOUPARRHNBHDHDN03_OLDD_FBHSOLE01_D67 | Residential heating technology - Direct district heating substation - plus connection pipe - single-family house - existing building - distributed level 0.67 | HOUDHD | HOUPARRHN_OLDD_DMD | MKr20 | 2050 | 3.2405 | 0.028286 | [6 empty] | PAR | D | OLD |  |  | RHNBHDHD | 4 | 0.66667 | HOUPARRHNBHDHDN03_OLDD_FBHSOLE01 | 1 | HOUPARRHNBHDHDN03_OLDD | HOUPARRHNBHSOLE01_OLDD | BHSOLE01 | BHDHDN03 | PAR_OLDD | BHSOLE01_BHDHDN03 | 6 | 0 | 1 | New
HOUPARRHNHPELCN07_OLDI_FBHSOLE01_D67 | Residential heating technology - Heat pump, Air-to-water, low-price product - single-family house - existing building - distributed level 0.67 | HOUELC, HOUAMB | HOUPARRHN_OLDI_DMD | MKr20 | 2020 | 11.5083 | 0.41034 | 0.34574 | [5 empty] | PAR | I | OLD | 2.8923 |  | RHNHPELC | 4 | 0.66667 | HOUPARRHNHPELCN07_OLDI_FBHSOLE01 | 1 | HOUPARRHNHPELCN07_OLDI | HOUPARRHNBHSOLE01_OLDI | BHSOLE01 | HPELCN07 | PAR_OLDI | BHSOLE01_HPELCN07 | 5 | 0 | 1.1 | Unlikely
HOUPARRHNHPELCN07_OLDI_FBHSOLE01_D67 | Residential heating technology - Heat pump, Air-to-water, low-price product - single-family house - existing building - distributed level 0.67 | HOUELC, HOUAMB | HOUPARRHN_OLDI_DMD | MKr20 | 2025 | 10.528 | 0.31473 | 0.32928 | [5 empty] | PAR | I | OLD | 3.0369 |  | RHNHPELC | 4 | 0.66667 | HOUPARRHNHPELCN07_OLDI_FBHSOLE01 | 1 | HOUPARRHNHPELCN07_OLDI | HOUPARRHNBHSOLE01_OLDI | BHSOLE01 | HPELCN07 | PAR_OLDI | BHSOLE01_HPELCN07 | 5 | 0 | 1.1 | Unlikely
HOUPARRHNHPELCN07_OLDI_FBHSOLE01_D67 | Residential heating technology - Heat pump, Air-to-water, low-price product - single-family house - existing building - distributed level 0.67 | HOUELC, HOUAMB | HOUPARRHN_OLDI_DMD | MKr20 | 2030 | 9.5477 | 0.31099 | 0.31431 | [5 empty] | PAR | I | OLD | 3.1815 |  | RHNHPELC | 4 | 0.66667 | HOUPARRHNHPELCN07_OLDI_FBHSOLE01 | 1 | HOUPARRHNHPELCN07_OLDI | HOUPARRHNBHSOLE01_OLDI | BHSOLE01 | HPELCN07 | PAR_OLDI | BHSOLE01_HPELCN07 | 5 | 0 | 1.1 | Unlikely
HOUPARRHNHPELCN07_OLDI_FBHSOLE01_D67 | Residential heating technology - Heat pump, Air-to-water, low-price product - single-family house - existing building - distributed level 0.67 | HOUELC, HOUAMB | HOUPARRHN_OLDI_DMD | MKr20 | 2040 | 8.7667 | 0.30404 | 0.30065 | [5 empty] | PAR | I | OLD | 3.3262 |  | RHNHPELC | 4 | 0.66667 | HOUPARRHNHPELCN07_OLDI_FBHSOLE01 | 1 | HOUPARRHNHPELCN07_OLDI | HOUPARRHNBHSOLE01_OLDI | BHSOLE01 | HPELCN07 | PAR_OLDI | BHSOLE01_HPELCN07 | 5 | 0 | 1.1 | Unlikely
HOUPARRHNHPELCN07_OLDI_FBHSOLE01_D67 | Residential heating technology - Heat pump, Air-to-water, low-price product - single-family house - existing building - distributed level 0.67 | HOUELC, HOUAMB | HOUPARRHN_OLDI_DMD | MKr20 | 2050 | 7.9856 | 0.2971 | 0.29218 | [5 empty] | PAR | I | OLD | 3.4226 |  | RHNHPELC | 4 | 0.66667 | HOUPARRHNHPELCN07_OLDI_FBHSOLE01 | 1 | HOUPARRHNHPELCN07_OLDI | HOUPARRHNBHSOLE01_OLDI | BHSOLE01 | HPELCN07 | PAR_OLDI | BHSOLE01_HPELCN07 | 5 | 0 | 1.1 | Unlikely
HOUPARRHNHPELCN05_OLDI_FBHSOLE01_D67 | Residential heating technology - Heat pump, Air-to-water - leasing - single-family house - existing building - distributed level 0.67 | HOUELC, HOUAMB | HOUPARRHN_OLDI_DMD | MKr20 | 2020 | 9.6333 | 1.1361 | 0.32928 | [5 empty] | PAR | I | OLD | 3.0369 |  | RHNHPELC | 4 | 0.66667 | HOUPARRHNHPELCN05_OLDI_FBHSOLE01 | 1 | HOUPARRHNHPELCN05_OLDI | HOUPARRHNBHSOLE01_OLDI | BHSOLE01 | HPELCN05 | PAR_OLDI | BHSOLE01_HPELCN05 | 5 | 0 | 1.1 | Unlikely
HOUPARRHNHPELCN05_OLDI_FBHSOLE01_D67 | Residential heating technology - Heat pump, Air-to-water - leasing - single-family house - existing building - distributed level 0.67 | HOUELC, HOUAMB | HOUPARRHN_OLDI_DMD | MKr20 | 2025 | 8.8856 | 0.97988 | 0.31431 | [5 empty] | PAR | I | OLD | 3.1815 |  | RHNHPELC | 4 | 0.66667 | HOUPARRHNHPELCN05_OLDI_FBHSOLE01 | 1 | HOUPARRHNHPELCN05_OLDI | HOUPARRHNBHSOLE01_OLDI | BHSOLE01 | HPELCN05 | PAR_OLDI | BHSOLE01_HPELCN05 | 5 | 0 | 1.1 | Unlikely
HOUPARRHNHPELCN05_OLDI_FBHSOLE01_D67 | Residential heating technology - Heat pump, Air-to-water - leasing - single-family house - existing building - distributed level 0.67 | HOUELC, HOUAMB | HOUPARRHN_OLDI_DMD | MKr20 | 2030 | 8.138 | 0.91553 | 0.30065 | [5 empty] | PAR | I | OLD | 3.3262 |  | RHNHPELC | 4 | 0.66667 | HOUPARRHNHPELCN05_OLDI_FBHSOLE01 | 1 | HOUPARRHNHPELCN05_OLDI | HOUPARRHNBHSOLE01_OLDI | BHSOLE01 | HPELCN05 | PAR_OLDI | BHSOLE01_HPELCN05 | 5 | 0 | 1.1 | Unlikely
HOUPARRHNHPELCN05_OLDI_FBHSOLE01_D67 | Residential heating technology - Heat pump, Air-to-water - leasing - single-family house - existing building - distributed level 0.67 | HOUELC, HOUAMB | HOUPARRHN_OLDI_DMD | MKr20 | 2040 | 7.5316 | 0.85944 | 0.28812 | [5 empty] | PAR | I | OLD | 3.4708 |  | RHNHPELC | 4 | 0.66667 | HOUPARRHNHPELCN05_OLDI_FBHSOLE01 | 1 | HOUPARRHNHPELCN05_OLDI | HOUPARRHNBHSOLE01_OLDI | BHSOLE01 | HPELCN05 | PAR_OLDI | BHSOLE01_HPELCN05 | 5 | 0 | 1.1 | Unlikely
HOUPARRHNHPELCN05_OLDI_FBHSOLE01_D67 | Residential heating technology - Heat pump, Air-to-water - leasing - single-family house - existing building - distributed level 0.67 | HOUELC, HOUAMB | HOUPARRHN_OLDI_DMD | MKr20 | 2050 | 6.9252 | 0.80334 | 0.28033 | [5 empty] | PAR | I | OLD | 3.5672 |  | RHNHPELC | 4 | 0.66667 | HOUPARRHNHPELCN05_OLDI_FBHSOLE01 | 1 | HOUPARRHNHPELCN05_OLDI | HOUPARRHNBHSOLE01_OLDI | BHSOLE01 | HPELCN05 | PAR_OLDI | BHSOLE01_HPELCN05 | 5 | 0 | 1.1 | Unlikely
HOUPARRHNHPELCN04_OLDI_FBHSOLE01_D67 | Residential heating technology - Heat pump, Ground source - single-family house - existing building - distributed level 0.67 | HOUELC, HOUAMB | HOUPARRHN_OLDI_DMD | MKr20 | 2020 | 23.196 | 0.32766 | 0.30065 | [5 empty] | PAR | I | OLD | 3.3262 |  | RHNHPELC | 4 | 0.66667 | HOUPARRHNHPELCN04_OLDI_FBHSOLE01 | 1 | HOUPARRHNHPELCN04_OLDI | HOUPARRHNBHSOLE01_OLDI | BHSOLE01 | HPELCN04 | PAR_OLDI | BHSOLE01_HPELCN04 | 6 | 0 | 1 | New
HOUPARRHNHPELCN04_OLDI_FBHSOLE01_D67 | Residential heating technology - Heat pump, Ground source - single-family house - existing building - distributed level 0.67 | HOUELC, HOUAMB | HOUPARRHN_OLDI_DMD | MKr20 | 2025 | 22.0362 | 0.23205 | 0.29218 | [5 empty] | PAR | I | OLD | 3.4226 |  | RHNHPELC | 4 | 0.66667 | HOUPARRHNHPELCN04_OLDI_FBHSOLE01 | 1 | HOUPARRHNHPELCN04_OLDI | HOUPARRHNBHSOLE01_OLDI | BHSOLE01 | HPELCN04 | PAR_OLDI | BHSOLE01_HPELCN04 | 6 | 0 | 1 | New
HOUPARRHNHPELCN04_OLDI_FBHSOLE01_D67 | Residential heating technology - Heat pump, Ground source - single-family house - existing building - distributed level 0.67 | HOUELC, HOUAMB | HOUPARRHN_OLDI_DMD | MKr20 | 2030 | 20.8764 | 0.22831 | 0.28417 | [5 empty] | PAR | I | OLD | 3.519 |  | RHNHPELC | 4 | 0.66667 | HOUPARRHNHPELCN04_OLDI_FBHSOLE01 | 1 | HOUPARRHNHPELCN04_OLDI | HOUPARRHNBHSOLE01_OLDI | BHSOLE01 | HPELCN04 | PAR_OLDI | BHSOLE01_HPELCN04 | 6 | 0 | 1 | New
HOUPARRHNHPELCN04_OLDI_FBHSOLE01_D67 | Residential heating technology - Heat pump, Ground source - single-family house - existing building - distributed level 0.67 | HOUELC, HOUAMB | HOUPARRHN_OLDI_DMD | MKr20 | 2040 | 19.8326 | 0.22136 | 0.27296 | [5 empty] | PAR | I | OLD | 3.6636 |  | RHNHPELC | 4 | 0.66667 | HOUPARRHNHPELCN04_OLDI_FBHSOLE01 | 1 | HOUPARRHNHPELCN04_OLDI | HOUPARRHNBHSOLE01_OLDI | BHSOLE01 | HPELCN04 | PAR_OLDI | BHSOLE01_HPELCN04 | 6 | 0 | 1 | New
HOUPARRHNHPELCN04_OLDI_FBHSOLE01_D67 | Residential heating technology - Heat pump, Ground source - single-family house - existing building - distributed level 0.67 | HOUELC, HOUAMB | HOUPARRHN_OLDI_DMD | MKr20 | 2050 | 18.7887 | 0.21442 | 0.26941 | [5 empty] | PAR | I | OLD | 3.7118 |  | RHNHPELC | 4 | 0.66667 | HOUPARRHNHPELCN04_OLDI_FBHSOLE01 | 1 | HOUPARRHNHPELCN04_OLDI | HOUPARRHNBHSOLE01_OLDI | BHSOLE01 | HPELCN04 | PAR_OLDI | BHSOLE01_HPELCN04 | 6 | 0 | 1 | New
HOUPARRHNHPELCN03_OLDI_FBHSOLE01_D67 | Residential heating technology - Heat pump, Air-to-water - single-family house - existing building - distributed level 0.67 | HOUELC, HOUAMB | HOUPARRHN_OLDI_DMD | MKr20 | 2020 | 17.515 | 0.35522 | 0.32928 | [5 empty] | PAR | I | OLD | 3.0369 |  | RHNHPELC | 4 | 0.66667 | HOUPARRHNHPELCN03_OLDI_FBHSOLE01 | 1 | HOUPARRHNHPELCN03_OLDI | HOUPARRHNBHSOLE01_OLDI | BHSOLE01 | HPELCN03 | PAR_OLDI | BHSOLE01_HPELCN03 | 6 | 0 | 1 | New
HOUPARRHNHPELCN03_OLDI_FBHSOLE01_D67 | Residential heating technology - Heat pump, Air-to-water - single-family house - existing building - distributed level 0.67 | HOUELC, HOUAMB | HOUPARRHN_OLDI_DMD | MKr20 | 2025 | 16.1557 | 0.25961 | 0.31431 | [5 empty] | PAR | I | OLD | 3.1815 |  | RHNHPELC | 4 | 0.66667 | HOUPARRHNHPELCN03_OLDI_FBHSOLE01 | 1 | HOUPARRHNHPELCN03_OLDI | HOUPARRHNBHSOLE01_OLDI | BHSOLE01 | HPELCN03 | PAR_OLDI | BHSOLE01_HPELCN03 | 6 | 0 | 1 | New
HOUPARRHNHPELCN03_OLDI_FBHSOLE01_D67 | Residential heating technology - Heat pump, Air-to-water - single-family house - existing building - distributed level 0.67 | HOUELC, HOUAMB | HOUPARRHN_OLDI_DMD | MKr20 | 2030 | 14.7963 | 0.25587 | 0.30065 | [5 empty] | PAR | I | OLD | 3.3262 |  | RHNHPELC | 4 | 0.66667 | HOUPARRHNHPELCN03_OLDI_FBHSOLE01 | 1 | HOUPARRHNHPELCN03_OLDI | HOUPARRHNBHSOLE01_OLDI | BHSOLE01 | HPELCN03 | PAR_OLDI | BHSOLE01_HPELCN03 | 6 | 0 | 1 | New
HOUPARRHNHPELCN03_OLDI_FBHSOLE01_D67 | Residential heating technology - Heat pump, Air-to-water - single-family house - existing building - distributed level 0.67 | HOUELC, HOUAMB | HOUPARRHN_OLDI_DMD | MKr20 | 2040 | 13.6938 | 0.24892 | 0.28812 | [5 empty] | PAR | I | OLD | 3.4708 |  | RHNHPELC | 4 | 0.66667 | HOUPARRHNHPELCN03_OLDI_FBHSOLE01 | 1 | HOUPARRHNHPELCN03_OLDI | HOUPARRHNBHSOLE01_OLDI | BHSOLE01 | HPELCN03 | PAR_OLDI | BHSOLE01_HPELCN03 | 6 | 0 | 1 | New
HOUPARRHNHPELCN03_OLDI_FBHSOLE01_D67 | Residential heating technology - Heat pump, Air-to-water - single-family house - existing building - distributed level 0.67 | HOUELC, HOUAMB | HOUPARRHN_OLDI_DMD | MKr20 | 2050 | 12.5913 | 0.24198 | 0.28033 | [5 empty] | PAR | I | OLD | 3.5672 |  | RHNHPELC | 4 | 0.66667 | HOUPARRHNHPELCN03_OLDI_FBHSOLE01 | 1 | HOUPARRHNHPELCN03_OLDI | HOUPARRHNBHSOLE01_OLDI | BHSOLE01 | HPELCN03 | PAR_OLDI | BHSOLE01_HPELCN03 | 6 | 0 | 1 | New
HOUPARRHNHPELCN02_OLDI_FBHSOLE01_D67 | Residential heating technology - Heat pump, Air-to-air - single-family house - existing building - distributed level 0.67 | HOUELC, HOUAMB | HOUPARRHN_OLDI_DMD | MKr20 | 2020 | 3.2165 | 0.18468 | 0.21386 | [5 empty] | PAR | I | OLD | 4.6759 |  | RHNHPELC | 4 | 0.66667 | HOUPARRHNHPELCN02_OLDI_FBHSOLE01 | 1 | HOUPARRHNHPELCN02_OLDI | HOUPARRHNBHSOLE01_OLDI | BHSOLE01 | HPELCN02 | PAR_OLDI | BHSOLE01_HPELCN02 | 5 | 0 | 1.1 | Unlikely
HOUPARRHNHPELCN02_OLDI_FBHSOLE01_D67 | Residential heating technology - Heat pump, Air-to-air - single-family house - existing building - distributed level 0.67 | HOUELC, HOUAMB | HOUPARRHN_OLDI_DMD | MKr20 | 2025 | 3.1379 | 0.12547 | 0.20338 | [5 empty] | PAR | I | OLD | 4.9169 |  | RHNHPELC | 4 | 0.66667 | HOUPARRHNHPELCN02_OLDI_FBHSOLE01 | 1 | HOUPARRHNHPELCN02_OLDI | HOUPARRHNBHSOLE01_OLDI | BHSOLE01 | HPELCN02 | PAR_OLDI | BHSOLE01_HPELCN02 | 5 | 0 | 1.1 | Unlikely
HOUPARRHNHPELCN02_OLDI_FBHSOLE01_D67 | Residential heating technology - Heat pump, Air-to-air - single-family house - existing building - distributed level 0.67 | HOUELC, HOUAMB | HOUPARRHN_OLDI_DMD | MKr20 | 2030 | 3.0593 | 0.12315 | 0.1957 | [5 empty] | PAR | I | OLD | 5.1098 |  | RHNHPELC | 4 | 0.66667 | HOUPARRHNHPELCN02_OLDI_FBHSOLE01 | 1 | HOUPARRHNHPELCN02_OLDI | HOUPARRHNBHSOLE01_OLDI | BHSOLE01 | HPELCN02 | PAR_OLDI | BHSOLE01_HPELCN02 | 5 | 0 | 1.1 | Unlikely
HOUPARRHNHPELCN02_OLDI_FBHSOLE01_D67 | Residential heating technology - Heat pump, Air-to-air - single-family house - existing building - distributed level 0.67 | HOUELC, HOUAMB | HOUPARRHN_OLDI_DMD | MKr20 | 2040 | 2.9134 | 0.11885 | 0.18859 | [5 empty] | PAR | I | OLD | 5.3026 |  | RHNHPELC | 4 | 0.66667 | HOUPARRHNHPELCN02_OLDI_FBHSOLE01 | 1 | HOUPARRHNHPELCN02_OLDI | HOUPARRHNBHSOLE01_OLDI | BHSOLE01 | HPELCN02 | PAR_OLDI | BHSOLE01_HPELCN02 | 5 | 0 | 1.1 | Unlikely
HOUPARRHNHPELCN02_OLDI_FBHSOLE01_D67 | Residential heating technology - Heat pump, Air-to-air - single-family house - existing building - distributed level 0.67 | HOUELC, HOUAMB | HOUPARRHN_OLDI_DMD | MKr20 | 2050 | 2.7675 | 0.11455 | 0.18522 | [5 empty] | PAR | I | OLD | 5.399 |  | RHNHPELC | 4 | 0.66667 | HOUPARRHNHPELCN02_OLDI_FBHSOLE01 | 1 | HOUPARRHNHPELCN02_OLDI | HOUPARRHNBHSOLE01_OLDI | BHSOLE01 | HPELCN02 | PAR_OLDI | BHSOLE01_HPELCN02 | 5 | 0 | 1.1 | Unlikely
HOUPARRHNDIELCN06_OLDI_FBHSOLE01_D67 | Residential heating technology - Electric heating - electric panel from Bauhaus - single-family house - new building - distributed level 0.67 | HOUELC | HOUPARRHN_OLDI_DMD | MKr20 | 2020 | 0.64843 | 0 | [6 empty] | PAR | I | OLD |  |  | RHNDIELC | 4 | 0.66667 | HOUPARRHNDIELCN06_OLDI_FBHSOLE01 | 1 | HOUPARRHNDIELCN06_OLDI | HOUPARRHNBHSOLE01_OLDI | BHSOLE01 | DIELCN06 | PAR_OLDI | BHSOLE01_DIELCN06 | 5 | 0 | 1.1 | Unlikely
HOUPARRHNDIELCN06_OLDI_FBHSOLE01_D67 | Residential heating technology - Electric heating - electric panel from Bauhaus - single-family house - new building - distributed level 0.67 | HOUELC | HOUPARRHN_OLDI_DMD | MKr20 | 2025 | 0.64843 | 0 | [6 empty] | PAR | I | OLD |  |  | RHNDIELC | 4 | 0.66667 | HOUPARRHNDIELCN06_OLDI_FBHSOLE01 | 1 | HOUPARRHNDIELCN06_OLDI | HOUPARRHNBHSOLE01_OLDI | BHSOLE01 | DIELCN06 | PAR_OLDI | BHSOLE01_DIELCN06 | 5 | 0 | 1.1 | Unlikely
HOUPARRHNDIELCN06_OLDI_FBHSOLE01_D67 | Residential heating technology - Electric heating - electric panel from Bauhaus - single-family house - new building - distributed level 0.67 | HOUELC | HOUPARRHN_OLDI_DMD | MKr20 | 2030 | 0.64843 | 0 | [6 empty] | PAR | I | OLD |  |  | RHNDIELC | 4 | 0.66667 | HOUPARRHNDIELCN06_OLDI_FBHSOLE01 | 1 | HOUPARRHNDIELCN06_OLDI | HOUPARRHNBHSOLE01_OLDI | BHSOLE01 | DIELCN06 | PAR_OLDI | BHSOLE01_DIELCN06 | 5 | 0 | 1.1 | Unlikely
HOUPARRHNDIELCN06_OLDI_FBHSOLE01_D67 | Residential heating technology - Electric heating - electric panel from Bauhaus - single-family house - new building - distributed level 0.67 | HOUELC | HOUPARRHN_OLDI_DMD | MKr20 | 2040 | 0.64843 | 0 | [6 empty] | PAR | I | OLD |  |  | RHNDIELC | 4 | 0.66667 | HOUPARRHNDIELCN06_OLDI_FBHSOLE01 | 1 | HOUPARRHNDIELCN06_OLDI | HOUPARRHNBHSOLE01_OLDI | BHSOLE01 | DIELCN06 | PAR_OLDI | BHSOLE01_DIELCN06 | 5 | 0 | 1.1 | Unlikely
HOUPARRHNDIELCN06_OLDI_FBHSOLE01_D67 | Residential heating technology - Electric heating - electric panel from Bauhaus - single-family house - new building - distributed level 0.67 | HOUELC | HOUPARRHN_OLDI_DMD | MKr20 | 2050 | 0.64843 | 0 | [6 empty] | PAR | I | OLD |  |  | RHNDIELC | 4 | 0.66667 | HOUPARRHNDIELCN06_OLDI_FBHSOLE01 | 1 | HOUPARRHNDIELCN06_OLDI | HOUPARRHNBHSOLE01_OLDI | BHSOLE01 | DIELCN06 | PAR_OLDI | BHSOLE01_DIELCN06 | 5 | 0 | 1.1 | Unlikely
HOUPARRHNDIELCN01_OLDI_FBHSOLE01_D67 | Residential heating technology - Electric heating - single-family house - new building - distributed level 0.67 | HOUELC | HOUPARRHN_OLDI_DMD | MKr20 | 2020 | 7.8786 | 0.063879 | [6 empty] | PAR | I | OLD |  |  | RHNDIELC | 4 | 0.66667 | HOUPARRHNDIELCN01_OLDI_FBHSOLE01 | 1 | HOUPARRHNDIELCN01_OLDI | HOUPARRHNBHSOLE01_OLDI | BHSOLE01 | DIELCN01 | PAR_OLDI | BHSOLE01_DIELCN01 | 5 | 0 | 1.1 | Unlikely
HOUPARRHNDIELCN01_OLDI_FBHSOLE01_D67 | Residential heating technology - Electric heating - single-family house - new building - distributed level 0.67 | HOUELC | HOUPARRHN_OLDI_DMD | MKr20 | 2025 | 7.6836 | 0.063879 | [6 empty] | PAR | I | OLD |  |  | RHNDIELC | 4 | 0.66667 | HOUPARRHNDIELCN01_OLDI_FBHSOLE01 | 1 | HOUPARRHNDIELCN01_OLDI | HOUPARRHNBHSOLE01_OLDI | BHSOLE01 | DIELCN01 | PAR_OLDI | BHSOLE01_DIELCN01 | 5 | 0 | 1.1 | Unlikely
HOUPARRHNDIELCN01_OLDI_FBHSOLE01_D67 | Residential heating technology - Electric heating - single-family house - new building - distributed level 0.67 | HOUELC | HOUPARRHN_OLDI_DMD | MKr20 | 2030 | 7.4934 | 0.061217 | [6 empty] | PAR | I | OLD |  |  | RHNDIELC | 4 | 0.66667 | HOUPARRHNDIELCN01_OLDI_FBHSOLE01 | 1 | HOUPARRHNDIELCN01_OLDI | HOUPARRHNBHSOLE01_OLDI | BHSOLE01 | DIELCN01 | PAR_OLDI | BHSOLE01_DIELCN01 | 5 | 0 | 1.1 | Unlikely
HOUPARRHNDIELCN01_OLDI_FBHSOLE01_D67 | Residential heating technology - Electric heating - single-family house - new building - distributed level 0.67 | HOUELC | HOUPARRHN_OLDI_DMD | MKr20 | 2040 | 7.1271 | 0.058555 | [6 empty] | PAR | I | OLD |  |  | RHNDIELC | 4 | 0.66667 | HOUPARRHNDIELCN01_OLDI_FBHSOLE01 | 1 | HOUPARRHNDIELCN01_OLDI | HOUPARRHNBHSOLE01_OLDI | BHSOLE01 | DIELCN01 | PAR_OLDI | BHSOLE01_DIELCN01 | 5 | 0 | 1.1 | Unlikely
HOUPARRHNDIELCN01_OLDI_FBHSOLE01_D67 | Residential heating technology - Electric heating - single-family house - new building - distributed level 0.67 | HOUELC | HOUPARRHN_OLDI_DMD | MKr20 | 2050 | 6.7786 | 0.055894 | [6 empty] | PAR | I | OLD |  |  | RHNDIELC | 4 | 0.66667 | HOUPARRHNDIELCN01_OLDI_FBHSOLE01 | 1 | HOUPARRHNDIELCN01_OLDI | HOUPARRHNBHSOLE01_OLDI | BHSOLE01 | DIELCN01 | PAR_OLDI | BHSOLE01_DIELCN01 | 5 | 0 | 1.1 | Unlikely
HOUPARRHNBHWPEN01_OLDI_FBHSOLE01_D67 | Residential heating technology - Biomass boiler, automatic stoking , wood pellets or wood chips - single-family house - existing building - distributed level 0.67 | HOUWPE | HOUPARRHN_OLDI_DMD | MKr20 | 2020 | 4.0103 | 0.29874 |  | 25 | 14 | 70 | 2 | 4 | PAR | I | OLD |  |  | RHNBHWPE | 4 | 0.66667 | HOUPARRHNBHWPEN01_OLDI_FBHSOLE01 | 1 | HOUPARRHNBHWPEN01_OLDI | HOUPARRHNBHSOLE01_OLDI | BHSOLE01 | BHWPEN01 | PAR_OLDI | BHSOLE01_BHWPEN01 | 5 | 0 | 1.1 | Unlikely
HOUPARRHNBHWPEN01_OLDI_FBHSOLE01_D67 | Residential heating technology - Biomass boiler, automatic stoking , wood pellets or wood chips - single-family house - existing building - distributed level 0.67 | HOUWPE | HOUPARRHN_OLDI_DMD | MKr20 | 2025 | 3.911 | 0.29358 |  | 25 | 14 | 60 | 2 | 4 | PAR | I | OLD |  |  | RHNBHWPE | 4 | 0.66667 | HOUPARRHNBHWPEN01_OLDI_FBHSOLE01 | 1 | HOUPARRHNBHWPEN01_OLDI | HOUPARRHNBHSOLE01_OLDI | BHSOLE01 | BHWPEN01 | PAR_OLDI | BHSOLE01_BHWPEN01 | 5 | 0 | 1.1 | Unlikely
HOUPARRHNBHWPEN01_OLDI_FBHSOLE01_D67 | Residential heating technology - Biomass boiler, automatic stoking , wood pellets or wood chips - single-family house - existing building - distributed level 0.67 | HOUWPE | HOUPARRHN_OLDI_DMD | MKr20 | 2030 | 3.8142 | 0.28966 |  | 25 | 11 | 50 | 1 | 4 | PAR | I | OLD |  |  | RHNBHWPE | 4 | 0.66667 | HOUPARRHNBHWPEN01_OLDI_FBHSOLE01 | 1 | HOUPARRHNBHWPEN01_OLDI | HOUPARRHNBHSOLE01_OLDI | BHSOLE01 | BHWPEN01 | PAR_OLDI | BHSOLE01_BHWPEN01 | 5 | 0 | 1.1 | Unlikely
HOUPARRHNBHWPEN01_OLDI_FBHSOLE01_D67 | Residential heating technology - Biomass boiler, automatic stoking , wood pellets or wood chips - single-family house - existing building - distributed level 0.67 | HOUWPE | HOUPARRHN_OLDI_DMD | MKr20 | 2040 | 3.6278 | 0.27684 |  | 25 | 9 | 45 | 1 | 4 | PAR | I | OLD |  |  | RHNBHWPE | 4 | 0.66667 | HOUPARRHNBHWPEN01_OLDI_FBHSOLE01 | 1 | HOUPARRHNBHWPEN01_OLDI | HOUPARRHNBHSOLE01_OLDI | BHSOLE01 | BHWPEN01 | PAR_OLDI | BHSOLE01_BHWPEN01 | 5 | 0 | 1.1 | Unlikely
HOUPARRHNBHWPEN01_OLDI_FBHSOLE01_D67 | Residential heating technology - Biomass boiler, automatic stoking , wood pellets or wood chips - single-family house - existing building - distributed level 0.67 | HOUWPE | HOUPARRHN_OLDI_DMD | MKr20 | 2050 | 4.313 | 0.33074 |  | 25 | 9 | 40 | 0 | 4 | PAR | I | OLD |  |  | RHNBHWPE | 4 | 0.66667 | HOUPARRHNBHWPEN01_OLDI_FBHSOLE01 | 1 | HOUPARRHNBHWPEN01_OLDI | HOUPARRHNBHSOLE01_OLDI | BHSOLE01 | BHWPEN01 | PAR_OLDI | BHSOLE01_BHWPEN01 | 5 | 0 | 1.1 | Unlikely
HOUPARRHNBHSOLN01_OLDI_FBHSOLE01_D67 | Residential heating technology - Solar heating system - single-family house - existing building - distributed level 0.67 | HOUSOL | HOUPARRHN_OLDI_DMD | MKr20 | 2020 | 7.0837 | 0.099715 | [6 empty] | PAR | I | OLD |  |  | RHNBHSOL | 4 | 0.66667 | HOUPARRHNBHSOLN01_OLDI_FBHSOLE01 | 1 | HOUPARRHNBHSOLN01_OLDI | HOUPARRHNBHSOLE01_OLDI | BHSOLE01 | BHSOLN01 | PAR_OLDI | BHSOLE01_BHSOLN01 | 2 | 0 | 0.9 | Same
HOUPARRHNBHSOLN01_OLDI_FBHSOLE01_D67 | Residential heating technology - Solar heating system - single-family house - existing building - distributed level 0.67 | HOUSOL | HOUPARRHN_OLDI_DMD | MKr20 | 2025 | 6.9083 | 0.093632 | [6 empty] | PAR | I | OLD |  |  | RHNBHSOL | 4 | 0.66667 | HOUPARRHNBHSOLN01_OLDI_FBHSOLE01 | 1 | HOUPARRHNBHSOLN01_OLDI | HOUPARRHNBHSOLE01_OLDI | BHSOLE01 | BHSOLN01 | PAR_OLDI | BHSOLE01_BHSOLN01 | 2 | 0 | 0.9 | Same
HOUPARRHNBHSOLN01_OLDI_FBHSOLE01_D67 | Residential heating technology - Solar heating system - single-family house - existing building - distributed level 0.67 | HOUSOL | HOUPARRHN_OLDI_DMD | MKr20 | 2030 | 6.7374 | 0.09135 | [6 empty] | PAR | I | OLD |  |  | RHNBHSOL | 4 | 0.66667 | HOUPARRHNBHSOLN01_OLDI_FBHSOLE01 | 1 | HOUPARRHNBHSOLN01_OLDI | HOUPARRHNBHSOLE01_OLDI | BHSOLE01 | BHSOLN01 | PAR_OLDI | BHSOLE01_BHSOLN01 | 2 | 0 | 0.9 | Same
HOUPARRHNBHSOLN01_OLDI_FBHSOLE01_D67 | Residential heating technology - Solar heating system - single-family house - existing building - distributed level 0.67 | HOUSOL | HOUPARRHN_OLDI_DMD | MKr20 | 2040 | 6.408 | 0.086407 | [6 empty] | PAR | I | OLD |  |  | RHNBHSOL | 4 | 0.66667 | HOUPARRHNBHSOLN01_OLDI_FBHSOLE01 | 1 | HOUPARRHNBHSOLN01_OLDI | HOUPARRHNBHSOLE01_OLDI | BHSOLE01 | BHSOLN01 | PAR_OLDI | BHSOLE01_BHSOLN01 | 2 | 0 | 0.9 | Same
HOUPARRHNBHSOLN01_OLDI_FBHSOLE01_D67 | Residential heating technology - Solar heating system - single-family house - existing building - distributed level 0.67 | HOUSOL | HOUPARRHN_OLDI_DMD | MKr20 | 2050 | 6.0947 | 0.081464 | [6 empty] | PAR | I | OLD |  |  | RHNBHSOL | 4 | 0.66667 | HOUPARRHNBHSOLN01_OLDI_FBHSOLE01 | 1 | HOUPARRHNBHSOLN01_OLDI | HOUPARRHNBHSOLE01_OLDI | BHSOLE01 | BHSOLN01 | PAR_OLDI | BHSOLE01_BHSOLN01 | 2 | 0 | 0.9 | Same
HOUPARRHNBHDHDN09_OLDI_FBHSOLE01_D67 | Residential heating technology - Direct district heating substation - plus connection pipe - plus distribution (heating density: low ) - single-family house - existing building - distributed level 0.67 | HOUDHD | HOUPARRHN_OLDI_DMD | MKr20 | 2020 | 11.2106 | 0.032445 | [6 empty] | PAR | I | OLD |  |  | RHNBHDHD | 4 | 0.66667 | HOUPARRHNBHDHDN09_OLDI_FBHSOLE01 | 1 | HOUPARRHNBHDHDN09_OLDI | HOUPARRHNBHSOLE01_OLDI | BHSOLE01 | BHDHDN09 | PAR_OLDI | BHSOLE01_BHDHDN09 | 6 | 0 | 1 | New
HOUPARRHNBHDHDN09_OLDI_FBHSOLE01_D67 | Residential heating technology - Direct district heating substation - plus connection pipe - plus distribution (heating density: low ) - single-family house - existing building - distributed level 0.67 | HOUDHD | HOUPARRHN_OLDI_DMD | MKr20 | 2025 | 11.1707 | 0.032205 | [6 empty] | PAR | I | OLD |  |  | RHNBHDHD | 4 | 0.66667 | HOUPARRHNBHDHDN09_OLDI_FBHSOLE01 | 1 | HOUPARRHNBHDHDN09_OLDI | HOUPARRHNBHSOLE01_OLDI | BHSOLE01 | BHDHDN09 | PAR_OLDI | BHSOLE01_BHDHDN09 | 6 | 0 | 1 | New
HOUPARRHNBHDHDN09_OLDI_FBHSOLE01_D67 | Residential heating technology - Direct district heating substation - plus connection pipe - plus distribution (heating density: low ) - single-family house - existing building - distributed level 0.67 | HOUDHD | HOUPARRHN_OLDI_DMD | MKr20 | 2030 | 11.1374 | 0.03163 | [6 empty] | PAR | I | OLD |  |  | RHNBHDHD | 4 | 0.66667 | HOUPARRHNBHDHDN09_OLDI_FBHSOLE01 | 1 | HOUPARRHNBHDHDN09_OLDI | HOUPARRHNBHSOLE01_OLDI | BHSOLE01 | BHDHDN09 | PAR_OLDI | BHSOLE01_BHDHDN09 | 6 | 0 | 1 | New
HOUPARRHNBHDHDN09_OLDI_FBHSOLE01_D67 | Residential heating technology - Direct district heating substation - plus connection pipe - plus distribution (heating density: low ) - single-family house - existing building - distributed level 0.67 | HOUDHD | HOUPARRHN_OLDI_DMD | MKr20 | 2040 | 11.0775 | 0.030268 | [6 empty] | PAR | I | OLD |  |  | RHNBHDHD | 4 | 0.66667 | HOUPARRHNBHDHDN09_OLDI_FBHSOLE01 | 1 | HOUPARRHNBHDHDN09_OLDI | HOUPARRHNBHSOLE01_OLDI | BHSOLE01 | BHDHDN09 | PAR_OLDI | BHSOLE01_BHDHDN09 | 6 | 0 | 1 | New
HOUPARRHNBHDHDN09_OLDI_FBHSOLE01_D67 | Residential heating technology - Direct district heating substation - plus connection pipe - plus distribution (heating density: low ) - single-family house - existing building - distributed level 0.67 | HOUDHD | HOUPARRHN_OLDI_DMD | MKr20 | 2050 | 11.011 | 0.028286 | [6 empty] | PAR | I | OLD |  |  | RHNBHDHD | 4 | 0.66667 | HOUPARRHNBHDHDN09_OLDI_FBHSOLE01 | 1 | HOUPARRHNBHDHDN09_OLDI | HOUPARRHNBHSOLE01_OLDI | BHSOLE01 | BHDHDN09 | PAR_OLDI | BHSOLE01_BHDHDN09 | 6 | 0 | 1 | New
HOUPARRHNBHDHDN07_OLDI_FBHSOLE01_D67 | Residential heating technology - Direct district heating substation - plus connection pipe - plus distribution (heating density: medium ) - single-family house - existing building - distributed level 0.67 | HOUDHD | HOUPARRHN_OLDI_DMD | MKr20 | 2020 | 4.5119 | 0.032445 | [6 empty] | PAR | I | OLD |  |  | RHNBHDHD | 4 | 0.66667 | HOUPARRHNBHDHDN07_OLDI_FBHSOLE01 | 1 | HOUPARRHNBHDHDN07_OLDI | HOUPARRHNBHSOLE01_OLDI | BHSOLE01 | BHDHDN07 | PAR_OLDI | BHSOLE01_BHDHDN07 | 6 | 0 | 1 | New
HOUPARRHNBHDHDN07_OLDI_FBHSOLE01_D67 | Residential heating technology - Direct district heating substation - plus connection pipe - plus distribution (heating density: medium ) - single-family house - existing building - distributed level 0.67 | HOUDHD | HOUPARRHN_OLDI_DMD | MKr20 | 2025 | 4.472 | 0.032205 | [6 empty] | PAR | I | OLD |  |  | RHNBHDHD | 4 | 0.66667 | HOUPARRHNBHDHDN07_OLDI_FBHSOLE01 | 1 | HOUPARRHNBHDHDN07_OLDI | HOUPARRHNBHSOLE01_OLDI | BHSOLE01 | BHDHDN07 | PAR_OLDI | BHSOLE01_BHDHDN07 | 6 | 0 | 1 | New
HOUPARRHNBHDHDN07_OLDI_FBHSOLE01_D67 | Residential heating technology - Direct district heating substation - plus connection pipe - plus distribution (heating density: medium ) - single-family house - existing building - distributed level 0.67 | HOUDHD | HOUPARRHN_OLDI_DMD | MKr20 | 2030 | 4.4387 | 0.03163 | [6 empty] | PAR | I | OLD |  |  | RHNBHDHD | 4 | 0.66667 | HOUPARRHNBHDHDN07_OLDI_FBHSOLE01 | 1 | HOUPARRHNBHDHDN07_OLDI | HOUPARRHNBHSOLE01_OLDI | BHSOLE01 | BHDHDN07 | PAR_OLDI | BHSOLE01_BHDHDN07 | 6 | 0 | 1 | New
HOUPARRHNBHDHDN07_OLDI_FBHSOLE01_D67 | Residential heating technology - Direct district heating substation - plus connection pipe - plus distribution (heating density: medium ) - single-family house - existing building - distributed level 0.67 | HOUDHD | HOUPARRHN_OLDI_DMD | MKr20 | 2040 | 4.3788 | 0.030268 | [6 empty] | PAR | I | OLD |  |  | RHNBHDHD | 4 | 0.66667 | HOUPARRHNBHDHDN07_OLDI_FBHSOLE01 | 1 | HOUPARRHNBHDHDN07_OLDI | HOUPARRHNBHSOLE01_OLDI | BHSOLE01 | BHDHDN07 | PAR_OLDI | BHSOLE01_BHDHDN07 | 6 | 0 | 1 | New
HOUPARRHNBHDHDN07_OLDI_FBHSOLE01_D67 | Residential heating technology - Direct district heating substation - plus connection pipe - plus distribution (heating density: medium ) - single-family house - existing building - distributed level 0.67 | HOUDHD | HOUPARRHN_OLDI_DMD | MKr20 | 2050 | 4.3123 | 0.028286 | [6 empty] | PAR | I | OLD |  |  | RHNBHDHD | 4 | 0.66667 | HOUPARRHNBHDHDN07_OLDI_FBHSOLE01 | 1 | HOUPARRHNBHDHDN07_OLDI | HOUPARRHNBHSOLE01_OLDI | BHSOLE01 | BHDHDN07 | PAR_OLDI | BHSOLE01_BHDHDN07 | 6 | 0 | 1 | New
HOUPARRHNBHDHDN05_OLDI_FBHSOLE01_D67 | Residential heating technology - Direct district heating substation - plus connection pipe - plus distribution (heating density: high ) - single-family house - existing building - distributed level 0.67 | HOUDHD | HOUPARRHN_OLDI_DMD | MKr20 | 2020 | 3.4401 | 0.032445 | [6 empty] | PAR | I | OLD |  |  | RHNBHDHD | 4 | 0.66667 | HOUPARRHNBHDHDN05_OLDI_FBHSOLE01 | 1 | HOUPARRHNBHDHDN05_OLDI | HOUPARRHNBHSOLE01_OLDI | BHSOLE01 | BHDHDN05 | PAR_OLDI | BHSOLE01_BHDHDN05 | 6 | 0 | 1 | New
HOUPARRHNBHDHDN05_OLDI_FBHSOLE01_D67 | Residential heating technology - Direct district heating substation - plus connection pipe - plus distribution (heating density: high ) - single-family house - existing building - distributed level 0.67 | HOUDHD | HOUPARRHN_OLDI_DMD | MKr20 | 2025 | 3.4002 | 0.032205 | [6 empty] | PAR | I | OLD |  |  | RHNBHDHD | 4 | 0.66667 | HOUPARRHNBHDHDN05_OLDI_FBHSOLE01 | 1 | HOUPARRHNBHDHDN05_OLDI | HOUPARRHNBHSOLE01_OLDI | BHSOLE01 | BHDHDN05 | PAR_OLDI | BHSOLE01_BHDHDN05 | 6 | 0 | 1 | New
HOUPARRHNBHDHDN05_OLDI_FBHSOLE01_D67 | Residential heating technology - Direct district heating substation - plus connection pipe - plus distribution (heating density: high ) - single-family house - existing building - distributed level 0.67 | HOUDHD | HOUPARRHN_OLDI_DMD | MKr20 | 2030 | 3.3669 | 0.03163 | [6 empty] | PAR | I | OLD |  |  | RHNBHDHD | 4 | 0.66667 | HOUPARRHNBHDHDN05_OLDI_FBHSOLE01 | 1 | HOUPARRHNBHDHDN05_OLDI | HOUPARRHNBHSOLE01_OLDI | BHSOLE01 | BHDHDN05 | PAR_OLDI | BHSOLE01_BHDHDN05 | 6 | 0 | 1 | New
HOUPARRHNBHDHDN05_OLDI_FBHSOLE01_D67 | Residential heating technology - Direct district heating substation - plus connection pipe - plus distribution (heating density: high ) - single-family house - existing building - distributed level 0.67 | HOUDHD | HOUPARRHN_OLDI_DMD | MKr20 | 2040 | 3.307 | 0.030268 | [6 empty] | PAR | I | OLD |  |  | RHNBHDHD | 4 | 0.66667 | HOUPARRHNBHDHDN05_OLDI_FBHSOLE01 | 1 | HOUPARRHNBHDHDN05_OLDI | HOUPARRHNBHSOLE01_OLDI | BHSOLE01 | BHDHDN05 | PAR_OLDI | BHSOLE01_BHDHDN05 | 6 | 0 | 1 | New
HOUPARRHNBHDHDN05_OLDI_FBHSOLE01_D67 | Residential heating technology - Direct district heating substation - plus connection pipe - plus distribution (heating density: high ) - single-family house - existing building - distributed level 0.67 | HOUDHD | HOUPARRHN_OLDI_DMD | MKr20 | 2050 | 3.2405 | 0.028286 | [6 empty] | PAR | I | OLD |  |  | RHNBHDHD | 4 | 0.66667 | HOUPARRHNBHDHDN05_OLDI_FBHSOLE01 | 1 | HOUPARRHNBHDHDN05_OLDI | HOUPARRHNBHSOLE01_OLDI | BHSOLE01 | BHDHDN05 | PAR_OLDI | BHSOLE01_BHDHDN05 | 6 | 0 | 1 | New
HOUPARRHNBHDHCN09_OLDI_FBHSOLE01_D67 | Residential heating technology - Direct district heating substation - plus connection pipe - plus distribution (heating density: low ) - single-family house - existing building - distributed level 0.67 | HOUDHC | HOUPARRHN_OLDI_DMD | MKr20 | 2020 | 11.2106 | 0.032445 | [6 empty] | PAR | I | OLD |  |  | RHNBHDHC | 4 | 0.66667 | HOUPARRHNBHDHCN09_OLDI_FBHSOLE01 | 1 | HOUPARRHNBHDHCN09_OLDI | HOUPARRHNBHSOLE01_OLDI | BHSOLE01 | BHDHCN09 | PAR_OLDI | BHSOLE01_BHDHCN09 | 6 | 0 | 1 | New
HOUPARRHNBHDHCN09_OLDI_FBHSOLE01_D67 | Residential heating technology - Direct district heating substation - plus connection pipe - plus distribution (heating density: low ) - single-family house - existing building - distributed level 0.67 | HOUDHC | HOUPARRHN_OLDI_DMD | MKr20 | 2025 | 11.1707 | 0.032205 | [6 empty] | PAR | I | OLD |  |  | RHNBHDHC | 4 | 0.66667 | HOUPARRHNBHDHCN09_OLDI_FBHSOLE01 | 1 | HOUPARRHNBHDHCN09_OLDI | HOUPARRHNBHSOLE01_OLDI | BHSOLE01 | BHDHCN09 | PAR_OLDI | BHSOLE01_BHDHCN09 | 6 | 0 | 1 | New
HOUPARRHNBHDHCN09_OLDI_FBHSOLE01_D67 | Residential heating technology - Direct district heating substation - plus connection pipe - plus distribution (heating density: low ) - single-family house - existing building - distributed level 0.67 | HOUDHC | HOUPARRHN_OLDI_DMD | MKr20 | 2030 | 11.1374 | 0.03163 | [6 empty] | PAR | I | OLD |  |  | RHNBHDHC | 4 | 0.66667 | HOUPARRHNBHDHCN09_OLDI_FBHSOLE01 | 1 | HOUPARRHNBHDHCN09_OLDI | HOUPARRHNBHSOLE01_OLDI | BHSOLE01 | BHDHCN09 | PAR_OLDI | BHSOLE01_BHDHCN09 | 6 | 0 | 1 | New
HOUPARRHNBHDHCN09_OLDI_FBHSOLE01_D67 | Residential heating technology - Direct district heating substation - plus connection pipe - plus distribution (heating density: low ) - single-family house - existing building - distributed level 0.67 | HOUDHC | HOUPARRHN_OLDI_DMD | MKr20 | 2040 | 11.0775 | 0.030268 | [6 empty] | PAR | I | OLD |  |  | RHNBHDHC | 4 | 0.66667 | HOUPARRHNBHDHCN09_OLDI_FBHSOLE01 | 1 | HOUPARRHNBHDHCN09_OLDI | HOUPARRHNBHSOLE01_OLDI | BHSOLE01 | BHDHCN09 | PAR_OLDI | BHSOLE01_BHDHCN09 | 6 | 0 | 1 | New
HOUPARRHNBHDHCN09_OLDI_FBHSOLE01_D67 | Residential heating technology - Direct district heating substation - plus connection pipe - plus distribution (heating density: low ) - single-family house - existing building - distributed level 0.67 | HOUDHC | HOUPARRHN_OLDI_DMD | MKr20 | 2050 | 11.011 | 0.028286 | [6 empty] | PAR | I | OLD |  |  | RHNBHDHC | 4 | 0.66667 | HOUPARRHNBHDHCN09_OLDI_FBHSOLE01 | 1 | HOUPARRHNBHDHCN09_OLDI | HOUPARRHNBHSOLE01_OLDI | BHSOLE01 | BHDHCN09 | PAR_OLDI | BHSOLE01_BHDHCN09 | 6 | 0 | 1 | New
HOUPARRHNBHDHCN07_OLDI_FBHSOLE01_D67 | Residential heating technology - Direct district heating substation - plus connection pipe - plus distribution (heating density: medium ) - single-family house - existing building - distributed level 0.67 | HOUDHC | HOUPARRHN_OLDI_DMD | MKr20 | 2020 | 4.5119 | 0.032445 | [6 empty] | PAR | I | OLD |  |  | RHNBHDHC | 4 | 0.66667 | HOUPARRHNBHDHCN07_OLDI_FBHSOLE01 | 1 | HOUPARRHNBHDHCN07_OLDI | HOUPARRHNBHSOLE01_OLDI | BHSOLE01 | BHDHCN07 | PAR_OLDI | BHSOLE01_BHDHCN07 | 6 | 0 | 1 | New
HOUPARRHNBHDHCN07_OLDI_FBHSOLE01_D67 | Residential heating technology - Direct district heating substation - plus connection pipe - plus distribution (heating density: medium ) - single-family house - existing building - distributed level 0.67 | HOUDHC | HOUPARRHN_OLDI_DMD | MKr20 | 2025 | 4.472 | 0.032205 | [6 empty] | PAR | I | OLD |  |  | RHNBHDHC | 4 | 0.66667 | HOUPARRHNBHDHCN07_OLDI_FBHSOLE01 | 1 | HOUPARRHNBHDHCN07_OLDI | HOUPARRHNBHSOLE01_OLDI | BHSOLE01 | BHDHCN07 | PAR_OLDI | BHSOLE01_BHDHCN07 | 6 | 0 | 1 | New
HOUPARRHNBHDHCN07_OLDI_FBHSOLE01_D67 | Residential heating technology - Direct district heating substation - plus connection pipe - plus distribution (heating density: medium ) - single-family house - existing building - distributed level 0.67 | HOUDHC | HOUPARRHN_OLDI_DMD | MKr20 | 2030 | 4.4387 | 0.03163 | [6 empty] | PAR | I | OLD |  |  | RHNBHDHC | 4 | 0.66667 | HOUPARRHNBHDHCN07_OLDI_FBHSOLE01 | 1 | HOUPARRHNBHDHCN07_OLDI | HOUPARRHNBHSOLE01_OLDI | BHSOLE01 | BHDHCN07 | PAR_OLDI | BHSOLE01_BHDHCN07 | 6 | 0 | 1 | New
HOUPARRHNBHDHCN07_OLDI_FBHSOLE01_D67 | Residential heating technology - Direct district heating substation - plus connection pipe - plus distribution (heating density: medium ) - single-family house - existing building - distributed level 0.67 | HOUDHC | HOUPARRHN_OLDI_DMD | MKr20 | 2040 | 4.3788 | 0.030268 | [6 empty] | PAR | I | OLD |  |  | RHNBHDHC | 4 | 0.66667 | HOUPARRHNBHDHCN07_OLDI_FBHSOLE01 | 1 | HOUPARRHNBHDHCN07_OLDI | HOUPARRHNBHSOLE01_OLDI | BHSOLE01 | BHDHCN07 | PAR_OLDI | BHSOLE01_BHDHCN07 | 6 | 0 | 1 | New
HOUPARRHNBHDHCN07_OLDI_FBHSOLE01_D67 | Residential heating technology - Direct district heating substation - plus connection pipe - plus distribution (heating density: medium ) - single-family house - existing building - distributed level 0.67 | HOUDHC | HOUPARRHN_OLDI_DMD | MKr20 | 2050 | 4.3123 | 0.028286 | [6 empty] | PAR | I | OLD |  |  | RHNBHDHC | 4 | 0.66667 | HOUPARRHNBHDHCN07_OLDI_FBHSOLE01 | 1 | HOUPARRHNBHDHCN07_OLDI | HOUPARRHNBHSOLE01_OLDI | BHSOLE01 | BHDHCN07 | PAR_OLDI | BHSOLE01_BHDHCN07 | 6 | 0 | 1 | New
HOUPARRHNBHDHCN05_OLDI_FBHSOLE01_D67 | Residential heating technology - Direct district heating substation - plus connection pipe - plus distribution (heating density: high ) - single-family house - existing building - distributed level 0.67 | HOUDHC | HOUPARRHN_OLDI_DMD | MKr20 | 2020 | 3.4401 | 0.032445 | [6 empty] | PAR | I | OLD |  |  | RHNBHDHC | 4 | 0.66667 | HOUPARRHNBHDHCN05_OLDI_FBHSOLE01 | 1 | HOUPARRHNBHDHCN05_OLDI | HOUPARRHNBHSOLE01_OLDI | BHSOLE01 | BHDHCN05 | PAR_OLDI | BHSOLE01_BHDHCN05 | 6 | 0 | 1 | New
HOUPARRHNBHDHCN05_OLDI_FBHSOLE01_D67 | Residential heating technology - Direct district heating substation - plus connection pipe - plus distribution (heating density: high ) - single-family house - existing building - distributed level 0.67 | HOUDHC | HOUPARRHN_OLDI_DMD | MKr20 | 2025 | 3.4002 | 0.032205 | [6 empty] | PAR | I | OLD |  |  | RHNBHDHC | 4 | 0.66667 | HOUPARRHNBHDHCN05_OLDI_FBHSOLE01 | 1 | HOUPARRHNBHDHCN05_OLDI | HOUPARRHNBHSOLE01_OLDI | BHSOLE01 | BHDHCN05 | PAR_OLDI | BHSOLE01_BHDHCN05 | 6 | 0 | 1 | New
HOUPARRHNBHDHCN05_OLDI_FBHSOLE01_D67 | Residential heating technology - Direct district heating substation - plus connection pipe - plus distribution (heating density: high ) - single-family house - existing building - distributed level 0.67 | HOUDHC | HOUPARRHN_OLDI_DMD | MKr20 | 2030 | 3.3669 | 0.03163 | [6 empty] | PAR | I | OLD |  |  | RHNBHDHC | 4 | 0.66667 | HOUPARRHNBHDHCN05_OLDI_FBHSOLE01 | 1 | HOUPARRHNBHDHCN05_OLDI | HOUPARRHNBHSOLE01_OLDI | BHSOLE01 | BHDHCN05 | PAR_OLDI | BHSOLE01_BHDHCN05 | 6 | 0 | 1 | New
HOUPARRHNBHDHCN05_OLDI_FBHSOLE01_D67 | Residential heating technology - Direct district heating substation - plus connection pipe - plus distribution (heating density: high ) - single-family house - existing building - distributed level 0.67 | HOUDHC | HOUPARRHN_OLDI_DMD | MKr20 | 2040 | 3.307 | 0.030268 | [6 empty] | PAR | I | OLD |  |  | RHNBHDHC | 4 | 0.66667 | HOUPARRHNBHDHCN05_OLDI_FBHSOLE01 | 1 | HOUPARRHNBHDHCN05_OLDI | HOUPARRHNBHSOLE01_OLDI | BHSOLE01 | BHDHCN05 | PAR_OLDI | BHSOLE01_BHDHCN05 | 6 | 0 | 1 | New
HOUPARRHNBHDHCN05_OLDI_FBHSOLE01_D67 | Residential heating technology - Direct district heating substation - plus connection pipe - plus distribution (heating density: high ) - single-family house - existing building - distributed level 0.67 | HOUDHC | HOUPARRHN_OLDI_DMD | MKr20 | 2050 | 3.2405 | 0.028286 | [6 empty] | PAR | I | OLD |  |  | RHNBHDHC | 4 | 0.66667 | HOUPARRHNBHDHCN05_OLDI_FBHSOLE01 | 1 | HOUPARRHNBHDHCN05_OLDI | HOUPARRHNBHSOLE01_OLDI | BHSOLE01 | BHDHCN05 | PAR_OLDI | BHSOLE01_BHDHCN05 | 6 | 0 | 1 | New
HOUPARRHNHPELCN07_OLDC_FHPELCE02_D67 | Residential heating technology - Heat pump, Air-to-water, low-price product - single-family house - existing building - distributed level 0.67 | HOUELC, HOUAMB | HOUPARRHN_OLDC_DMD | MKr20 | 2020 | 11.5083 | 0.41034 | 0.34574 | [5 empty] | PAR | C | OLD | 2.8923 |  | RHNHPELC | 4 | 0.66667 | HOUPARRHNHPELCN07_OLDC_FHPELCE02 | 1 | HOUPARRHNHPELCN07_OLDC | HOUPARRHNHPELCE02_OLDC | HPELCE02 | HPELCN07 | PAR_OLDC | HPELCE02_HPELCN07 | 5 | 0 | 1.1 | Unlikely
HOUPARRHNHPELCN07_OLDC_FHPELCE02_D67 | Residential heating technology - Heat pump, Air-to-water, low-price product - single-family house - existing building - distributed level 0.67 | HOUELC, HOUAMB | HOUPARRHN_OLDC_DMD | MKr20 | 2025 | 10.528 | 0.31473 | 0.32928 | [5 empty] | PAR | C | OLD | 3.0369 |  | RHNHPELC | 4 | 0.66667 | HOUPARRHNHPELCN07_OLDC_FHPELCE02 | 1 | HOUPARRHNHPELCN07_OLDC | HOUPARRHNHPELCE02_OLDC | HPELCE02 | HPELCN07 | PAR_OLDC | HPELCE02_HPELCN07 | 5 | 0 | 1.1 | Unlikely
HOUPARRHNHPELCN07_OLDC_FHPELCE02_D67 | Residential heating technology - Heat pump, Air-to-water, low-price product - single-family house - existing building - distributed level 0.67 | HOUELC, HOUAMB | HOUPARRHN_OLDC_DMD | MKr20 | 2030 | 9.5477 | 0.31099 | 0.31431 | [5 empty] | PAR | C | OLD | 3.1815 |  | RHNHPELC | 4 | 0.66667 | HOUPARRHNHPELCN07_OLDC_FHPELCE02 | 1 | HOUPARRHNHPELCN07_OLDC | HOUPARRHNHPELCE02_OLDC | HPELCE02 | HPELCN07 | PAR_OLDC | HPELCE02_HPELCN07 | 5 | 0 | 1.1 | Unlikely
HOUPARRHNHPELCN07_OLDC_FHPELCE02_D67 | Residential heating technology - Heat pump, Air-to-water, low-price product - single-family house - existing building - distributed level 0.67 | HOUELC, HOUAMB | HOUPARRHN_OLDC_DMD | MKr20 | 2040 | 8.7667 | 0.30404 | 0.30065 | [5 empty] | PAR | C | OLD | 3.3262 |  | RHNHPELC | 4 | 0.66667 | HOUPARRHNHPELCN07_OLDC_FHPELCE02 | 1 | HOUPARRHNHPELCN07_OLDC | HOUPARRHNHPELCE02_OLDC | HPELCE02 | HPELCN07 | PAR_OLDC | HPELCE02_HPELCN07 | 5 | 0 | 1.1 | Unlikely
HOUPARRHNHPELCN07_OLDC_FHPELCE02_D67 | Residential heating technology - Heat pump, Air-to-water, low-price product - single-family house - existing building - distributed level 0.67 | HOUELC, HOUAMB | HOUPARRHN_OLDC_DMD | MKr20 | 2050 | 7.9856 | 0.2971 | 0.29218 | [5 empty] | PAR | C | OLD | 3.4226 |  | RHNHPELC | 4 | 0.66667 | HOUPARRHNHPELCN07_OLDC_FHPELCE02 | 1 | HOUPARRHNHPELCN07_OLDC | HOUPARRHNHPELCE02_OLDC | HPELCE02 | HPELCN07 | PAR_OLDC | HPELCE02_HPELCN07 | 5 | 0 | 1.1 | Unlikely
HOUPARRHNHPELCN05_OLDC_FHPELCE02_D67 | Residential heating technology - Heat pump, Air-to-water - leasing - single-family house - existing building - distributed level 0.67 | HOUELC, HOUAMB | HOUPARRHN_OLDC_DMD | MKr20 | 2020 | 9.6333 | 1.1361 | 0.32928 | [5 empty] | PAR | C | OLD | 3.0369 |  | RHNHPELC | 4 | 0.66667 | HOUPARRHNHPELCN05_OLDC_FHPELCE02 | 1 | HOUPARRHNHPELCN05_OLDC | HOUPARRHNHPELCE02_OLDC | HPELCE02 | HPELCN05 | PAR_OLDC | HPELCE02_HPELCN05 | 5 | 0 | 1.1 | Unlikely
HOUPARRHNHPELCN05_OLDC_FHPELCE02_D67 | Residential heating technology - Heat pump, Air-to-water - leasing - single-family house - existing building - distributed level 0.67 | HOUELC, HOUAMB | HOUPARRHN_OLDC_DMD | MKr20 | 2025 | 8.8856 | 0.97988 | 0.31431 | [5 empty] | PAR | C | OLD | 3.1815 |  | RHNHPELC | 4 | 0.66667 | HOUPARRHNHPELCN05_OLDC_FHPELCE02 | 1 | HOUPARRHNHPELCN05_OLDC | HOUPARRHNHPELCE02_OLDC | HPELCE02 | HPELCN05 | PAR_OLDC | HPELCE02_HPELCN05 | 5 | 0 | 1.1 | Unlikely
HOUPARRHNHPELCN05_OLDC_FHPELCE02_D67 | Residential heating technology - Heat pump, Air-to-water - leasing - single-family house - existing building - distributed level 0.67 | HOUELC, HOUAMB | HOUPARRHN_OLDC_DMD | MKr20 | 2030 | 8.138 | 0.91553 | 0.30065 | [5 empty] | PAR | C | OLD | 3.3262 |  | RHNHPELC | 4 | 0.66667 | HOUPARRHNHPELCN05_OLDC_FHPELCE02 | 1 | HOUPARRHNHPELCN05_OLDC | HOUPARRHNHPELCE02_OLDC | HPELCE02 | HPELCN05 | PAR_OLDC | HPELCE02_HPELCN05 | 5 | 0 | 1.1 | Unlikely
HOUPARRHNHPELCN05_OLDC_FHPELCE02_D67 | Residential heating technology - Heat pump, Air-to-water - leasing - single-family house - existing building - distributed level 0.67 | HOUELC, HOUAMB | HOUPARRHN_OLDC_DMD | MKr20 | 2040 | 7.5316 | 0.85944 | 0.28812 | [5 empty] | PAR | C | OLD | 3.4708 |  | RHNHPELC | 4 | 0.66667 | HOUPARRHNHPELCN05_OLDC_FHPELCE02 | 1 | HOUPARRHNHPELCN05_OLDC | HOUPARRHNHPELCE02_OLDC | HPELCE02 | HPELCN05 | PAR_OLDC | HPELCE02_HPELCN05 | 5 | 0 | 1.1 | Unlikely
HOUPARRHNHPELCN05_OLDC_FHPELCE02_D67 | Residential heating technology - Heat pump, Air-to-water - leasing - single-family house - existing building - distributed level 0.67 | HOUELC, HOUAMB | HOUPARRHN_OLDC_DMD | MKr20 | 2050 | 6.9252 | 0.80334 | 0.28033 | [5 empty] | PAR | C | OLD | 3.5672 |  | RHNHPELC | 4 | 0.66667 | HOUPARRHNHPELCN05_OLDC_FHPELCE02 | 1 | HOUPARRHNHPELCN05_OLDC | HOUPARRHNHPELCE02_OLDC | HPELCE02 | HPELCN05 | PAR_OLDC | HPELCE02_HPELCN05 | 5 | 0 | 1.1 | Unlikely
HOUPARRHNHPELCN04_OLDC_FHPELCE02_D67 | Residential heating technology - Heat pump, Ground source - single-family house - existing building - distributed level 0.67 | HOUELC, HOUAMB | HOUPARRHN_OLDC_DMD | MKr20 | 2020 | 23.196 | 0.32766 | 0.30065 | [5 empty] | PAR | C | OLD | 3.3262 |  | RHNHPELC | 4 | 0.66667 | HOUPARRHNHPELCN04_OLDC_FHPELCE02 | 1 | HOUPARRHNHPELCN04_OLDC | HOUPARRHNHPELCE02_OLDC | HPELCE02 | HPELCN04 | PAR_OLDC | HPELCE02_HPELCN04 | 6 | 0 | 1 | New
HOUPARRHNHPELCN04_OLDC_FHPELCE02_D67 | Residential heating technology - Heat pump, Ground source - single-family house - existing building - distributed level 0.67 | HOUELC, HOUAMB | HOUPARRHN_OLDC_DMD | MKr20 | 2025 | 22.0362 | 0.23205 | 0.29218 | [5 empty] | PAR | C | OLD | 3.4226 |  | RHNHPELC | 4 | 0.66667 | HOUPARRHNHPELCN04_OLDC_FHPELCE02 | 1 | HOUPARRHNHPELCN04_OLDC | HOUPARRHNHPELCE02_OLDC | HPELCE02 | HPELCN04 | PAR_OLDC | HPELCE02_HPELCN04 | 6 | 0 | 1 | New
HOUPARRHNHPELCN04_OLDC_FHPELCE02_D67 | Residential heating technology - Heat pump, Ground source - single-family house - existing building - distributed level 0.67 | HOUELC, HOUAMB | HOUPARRHN_OLDC_DMD | MKr20 | 2030 | 20.8764 | 0.22831 | 0.28417 | [5 empty] | PAR | C | OLD | 3.519 |  | RHNHPELC | 4 | 0.66667 | HOUPARRHNHPELCN04_OLDC_FHPELCE02 | 1 | HOUPARRHNHPELCN04_OLDC | HOUPARRHNHPELCE02_OLDC | HPELCE02 | HPELCN04 | PAR_OLDC | HPELCE02_HPELCN04 | 6 | 0 | 1 | New
HOUPARRHNHPELCN04_OLDC_FHPELCE02_D67 | Residential heating technology - Heat pump, Ground source - single-family house - existing building - distributed level 0.67 | HOUELC, HOUAMB | HOUPARRHN_OLDC_DMD | MKr20 | 2040 | 19.8326 | 0.22136 | 0.27296 | [5 empty] | PAR | C | OLD | 3.6636 |  | RHNHPELC | 4 | 0.66667 | HOUPARRHNHPELCN04_OLDC_FHPELCE02 | 1 | HOUPARRHNHPELCN04_OLDC | HOUPARRHNHPELCE02_OLDC | HPELCE02 | HPELCN04 | PAR_OLDC | HPELCE02_HPELCN04 | 6 | 0 | 1 | New
HOUPARRHNHPELCN04_OLDC_FHPELCE02_D67 | Residential heating technology - Heat pump, Ground source - single-family house - existing building - distributed level 0.67 | HOUELC, HOUAMB | HOUPARRHN_OLDC_DMD | MKr20 | 2050 | 18.7887 | 0.21442 | 0.26941 | [5 empty] | PAR | C | OLD | 3.7118 |  | RHNHPELC | 4 | 0.66667 | HOUPARRHNHPELCN04_OLDC_FHPELCE02 | 1 | HOUPARRHNHPELCN04_OLDC | HOUPARRHNHPELCE02_OLDC | HPELCE02 | HPELCN04 | PAR_OLDC | HPELCE02_HPELCN04 | 6 | 0 | 1 | New
HOUPARRHNHPELCN03_OLDC_FHPELCE02_D67 | Residential heating technology - Heat pump, Air-to-water - single-family house - existing building - distributed level 0.67 | HOUELC, HOUAMB | HOUPARRHN_OLDC_DMD | MKr20 | 2020 | 17.515 | 0.35522 | 0.32928 | [5 empty] | PAR | C | OLD | 3.0369 |  | RHNHPELC | 4 | 0.66667 | HOUPARRHNHPELCN03_OLDC_FHPELCE02 | 1 | HOUPARRHNHPELCN03_OLDC | HOUPARRHNHPELCE02_OLDC | HPELCE02 | HPELCN03 | PAR_OLDC | HPELCE02_HPELCN03 | 6 | 0 | 1 | New
HOUPARRHNHPELCN03_OLDC_FHPELCE02_D67 | Residential heating technology - Heat pump, Air-to-water - single-family house - existing building - distributed level 0.67 | HOUELC, HOUAMB | HOUPARRHN_OLDC_DMD | MKr20 | 2025 | 16.1557 | 0.25961 | 0.31431 | [5 empty] | PAR | C | OLD | 3.1815 |  | RHNHPELC | 4 | 0.66667 | HOUPARRHNHPELCN03_OLDC_FHPELCE02 | 1 | HOUPARRHNHPELCN03_OLDC | HOUPARRHNHPELCE02_OLDC | HPELCE02 | HPELCN03 | PAR_OLDC | HPELCE02_HPELCN03 | 6 | 0 | 1 | New
HOUPARRHNHPELCN03_OLDC_FHPELCE02_D67 | Residential heating technology - Heat pump, Air-to-water - single-family house - existing building - distributed level 0.67 | HOUELC, HOUAMB | HOUPARRHN_OLDC_DMD | MKr20 | 2030 | 14.7963 | 0.25587 | 0.30065 | [5 empty] | PAR | C | OLD | 3.3262 |  | RHNHPELC | 4 | 0.66667 | HOUPARRHNHPELCN03_OLDC_FHPELCE02 | 1 | HOUPARRHNHPELCN03_OLDC | HOUPARRHNHPELCE02_OLDC | HPELCE02 | HPELCN03 | PAR_OLDC | HPELCE02_HPELCN03 | 6 | 0 | 1 | New
HOUPARRHNHPELCN03_OLDC_FHPELCE02_D67 | Residential heating technology - Heat pump, Air-to-water - single-family house - existing building - distributed level 0.67 | HOUELC, HOUAMB | HOUPARRHN_OLDC_DMD | MKr20 | 2040 | 13.6938 | 0.24892 | 0.28812 | [5 empty] | PAR | C | OLD | 3.4708 |  | RHNHPELC | 4 | 0.66667 | HOUPARRHNHPELCN03_OLDC_FHPELCE02 | 1 | HOUPARRHNHPELCN03_OLDC | HOUPARRHNHPELCE02_OLDC | HPELCE02 | HPELCN03 | PAR_OLDC | HPELCE02_HPELCN03 | 6 | 0 | 1 | New
HOUPARRHNHPELCN03_OLDC_FHPELCE02_D67 | Residential heating technology - Heat pump, Air-to-water - single-family house - existing building - distributed level 0.67 | HOUELC, HOUAMB | HOUPARRHN_OLDC_DMD | MKr20 | 2050 | 12.5913 | 0.24198 | 0.28033 | [5 empty] | PAR | C | OLD | 3.5672 |  | RHNHPELC | 4 | 0.66667 | HOUPARRHNHPELCN03_OLDC_FHPELCE02 | 1 | HOUPARRHNHPELCN03_OLDC | HOUPARRHNHPELCE02_OLDC | HPELCE02 | HPELCN03 | PAR_OLDC | HPELCE02_HPELCN03 | 6 | 0 | 1 | New
HOUPARRHNHPELCN02_OLDC_FHPELCE02_D67 | Residential heating technology - Heat pump, Air-to-air - single-family house - existing building - distributed level 0.67 | HOUELC, HOUAMB | HOUPARRHN_OLDC_DMD | MKr20 | 2020 | 2.6317 | 0.18468 | 0.21386 | [5 empty] | PAR | C | OLD | 4.6759 |  | RHNHPELC | 4 | 0.66667 | HOUPARRHNHPELCN02_OLDC_FHPELCE02 | 1 | HOUPARRHNHPELCN02_OLDC | HOUPARRHNHPELCE02_OLDC | HPELCE02 | HPELCN02 | PAR_OLDC | HPELCE02_HPELCN02 | 2 | 0 | 0.9 | Same
HOUPARRHNHPELCN02_OLDC_FHPELCE02_D67 | Residential heating technology - Heat pump, Air-to-air - single-family house - existing building - distributed level 0.67 | HOUELC, HOUAMB | HOUPARRHN_OLDC_DMD | MKr20 | 2025 | 2.5674 | 0.12547 | 0.20338 | [5 empty] | PAR | C | OLD | 4.9169 |  | RHNHPELC | 4 | 0.66667 | HOUPARRHNHPELCN02_OLDC_FHPELCE02 | 1 | HOUPARRHNHPELCN02_OLDC | HOUPARRHNHPELCE02_OLDC | HPELCE02 | HPELCN02 | PAR_OLDC | HPELCE02_HPELCN02 | 2 | 0 | 0.9 | Same
HOUPARRHNHPELCN02_OLDC_FHPELCE02_D67 | Residential heating technology - Heat pump, Air-to-air - single-family house - existing building - distributed level 0.67 | HOUELC, HOUAMB | HOUPARRHN_OLDC_DMD | MKr20 | 2030 | 2.503 | 0.12315 | 0.1957 | [5 empty] | PAR | C | OLD | 5.1098 |  | RHNHPELC | 4 | 0.66667 | HOUPARRHNHPELCN02_OLDC_FHPELCE02 | 1 | HOUPARRHNHPELCN02_OLDC | HOUPARRHNHPELCE02_OLDC | HPELCE02 | HPELCN02 | PAR_OLDC | HPELCE02_HPELCN02 | 2 | 0 | 0.9 | Same
HOUPARRHNHPELCN02_OLDC_FHPELCE02_D67 | Residential heating technology - Heat pump, Air-to-air - single-family house - existing building - distributed level 0.67 | HOUELC, HOUAMB | HOUPARRHN_OLDC_DMD | MKr20 | 2040 | 2.3837 | 0.11885 | 0.18859 | [5 empty] | PAR | C | OLD | 5.3026 |  | RHNHPELC | 4 | 0.66667 | HOUPARRHNHPELCN02_OLDC_FHPELCE02 | 1 | HOUPARRHNHPELCN02_OLDC | HOUPARRHNHPELCE02_OLDC | HPELCE02 | HPELCN02 | PAR_OLDC | HPELCE02_HPELCN02 | 2 | 0 | 0.9 | Same
HOUPARRHNHPELCN02_OLDC_FHPELCE02_D67 | Residential heating technology - Heat pump, Air-to-air - single-family house - existing building - distributed level 0.67 | HOUELC, HOUAMB | HOUPARRHN_OLDC_DMD | MKr20 | 2050 | 2.2643 | 0.11455 | 0.18522 | [5 empty] | PAR | C | OLD | 5.399 |  | RHNHPELC | 4 | 0.66667 | HOUPARRHNHPELCN02_OLDC_FHPELCE02 | 1 | HOUPARRHNHPELCN02_OLDC | HOUPARRHNHPELCE02_OLDC | HPELCE02 | HPELCN02 | PAR_OLDC | HPELCE02_HPELCN02 | 2 | 0 | 0.9 | Same
HOUPARRHNDIELCN06_OLDC_FHPELCE02_D67 | Residential heating technology - Electric heating - electric panel from Bauhaus - single-family house - new building - distributed level 0.67 | HOUELC | HOUPARRHN_OLDC_DMD | MKr20 | 2020 | 0.64843 | 0 | [6 empty] | PAR | C | OLD |  |  | RHNDIELC | 4 | 0.66667 | HOUPARRHNDIELCN06_OLDC_FHPELCE02 | 1 | HOUPARRHNDIELCN06_OLDC | HOUPARRHNHPELCE02_OLDC | HPELCE02 | DIELCN06 | PAR_OLDC | HPELCE02_DIELCN06 | 5 | 0 | 1.1 | Unlikely
HOUPARRHNDIELCN06_OLDC_FHPELCE02_D67 | Residential heating technology - Electric heating - electric panel from Bauhaus - single-family house - new building - distributed level 0.67 | HOUELC | HOUPARRHN_OLDC_DMD | MKr20 | 2025 | 0.64843 | 0 | [6 empty] | PAR | C | OLD |  |  | RHNDIELC | 4 | 0.66667 | HOUPARRHNDIELCN06_OLDC_FHPELCE02 | 1 | HOUPARRHNDIELCN06_OLDC | HOUPARRHNHPELCE02_OLDC | HPELCE02 | DIELCN06 | PAR_OLDC | HPELCE02_DIELCN06 | 5 | 0 | 1.1 | Unlikely
HOUPARRHNDIELCN06_OLDC_FHPELCE02_D67 | Residential heating technology - Electric heating - electric panel from Bauhaus - single-family house - new building - distributed level 0.67 | HOUELC | HOUPARRHN_OLDC_DMD | MKr20 | 2030 | 0.64843 | 0 | [6 empty] | PAR | C | OLD |  |  | RHNDIELC | 4 | 0.66667 | HOUPARRHNDIELCN06_OLDC_FHPELCE02 | 1 | HOUPARRHNDIELCN06_OLDC | HOUPARRHNHPELCE02_OLDC | HPELCE02 | DIELCN06 | PAR_OLDC | HPELCE02_DIELCN06 | 5 | 0 | 1.1 | Unlikely
HOUPARRHNDIELCN06_OLDC_FHPELCE02_D67 | Residential heating technology - Electric heating - electric panel from Bauhaus - single-family house - new building - distributed level 0.67 | HOUELC | HOUPARRHN_OLDC_DMD | MKr20 | 2040 | 0.64843 | 0 | [6 empty] | PAR | C | OLD |  |  | RHNDIELC | 4 | 0.66667 | HOUPARRHNDIELCN06_OLDC_FHPELCE02 | 1 | HOUPARRHNDIELCN06_OLDC | HOUPARRHNHPELCE02_OLDC | HPELCE02 | DIELCN06 | PAR_OLDC | HPELCE02_DIELCN06 | 5 | 0 | 1.1 | Unlikely
HOUPARRHNDIELCN06_OLDC_FHPELCE02_D67 | Residential heating technology - Electric heating - electric panel from Bauhaus - single-family house - new building - distributed level 0.67 | HOUELC | HOUPARRHN_OLDC_DMD | MKr20 | 2050 | 0.64843 | 0 | [6 empty] | PAR | C | OLD |  |  | RHNDIELC | 4 | 0.66667 | HOUPARRHNDIELCN06_OLDC_FHPELCE02 | 1 | HOUPARRHNDIELCN06_OLDC | HOUPARRHNHPELCE02_OLDC | HPELCE02 | DIELCN06 | PAR_OLDC | HPELCE02_DIELCN06 | 5 | 0 | 1.1 | Unlikely
HOUPARRHNDIELCN01_OLDC_FHPELCE02_D67 | Residential heating technology - Electric heating - single-family house - new building - distributed level 0.67 | HOUELC | HOUPARRHN_OLDC_DMD | MKr20 | 2020 | 7.8786 | 0.063879 | [6 empty] | PAR | C | OLD |  |  | RHNDIELC | 4 | 0.66667 | HOUPARRHNDIELCN01_OLDC_FHPELCE02 | 1 | HOUPARRHNDIELCN01_OLDC | HOUPARRHNHPELCE02_OLDC | HPELCE02 | DIELCN01 | PAR_OLDC | HPELCE02_DIELCN01 | 5 | 0 | 1.1 | Unlikely
HOUPARRHNDIELCN01_OLDC_FHPELCE02_D67 | Residential heating technology - Electric heating - single-family house - new building - distributed level 0.67 | HOUELC | HOUPARRHN_OLDC_DMD | MKr20 | 2025 | 7.6836 | 0.063879 | [6 empty] | PAR | C | OLD |  |  | RHNDIELC | 4 | 0.66667 | HOUPARRHNDIELCN01_OLDC_FHPELCE02 | 1 | HOUPARRHNDIELCN01_OLDC | HOUPARRHNHPELCE02_OLDC | HPELCE02 | DIELCN01 | PAR_OLDC | HPELCE02_DIELCN01 | 5 | 0 | 1.1 | Unlikely
HOUPARRHNDIELCN01_OLDC_FHPELCE02_D67 | Residential heating technology - Electric heating - single-family house - new building - distributed level 0.67 | HOUELC | HOUPARRHN_OLDC_DMD | MKr20 | 2030 | 7.4934 | 0.061217 | [6 empty] | PAR | C | OLD |  |  | RHNDIELC | 4 | 0.66667 | HOUPARRHNDIELCN01_OLDC_FHPELCE02 | 1 | HOUPARRHNDIELCN01_OLDC | HOUPARRHNHPELCE02_OLDC | HPELCE02 | DIELCN01 | PAR_OLDC | HPELCE02_DIELCN01 | 5 | 0 | 1.1 | Unlikely
HOUPARRHNDIELCN01_OLDC_FHPELCE02_D67 | Residential heating technology - Electric heating - single-family house - new building - distributed level 0.67 | HOUELC | HOUPARRHN_OLDC_DMD | MKr20 | 2040 | 7.1271 | 0.058555 | [6 empty] | PAR | C | OLD |  |  | RHNDIELC | 4 | 0.66667 | HOUPARRHNDIELCN01_OLDC_FHPELCE02 | 1 | HOUPARRHNDIELCN01_OLDC | HOUPARRHNHPELCE02_OLDC | HPELCE02 | DIELCN01 | PAR_OLDC | HPELCE02_DIELCN01 | 5 | 0 | 1.1 | Unlikely
HOUPARRHNDIELCN01_OLDC_FHPELCE02_D67 | Residential heating technology - Electric heating - single-family house - new building - distributed level 0.67 | HOUELC | HOUPARRHN_OLDC_DMD | MKr20 | 2050 | 6.7786 | 0.055894 | [6 empty] | PAR | C | OLD |  |  | RHNDIELC | 4 | 0.66667 | HOUPARRHNDIELCN01_OLDC_FHPELCE02 | 1 | HOUPARRHNDIELCN01_OLDC | HOUPARRHNHPELCE02_OLDC | HPELCE02 | DIELCN01 | PAR_OLDC | HPELCE02_DIELCN01 | 5 | 0 | 1.1 | Unlikely
HOUPARRHNBHWPEN01_OLDC_FHPELCE02_D67 | Residential heating technology - Biomass boiler, automatic stoking , wood pellets or wood chips - single-family house - existing building - distributed level 0.67 | HOUWPE | HOUPARRHN_OLDC_DMD | MKr20 | 2020 | 5.2134 | 0.44811 |  | 25 | 14 | 70 | 2 | 4 | PAR | C | OLD |  |  | RHNBHWPE | 4 | 0.66667 | HOUPARRHNBHWPEN01_OLDC_FHPELCE02 | 1 | HOUPARRHNBHWPEN01_OLDC | HOUPARRHNHPELCE02_OLDC | HPELCE02 | BHWPEN01 | PAR_OLDC | HPELCE02_BHWPEN01 | 5 | 0 | 1.1 | Unlikely
HOUPARRHNBHWPEN01_OLDC_FHPELCE02_D67 | Residential heating technology - Biomass boiler, automatic stoking , wood pellets or wood chips - single-family house - existing building - distributed level 0.67 | HOUWPE | HOUPARRHN_OLDC_DMD | MKr20 | 2025 | 5.0844 | 0.44037 |  | 25 | 14 | 60 | 2 | 4 | PAR | C | OLD |  |  | RHNBHWPE | 4 | 0.66667 | HOUPARRHNBHWPEN01_OLDC_FHPELCE02 | 1 | HOUPARRHNBHWPEN01_OLDC | HOUPARRHNHPELCE02_OLDC | HPELCE02 | BHWPEN01 | PAR_OLDC | HPELCE02_BHWPEN01 | 5 | 0 | 1.1 | Unlikely
HOUPARRHNBHWPEN01_OLDC_FHPELCE02_D67 | Residential heating technology - Biomass boiler, automatic stoking , wood pellets or wood chips - single-family house - existing building - distributed level 0.67 | HOUWPE | HOUPARRHN_OLDC_DMD | MKr20 | 2030 | 4.9585 | 0.43449 |  | 25 | 11 | 50 | 1 | 4 | PAR | C | OLD |  |  | RHNBHWPE | 4 | 0.66667 | HOUPARRHNBHWPEN01_OLDC_FHPELCE02 | 1 | HOUPARRHNBHWPEN01_OLDC | HOUPARRHNHPELCE02_OLDC | HPELCE02 | BHWPEN01 | PAR_OLDC | HPELCE02_BHWPEN01 | 5 | 0 | 1.1 | Unlikely
HOUPARRHNBHWPEN01_OLDC_FHPELCE02_D67 | Residential heating technology - Biomass boiler, automatic stoking , wood pellets or wood chips - single-family house - existing building - distributed level 0.67 | HOUWPE | HOUPARRHN_OLDC_DMD | MKr20 | 2040 | 4.7161 | 0.41527 |  | 25 | 9 | 45 | 1 | 4 | PAR | C | OLD |  |  | RHNBHWPE | 4 | 0.66667 | HOUPARRHNBHWPEN01_OLDC_FHPELCE02 | 1 | HOUPARRHNBHWPEN01_OLDC | HOUPARRHNHPELCE02_OLDC | HPELCE02 | BHWPEN01 | PAR_OLDC | HPELCE02_BHWPEN01 | 5 | 0 | 1.1 | Unlikely
HOUPARRHNBHWPEN01_OLDC_FHPELCE02_D67 | Residential heating technology - Biomass boiler, automatic stoking , wood pellets or wood chips - single-family house - existing building - distributed level 0.67 | HOUWPE | HOUPARRHN_OLDC_DMD | MKr20 | 2050 | 5.6069 | 0.49611 |  | 25 | 9 | 40 | 0 | 4 | PAR | C | OLD |  |  | RHNBHWPE | 4 | 0.66667 | HOUPARRHNBHWPEN01_OLDC_FHPELCE02 | 1 | HOUPARRHNBHWPEN01_OLDC | HOUPARRHNHPELCE02_OLDC | HPELCE02 | BHWPEN01 | PAR_OLDC | HPELCE02_BHWPEN01 | 5 | 0 | 1.1 | Unlikely
HOUPARRHNBHDHCN03_OLDC_FHPELCE02_D67 | Residential heating technology - Direct district heating substation - plus connection pipe - single-family house - existing building - distributed level 0.67 | HOUDHC | HOUPARRHN_OLDC_DMD | MKr20 | 2020 | 3.7841 | 0.032445 | [6 empty] | PAR | C | OLD |  |  | RHNBHDHC | 4 | 0.66667 | HOUPARRHNBHDHCN03_OLDC_FHPELCE02 | 1 | HOUPARRHNBHDHCN03_OLDC | HOUPARRHNHPELCE02_OLDC | HPELCE02 | BHDHCN03 | PAR_OLDC | HPELCE02_BHDHCN03 | 5 | 0 | 1.1 | Unlikely
HOUPARRHNBHDHCN03_OLDC_FHPELCE02_D67 | Residential heating technology - Direct district heating substation - plus connection pipe - single-family house - existing building - distributed level 0.67 | HOUDHC | HOUPARRHN_OLDC_DMD | MKr20 | 2025 | 3.7402 | 0.032205 | [6 empty] | PAR | C | OLD |  |  | RHNBHDHC | 4 | 0.66667 | HOUPARRHNBHDHCN03_OLDC_FHPELCE02 | 1 | HOUPARRHNBHDHCN03_OLDC | HOUPARRHNHPELCE02_OLDC | HPELCE02 | BHDHCN03 | PAR_OLDC | HPELCE02_BHDHCN03 | 5 | 0 | 1.1 | Unlikely
HOUPARRHNBHDHCN03_OLDC_FHPELCE02_D67 | Residential heating technology - Direct district heating substation - plus connection pipe - single-family house - existing building - distributed level 0.67 | HOUDHC | HOUPARRHN_OLDC_DMD | MKr20 | 2030 | 3.7036 | 0.03163 | [6 empty] | PAR | C | OLD |  |  | RHNBHDHC | 4 | 0.66667 | HOUPARRHNBHDHCN03_OLDC_FHPELCE02 | 1 | HOUPARRHNBHDHCN03_OLDC | HOUPARRHNHPELCE02_OLDC | HPELCE02 | BHDHCN03 | PAR_OLDC | HPELCE02_BHDHCN03 | 5 | 0 | 1.1 | Unlikely
HOUPARRHNBHDHCN03_OLDC_FHPELCE02_D67 | Residential heating technology - Direct district heating substation - plus connection pipe - single-family house - existing building - distributed level 0.67 | HOUDHC | HOUPARRHN_OLDC_DMD | MKr20 | 2040 | 3.6378 | 0.030268 | [6 empty] | PAR | C | OLD |  |  | RHNBHDHC | 4 | 0.66667 | HOUPARRHNBHDHCN03_OLDC_FHPELCE02 | 1 | HOUPARRHNBHDHCN03_OLDC | HOUPARRHNHPELCE02_OLDC | HPELCE02 | BHDHCN03 | PAR_OLDC | HPELCE02_BHDHCN03 | 5 | 0 | 1.1 | Unlikely
HOUPARRHNBHDHCN03_OLDC_FHPELCE02_D67 | Residential heating technology - Direct district heating substation - plus connection pipe - single-family house - existing building - distributed level 0.67 | HOUDHC | HOUPARRHN_OLDC_DMD | MKr20 | 2050 | 3.5646 | 0.028286 | [6 empty] | PAR | C | OLD |  |  | RHNBHDHC | 4 | 0.66667 | HOUPARRHNBHDHCN03_OLDC_FHPELCE02 | 1 | HOUPARRHNBHDHCN03_OLDC | HOUPARRHNHPELCE02_OLDC | HPELCE02 | BHDHCN03 | PAR_OLDC | HPELCE02_BHDHCN03 | 5 | 0 | 1.1 | Unlikely
HOUPARRHNHPELCN07_OLDD_FHPELCE02_D67 | Residential heating technology - Heat pump, Air-to-water, low-price product - single-family house - existing building - distributed level 0.67 | HOUELC, HOUAMB | HOUPARRHN_OLDD_DMD | MKr20 | 2020 | 11.5083 | 0.41034 | 0.34574 | [5 empty] | PAR | D | OLD | 2.8923 |  | RHNHPELC | 4 | 0.66667 | HOUPARRHNHPELCN07_OLDD_FHPELCE02 | 1 | HOUPARRHNHPELCN07_OLDD | HOUPARRHNHPELCE02_OLDD | HPELCE02 | HPELCN07 | PAR_OLDD | HPELCE02_HPELCN07 | 5 | 0 | 1.1 | Unlikely
HOUPARRHNHPELCN07_OLDD_FHPELCE02_D67 | Residential heating technology - Heat pump, Air-to-water, low-price product - single-family house - existing building - distributed level 0.67 | HOUELC, HOUAMB | HOUPARRHN_OLDD_DMD | MKr20 | 2025 | 10.528 | 0.31473 | 0.32928 | [5 empty] | PAR | D | OLD | 3.0369 |  | RHNHPELC | 4 | 0.66667 | HOUPARRHNHPELCN07_OLDD_FHPELCE02 | 1 | HOUPARRHNHPELCN07_OLDD | HOUPARRHNHPELCE02_OLDD | HPELCE02 | HPELCN07 | PAR_OLDD | HPELCE02_HPELCN07 | 5 | 0 | 1.1 | Unlikely
HOUPARRHNHPELCN07_OLDD_FHPELCE02_D67 | Residential heating technology - Heat pump, Air-to-water, low-price product - single-family house - existing building - distributed level 0.67 | HOUELC, HOUAMB | HOUPARRHN_OLDD_DMD | MKr20 | 2030 | 9.5477 | 0.31099 | 0.31431 | [5 empty] | PAR | D | OLD | 3.1815 |  | RHNHPELC | 4 | 0.66667 | HOUPARRHNHPELCN07_OLDD_FHPELCE02 | 1 | HOUPARRHNHPELCN07_OLDD | HOUPARRHNHPELCE02_OLDD | HPELCE02 | HPELCN07 | PAR_OLDD | HPELCE02_HPELCN07 | 5 | 0 | 1.1 | Unlikely
HOUPARRHNHPELCN07_OLDD_FHPELCE02_D67 | Residential heating technology - Heat pump, Air-to-water, low-price product - single-family house - existing building - distributed level 0.67 | HOUELC, HOUAMB | HOUPARRHN_OLDD_DMD | MKr20 | 2040 | 8.7667 | 0.30404 | 0.30065 | [5 empty] | PAR | D | OLD | 3.3262 |  | RHNHPELC | 4 | 0.66667 | HOUPARRHNHPELCN07_OLDD_FHPELCE02 | 1 | HOUPARRHNHPELCN07_OLDD | HOUPARRHNHPELCE02_OLDD | HPELCE02 | HPELCN07 | PAR_OLDD | HPELCE02_HPELCN07 | 5 | 0 | 1.1 | Unlikely
HOUPARRHNHPELCN07_OLDD_FHPELCE02_D67 | Residential heating technology - Heat pump, Air-to-water, low-price product - single-family house - existing building - distributed level 0.67 | HOUELC, HOUAMB | HOUPARRHN_OLDD_DMD | MKr20 | 2050 | 7.9856 | 0.2971 | 0.29218 | [5 empty] | PAR | D | OLD | 3.4226 |  | RHNHPELC | 4 | 0.66667 | HOUPARRHNHPELCN07_OLDD_FHPELCE02 | 1 | HOUPARRHNHPELCN07_OLDD | HOUPARRHNHPELCE02_OLDD | HPELCE02 | HPELCN07 | PAR_OLDD | HPELCE02_HPELCN07 | 5 | 0 | 1.1 | Unlikely
HOUPARRHNHPELCN05_OLDD_FHPELCE02_D67 | Residential heating technology - Heat pump, Air-to-water - leasing - single-family house - existing building - distributed level 0.67 | HOUELC, HOUAMB | HOUPARRHN_OLDD_DMD | MKr20 | 2020 | 9.6333 | 1.1361 | 0.32928 | [5 empty] | PAR | D | OLD | 3.0369 |  | RHNHPELC | 4 | 0.66667 | HOUPARRHNHPELCN05_OLDD_FHPELCE02 | 1 | HOUPARRHNHPELCN05_OLDD | HOUPARRHNHPELCE02_OLDD | HPELCE02 | HPELCN05 | PAR_OLDD | HPELCE02_HPELCN05 | 5 | 0 | 1.1 | Unlikely
HOUPARRHNHPELCN05_OLDD_FHPELCE02_D67 | Residential heating technology - Heat pump, Air-to-water - leasing - single-family house - existing building - distributed level 0.67 | HOUELC, HOUAMB | HOUPARRHN_OLDD_DMD | MKr20 | 2025 | 8.8856 | 0.97988 | 0.31431 | [5 empty] | PAR | D | OLD | 3.1815 |  | RHNHPELC | 4 | 0.66667 | HOUPARRHNHPELCN05_OLDD_FHPELCE02 | 1 | HOUPARRHNHPELCN05_OLDD | HOUPARRHNHPELCE02_OLDD | HPELCE02 | HPELCN05 | PAR_OLDD | HPELCE02_HPELCN05 | 5 | 0 | 1.1 | Unlikely
HOUPARRHNHPELCN05_OLDD_FHPELCE02_D67 | Residential heating technology - Heat pump, Air-to-water - leasing - single-family house - existing building - distributed level 0.67 | HOUELC, HOUAMB | HOUPARRHN_OLDD_DMD | MKr20 | 2030 | 8.138 | 0.91553 | 0.30065 | [5 empty] | PAR | D | OLD | 3.3262 |  | RHNHPELC | 4 | 0.66667 | HOUPARRHNHPELCN05_OLDD_FHPELCE02 | 1 | HOUPARRHNHPELCN05_OLDD | HOUPARRHNHPELCE02_OLDD | HPELCE02 | HPELCN05 | PAR_OLDD | HPELCE02_HPELCN05 | 5 | 0 | 1.1 | Unlikely
HOUPARRHNHPELCN05_OLDD_FHPELCE02_D67 | Residential heating technology - Heat pump, Air-to-water - leasing - single-family house - existing building - distributed level 0.67 | HOUELC, HOUAMB | HOUPARRHN_OLDD_DMD | MKr20 | 2040 | 7.5316 | 0.85944 | 0.28812 | [5 empty] | PAR | D | OLD | 3.4708 |  | RHNHPELC | 4 | 0.66667 | HOUPARRHNHPELCN05_OLDD_FHPELCE02 | 1 | HOUPARRHNHPELCN05_OLDD | HOUPARRHNHPELCE02_OLDD | HPELCE02 | HPELCN05 | PAR_OLDD | HPELCE02_HPELCN05 | 5 | 0 | 1.1 | Unlikely
HOUPARRHNHPELCN05_OLDD_FHPELCE02_D67 | Residential heating technology - Heat pump, Air-to-water - leasing - single-family house - existing building - distributed level 0.67 | HOUELC, HOUAMB | HOUPARRHN_OLDD_DMD | MKr20 | 2050 | 6.9252 | 0.80334 | 0.28033 | [5 empty] | PAR | D | OLD | 3.5672 |  | RHNHPELC | 4 | 0.66667 | HOUPARRHNHPELCN05_OLDD_FHPELCE02 | 1 | HOUPARRHNHPELCN05_OLDD | HOUPARRHNHPELCE02_OLDD | HPELCE02 | HPELCN05 | PAR_OLDD | HPELCE02_HPELCN05 | 5 | 0 | 1.1 | Unlikely
HOUPARRHNHPELCN04_OLDD_FHPELCE02_D67 | Residential heating technology - Heat pump, Ground source - single-family house - existing building - distributed level 0.67 | HOUELC, HOUAMB | HOUPARRHN_OLDD_DMD | MKr20 | 2020 | 23.196 | 0.32766 | 0.30065 | [5 empty] | PAR | D | OLD | 3.3262 |  | RHNHPELC | 4 | 0.66667 | HOUPARRHNHPELCN04_OLDD_FHPELCE02 | 1 | HOUPARRHNHPELCN04_OLDD | HOUPARRHNHPELCE02_OLDD | HPELCE02 | HPELCN04 | PAR_OLDD | HPELCE02_HPELCN04 | 6 | 0 | 1 | New
HOUPARRHNHPELCN04_OLDD_FHPELCE02_D67 | Residential heating technology - Heat pump, Ground source - single-family house - existing building - distributed level 0.67 | HOUELC, HOUAMB | HOUPARRHN_OLDD_DMD | MKr20 | 2025 | 22.0362 | 0.23205 | 0.29218 | [5 empty] | PAR | D | OLD | 3.4226 |  | RHNHPELC | 4 | 0.66667 | HOUPARRHNHPELCN04_OLDD_FHPELCE02 | 1 | HOUPARRHNHPELCN04_OLDD | HOUPARRHNHPELCE02_OLDD | HPELCE02 | HPELCN04 | PAR_OLDD | HPELCE02_HPELCN04 | 6 | 0 | 1 | New
HOUPARRHNHPELCN04_OLDD_FHPELCE02_D67 | Residential heating technology - Heat pump, Ground source - single-family house - existing building - distributed level 0.67 | HOUELC, HOUAMB | HOUPARRHN_OLDD_DMD | MKr20 | 2030 | 20.8764 | 0.22831 | 0.28417 | [5 empty] | PAR | D | OLD | 3.519 |  | RHNHPELC | 4 | 0.66667 | HOUPARRHNHPELCN04_OLDD_FHPELCE02 | 1 | HOUPARRHNHPELCN04_OLDD | HOUPARRHNHPELCE02_OLDD | HPELCE02 | HPELCN04 | PAR_OLDD | HPELCE02_HPELCN04 | 6 | 0 | 1 | New
HOUPARRHNHPELCN04_OLDD_FHPELCE02_D67 | Residential heating technology - Heat pump, Ground source - single-family house - existing building - distributed level 0.67 | HOUELC, HOUAMB | HOUPARRHN_OLDD_DMD | MKr20 | 2040 | 19.8326 | 0.22136 | 0.27296 | [5 empty] | PAR | D | OLD | 3.6636 |  | RHNHPELC | 4 | 0.66667 | HOUPARRHNHPELCN04_OLDD_FHPELCE02 | 1 | HOUPARRHNHPELCN04_OLDD | HOUPARRHNHPELCE02_OLDD | HPELCE02 | HPELCN04 | PAR_OLDD | HPELCE02_HPELCN04 | 6 | 0 | 1 | New
HOUPARRHNHPELCN04_OLDD_FHPELCE02_D67 | Residential heating technology - Heat pump, Ground source - single-family house - existing building - distributed level 0.67 | HOUELC, HOUAMB | HOUPARRHN_OLDD_DMD | MKr20 | 2050 | 18.7887 | 0.21442 | 0.26941 | [5 empty] | PAR | D | OLD | 3.7118 |  | RHNHPELC | 4 | 0.66667 | HOUPARRHNHPELCN04_OLDD_FHPELCE02 | 1 | HOUPARRHNHPELCN04_OLDD | HOUPARRHNHPELCE02_OLDD | HPELCE02 | HPELCN04 | PAR_OLDD | HPELCE02_HPELCN04 | 6 | 0 | 1 | New
HOUPARRHNHPELCN03_OLDD_FHPELCE02_D67 | Residential heating technology - Heat pump, Air-to-water - single-family house - existing building - distributed level 0.67 | HOUELC, HOUAMB | HOUPARRHN_OLDD_DMD | MKr20 | 2020 | 17.515 | 0.35522 | 0.32928 | [5 empty] | PAR | D | OLD | 3.0369 |  | RHNHPELC | 4 | 0.66667 | HOUPARRHNHPELCN03_OLDD_FHPELCE02 | 1 | HOUPARRHNHPELCN03_OLDD | HOUPARRHNHPELCE02_OLDD | HPELCE02 | HPELCN03 | PAR_OLDD | HPELCE02_HPELCN03 | 6 | 0 | 1 | New
HOUPARRHNHPELCN03_OLDD_FHPELCE02_D67 | Residential heating technology - Heat pump, Air-to-water - single-family house - existing building - distributed level 0.67 | HOUELC, HOUAMB | HOUPARRHN_OLDD_DMD | MKr20 | 2025 | 16.1557 | 0.25961 | 0.31431 | [5 empty] | PAR | D | OLD | 3.1815 |  | RHNHPELC | 4 | 0.66667 | HOUPARRHNHPELCN03_OLDD_FHPELCE02 | 1 | HOUPARRHNHPELCN03_OLDD | HOUPARRHNHPELCE02_OLDD | HPELCE02 | HPELCN03 | PAR_OLDD | HPELCE02_HPELCN03 | 6 | 0 | 1 | New
HOUPARRHNHPELCN03_OLDD_FHPELCE02_D67 | Residential heating technology - Heat pump, Air-to-water - single-family house - existing building - distributed level 0.67 | HOUELC, HOUAMB | HOUPARRHN_OLDD_DMD | MKr20 | 2030 | 14.7963 | 0.25587 | 0.30065 | [5 empty] | PAR | D | OLD | 3.3262 |  | RHNHPELC | 4 | 0.66667 | HOUPARRHNHPELCN03_OLDD_FHPELCE02 | 1 | HOUPARRHNHPELCN03_OLDD | HOUPARRHNHPELCE02_OLDD | HPELCE02 | HPELCN03 | PAR_OLDD | HPELCE02_HPELCN03 | 6 | 0 | 1 | New
HOUPARRHNHPELCN03_OLDD_FHPELCE02_D67 | Residential heating technology - Heat pump, Air-to-water - single-family house - existing building - distributed level 0.67 | HOUELC, HOUAMB | HOUPARRHN_OLDD_DMD | MKr20 | 2040 | 13.6938 | 0.24892 | 0.28812 | [5 empty] | PAR | D | OLD | 3.4708 |  | RHNHPELC | 4 | 0.66667 | HOUPARRHNHPELCN03_OLDD_FHPELCE02 | 1 | HOUPARRHNHPELCN03_OLDD | HOUPARRHNHPELCE02_OLDD | HPELCE02 | HPELCN03 | PAR_OLDD | HPELCE02_HPELCN03 | 6 | 0 | 1 | New
HOUPARRHNHPELCN03_OLDD_FHPELCE02_D67 | Residential heating technology - Heat pump, Air-to-water - single-family house - existing building - distributed level 0.67 | HOUELC, HOUAMB | HOUPARRHN_OLDD_DMD | MKr20 | 2050 | 12.5913 | 0.24198 | 0.28033 | [5 empty] | PAR | D | OLD | 3.5672 |  | RHNHPELC | 4 | 0.66667 | HOUPARRHNHPELCN03_OLDD_FHPELCE02 | 1 | HOUPARRHNHPELCN03_OLDD | HOUPARRHNHPELCE02_OLDD | HPELCE02 | HPELCN03 | PAR_OLDD | HPELCE02_HPELCN03 | 6 | 0 | 1 | New
HOUPARRHNHPELCN02_OLDD_FHPELCE02_D67 | Residential heating technology - Heat pump, Air-to-air - single-family house - existing building - distributed level 0.67 | HOUELC, HOUAMB | HOUPARRHN_OLDD_DMD | MKr20 | 2020 | 2.6317 | 0.18468 | 0.21386 | [5 empty] | PAR | D | OLD | 4.6759 |  | RHNHPELC | 4 | 0.66667 | HOUPARRHNHPELCN02_OLDD_FHPELCE02 | 1 | HOUPARRHNHPELCN02_OLDD | HOUPARRHNHPELCE02_OLDD | HPELCE02 | HPELCN02 | PAR_OLDD | HPELCE02_HPELCN02 | 2 | 0 | 0.9 | Same
HOUPARRHNHPELCN02_OLDD_FHPELCE02_D67 | Residential heating technology - Heat pump, Air-to-air - single-family house - existing building - distributed level 0.67 | HOUELC, HOUAMB | HOUPARRHN_OLDD_DMD | MKr20 | 2025 | 2.5674 | 0.12547 | 0.20338 | [5 empty] | PAR | D | OLD | 4.9169 |  | RHNHPELC | 4 | 0.66667 | HOUPARRHNHPELCN02_OLDD_FHPELCE02 | 1 | HOUPARRHNHPELCN02_OLDD | HOUPARRHNHPELCE02_OLDD | HPELCE02 | HPELCN02 | PAR_OLDD | HPELCE02_HPELCN02 | 2 | 0 | 0.9 | Same
HOUPARRHNHPELCN02_OLDD_FHPELCE02_D67 | Residential heating technology - Heat pump, Air-to-air - single-family house - existing building - distributed level 0.67 | HOUELC, HOUAMB | HOUPARRHN_OLDD_DMD | MKr20 | 2030 | 2.503 | 0.12315 | 0.1957 | [5 empty] | PAR | D | OLD | 5.1098 |  | RHNHPELC | 4 | 0.66667 | HOUPARRHNHPELCN02_OLDD_FHPELCE02 | 1 | HOUPARRHNHPELCN02_OLDD | HOUPARRHNHPELCE02_OLDD | HPELCE02 | HPELCN02 | PAR_OLDD | HPELCE02_HPELCN02 | 2 | 0 | 0.9 | Same
HOUPARRHNHPELCN02_OLDD_FHPELCE02_D67 | Residential heating technology - Heat pump, Air-to-air - single-family house - existing building - distributed level 0.67 | HOUELC, HOUAMB | HOUPARRHN_OLDD_DMD | MKr20 | 2040 | 2.3837 | 0.11885 | 0.18859 | [5 empty] | PAR | D | OLD | 5.3026 |  | RHNHPELC | 4 | 0.66667 | HOUPARRHNHPELCN02_OLDD_FHPELCE02 | 1 | HOUPARRHNHPELCN02_OLDD | HOUPARRHNHPELCE02_OLDD | HPELCE02 | HPELCN02 | PAR_OLDD | HPELCE02_HPELCN02 | 2 | 0 | 0.9 | Same
HOUPARRHNHPELCN02_OLDD_FHPELCE02_D67 | Residential heating technology - Heat pump, Air-to-air - single-family house - existing building - distributed level 0.67 | HOUELC, HOUAMB | HOUPARRHN_OLDD_DMD | MKr20 | 2050 | 2.2643 | 0.11455 | 0.18522 | [5 empty] | PAR | D | OLD | 5.399 |  | RHNHPELC | 4 | 0.66667 | HOUPARRHNHPELCN02_OLDD_FHPELCE02 | 1 | HOUPARRHNHPELCN02_OLDD | HOUPARRHNHPELCE02_OLDD | HPELCE02 | HPELCN02 | PAR_OLDD | HPELCE02_HPELCN02 | 2 | 0 | 0.9 | Same
HOUPARRHNDIELCN06_OLDD_FHPELCE02_D67 | Residential heating technology - Electric heating - electric panel from Bauhaus - single-family house - new building - distributed level 0.67 | HOUELC | HOUPARRHN_OLDD_DMD | MKr20 | 2020 | 0.64843 | 0 | [6 empty] | PAR | D | OLD |  |  | RHNDIELC | 4 | 0.66667 | HOUPARRHNDIELCN06_OLDD_FHPELCE02 | 1 | HOUPARRHNDIELCN06_OLDD | HOUPARRHNHPELCE02_OLDD | HPELCE02 | DIELCN06 | PAR_OLDD | HPELCE02_DIELCN06 | 5 | 0 | 1.1 | Unlikely
HOUPARRHNDIELCN06_OLDD_FHPELCE02_D67 | Residential heating technology - Electric heating - electric panel from Bauhaus - single-family house - new building - distributed level 0.67 | HOUELC | HOUPARRHN_OLDD_DMD | MKr20 | 2025 | 0.64843 | 0 | [6 empty] | PAR | D | OLD |  |  | RHNDIELC | 4 | 0.66667 | HOUPARRHNDIELCN06_OLDD_FHPELCE02 | 1 | HOUPARRHNDIELCN06_OLDD | HOUPARRHNHPELCE02_OLDD | HPELCE02 | DIELCN06 | PAR_OLDD | HPELCE02_DIELCN06 | 5 | 0 | 1.1 | Unlikely
HOUPARRHNDIELCN06_OLDD_FHPELCE02_D67 | Residential heating technology - Electric heating - electric panel from Bauhaus - single-family house - new building - distributed level 0.67 | HOUELC | HOUPARRHN_OLDD_DMD | MKr20 | 2030 | 0.64843 | 0 | [6 empty] | PAR | D | OLD |  |  | RHNDIELC | 4 | 0.66667 | HOUPARRHNDIELCN06_OLDD_FHPELCE02 | 1 | HOUPARRHNDIELCN06_OLDD | HOUPARRHNHPELCE02_OLDD | HPELCE02 | DIELCN06 | PAR_OLDD | HPELCE02_DIELCN06 | 5 | 0 | 1.1 | Unlikely
HOUPARRHNDIELCN06_OLDD_FHPELCE02_D67 | Residential heating technology - Electric heating - electric panel from Bauhaus - single-family house - new building - distributed level 0.67 | HOUELC | HOUPARRHN_OLDD_DMD | MKr20 | 2040 | 0.64843 | 0 | [6 empty] | PAR | D | OLD |  |  | RHNDIELC | 4 | 0.66667 | HOUPARRHNDIELCN06_OLDD_FHPELCE02 | 1 | HOUPARRHNDIELCN06_OLDD | HOUPARRHNHPELCE02_OLDD | HPELCE02 | DIELCN06 | PAR_OLDD | HPELCE02_DIELCN06 | 5 | 0 | 1.1 | Unlikely
HOUPARRHNDIELCN06_OLDD_FHPELCE02_D67 | Residential heating technology - Electric heating - electric panel from Bauhaus - single-family house - new building - distributed level 0.67 | HOUELC | HOUPARRHN_OLDD_DMD | MKr20 | 2050 | 0.64843 | 0 | [6 empty] | PAR | D | OLD |  |  | RHNDIELC | 4 | 0.66667 | HOUPARRHNDIELCN06_OLDD_FHPELCE02 | 1 | HOUPARRHNDIELCN06_OLDD | HOUPARRHNHPELCE02_OLDD | HPELCE02 | DIELCN06 | PAR_OLDD | HPELCE02_DIELCN06 | 5 | 0 | 1.1 | Unlikely
HOUPARRHNDIELCN01_OLDD_FHPELCE02_D67 | Residential heating technology - Electric heating - single-family house - new building - distributed level 0.67 | HOUELC | HOUPARRHN_OLDD_DMD | MKr20 | 2020 | 7.8786 | 0.063879 | [6 empty] | PAR | D | OLD |  |  | RHNDIELC | 4 | 0.66667 | HOUPARRHNDIELCN01_OLDD_FHPELCE02 | 1 | HOUPARRHNDIELCN01_OLDD | HOUPARRHNHPELCE02_OLDD | HPELCE02 | DIELCN01 | PAR_OLDD | HPELCE02_DIELCN01 | 5 | 0 | 1.1 | Unlikely
HOUPARRHNDIELCN01_OLDD_FHPELCE02_D67 | Residential heating technology - Electric heating - single-family house - new building - distributed level 0.67 | HOUELC | HOUPARRHN_OLDD_DMD | MKr20 | 2025 | 7.6836 | 0.063879 | [6 empty] | PAR | D | OLD |  |  | RHNDIELC | 4 | 0.66667 | HOUPARRHNDIELCN01_OLDD_FHPELCE02 | 1 | HOUPARRHNDIELCN01_OLDD | HOUPARRHNHPELCE02_OLDD | HPELCE02 | DIELCN01 | PAR_OLDD | HPELCE02_DIELCN01 | 5 | 0 | 1.1 | Unlikely
HOUPARRHNDIELCN01_OLDD_FHPELCE02_D67 | Residential heating technology - Electric heating - single-family house - new building - distributed level 0.67 | HOUELC | HOUPARRHN_OLDD_DMD | MKr20 | 2030 | 7.4934 | 0.061217 | [6 empty] | PAR | D | OLD |  |  | RHNDIELC | 4 | 0.66667 | HOUPARRHNDIELCN01_OLDD_FHPELCE02 | 1 | HOUPARRHNDIELCN01_OLDD | HOUPARRHNHPELCE02_OLDD | HPELCE02 | DIELCN01 | PAR_OLDD | HPELCE02_DIELCN01 | 5 | 0 | 1.1 | Unlikely
HOUPARRHNDIELCN01_OLDD_FHPELCE02_D67 | Residential heating technology - Electric heating - single-family house - new building - distributed level 0.67 | HOUELC | HOUPARRHN_OLDD_DMD | MKr20 | 2040 | 7.1271 | 0.058555 | [6 empty] | PAR | D | OLD |  |  | RHNDIELC | 4 | 0.66667 | HOUPARRHNDIELCN01_OLDD_FHPELCE02 | 1 | HOUPARRHNDIELCN01_OLDD | HOUPARRHNHPELCE02_OLDD | HPELCE02 | DIELCN01 | PAR_OLDD | HPELCE02_DIELCN01 | 5 | 0 | 1.1 | Unlikely
HOUPARRHNDIELCN01_OLDD_FHPELCE02_D67 | Residential heating technology - Electric heating - single-family house - new building - distributed level 0.67 | HOUELC | HOUPARRHN_OLDD_DMD | MKr20 | 2050 | 6.7786 | 0.055894 | [6 empty] | PAR | D | OLD |  |  | RHNDIELC | 4 | 0.66667 | HOUPARRHNDIELCN01_OLDD_FHPELCE02 | 1 | HOUPARRHNDIELCN01_OLDD | HOUPARRHNHPELCE02_OLDD | HPELCE02 | DIELCN01 | PAR_OLDD | HPELCE02_DIELCN01 | 5 | 0 | 1.1 | Unlikely
HOUPARRHNBHWPEN01_OLDD_FHPELCE02_D67 | Residential heating technology - Biomass boiler, automatic stoking , wood pellets or wood chips - single-family house - existing building - distributed level 0.67 | HOUWPE | HOUPARRHN_OLDD_DMD | MKr20 | 2020 | 5.2134 | 0.44811 |  | 25 | 14 | 70 | 2 | 4 | PAR | D | OLD |  |  | RHNBHWPE | 4 | 0.66667 | HOUPARRHNBHWPEN01_OLDD_FHPELCE02 | 1 | HOUPARRHNBHWPEN01_OLDD | HOUPARRHNHPELCE02_OLDD | HPELCE02 | BHWPEN01 | PAR_OLDD | HPELCE02_BHWPEN01 | 5 | 0 | 1.1 | Unlikely
HOUPARRHNBHWPEN01_OLDD_FHPELCE02_D67 | Residential heating technology - Biomass boiler, automatic stoking , wood pellets or wood chips - single-family house - existing building - distributed level 0.67 | HOUWPE | HOUPARRHN_OLDD_DMD | MKr20 | 2025 | 5.0844 | 0.44037 |  | 25 | 14 | 60 | 2 | 4 | PAR | D | OLD |  |  | RHNBHWPE | 4 | 0.66667 | HOUPARRHNBHWPEN01_OLDD_FHPELCE02 | 1 | HOUPARRHNBHWPEN01_OLDD | HOUPARRHNHPELCE02_OLDD | HPELCE02 | BHWPEN01 | PAR_OLDD | HPELCE02_BHWPEN01 | 5 | 0 | 1.1 | Unlikely
HOUPARRHNBHWPEN01_OLDD_FHPELCE02_D67 | Residential heating technology - Biomass boiler, automatic stoking , wood pellets or wood chips - single-family house - existing building - distributed level 0.67 | HOUWPE | HOUPARRHN_OLDD_DMD | MKr20 | 2030 | 4.9585 | 0.43449 |  | 25 | 11 | 50 | 1 | 4 | PAR | D | OLD |  |  | RHNBHWPE | 4 | 0.66667 | HOUPARRHNBHWPEN01_OLDD_FHPELCE02 | 1 | HOUPARRHNBHWPEN01_OLDD | HOUPARRHNHPELCE02_OLDD | HPELCE02 | BHWPEN01 | PAR_OLDD | HPELCE02_BHWPEN01 | 5 | 0 | 1.1 | Unlikely
HOUPARRHNBHWPEN01_OLDD_FHPELCE02_D67 | Residential heating technology - Biomass boiler, automatic stoking , wood pellets or wood chips - single-family house - existing building - distributed level 0.67 | HOUWPE | HOUPARRHN_OLDD_DMD | MKr20 | 2040 | 4.7161 | 0.41527 |  | 25 | 9 | 45 | 1 | 4 | PAR | D | OLD |  |  | RHNBHWPE | 4 | 0.66667 | HOUPARRHNBHWPEN01_OLDD_FHPELCE02 | 1 | HOUPARRHNBHWPEN01_OLDD | HOUPARRHNHPELCE02_OLDD | HPELCE02 | BHWPEN01 | PAR_OLDD | HPELCE02_BHWPEN01 | 5 | 0 | 1.1 | Unlikely
HOUPARRHNBHWPEN01_OLDD_FHPELCE02_D67 | Residential heating technology - Biomass boiler, automatic stoking , wood pellets or wood chips - single-family house - existing building - distributed level 0.67 | HOUWPE | HOUPARRHN_OLDD_DMD | MKr20 | 2050 | 5.6069 | 0.49611 |  | 25 | 9 | 40 | 0 | 4 | PAR | D | OLD |  |  | RHNBHWPE | 4 | 0.66667 | HOUPARRHNBHWPEN01_OLDD_FHPELCE02 | 1 | HOUPARRHNBHWPEN01_OLDD | HOUPARRHNHPELCE02_OLDD | HPELCE02 | BHWPEN01 | PAR_OLDD | HPELCE02_BHWPEN01 | 5 | 0 | 1.1 | Unlikely
HOUPARRHNBHDHDN03_OLDD_FHPELCE02_D67 | Residential heating technology - Direct district heating substation - plus connection pipe - single-family house - existing building - distributed level 0.67 | HOUDHD | HOUPARRHN_OLDD_DMD | MKr20 | 2020 | 3.7841 | 0.032445 | [6 empty] | PAR | D | OLD |  |  | RHNBHDHD | 4 | 0.66667 | HOUPARRHNBHDHDN03_OLDD_FHPELCE02 | 1 | HOUPARRHNBHDHDN03_OLDD | HOUPARRHNHPELCE02_OLDD | HPELCE02 | BHDHDN03 | PAR_OLDD | HPELCE02_BHDHDN03 | 5 | 0 | 1.1 | Unlikely
HOUPARRHNBHDHDN03_OLDD_FHPELCE02_D67 | Residential heating technology - Direct district heating substation - plus connection pipe - single-family house - existing building - distributed level 0.67 | HOUDHD | HOUPARRHN_OLDD_DMD | MKr20 | 2025 | 3.7402 | 0.032205 | [6 empty] | PAR | D | OLD |  |  | RHNBHDHD | 4 | 0.66667 | HOUPARRHNBHDHDN03_OLDD_FHPELCE02 | 1 | HOUPARRHNBHDHDN03_OLDD | HOUPARRHNHPELCE02_OLDD | HPELCE02 | BHDHDN03 | PAR_OLDD | HPELCE02_BHDHDN03 | 5 | 0 | 1.1 | Unlikely
HOUPARRHNBHDHDN03_OLDD_FHPELCE02_D67 | Residential heating technology - Direct district heating substation - plus connection pipe - single-family house - existing building - distributed level 0.67 | HOUDHD | HOUPARRHN_OLDD_DMD | MKr20 | 2030 | 3.7036 | 0.03163 | [6 empty] | PAR | D | OLD |  |  | RHNBHDHD | 4 | 0.66667 | HOUPARRHNBHDHDN03_OLDD_FHPELCE02 | 1 | HOUPARRHNBHDHDN03_OLDD | HOUPARRHNHPELCE02_OLDD | HPELCE02 | BHDHDN03 | PAR_OLDD | HPELCE02_BHDHDN03 | 5 | 0 | 1.1 | Unlikely
HOUPARRHNBHDHDN03_OLDD_FHPELCE02_D67 | Residential heating technology - Direct district heating substation - plus connection pipe - single-family house - existing building - distributed level 0.67 | HOUDHD | HOUPARRHN_OLDD_DMD | MKr20 | 2040 | 3.6378 | 0.030268 | [6 empty] | PAR | D | OLD |  |  | RHNBHDHD | 4 | 0.66667 | HOUPARRHNBHDHDN03_OLDD_FHPELCE02 | 1 | HOUPARRHNBHDHDN03_OLDD | HOUPARRHNHPELCE02_OLDD | HPELCE02 | BHDHDN03 | PAR_OLDD | HPELCE02_BHDHDN03 | 5 | 0 | 1.1 | Unlikely
HOUPARRHNBHDHDN03_OLDD_FHPELCE02_D67 | Residential heating technology - Direct district heating substation - plus connection pipe - single-family house - existing building - distributed level 0.67 | HOUDHD | HOUPARRHN_OLDD_DMD | MKr20 | 2050 | 3.5646 | 0.028286 | [6 empty] | PAR | D | OLD |  |  | RHNBHDHD | 4 | 0.66667 | HOUPARRHNBHDHDN03_OLDD_FHPELCE02 | 1 | HOUPARRHNBHDHDN03_OLDD | HOUPARRHNHPELCE02_OLDD | HPELCE02 | BHDHDN03 | PAR_OLDD | HPELCE02_BHDHDN03 | 5 | 0 | 1.1 | Unlikely
HOUPARRHNHPELCN07_OLDI_FHPELCE02_D67 | Residential heating technology - Heat pump, Air-to-water, low-price product - single-family house - existing building - distributed level 0.67 | HOUELC, HOUAMB | HOUPARRHN_OLDI_DMD | MKr20 | 2020 | 11.5083 | 0.41034 | 0.34574 | [5 empty] | PAR | I | OLD | 2.8923 |  | RHNHPELC | 4 | 0.66667 | HOUPARRHNHPELCN07_OLDI_FHPELCE02 | 1 | HOUPARRHNHPELCN07_OLDI | HOUPARRHNHPELCE02_OLDI | HPELCE02 | HPELCN07 | PAR_OLDI | HPELCE02_HPELCN07 | 5 | 0 | 1.1 | Unlikely
HOUPARRHNHPELCN07_OLDI_FHPELCE02_D67 | Residential heating technology - Heat pump, Air-to-water, low-price product - single-family house - existing building - distributed level 0.67 | HOUELC, HOUAMB | HOUPARRHN_OLDI_DMD | MKr20 | 2025 | 10.528 | 0.31473 | 0.32928 | [5 empty] | PAR | I | OLD | 3.0369 |  | RHNHPELC | 4 | 0.66667 | HOUPARRHNHPELCN07_OLDI_FHPELCE02 | 1 | HOUPARRHNHPELCN07_OLDI | HOUPARRHNHPELCE02_OLDI | HPELCE02 | HPELCN07 | PAR_OLDI | HPELCE02_HPELCN07 | 5 | 0 | 1.1 | Unlikely
HOUPARRHNHPELCN07_OLDI_FHPELCE02_D67 | Residential heating technology - Heat pump, Air-to-water, low-price product - single-family house - existing building - distributed level 0.67 | HOUELC, HOUAMB | HOUPARRHN_OLDI_DMD | MKr20 | 2030 | 9.5477 | 0.31099 | 0.31431 | [5 empty] | PAR | I | OLD | 3.1815 |  | RHNHPELC | 4 | 0.66667 | HOUPARRHNHPELCN07_OLDI_FHPELCE02 | 1 | HOUPARRHNHPELCN07_OLDI | HOUPARRHNHPELCE02_OLDI | HPELCE02 | HPELCN07 | PAR_OLDI | HPELCE02_HPELCN07 | 5 | 0 | 1.1 | Unlikely
HOUPARRHNHPELCN07_OLDI_FHPELCE02_D67 | Residential heating technology - Heat pump, Air-to-water, low-price product - single-family house - existing building - distributed level 0.67 | HOUELC, HOUAMB | HOUPARRHN_OLDI_DMD | MKr20 | 2040 | 8.7667 | 0.30404 | 0.30065 | [5 empty] | PAR | I | OLD | 3.3262 |  | RHNHPELC | 4 | 0.66667 | HOUPARRHNHPELCN07_OLDI_FHPELCE02 | 1 | HOUPARRHNHPELCN07_OLDI | HOUPARRHNHPELCE02_OLDI | HPELCE02 | HPELCN07 | PAR_OLDI | HPELCE02_HPELCN07 | 5 | 0 | 1.1 | Unlikely
HOUPARRHNHPELCN07_OLDI_FHPELCE02_D67 | Residential heating technology - Heat pump, Air-to-water, low-price product - single-family house - existing building - distributed level 0.67 | HOUELC, HOUAMB | HOUPARRHN_OLDI_DMD | MKr20 | 2050 | 7.9856 | 0.2971 | 0.29218 | [5 empty] | PAR | I | OLD | 3.4226 |  | RHNHPELC | 4 | 0.66667 | HOUPARRHNHPELCN07_OLDI_FHPELCE02 | 1 | HOUPARRHNHPELCN07_OLDI | HOUPARRHNHPELCE02_OLDI | HPELCE02 | HPELCN07 | PAR_OLDI | HPELCE02_HPELCN07 | 5 | 0 | 1.1 | Unlikely
HOUPARRHNHPELCN05_OLDI_FHPELCE02_D67 | Residential heating technology - Heat pump, Air-to-water - leasing - single-family house - existing building - distributed level 0.67 | HOUELC, HOUAMB | HOUPARRHN_OLDI_DMD | MKr20 | 2020 | 9.6333 | 1.1361 | 0.32928 | [5 empty] | PAR | I | OLD | 3.0369 |  | RHNHPELC | 4 | 0.66667 | HOUPARRHNHPELCN05_OLDI_FHPELCE02 | 1 | HOUPARRHNHPELCN05_OLDI | HOUPARRHNHPELCE02_OLDI | HPELCE02 | HPELCN05 | PAR_OLDI | HPELCE02_HPELCN05 | 5 | 0 | 1.1 | Unlikely
HOUPARRHNHPELCN05_OLDI_FHPELCE02_D67 | Residential heating technology - Heat pump, Air-to-water - leasing - single-family house - existing building - distributed level 0.67 | HOUELC, HOUAMB | HOUPARRHN_OLDI_DMD | MKr20 | 2025 | 8.8856 | 0.97988 | 0.31431 | [5 empty] | PAR | I | OLD | 3.1815 |  | RHNHPELC | 4 | 0.66667 | HOUPARRHNHPELCN05_OLDI_FHPELCE02 | 1 | HOUPARRHNHPELCN05_OLDI | HOUPARRHNHPELCE02_OLDI | HPELCE02 | HPELCN05 | PAR_OLDI | HPELCE02_HPELCN05 | 5 | 0 | 1.1 | Unlikely
HOUPARRHNHPELCN05_OLDI_FHPELCE02_D67 | Residential heating technology - Heat pump, Air-to-water - leasing - single-family house - existing building - distributed level 0.67 | HOUELC, HOUAMB | HOUPARRHN_OLDI_DMD | MKr20 | 2030 | 8.138 | 0.91553 | 0.30065 | [5 empty] | PAR | I | OLD | 3.3262 |  | RHNHPELC | 4 | 0.66667 | HOUPARRHNHPELCN05_OLDI_FHPELCE02 | 1 | HOUPARRHNHPELCN05_OLDI | HOUPARRHNHPELCE02_OLDI | HPELCE02 | HPELCN05 | PAR_OLDI | HPELCE02_HPELCN05 | 5 | 0 | 1.1 | Unlikely
HOUPARRHNHPELCN05_OLDI_FHPELCE02_D67 | Residential heating technology - Heat pump, Air-to-water - leasing - single-family house - existing building - distributed level 0.67 | HOUELC, HOUAMB | HOUPARRHN_OLDI_DMD | MKr20 | 2040 | 7.5316 | 0.85944 | 0.28812 | [5 empty] | PAR | I | OLD | 3.4708 |  | RHNHPELC | 4 | 0.66667 | HOUPARRHNHPELCN05_OLDI_FHPELCE02 | 1 | HOUPARRHNHPELCN05_OLDI | HOUPARRHNHPELCE02_OLDI | HPELCE02 | HPELCN05 | PAR_OLDI | HPELCE02_HPELCN05 | 5 | 0 | 1.1 | Unlikely
HOUPARRHNHPELCN05_OLDI_FHPELCE02_D67 | Residential heating technology - Heat pump, Air-to-water - leasing - single-family house - existing building - distributed level 0.67 | HOUELC, HOUAMB | HOUPARRHN_OLDI_DMD | MKr20 | 2050 | 6.9252 | 0.80334 | 0.28033 | [5 empty] | PAR | I | OLD | 3.5672 |  | RHNHPELC | 4 | 0.66667 | HOUPARRHNHPELCN05_OLDI_FHPELCE02 | 1 | HOUPARRHNHPELCN05_OLDI | HOUPARRHNHPELCE02_OLDI | HPELCE02 | HPELCN05 | PAR_OLDI | HPELCE02_HPELCN05 | 5 | 0 | 1.1 | Unlikely
HOUPARRHNHPELCN04_OLDI_FHPELCE02_D67 | Residential heating technology - Heat pump, Ground source - single-family house - existing building - distributed level 0.67 | HOUELC, HOUAMB | HOUPARRHN_OLDI_DMD | MKr20 | 2020 | 23.196 | 0.32766 | 0.30065 | [5 empty] | PAR | I | OLD | 3.3262 |  | RHNHPELC | 4 | 0.66667 | HOUPARRHNHPELCN04_OLDI_FHPELCE02 | 1 | HOUPARRHNHPELCN04_OLDI | HOUPARRHNHPELCE02_OLDI | HPELCE02 | HPELCN04 | PAR_OLDI | HPELCE02_HPELCN04 | 6 | 0 | 1 | New
HOUPARRHNHPELCN04_OLDI_FHPELCE02_D67 | Residential heating technology - Heat pump, Ground source - single-family house - existing building - distributed level 0.67 | HOUELC, HOUAMB | HOUPARRHN_OLDI_DMD | MKr20 | 2025 | 22.0362 | 0.23205 | 0.29218 | [5 empty] | PAR | I | OLD | 3.4226 |  | RHNHPELC | 4 | 0.66667 | HOUPARRHNHPELCN04_OLDI_FHPELCE02 | 1 | HOUPARRHNHPELCN04_OLDI | HOUPARRHNHPELCE02_OLDI | HPELCE02 | HPELCN04 | PAR_OLDI | HPELCE02_HPELCN04 | 6 | 0 | 1 | New
HOUPARRHNHPELCN04_OLDI_FHPELCE02_D67 | Residential heating technology - Heat pump, Ground source - single-family house - existing building - distributed level 0.67 | HOUELC, HOUAMB | HOUPARRHN_OLDI_DMD | MKr20 | 2030 | 20.8764 | 0.22831 | 0.28417 | [5 empty] | PAR | I | OLD | 3.519 |  | RHNHPELC | 4 | 0.66667 | HOUPARRHNHPELCN04_OLDI_FHPELCE02 | 1 | HOUPARRHNHPELCN04_OLDI | HOUPARRHNHPELCE02_OLDI | HPELCE02 | HPELCN04 | PAR_OLDI | HPELCE02_HPELCN04 | 6 | 0 | 1 | New
HOUPARRHNHPELCN04_OLDI_FHPELCE02_D67 | Residential heating technology - Heat pump, Ground source - single-family house - existing building - distributed level 0.67 | HOUELC, HOUAMB | HOUPARRHN_OLDI_DMD | MKr20 | 2040 | 19.8326 | 0.22136 | 0.27296 | [5 empty] | PAR | I | OLD | 3.6636 |  | RHNHPELC | 4 | 0.66667 | HOUPARRHNHPELCN04_OLDI_FHPELCE02 | 1 | HOUPARRHNHPELCN04_OLDI | HOUPARRHNHPELCE02_OLDI | HPELCE02 | HPELCN04 | PAR_OLDI | HPELCE02_HPELCN04 | 6 | 0 | 1 | New
HOUPARRHNHPELCN04_OLDI_FHPELCE02_D67 | Residential heating technology - Heat pump, Ground source - single-family house - existing building - distributed level 0.67 | HOUELC, HOUAMB | HOUPARRHN_OLDI_DMD | MKr20 | 2050 | 18.7887 | 0.21442 | 0.26941 | [5 empty] | PAR | I | OLD | 3.7118 |  | RHNHPELC | 4 | 0.66667 | HOUPARRHNHPELCN04_OLDI_FHPELCE02 | 1 | HOUPARRHNHPELCN04_OLDI | HOUPARRHNHPELCE02_OLDI | HPELCE02 | HPELCN04 | PAR_OLDI | HPELCE02_HPELCN04 | 6 | 0 | 1 | New
HOUPARRHNHPELCN03_OLDI_FHPELCE02_D67 | Residential heating technology - Heat pump, Air-to-water - single-family house - existing building - distributed level 0.67 | HOUELC, HOUAMB | HOUPARRHN_OLDI_DMD | MKr20 | 2020 | 17.515 | 0.35522 | 0.32928 | [5 empty] | PAR | I | OLD | 3.0369 |  | RHNHPELC | 4 | 0.66667 | HOUPARRHNHPELCN03_OLDI_FHPELCE02 | 1 | HOUPARRHNHPELCN03_OLDI | HOUPARRHNHPELCE02_OLDI | HPELCE02 | HPELCN03 | PAR_OLDI | HPELCE02_HPELCN03 | 6 | 0 | 1 | New
HOUPARRHNHPELCN03_OLDI_FHPELCE02_D67 | Residential heating technology - Heat pump, Air-to-water - single-family house - existing building - distributed level 0.67 | HOUELC, HOUAMB | HOUPARRHN_OLDI_DMD | MKr20 | 2025 | 16.1557 | 0.25961 | 0.31431 | [5 empty] | PAR | I | OLD | 3.1815 |  | RHNHPELC | 4 | 0.66667 | HOUPARRHNHPELCN03_OLDI_FHPELCE02 | 1 | HOUPARRHNHPELCN03_OLDI | HOUPARRHNHPELCE02_OLDI | HPELCE02 | HPELCN03 | PAR_OLDI | HPELCE02_HPELCN03 | 6 | 0 | 1 | New
HOUPARRHNHPELCN03_OLDI_FHPELCE02_D67 | Residential heating technology - Heat pump, Air-to-water - single-family house - existing building - distributed level 0.67 | HOUELC, HOUAMB | HOUPARRHN_OLDI_DMD | MKr20 | 2030 | 14.7963 | 0.25587 | 0.30065 | [5 empty] | PAR | I | OLD | 3.3262 |  | RHNHPELC | 4 | 0.66667 | HOUPARRHNHPELCN03_OLDI_FHPELCE02 | 1 | HOUPARRHNHPELCN03_OLDI | HOUPARRHNHPELCE02_OLDI | HPELCE02 | HPELCN03 | PAR_OLDI | HPELCE02_HPELCN03 | 6 | 0 | 1 | New
HOUPARRHNHPELCN03_OLDI_FHPELCE02_D67 | Residential heating technology - Heat pump, Air-to-water - single-family house - existing building - distributed level 0.67 | HOUELC, HOUAMB | HOUPARRHN_OLDI_DMD | MKr20 | 2040 | 13.6938 | 0.24892 | 0.28812 | [5 empty] | PAR | I | OLD | 3.4708 |  | RHNHPELC | 4 | 0.66667 | HOUPARRHNHPELCN03_OLDI_FHPELCE02 | 1 | HOUPARRHNHPELCN03_OLDI | HOUPARRHNHPELCE02_OLDI | HPELCE02 | HPELCN03 | PAR_OLDI | HPELCE02_HPELCN03 | 6 | 0 | 1 | New
HOUPARRHNHPELCN03_OLDI_FHPELCE02_D67 | Residential heating technology - Heat pump, Air-to-water - single-family house - existing building - distributed level 0.67 | HOUELC, HOUAMB | HOUPARRHN_OLDI_DMD | MKr20 | 2050 | 12.5913 | 0.24198 | 0.28033 | [5 empty] | PAR | I | OLD | 3.5672 |  | RHNHPELC | 4 | 0.66667 | HOUPARRHNHPELCN03_OLDI_FHPELCE02 | 1 | HOUPARRHNHPELCN03_OLDI | HOUPARRHNHPELCE02_OLDI | HPELCE02 | HPELCN03 | PAR_OLDI | HPELCE02_HPELCN03 | 6 | 0 | 1 | New
HOUPARRHNHPELCN02_OLDI_FHPELCE02_D67 | Residential heating technology - Heat pump, Air-to-air - single-family house - existing building - distributed level 0.67 | HOUELC, HOUAMB | HOUPARRHN_OLDI_DMD | MKr20 | 2020 | 2.6317 | 0.18468 | 0.21386 | [5 empty] | PAR | I | OLD | 4.6759 |  | RHNHPELC | 4 | 0.66667 | HOUPARRHNHPELCN02_OLDI_FHPELCE02 | 1 | HOUPARRHNHPELCN02_OLDI | HOUPARRHNHPELCE02_OLDI | HPELCE02 | HPELCN02 | PAR_OLDI | HPELCE02_HPELCN02 | 2 | 0 | 0.9 | Same
HOUPARRHNHPELCN02_OLDI_FHPELCE02_D67 | Residential heating technology - Heat pump, Air-to-air - single-family house - existing building - distributed level 0.67 | HOUELC, HOUAMB | HOUPARRHN_OLDI_DMD | MKr20 | 2025 | 2.5674 | 0.12547 | 0.20338 | [5 empty] | PAR | I | OLD | 4.9169 |  | RHNHPELC | 4 | 0.66667 | HOUPARRHNHPELCN02_OLDI_FHPELCE02 | 1 | HOUPARRHNHPELCN02_OLDI | HOUPARRHNHPELCE02_OLDI | HPELCE02 | HPELCN02 | PAR_OLDI | HPELCE02_HPELCN02 | 2 | 0 | 0.9 | Same
HOUPARRHNHPELCN02_OLDI_FHPELCE02_D67 | Residential heating technology - Heat pump, Air-to-air - single-family house - existing building - distributed level 0.67 | HOUELC, HOUAMB | HOUPARRHN_OLDI_DMD | MKr20 | 2030 | 2.503 | 0.12315 | 0.1957 | [5 empty] | PAR | I | OLD | 5.1098 |  | RHNHPELC | 4 | 0.66667 | HOUPARRHNHPELCN02_OLDI_FHPELCE02 | 1 | HOUPARRHNHPELCN02_OLDI | HOUPARRHNHPELCE02_OLDI | HPELCE02 | HPELCN02 | PAR_OLDI | HPELCE02_HPELCN02 | 2 | 0 | 0.9 | Same
HOUPARRHNHPELCN02_OLDI_FHPELCE02_D67 | Residential heating technology - Heat pump, Air-to-air - single-family house - existing building - distributed level 0.67 | HOUELC, HOUAMB | HOUPARRHN_OLDI_DMD | MKr20 | 2040 | 2.3837 | 0.11885 | 0.18859 | [5 empty] | PAR | I | OLD | 5.3026 |  | RHNHPELC | 4 | 0.66667 | HOUPARRHNHPELCN02_OLDI_FHPELCE02 | 1 | HOUPARRHNHPELCN02_OLDI | HOUPARRHNHPELCE02_OLDI | HPELCE02 | HPELCN02 | PAR_OLDI | HPELCE02_HPELCN02 | 2 | 0 | 0.9 | Same
HOUPARRHNHPELCN02_OLDI_FHPELCE02_D67 | Residential heating technology - Heat pump, Air-to-air - single-family house - existing building - distributed level 0.67 | HOUELC, HOUAMB | HOUPARRHN_OLDI_DMD | MKr20 | 2050 | 2.2643 | 0.11455 | 0.18522 | [5 empty] | PAR | I | OLD | 5.399 |  | RHNHPELC | 4 | 0.66667 | HOUPARRHNHPELCN02_OLDI_FHPELCE02 | 1 | HOUPARRHNHPELCN02_OLDI | HOUPARRHNHPELCE02_OLDI | HPELCE02 | HPELCN02 | PAR_OLDI | HPELCE02_HPELCN02 | 2 | 0 | 0.9 | Same
HOUPARRHNDIELCN06_OLDI_FHPELCE02_D67 | Residential heating technology - Electric heating - electric panel from Bauhaus - single-family house - new building - distributed level 0.67 | HOUELC | HOUPARRHN_OLDI_DMD | MKr20 | 2020 | 0.64843 | 0 | [6 empty] | PAR | I | OLD |  |  | RHNDIELC | 4 | 0.66667 | HOUPARRHNDIELCN06_OLDI_FHPELCE02 | 1 | HOUPARRHNDIELCN06_OLDI | HOUPARRHNHPELCE02_OLDI | HPELCE02 | DIELCN06 | PAR_OLDI | HPELCE02_DIELCN06 | 5 | 0 | 1.1 | Unlikely
HOUPARRHNDIELCN06_OLDI_FHPELCE02_D67 | Residential heating technology - Electric heating - electric panel from Bauhaus - single-family house - new building - distributed level 0.67 | HOUELC | HOUPARRHN_OLDI_DMD | MKr20 | 2025 | 0.64843 | 0 | [6 empty] | PAR | I | OLD |  |  | RHNDIELC | 4 | 0.66667 | HOUPARRHNDIELCN06_OLDI_FHPELCE02 | 1 | HOUPARRHNDIELCN06_OLDI | HOUPARRHNHPELCE02_OLDI | HPELCE02 | DIELCN06 | PAR_OLDI | HPELCE02_DIELCN06 | 5 | 0 | 1.1 | Unlikely
HOUPARRHNDIELCN06_OLDI_FHPELCE02_D67 | Residential heating technology - Electric heating - electric panel from Bauhaus - single-family house - new building - distributed level 0.67 | HOUELC | HOUPARRHN_OLDI_DMD | MKr20 | 2030 | 0.64843 | 0 | [6 empty] | PAR | I | OLD |  |  | RHNDIELC | 4 | 0.66667 | HOUPARRHNDIELCN06_OLDI_FHPELCE02 | 1 | HOUPARRHNDIELCN06_OLDI | HOUPARRHNHPELCE02_OLDI | HPELCE02 | DIELCN06 | PAR_OLDI | HPELCE02_DIELCN06 | 5 | 0 | 1.1 | Unlikely
HOUPARRHNDIELCN06_OLDI_FHPELCE02_D67 | Residential heating technology - Electric heating - electric panel from Bauhaus - single-family house - new building - distributed level 0.67 | HOUELC | HOUPARRHN_OLDI_DMD | MKr20 | 2040 | 0.64843 | 0 | [6 empty] | PAR | I | OLD |  |  | RHNDIELC | 4 | 0.66667 | HOUPARRHNDIELCN06_OLDI_FHPELCE02 | 1 | HOUPARRHNDIELCN06_OLDI | HOUPARRHNHPELCE02_OLDI | HPELCE02 | DIELCN06 | PAR_OLDI | HPELCE02_DIELCN06 | 5 | 0 | 1.1 | Unlikely
HOUPARRHNDIELCN06_OLDI_FHPELCE02_D67 | Residential heating technology - Electric heating - electric panel from Bauhaus - single-family house - new building - distributed level 0.67 | HOUELC | HOUPARRHN_OLDI_DMD | MKr20 | 2050 | 0.64843 | 0 | [6 empty] | PAR | I | OLD |  |  | RHNDIELC | 4 | 0.66667 | HOUPARRHNDIELCN06_OLDI_FHPELCE02 | 1 | HOUPARRHNDIELCN06_OLDI | HOUPARRHNHPELCE02_OLDI | HPELCE02 | DIELCN06 | PAR_OLDI | HPELCE02_DIELCN06 | 5 | 0 | 1.1 | Unlikely
HOUPARRHNDIELCN01_OLDI_FHPELCE02_D67 | Residential heating technology - Electric heating - single-family house - new building - distributed level 0.67 | HOUELC | HOUPARRHN_OLDI_DMD | MKr20 | 2020 | 7.8786 | 0.063879 | [6 empty] | PAR | I | OLD |  |  | RHNDIELC | 4 | 0.66667 | HOUPARRHNDIELCN01_OLDI_FHPELCE02 | 1 | HOUPARRHNDIELCN01_OLDI | HOUPARRHNHPELCE02_OLDI | HPELCE02 | DIELCN01 | PAR_OLDI | HPELCE02_DIELCN01 | 5 | 0 | 1.1 | Unlikely
HOUPARRHNDIELCN01_OLDI_FHPELCE02_D67 | Residential heating technology - Electric heating - single-family house - new building - distributed level 0.67 | HOUELC | HOUPARRHN_OLDI_DMD | MKr20 | 2025 | 7.6836 | 0.063879 | [6 empty] | PAR | I | OLD |  |  | RHNDIELC | 4 | 0.66667 | HOUPARRHNDIELCN01_OLDI_FHPELCE02 | 1 | HOUPARRHNDIELCN01_OLDI | HOUPARRHNHPELCE02_OLDI | HPELCE02 | DIELCN01 | PAR_OLDI | HPELCE02_DIELCN01 | 5 | 0 | 1.1 | Unlikely
HOUPARRHNDIELCN01_OLDI_FHPELCE02_D67 | Residential heating technology - Electric heating - single-family house - new building - distributed level 0.67 | HOUELC | HOUPARRHN_OLDI_DMD | MKr20 | 2030 | 7.4934 | 0.061217 | [6 empty] | PAR | I | OLD |  |  | RHNDIELC | 4 | 0.66667 | HOUPARRHNDIELCN01_OLDI_FHPELCE02 | 1 | HOUPARRHNDIELCN01_OLDI | HOUPARRHNHPELCE02_OLDI | HPELCE02 | DIELCN01 | PAR_OLDI | HPELCE02_DIELCN01 | 5 | 0 | 1.1 | Unlikely
HOUPARRHNDIELCN01_OLDI_FHPELCE02_D67 | Residential heating technology - Electric heating - single-family house - new building - distributed level 0.67 | HOUELC | HOUPARRHN_OLDI_DMD | MKr20 | 2040 | 7.1271 | 0.058555 | [6 empty] | PAR | I | OLD |  |  | RHNDIELC | 4 | 0.66667 | HOUPARRHNDIELCN01_OLDI_FHPELCE02 | 1 | HOUPARRHNDIELCN01_OLDI | HOUPARRHNHPELCE02_OLDI | HPELCE02 | DIELCN01 | PAR_OLDI | HPELCE02_DIELCN01 | 5 | 0 | 1.1 | Unlikely
HOUPARRHNDIELCN01_OLDI_FHPELCE02_D67 | Residential heating technology - Electric heating - single-family house - new building - distributed level 0.67 | HOUELC | HOUPARRHN_OLDI_DMD | MKr20 | 2050 | 6.7786 | 0.055894 | [6 empty] | PAR | I | OLD |  |  | RHNDIELC | 4 | 0.66667 | HOUPARRHNDIELCN01_OLDI_FHPELCE02 | 1 | HOUPARRHNDIELCN01_OLDI | HOUPARRHNHPELCE02_OLDI | HPELCE02 | DIELCN01 | PAR_OLDI | HPELCE02_DIELCN01 | 5 | 0 | 1.1 | Unlikely
HOUPARRHNBHWPEN01_OLDI_FHPELCE02_D67 | Residential heating technology - Biomass boiler, automatic stoking , wood pellets or wood chips - single-family house - existing building - distributed level 0.67 | HOUWPE | HOUPARRHN_OLDI_DMD | MKr20 | 2020 | 4.0103 | 0.29874 |  | 25 | 14 | 70 | 2 | 4 | PAR | I | OLD |  |  | RHNBHWPE | 4 | 0.66667 | HOUPARRHNBHWPEN01_OLDI_FHPELCE02 | 1 | HOUPARRHNBHWPEN01_OLDI | HOUPARRHNHPELCE02_OLDI | HPELCE02 | BHWPEN01 | PAR_OLDI | HPELCE02_BHWPEN01 | 5 | 0 | 1.1 | Unlikely
HOUPARRHNBHWPEN01_OLDI_FHPELCE02_D67 | Residential heating technology - Biomass boiler, automatic stoking , wood pellets or wood chips - single-family house - existing building - distributed level 0.67 | HOUWPE | HOUPARRHN_OLDI_DMD | MKr20 | 2025 | 3.911 | 0.29358 |  | 25 | 14 | 60 | 2 | 4 | PAR | I | OLD |  |  | RHNBHWPE | 4 | 0.66667 | HOUPARRHNBHWPEN01_OLDI_FHPELCE02 | 1 | HOUPARRHNBHWPEN01_OLDI | HOUPARRHNHPELCE02_OLDI | HPELCE02 | BHWPEN01 | PAR_OLDI | HPELCE02_BHWPEN01 | 5 | 0 | 1.1 | Unlikely
HOUPARRHNBHWPEN01_OLDI_FHPELCE02_D67 | Residential heating technology - Biomass boiler, automatic stoking , wood pellets or wood chips - single-family house - existing building - distributed level 0.67 | HOUWPE | HOUPARRHN_OLDI_DMD | MKr20 | 2030 | 3.8142 | 0.28966 |  | 25 | 11 | 50 | 1 | 4 | PAR | I | OLD |  |  | RHNBHWPE | 4 | 0.66667 | HOUPARRHNBHWPEN01_OLDI_FHPELCE02 | 1 | HOUPARRHNBHWPEN01_OLDI | HOUPARRHNHPELCE02_OLDI | HPELCE02 | BHWPEN01 | PAR_OLDI | HPELCE02_BHWPEN01 | 5 | 0 | 1.1 | Unlikely
HOUPARRHNBHWPEN01_OLDI_FHPELCE02_D67 | Residential heating technology - Biomass boiler, automatic stoking , wood pellets or wood chips - single-family house - existing building - distributed level 0.67 | HOUWPE | HOUPARRHN_OLDI_DMD | MKr20 | 2040 | 3.6278 | 0.27684 |  | 25 | 9 | 45 | 1 | 4 | PAR | I | OLD |  |  | RHNBHWPE | 4 | 0.66667 | HOUPARRHNBHWPEN01_OLDI_FHPELCE02 | 1 | HOUPARRHNBHWPEN01_OLDI | HOUPARRHNHPELCE02_OLDI | HPELCE02 | BHWPEN01 | PAR_OLDI | HPELCE02_BHWPEN01 | 5 | 0 | 1.1 | Unlikely
HOUPARRHNBHWPEN01_OLDI_FHPELCE02_D67 | Residential heating technology - Biomass boiler, automatic stoking , wood pellets or wood chips - single-family house - existing building - distributed level 0.67 | HOUWPE | HOUPARRHN_OLDI_DMD | MKr20 | 2050 | 4.313 | 0.33074 |  | 25 | 9 | 40 | 0 | 4 | PAR | I | OLD |  |  | RHNBHWPE | 4 | 0.66667 | HOUPARRHNBHWPEN01_OLDI_FHPELCE02 | 1 | HOUPARRHNBHWPEN01_OLDI | HOUPARRHNHPELCE02_OLDI | HPELCE02 | BHWPEN01 | PAR_OLDI | HPELCE02_BHWPEN01 | 5 | 0 | 1.1 | Unlikely
HOUPARRHNBHDHDN09_OLDI_FHPELCE02_D67 | Residential heating technology - Direct district heating substation - plus connection pipe - plus distribution (heating density: low ) - single-family house - existing building - distributed level 0.67 | HOUDHD | HOUPARRHN_OLDI_DMD | MKr20 | 2020 | 12.3316 | 0.032445 | [6 empty] | PAR | I | OLD |  |  | RHNBHDHD | 4 | 0.66667 | HOUPARRHNBHDHDN09_OLDI_FHPELCE02 | 1 | HOUPARRHNBHDHDN09_OLDI | HOUPARRHNHPELCE02_OLDI | HPELCE02 | BHDHDN09 | PAR_OLDI | HPELCE02_BHDHDN09 | 5 | 0 | 1.1 | Unlikely
HOUPARRHNBHDHDN09_OLDI_FHPELCE02_D67 | Residential heating technology - Direct district heating substation - plus connection pipe - plus distribution (heating density: low ) - single-family house - existing building - distributed level 0.67 | HOUDHD | HOUPARRHN_OLDI_DMD | MKr20 | 2025 | 12.2877 | 0.032205 | [6 empty] | PAR | I | OLD |  |  | RHNBHDHD | 4 | 0.66667 | HOUPARRHNBHDHDN09_OLDI_FHPELCE02 | 1 | HOUPARRHNBHDHDN09_OLDI | HOUPARRHNHPELCE02_OLDI | HPELCE02 | BHDHDN09 | PAR_OLDI | HPELCE02_BHDHDN09 | 5 | 0 | 1.1 | Unlikely
HOUPARRHNBHDHDN09_OLDI_FHPELCE02_D67 | Residential heating technology - Direct district heating substation - plus connection pipe - plus distribution (heating density: low ) - single-family house - existing building - distributed level 0.67 | HOUDHD | HOUPARRHN_OLDI_DMD | MKr20 | 2030 | 12.2511 | 0.03163 | [6 empty] | PAR | I | OLD |  |  | RHNBHDHD | 4 | 0.66667 | HOUPARRHNBHDHDN09_OLDI_FHPELCE02 | 1 | HOUPARRHNBHDHDN09_OLDI | HOUPARRHNHPELCE02_OLDI | HPELCE02 | BHDHDN09 | PAR_OLDI | HPELCE02_BHDHDN09 | 5 | 0 | 1.1 | Unlikely
HOUPARRHNBHDHDN09_OLDI_FHPELCE02_D67 | Residential heating technology - Direct district heating substation - plus connection pipe - plus distribution (heating density: low ) - single-family house - existing building - distributed level 0.67 | HOUDHD | HOUPARRHN_OLDI_DMD | MKr20 | 2040 | 12.1853 | 0.030268 | [6 empty] | PAR | I | OLD |  |  | RHNBHDHD | 4 | 0.66667 | HOUPARRHNBHDHDN09_OLDI_FHPELCE02 | 1 | HOUPARRHNBHDHDN09_OLDI | HOUPARRHNHPELCE02_OLDI | HPELCE02 | BHDHDN09 | PAR_OLDI | HPELCE02_BHDHDN09 | 5 | 0 | 1.1 | Unlikely
HOUPARRHNBHDHDN09_OLDI_FHPELCE02_D67 | Residential heating technology - Direct district heating substation - plus connection pipe - plus distribution (heating density: low ) - single-family house - existing building - distributed level 0.67 | HOUDHD | HOUPARRHN_OLDI_DMD | MKr20 | 2050 | 12.1121 | 0.028286 | [6 empty] | PAR | I | OLD |  |  | RHNBHDHD | 4 | 0.66667 | HOUPARRHNBHDHDN09_OLDI_FHPELCE02 | 1 | HOUPARRHNBHDHDN09_OLDI | HOUPARRHNHPELCE02_OLDI | HPELCE02 | BHDHDN09 | PAR_OLDI | HPELCE02_BHDHDN09 | 5 | 0 | 1.1 | Unlikely
HOUPARRHNBHDHDN07_OLDI_FHPELCE02_D67 | Residential heating technology - Direct district heating substation - plus connection pipe - plus distribution (heating density: medium ) - single-family house - existing building - distributed level 0.67 | HOUDHD | HOUPARRHN_OLDI_DMD | MKr20 | 2020 | 4.9631 | 0.032445 | [6 empty] | PAR | I | OLD |  |  | RHNBHDHD | 4 | 0.66667 | HOUPARRHNBHDHDN07_OLDI_FHPELCE02 | 1 | HOUPARRHNBHDHDN07_OLDI | HOUPARRHNHPELCE02_OLDI | HPELCE02 | BHDHDN07 | PAR_OLDI | HPELCE02_BHDHDN07 | 5 | 0 | 1.1 | Unlikely
HOUPARRHNBHDHDN07_OLDI_FHPELCE02_D67 | Residential heating technology - Direct district heating substation - plus connection pipe - plus distribution (heating density: medium ) - single-family house - existing building - distributed level 0.67 | HOUDHD | HOUPARRHN_OLDI_DMD | MKr20 | 2025 | 4.9192 | 0.032205 | [6 empty] | PAR | I | OLD |  |  | RHNBHDHD | 4 | 0.66667 | HOUPARRHNBHDHDN07_OLDI_FHPELCE02 | 1 | HOUPARRHNBHDHDN07_OLDI | HOUPARRHNHPELCE02_OLDI | HPELCE02 | BHDHDN07 | PAR_OLDI | HPELCE02_BHDHDN07 | 5 | 0 | 1.1 | Unlikely
HOUPARRHNBHDHDN07_OLDI_FHPELCE02_D67 | Residential heating technology - Direct district heating substation - plus connection pipe - plus distribution (heating density: medium ) - single-family house - existing building - distributed level 0.67 | HOUDHD | HOUPARRHN_OLDI_DMD | MKr20 | 2030 | 4.8826 | 0.03163 | [6 empty] | PAR | I | OLD |  |  | RHNBHDHD | 4 | 0.66667 | HOUPARRHNBHDHDN07_OLDI_FHPELCE02 | 1 | HOUPARRHNBHDHDN07_OLDI | HOUPARRHNHPELCE02_OLDI | HPELCE02 | BHDHDN07 | PAR_OLDI | HPELCE02_BHDHDN07 | 5 | 0 | 1.1 | Unlikely
HOUPARRHNBHDHDN07_OLDI_FHPELCE02_D67 | Residential heating technology - Direct district heating substation - plus connection pipe - plus distribution (heating density: medium ) - single-family house - existing building - distributed level 0.67 | HOUDHD | HOUPARRHN_OLDI_DMD | MKr20 | 2040 | 4.8167 | 0.030268 | [6 empty] | PAR | I | OLD |  |  | RHNBHDHD | 4 | 0.66667 | HOUPARRHNBHDHDN07_OLDI_FHPELCE02 | 1 | HOUPARRHNBHDHDN07_OLDI | HOUPARRHNHPELCE02_OLDI | HPELCE02 | BHDHDN07 | PAR_OLDI | HPELCE02_BHDHDN07 | 5 | 0 | 1.1 | Unlikely
HOUPARRHNBHDHDN07_OLDI_FHPELCE02_D67 | Residential heating technology - Direct district heating substation - plus connection pipe - plus distribution (heating density: medium ) - single-family house - existing building - distributed level 0.67 | HOUDHD | HOUPARRHN_OLDI_DMD | MKr20 | 2050 | 4.7435 | 0.028286 | [6 empty] | PAR | I | OLD |  |  | RHNBHDHD | 4 | 0.66667 | HOUPARRHNBHDHDN07_OLDI_FHPELCE02 | 1 | HOUPARRHNBHDHDN07_OLDI | HOUPARRHNHPELCE02_OLDI | HPELCE02 | BHDHDN07 | PAR_OLDI | HPELCE02_BHDHDN07 | 5 | 0 | 1.1 | Unlikely
HOUPARRHNBHDHDN05_OLDI_FHPELCE02_D67 | Residential heating technology - Direct district heating substation - plus connection pipe - plus distribution (heating density: high ) - single-family house - existing building - distributed level 0.67 | HOUDHD | HOUPARRHN_OLDI_DMD | MKr20 | 2020 | 3.7841 | 0.032445 | [6 empty] | PAR | I | OLD |  |  | RHNBHDHD | 4 | 0.66667 | HOUPARRHNBHDHDN05_OLDI_FHPELCE02 | 1 | HOUPARRHNBHDHDN05_OLDI | HOUPARRHNHPELCE02_OLDI | HPELCE02 | BHDHDN05 | PAR_OLDI | HPELCE02_BHDHDN05 | 5 | 0 | 1.1 | Unlikely
HOUPARRHNBHDHDN05_OLDI_FHPELCE02_D67 | Residential heating technology - Direct district heating substation - plus connection pipe - plus distribution (heating density: high ) - single-family house - existing building - distributed level 0.67 | HOUDHD | HOUPARRHN_OLDI_DMD | MKr20 | 2025 | 3.7402 | 0.032205 | [6 empty] | PAR | I | OLD |  |  | RHNBHDHD | 4 | 0.66667 | HOUPARRHNBHDHDN05_OLDI_FHPELCE02 | 1 | HOUPARRHNBHDHDN05_OLDI | HOUPARRHNHPELCE02_OLDI | HPELCE02 | BHDHDN05 | PAR_OLDI | HPELCE02_BHDHDN05 | 5 | 0 | 1.1 | Unlikely
HOUPARRHNBHDHDN05_OLDI_FHPELCE02_D67 | Residential heating technology - Direct district heating substation - plus connection pipe - plus distribution (heating density: high ) - single-family house - existing building - distributed level 0.67 | HOUDHD | HOUPARRHN_OLDI_DMD | MKr20 | 2030 | 3.7036 | 0.03163 | [6 empty] | PAR | I | OLD |  |  | RHNBHDHD | 4 | 0.66667 | HOUPARRHNBHDHDN05_OLDI_FHPELCE02 | 1 | HOUPARRHNBHDHDN05_OLDI | HOUPARRHNHPELCE02_OLDI | HPELCE02 | BHDHDN05 | PAR_OLDI | HPELCE02_BHDHDN05 | 5 | 0 | 1.1 | Unlikely
HOUPARRHNBHDHDN05_OLDI_FHPELCE02_D67 | Residential heating technology - Direct district heating substation - plus connection pipe - plus distribution (heating density: high ) - single-family house - existing building - distributed level 0.67 | HOUDHD | HOUPARRHN_OLDI_DMD | MKr20 | 2040 | 3.6378 | 0.030268 | [6 empty] | PAR | I | OLD |  |  | RHNBHDHD | 4 | 0.66667 | HOUPARRHNBHDHDN05_OLDI_FHPELCE02 | 1 | HOUPARRHNBHDHDN05_OLDI | HOUPARRHNHPELCE02_OLDI | HPELCE02 | BHDHDN05 | PAR_OLDI | HPELCE02_BHDHDN05 | 5 | 0 | 1.1 | Unlikely
HOUPARRHNBHDHDN05_OLDI_FHPELCE02_D67 | Residential heating technology - Direct district heating substation - plus connection pipe - plus distribution (heating density: high ) - single-family house - existing building - distributed level 0.67 | HOUDHD | HOUPARRHN_OLDI_DMD | MKr20 | 2050 | 3.5646 | 0.028286 | [6 empty] | PAR | I | OLD |  |  | RHNBHDHD | 4 | 0.66667 | HOUPARRHNBHDHDN05_OLDI_FHPELCE02 | 1 | HOUPARRHNBHDHDN05_OLDI | HOUPARRHNHPELCE02_OLDI | HPELCE02 | BHDHDN05 | PAR_OLDI | HPELCE02_BHDHDN05 | 5 | 0 | 1.1 | Unlikely
HOUPARRHNBHDHCN09_OLDI_FHPELCE02_D67 | Residential heating technology - Direct district heating substation - plus connection pipe - plus distribution (heating density: low ) - single-family house - existing building - distributed level 0.67 | HOUDHC | HOUPARRHN_OLDI_DMD | MKr20 | 2020 | 12.3316 | 0.032445 | [6 empty] | PAR | I | OLD |  |  | RHNBHDHC | 4 | 0.66667 | HOUPARRHNBHDHCN09_OLDI_FHPELCE02 | 1 | HOUPARRHNBHDHCN09_OLDI | HOUPARRHNHPELCE02_OLDI | HPELCE02 | BHDHCN09 | PAR_OLDI | HPELCE02_BHDHCN09 | 5 | 0 | 1.1 | Unlikely
HOUPARRHNBHDHCN09_OLDI_FHPELCE02_D67 | Residential heating technology - Direct district heating substation - plus connection pipe - plus distribution (heating density: low ) - single-family house - existing building - distributed level 0.67 | HOUDHC | HOUPARRHN_OLDI_DMD | MKr20 | 2025 | 12.2877 | 0.032205 | [6 empty] | PAR | I | OLD |  |  | RHNBHDHC | 4 | 0.66667 | HOUPARRHNBHDHCN09_OLDI_FHPELCE02 | 1 | HOUPARRHNBHDHCN09_OLDI | HOUPARRHNHPELCE02_OLDI | HPELCE02 | BHDHCN09 | PAR_OLDI | HPELCE02_BHDHCN09 | 5 | 0 | 1.1 | Unlikely
HOUPARRHNBHDHCN09_OLDI_FHPELCE02_D67 | Residential heating technology - Direct district heating substation - plus connection pipe - plus distribution (heating density: low ) - single-family house - existing building - distributed level 0.67 | HOUDHC | HOUPARRHN_OLDI_DMD | MKr20 | 2030 | 12.2511 | 0.03163 | [6 empty] | PAR | I | OLD |  |  | RHNBHDHC | 4 | 0.66667 | HOUPARRHNBHDHCN09_OLDI_FHPELCE02 | 1 | HOUPARRHNBHDHCN09_OLDI | HOUPARRHNHPELCE02_OLDI | HPELCE02 | BHDHCN09 | PAR_OLDI | HPELCE02_BHDHCN09 | 5 | 0 | 1.1 | Unlikely
HOUPARRHNBHDHCN09_OLDI_FHPELCE02_D67 | Residential heating technology - Direct district heating substation - plus connection pipe - plus distribution (heating density: low ) - single-family house - existing building - distributed level 0.67 | HOUDHC | HOUPARRHN_OLDI_DMD | MKr20 | 2040 | 12.1853 | 0.030268 | [6 empty] | PAR | I | OLD |  |  | RHNBHDHC | 4 | 0.66667 | HOUPARRHNBHDHCN09_OLDI_FHPELCE02 | 1 | HOUPARRHNBHDHCN09_OLDI | HOUPARRHNHPELCE02_OLDI | HPELCE02 | BHDHCN09 | PAR_OLDI | HPELCE02_BHDHCN09 | 5 | 0 | 1.1 | Unlikely
HOUPARRHNBHDHCN09_OLDI_FHPELCE02_D67 | Residential heating technology - Direct district heating substation - plus connection pipe - plus distribution (heating density: low ) - single-family house - existing building - distributed level 0.67 | HOUDHC | HOUPARRHN_OLDI_DMD | MKr20 | 2050 | 12.1121 | 0.028286 | [6 empty] | PAR | I | OLD |  |  | RHNBHDHC | 4 | 0.66667 | HOUPARRHNBHDHCN09_OLDI_FHPELCE02 | 1 | HOUPARRHNBHDHCN09_OLDI | HOUPARRHNHPELCE02_OLDI | HPELCE02 | BHDHCN09 | PAR_OLDI | HPELCE02_BHDHCN09 | 5 | 0 | 1.1 | Unlikely
HOUPARRHNBHDHCN07_OLDI_FHPELCE02_D67 | Residential heating technology - Direct district heating substation - plus connection pipe - plus distribution (heating density: medium ) - single-family house - existing building - distributed level 0.67 | HOUDHC | HOUPARRHN_OLDI_DMD | MKr20 | 2020 | 4.9631 | 0.032445 | [6 empty] | PAR | I | OLD |  |  | RHNBHDHC | 4 | 0.66667 | HOUPARRHNBHDHCN07_OLDI_FHPELCE02 | 1 | HOUPARRHNBHDHCN07_OLDI | HOUPARRHNHPELCE02_OLDI | HPELCE02 | BHDHCN07 | PAR_OLDI | HPELCE02_BHDHCN07 | 5 | 0 | 1.1 | Unlikely
HOUPARRHNBHDHCN07_OLDI_FHPELCE02_D67 | Residential heating technology - Direct district heating substation - plus connection pipe - plus distribution (heating density: medium ) - single-family house - existing building - distributed level 0.67 | HOUDHC | HOUPARRHN_OLDI_DMD | MKr20 | 2025 | 4.9192 | 0.032205 | [6 empty] | PAR | I | OLD |  |  | RHNBHDHC | 4 | 0.66667 | HOUPARRHNBHDHCN07_OLDI_FHPELCE02 | 1 | HOUPARRHNBHDHCN07_OLDI | HOUPARRHNHPELCE02_OLDI | HPELCE02 | BHDHCN07 | PAR_OLDI | HPELCE02_BHDHCN07 | 5 | 0 | 1.1 | Unlikely
HOUPARRHNBHDHCN07_OLDI_FHPELCE02_D67 | Residential heating technology - Direct district heating substation - plus connection pipe - plus distribution (heating density: medium ) - single-family house - existing building - distributed level 0.67 | HOUDHC | HOUPARRHN_OLDI_DMD | MKr20 | 2030 | 4.8826 | 0.03163 | [6 empty] | PAR | I | OLD |  |  | RHNBHDHC | 4 | 0.66667 | HOUPARRHNBHDHCN07_OLDI_FHPELCE02 | 1 | HOUPARRHNBHDHCN07_OLDI | HOUPARRHNHPELCE02_OLDI | HPELCE02 | BHDHCN07 | PAR_OLDI | HPELCE02_BHDHCN07 | 5 | 0 | 1.1 | Unlikely
HOUPARRHNBHDHCN07_OLDI_FHPELCE02_D67 | Residential heating technology - Direct district heating substation - plus connection pipe - plus distribution (heating density: medium ) - single-family house - existing building - distributed level 0.67 | HOUDHC | HOUPARRHN_OLDI_DMD | MKr20 | 2040 | 4.8167 | 0.030268 | [6 empty] | PAR | I | OLD |  |  | RHNBHDHC | 4 | 0.66667 | HOUPARRHNBHDHCN07_OLDI_FHPELCE02 | 1 | HOUPARRHNBHDHCN07_OLDI | HOUPARRHNHPELCE02_OLDI | HPELCE02 | BHDHCN07 | PAR_OLDI | HPELCE02_BHDHCN07 | 5 | 0 | 1.1 | Unlikely
HOUPARRHNBHDHCN07_OLDI_FHPELCE02_D67 | Residential heating technology - Direct district heating substation - plus connection pipe - plus distribution (heating density: medium ) - single-family house - existing building - distributed level 0.67 | HOUDHC | HOUPARRHN_OLDI_DMD | MKr20 | 2050 | 4.7435 | 0.028286 | [6 empty] | PAR | I | OLD |  |  | RHNBHDHC | 4 | 0.66667 | HOUPARRHNBHDHCN07_OLDI_FHPELCE02 | 1 | HOUPARRHNBHDHCN07_OLDI | HOUPARRHNHPELCE02_OLDI | HPELCE02 | BHDHCN07 | PAR_OLDI | HPELCE02_BHDHCN07 | 5 | 0 | 1.1 | Unlikely
HOUPARRHNBHDHCN05_OLDI_FHPELCE02_D67 | Residential heating technology - Direct district heating substation - plus connection pipe - plus distribution (heating density: high ) - single-family house - existing building - distributed level 0.67 | HOUDHC | HOUPARRHN_OLDI_DMD | MKr20 | 2020 | 3.7841 | 0.032445 | [6 empty] | PAR | I | OLD |  |  | RHNBHDHC | 4 | 0.66667 | HOUPARRHNBHDHCN05_OLDI_FHPELCE02 | 1 | HOUPARRHNBHDHCN05_OLDI | HOUPARRHNHPELCE02_OLDI | HPELCE02 | BHDHCN05 | PAR_OLDI | HPELCE02_BHDHCN05 | 5 | 0 | 1.1 | Unlikely
HOUPARRHNBHDHCN05_OLDI_FHPELCE02_D67 | Residential heating technology - Direct district heating substation - plus connection pipe - plus distribution (heating density: high ) - single-family house - existing building - distributed level 0.67 | HOUDHC | HOUPARRHN_OLDI_DMD | MKr20 | 2025 | 3.7402 | 0.032205 | [6 empty] | PAR | I | OLD |  |  | RHNBHDHC | 4 | 0.66667 | HOUPARRHNBHDHCN05_OLDI_FHPELCE02 | 1 | HOUPARRHNBHDHCN05_OLDI | HOUPARRHNHPELCE02_OLDI | HPELCE02 | BHDHCN05 | PAR_OLDI | HPELCE02_BHDHCN05 | 5 | 0 | 1.1 | Unlikely
HOUPARRHNBHDHCN05_OLDI_FHPELCE02_D67 | Residential heating technology - Direct district heating substation - plus connection pipe - plus distribution (heating density: high ) - single-family house - existing building - distributed level 0.67 | HOUDHC | HOUPARRHN_OLDI_DMD | MKr20 | 2030 | 3.7036 | 0.03163 | [6 empty] | PAR | I | OLD |  |  | RHNBHDHC | 4 | 0.66667 | HOUPARRHNBHDHCN05_OLDI_FHPELCE02 | 1 | HOUPARRHNBHDHCN05_OLDI | HOUPARRHNHPELCE02_OLDI | HPELCE02 | BHDHCN05 | PAR_OLDI | HPELCE02_BHDHCN05 | 5 | 0 | 1.1 | Unlikely
HOUPARRHNBHDHCN05_OLDI_FHPELCE02_D67 | Residential heating technology - Direct district heating substation - plus connection pipe - plus distribution (heating density: high ) - single-family house - existing building - distributed level 0.67 | HOUDHC | HOUPARRHN_OLDI_DMD | MKr20 | 2040 | 3.6378 | 0.030268 | [6 empty] | PAR | I | OLD |  |  | RHNBHDHC | 4 | 0.66667 | HOUPARRHNBHDHCN05_OLDI_FHPELCE02 | 1 | HOUPARRHNBHDHCN05_OLDI | HOUPARRHNHPELCE02_OLDI | HPELCE02 | BHDHCN05 | PAR_OLDI | HPELCE02_BHDHCN05 | 5 | 0 | 1.1 | Unlikely
HOUPARRHNBHDHCN05_OLDI_FHPELCE02_D67 | Residential heating technology - Direct district heating substation - plus connection pipe - plus distribution (heating density: high ) - single-family house - existing building - distributed level 0.67 | HOUDHC | HOUPARRHN_OLDI_DMD | MKr20 | 2050 | 3.5646 | 0.028286 | [6 empty] | PAR | I | OLD |  |  | RHNBHDHC | 4 | 0.66667 | HOUPARRHNBHDHCN05_OLDI_FHPELCE02 | 1 | HOUPARRHNBHDHCN05_OLDI | HOUPARRHNHPELCE02_OLDI | HPELCE02 | BHDHCN05 | PAR_OLDI | HPELCE02_BHDHCN05 | 5 | 0 | 1.1 | Unlikely
HOUPARRHNHPELCN07_OLDC_FHPELCE03_D67 | Residential heating technology - Heat pump, Air-to-water, low-price product - single-family house - existing building - distributed level 0.67 | HOUELC, HOUAMB | HOUPARRHN_OLDC_DMD | MKr20 | 2020 | 9.4159 | 0.41034 | 0.34574 | [5 empty] | PAR | C | OLD | 2.8923 |  | RHNHPELC | 4 | 0.66667 | HOUPARRHNHPELCN07_OLDC_FHPELCE03 | 1 | HOUPARRHNHPELCN07_OLDC | HOUPARRHNHPELCE03_OLDC | HPELCE03 | HPELCN07 | PAR_OLDC | HPELCE03_HPELCN07 | 2 | 0 | 0.9 | Same
HOUPARRHNHPELCN07_OLDC_FHPELCE03_D67 | Residential heating technology - Heat pump, Air-to-water, low-price product - single-family house - existing building - distributed level 0.67 | HOUELC, HOUAMB | HOUPARRHN_OLDC_DMD | MKr20 | 2025 | 8.6138 | 0.31473 | 0.32928 | [5 empty] | PAR | C | OLD | 3.0369 |  | RHNHPELC | 4 | 0.66667 | HOUPARRHNHPELCN07_OLDC_FHPELCE03 | 1 | HOUPARRHNHPELCN07_OLDC | HOUPARRHNHPELCE03_OLDC | HPELCE03 | HPELCN07 | PAR_OLDC | HPELCE03_HPELCN07 | 2 | 0 | 0.9 | Same
HOUPARRHNHPELCN07_OLDC_FHPELCE03_D67 | Residential heating technology - Heat pump, Air-to-water, low-price product - single-family house - existing building - distributed level 0.67 | HOUELC, HOUAMB | HOUPARRHN_OLDC_DMD | MKr20 | 2030 | 7.8118 | 0.31099 | 0.31431 | [5 empty] | PAR | C | OLD | 3.1815 |  | RHNHPELC | 4 | 0.66667 | HOUPARRHNHPELCN07_OLDC_FHPELCE03 | 1 | HOUPARRHNHPELCN07_OLDC | HOUPARRHNHPELCE03_OLDC | HPELCE03 | HPELCN07 | PAR_OLDC | HPELCE03_HPELCN07 | 2 | 0 | 0.9 | Same
HOUPARRHNHPELCN07_OLDC_FHPELCE03_D67 | Residential heating technology - Heat pump, Air-to-water, low-price product - single-family house - existing building - distributed level 0.67 | HOUELC, HOUAMB | HOUPARRHN_OLDC_DMD | MKr20 | 2040 | 7.1727 | 0.30404 | 0.30065 | [5 empty] | PAR | C | OLD | 3.3262 |  | RHNHPELC | 4 | 0.66667 | HOUPARRHNHPELCN07_OLDC_FHPELCE03 | 1 | HOUPARRHNHPELCN07_OLDC | HOUPARRHNHPELCE03_OLDC | HPELCE03 | HPELCN07 | PAR_OLDC | HPELCE03_HPELCN07 | 2 | 0 | 0.9 | Same
HOUPARRHNHPELCN07_OLDC_FHPELCE03_D67 | Residential heating technology - Heat pump, Air-to-water, low-price product - single-family house - existing building - distributed level 0.67 | HOUELC, HOUAMB | HOUPARRHN_OLDC_DMD | MKr20 | 2050 | 6.5337 | 0.2971 | 0.29218 | [5 empty] | PAR | C | OLD | 3.4226 |  | RHNHPELC | 4 | 0.66667 | HOUPARRHNHPELCN07_OLDC_FHPELCE03 | 1 | HOUPARRHNHPELCN07_OLDC | HOUPARRHNHPELCE03_OLDC | HPELCE03 | HPELCN07 | PAR_OLDC | HPELCE03_HPELCN07 | 2 | 0 | 0.9 | Same
HOUPARRHNHPELCN05_OLDC_FHPELCE03_D67 | Residential heating technology - Heat pump, Air-to-water - leasing - single-family house - existing building - distributed level 0.67 | HOUELC, HOUAMB | HOUPARRHN_OLDC_DMD | MKr20 | 2020 | 7.8818 | 1.1361 | 0.32928 | [5 empty] | PAR | C | OLD | 3.0369 |  | RHNHPELC | 4 | 0.66667 | HOUPARRHNHPELCN05_OLDC_FHPELCE03 | 1 | HOUPARRHNHPELCN05_OLDC | HOUPARRHNHPELCE03_OLDC | HPELCE03 | HPELCN05 | PAR_OLDC | HPELCE03_HPELCN05 | 2 | 0 | 0.9 | Same
HOUPARRHNHPELCN05_OLDC_FHPELCE03_D67 | Residential heating technology - Heat pump, Air-to-water - leasing - single-family house - existing building - distributed level 0.67 | HOUELC, HOUAMB | HOUPARRHN_OLDC_DMD | MKr20 | 2025 | 7.2701 | 0.97988 | 0.31431 | [5 empty] | PAR | C | OLD | 3.1815 |  | RHNHPELC | 4 | 0.66667 | HOUPARRHNHPELCN05_OLDC_FHPELCE03 | 1 | HOUPARRHNHPELCN05_OLDC | HOUPARRHNHPELCE03_OLDC | HPELCE03 | HPELCN05 | PAR_OLDC | HPELCE03_HPELCN05 | 2 | 0 | 0.9 | Same
HOUPARRHNHPELCN05_OLDC_FHPELCE03_D67 | Residential heating technology - Heat pump, Air-to-water - leasing - single-family house - existing building - distributed level 0.67 | HOUELC, HOUAMB | HOUPARRHN_OLDC_DMD | MKr20 | 2030 | 6.6584 | 0.91553 | 0.30065 | [5 empty] | PAR | C | OLD | 3.3262 |  | RHNHPELC | 4 | 0.66667 | HOUPARRHNHPELCN05_OLDC_FHPELCE03 | 1 | HOUPARRHNHPELCN05_OLDC | HOUPARRHNHPELCE03_OLDC | HPELCE03 | HPELCN05 | PAR_OLDC | HPELCE03_HPELCN05 | 2 | 0 | 0.9 | Same
HOUPARRHNHPELCN05_OLDC_FHPELCE03_D67 | Residential heating technology - Heat pump, Air-to-water - leasing - single-family house - existing building - distributed level 0.67 | HOUELC, HOUAMB | HOUPARRHN_OLDC_DMD | MKr20 | 2040 | 6.1622 | 0.85944 | 0.28812 | [5 empty] | PAR | C | OLD | 3.4708 |  | RHNHPELC | 4 | 0.66667 | HOUPARRHNHPELCN05_OLDC_FHPELCE03 | 1 | HOUPARRHNHPELCN05_OLDC | HOUPARRHNHPELCE03_OLDC | HPELCE03 | HPELCN05 | PAR_OLDC | HPELCE03_HPELCN05 | 2 | 0 | 0.9 | Same
HOUPARRHNHPELCN05_OLDC_FHPELCE03_D67 | Residential heating technology - Heat pump, Air-to-water - leasing - single-family house - existing building - distributed level 0.67 | HOUELC, HOUAMB | HOUPARRHN_OLDC_DMD | MKr20 | 2050 | 5.6661 | 0.80334 | 0.28033 | [5 empty] | PAR | C | OLD | 3.5672 |  | RHNHPELC | 4 | 0.66667 | HOUPARRHNHPELCN05_OLDC_FHPELCE03 | 1 | HOUPARRHNHPELCN05_OLDC | HOUPARRHNHPELCE03_OLDC | HPELCE03 | HPELCN05 | PAR_OLDC | HPELCE03_HPELCN05 | 2 | 0 | 0.9 | Same
HOUPARRHNHPELCN04_OLDC_FHPELCE03_D67 | Residential heating technology - Heat pump, Ground source - single-family house - existing building - distributed level 0.67 | HOUELC, HOUAMB | HOUPARRHN_OLDC_DMD | MKr20 | 2020 | 22.0362 | 0.32766 | 0.30065 | [5 empty] | PAR | C | OLD | 3.3262 |  | RHNHPELC | 4 | 0.66667 | HOUPARRHNHPELCN04_OLDC_FHPELCE03 | 1 | HOUPARRHNHPELCN04_OLDC | HOUPARRHNHPELCE03_OLDC | HPELCE03 | HPELCN04 | PAR_OLDC | HPELCE03_HPELCN04 | 3 | 0 | 0.95 | Similar
HOUPARRHNHPELCN04_OLDC_FHPELCE03_D67 | Residential heating technology - Heat pump, Ground source - single-family house - existing building - distributed level 0.67 | HOUELC, HOUAMB | HOUPARRHN_OLDC_DMD | MKr20 | 2025 | 20.9344 | 0.23205 | 0.29218 | [5 empty] | PAR | C | OLD | 3.4226 |  | RHNHPELC | 4 | 0.66667 | HOUPARRHNHPELCN04_OLDC_FHPELCE03 | 1 | HOUPARRHNHPELCN04_OLDC | HOUPARRHNHPELCE03_OLDC | HPELCE03 | HPELCN04 | PAR_OLDC | HPELCE03_HPELCN04 | 3 | 0 | 0.95 | Similar
HOUPARRHNHPELCN04_OLDC_FHPELCE03_D67 | Residential heating technology - Heat pump, Ground source - single-family house - existing building - distributed level 0.67 | HOUELC, HOUAMB | HOUPARRHN_OLDC_DMD | MKr20 | 2030 | 19.8326 | 0.22831 | 0.28417 | [5 empty] | PAR | C | OLD | 3.519 |  | RHNHPELC | 4 | 0.66667 | HOUPARRHNHPELCN04_OLDC_FHPELCE03 | 1 | HOUPARRHNHPELCN04_OLDC | HOUPARRHNHPELCE03_OLDC | HPELCE03 | HPELCN04 | PAR_OLDC | HPELCE03_HPELCN04 | 3 | 0 | 0.95 | Similar
HOUPARRHNHPELCN04_OLDC_FHPELCE03_D67 | Residential heating technology - Heat pump, Ground source - single-family house - existing building - distributed level 0.67 | HOUELC, HOUAMB | HOUPARRHN_OLDC_DMD | MKr20 | 2040 | 18.8409 | 0.22136 | 0.27296 | [5 empty] | PAR | C | OLD | 3.6636 |  | RHNHPELC | 4 | 0.66667 | HOUPARRHNHPELCN04_OLDC_FHPELCE03 | 1 | HOUPARRHNHPELCN04_OLDC | HOUPARRHNHPELCE03_OLDC | HPELCE03 | HPELCN04 | PAR_OLDC | HPELCE03_HPELCN04 | 3 | 0 | 0.95 | Similar
HOUPARRHNHPELCN04_OLDC_FHPELCE03_D67 | Residential heating technology - Heat pump, Ground source - single-family house - existing building - distributed level 0.67 | HOUELC, HOUAMB | HOUPARRHN_OLDC_DMD | MKr20 | 2050 | 17.8493 | 0.21442 | 0.26941 | [5 empty] | PAR | C | OLD | 3.7118 |  | RHNHPELC | 4 | 0.66667 | HOUPARRHNHPELCN04_OLDC_FHPELCE03 | 1 | HOUPARRHNHPELCN04_OLDC | HOUPARRHNHPELCE03_OLDC | HPELCE03 | HPELCN04 | PAR_OLDC | HPELCE03_HPELCN04 | 3 | 0 | 0.95 | Similar
HOUPARRHNHPELCN03_OLDC_FHPELCE03_D67 | Residential heating technology - Heat pump, Air-to-water - single-family house - existing building - distributed level 0.67 | HOUELC, HOUAMB | HOUPARRHN_OLDC_DMD | MKr20 | 2020 | 15.7635 | 0.35522 | 0.32928 | [5 empty] | PAR | C | OLD | 3.0369 |  | RHNHPELC | 4 | 0.66667 | HOUPARRHNHPELCN03_OLDC_FHPELCE03 | 1 | HOUPARRHNHPELCN03_OLDC | HOUPARRHNHPELCE03_OLDC | HPELCE03 | HPELCN03 | PAR_OLDC | HPELCE03_HPELCN03 | 2 | 0 | 0.9 | Same
HOUPARRHNHPELCN03_OLDC_FHPELCE03_D67 | Residential heating technology - Heat pump, Air-to-water - single-family house - existing building - distributed level 0.67 | HOUELC, HOUAMB | HOUPARRHN_OLDC_DMD | MKr20 | 2025 | 14.5401 | 0.25961 | 0.31431 | [5 empty] | PAR | C | OLD | 3.1815 |  | RHNHPELC | 4 | 0.66667 | HOUPARRHNHPELCN03_OLDC_FHPELCE03 | 1 | HOUPARRHNHPELCN03_OLDC | HOUPARRHNHPELCE03_OLDC | HPELCE03 | HPELCN03 | PAR_OLDC | HPELCE03_HPELCN03 | 2 | 0 | 0.9 | Same
HOUPARRHNHPELCN03_OLDC_FHPELCE03_D67 | Residential heating technology - Heat pump, Air-to-water - single-family house - existing building - distributed level 0.67 | HOUELC, HOUAMB | HOUPARRHN_OLDC_DMD | MKr20 | 2030 | 13.3167 | 0.25587 | 0.30065 | [5 empty] | PAR | C | OLD | 3.3262 |  | RHNHPELC | 4 | 0.66667 | HOUPARRHNHPELCN03_OLDC_FHPELCE03 | 1 | HOUPARRHNHPELCN03_OLDC | HOUPARRHNHPELCE03_OLDC | HPELCE03 | HPELCN03 | PAR_OLDC | HPELCE03_HPELCN03 | 2 | 0 | 0.9 | Same
HOUPARRHNHPELCN03_OLDC_FHPELCE03_D67 | Residential heating technology - Heat pump, Air-to-water - single-family house - existing building - distributed level 0.67 | HOUELC, HOUAMB | HOUPARRHN_OLDC_DMD | MKr20 | 2040 | 12.3244 | 0.24892 | 0.28812 | [5 empty] | PAR | C | OLD | 3.4708 |  | RHNHPELC | 4 | 0.66667 | HOUPARRHNHPELCN03_OLDC_FHPELCE03 | 1 | HOUPARRHNHPELCN03_OLDC | HOUPARRHNHPELCE03_OLDC | HPELCE03 | HPELCN03 | PAR_OLDC | HPELCE03_HPELCN03 | 2 | 0 | 0.9 | Same
HOUPARRHNHPELCN03_OLDC_FHPELCE03_D67 | Residential heating technology - Heat pump, Air-to-water - single-family house - existing building - distributed level 0.67 | HOUELC, HOUAMB | HOUPARRHN_OLDC_DMD | MKr20 | 2050 | 11.3322 | 0.24198 | 0.28033 | [5 empty] | PAR | C | OLD | 3.5672 |  | RHNHPELC | 4 | 0.66667 | HOUPARRHNHPELCN03_OLDC_FHPELCE03 | 1 | HOUPARRHNHPELCN03_OLDC | HOUPARRHNHPELCE03_OLDC | HPELCE03 | HPELCN03 | PAR_OLDC | HPELCE03_HPELCN03 | 2 | 0 | 0.9 | Same
HOUPARRHNHPELCN02_OLDC_FHPELCE03_D67 | Residential heating technology - Heat pump, Air-to-air - single-family house - existing building - distributed level 0.67 | HOUELC, HOUAMB | HOUPARRHN_OLDC_DMD | MKr20 | 2020 | 3.2165 | 0.18468 | 0.21386 | [5 empty] | PAR | C | OLD | 4.6759 |  | RHNHPELC | 4 | 0.66667 | HOUPARRHNHPELCN02_OLDC_FHPELCE03 | 1 | HOUPARRHNHPELCN02_OLDC | HOUPARRHNHPELCE03_OLDC | HPELCE03 | HPELCN02 | PAR_OLDC | HPELCE03_HPELCN02 | 5 | 0 | 1.1 | Unlikely
HOUPARRHNHPELCN02_OLDC_FHPELCE03_D67 | Residential heating technology - Heat pump, Air-to-air - single-family house - existing building - distributed level 0.67 | HOUELC, HOUAMB | HOUPARRHN_OLDC_DMD | MKr20 | 2025 | 3.1379 | 0.12547 | 0.20338 | [5 empty] | PAR | C | OLD | 4.9169 |  | RHNHPELC | 4 | 0.66667 | HOUPARRHNHPELCN02_OLDC_FHPELCE03 | 1 | HOUPARRHNHPELCN02_OLDC | HOUPARRHNHPELCE03_OLDC | HPELCE03 | HPELCN02 | PAR_OLDC | HPELCE03_HPELCN02 | 5 | 0 | 1.1 | Unlikely
HOUPARRHNHPELCN02_OLDC_FHPELCE03_D67 | Residential heating technology - Heat pump, Air-to-air - single-family house - existing building - distributed level 0.67 | HOUELC, HOUAMB | HOUPARRHN_OLDC_DMD | MKr20 | 2030 | 3.0593 | 0.12315 | 0.1957 | [5 empty] | PAR | C | OLD | 5.1098 |  | RHNHPELC | 4 | 0.66667 | HOUPARRHNHPELCN02_OLDC_FHPELCE03 | 1 | HOUPARRHNHPELCN02_OLDC | HOUPARRHNHPELCE03_OLDC | HPELCE03 | HPELCN02 | PAR_OLDC | HPELCE03_HPELCN02 | 5 | 0 | 1.1 | Unlikely
HOUPARRHNHPELCN02_OLDC_FHPELCE03_D67 | Residential heating technology - Heat pump, Air-to-air - single-family house - existing building - distributed level 0.67 | HOUELC, HOUAMB | HOUPARRHN_OLDC_DMD | MKr20 | 2040 | 2.9134 | 0.11885 | 0.18859 | [5 empty] | PAR | C | OLD | 5.3026 |  | RHNHPELC | 4 | 0.66667 | HOUPARRHNHPELCN02_OLDC_FHPELCE03 | 1 | HOUPARRHNHPELCN02_OLDC | HOUPARRHNHPELCE03_OLDC | HPELCE03 | HPELCN02 | PAR_OLDC | HPELCE03_HPELCN02 | 5 | 0 | 1.1 | Unlikely
HOUPARRHNHPELCN02_OLDC_FHPELCE03_D67 | Residential heating technology - Heat pump, Air-to-air - single-family house - existing building - distributed level 0.67 | HOUELC, HOUAMB | HOUPARRHN_OLDC_DMD | MKr20 | 2050 | 2.7675 | 0.11455 | 0.18522 | [5 empty] | PAR | C | OLD | 5.399 |  | RHNHPELC | 4 | 0.66667 | HOUPARRHNHPELCN02_OLDC_FHPELCE03 | 1 | HOUPARRHNHPELCN02_OLDC | HOUPARRHNHPELCE03_OLDC | HPELCE03 | HPELCN02 | PAR_OLDC | HPELCE03_HPELCN02 | 5 | 0 | 1.1 | Unlikely
HOUPARRHNDIELCN06_OLDC_FHPELCE03_D67 | Residential heating technology - Electric heating - electric panel from Bauhaus - single-family house - new building - distributed level 0.67 | HOUELC | HOUPARRHN_OLDC_DMD | MKr20 | 2020 | 0.64843 | 0 | [6 empty] | PAR | C | OLD |  |  | RHNDIELC | 4 | 0.66667 | HOUPARRHNDIELCN06_OLDC_FHPELCE03 | 1 | HOUPARRHNDIELCN06_OLDC | HOUPARRHNHPELCE03_OLDC | HPELCE03 | DIELCN06 | PAR_OLDC | HPELCE03_DIELCN06 | 5 | 0 | 1.1 | Unlikely
HOUPARRHNDIELCN06_OLDC_FHPELCE03_D67 | Residential heating technology - Electric heating - electric panel from Bauhaus - single-family house - new building - distributed level 0.67 | HOUELC | HOUPARRHN_OLDC_DMD | MKr20 | 2025 | 0.64843 | 0 | [6 empty] | PAR | C | OLD |  |  | RHNDIELC | 4 | 0.66667 | HOUPARRHNDIELCN06_OLDC_FHPELCE03 | 1 | HOUPARRHNDIELCN06_OLDC | HOUPARRHNHPELCE03_OLDC | HPELCE03 | DIELCN06 | PAR_OLDC | HPELCE03_DIELCN06 | 5 | 0 | 1.1 | Unlikely
HOUPARRHNDIELCN06_OLDC_FHPELCE03_D67 | Residential heating technology - Electric heating - electric panel from Bauhaus - single-family house - new building - distributed level 0.67 | HOUELC | HOUPARRHN_OLDC_DMD | MKr20 | 2030 | 0.64843 | 0 | [6 empty] | PAR | C | OLD |  |  | RHNDIELC | 4 | 0.66667 | HOUPARRHNDIELCN06_OLDC_FHPELCE03 | 1 | HOUPARRHNDIELCN06_OLDC | HOUPARRHNHPELCE03_OLDC | HPELCE03 | DIELCN06 | PAR_OLDC | HPELCE03_DIELCN06 | 5 | 0 | 1.1 | Unlikely
HOUPARRHNDIELCN06_OLDC_FHPELCE03_D67 | Residential heating technology - Electric heating - electric panel from Bauhaus - single-family house - new building - distributed level 0.67 | HOUELC | HOUPARRHN_OLDC_DMD | MKr20 | 2040 | 0.64843 | 0 | [6 empty] | PAR | C | OLD |  |  | RHNDIELC | 4 | 0.66667 | HOUPARRHNDIELCN06_OLDC_FHPELCE03 | 1 | HOUPARRHNDIELCN06_OLDC | HOUPARRHNHPELCE03_OLDC | HPELCE03 | DIELCN06 | PAR_OLDC | HPELCE03_DIELCN06 | 5 | 0 | 1.1 | Unlikely
HOUPARRHNDIELCN06_OLDC_FHPELCE03_D67 | Residential heating technology - Electric heating - electric panel from Bauhaus - single-family house - new building - distributed level 0.67 | HOUELC | HOUPARRHN_OLDC_DMD | MKr20 | 2050 | 0.64843 | 0 | [6 empty] | PAR | C | OLD |  |  | RHNDIELC | 4 | 0.66667 | HOUPARRHNDIELCN06_OLDC_FHPELCE03 | 1 | HOUPARRHNDIELCN06_OLDC | HOUPARRHNHPELCE03_OLDC | HPELCE03 | DIELCN06 | PAR_OLDC | HPELCE03_DIELCN06 | 5 | 0 | 1.1 | Unlikely
HOUPARRHNDIELCN01_OLDC_FHPELCE03_D67 | Residential heating technology - Electric heating - single-family house - new building - distributed level 0.67 | HOUELC | HOUPARRHN_OLDC_DMD | MKr20 | 2020 | 7.8786 | 0.063879 | [6 empty] | PAR | C | OLD |  |  | RHNDIELC | 4 | 0.66667 | HOUPARRHNDIELCN01_OLDC_FHPELCE03 | 1 | HOUPARRHNDIELCN01_OLDC | HOUPARRHNHPELCE03_OLDC | HPELCE03 | DIELCN01 | PAR_OLDC | HPELCE03_DIELCN01 | 5 | 0 | 1.1 | Unlikely
HOUPARRHNDIELCN01_OLDC_FHPELCE03_D67 | Residential heating technology - Electric heating - single-family house - new building - distributed level 0.67 | HOUELC | HOUPARRHN_OLDC_DMD | MKr20 | 2025 | 7.6836 | 0.063879 | [6 empty] | PAR | C | OLD |  |  | RHNDIELC | 4 | 0.66667 | HOUPARRHNDIELCN01_OLDC_FHPELCE03 | 1 | HOUPARRHNDIELCN01_OLDC | HOUPARRHNHPELCE03_OLDC | HPELCE03 | DIELCN01 | PAR_OLDC | HPELCE03_DIELCN01 | 5 | 0 | 1.1 | Unlikely
HOUPARRHNDIELCN01_OLDC_FHPELCE03_D67 | Residential heating technology - Electric heating - single-family house - new building - distributed level 0.67 | HOUELC | HOUPARRHN_OLDC_DMD | MKr20 | 2030 | 7.4934 | 0.061217 | [6 empty] | PAR | C | OLD |  |  | RHNDIELC | 4 | 0.66667 | HOUPARRHNDIELCN01_OLDC_FHPELCE03 | 1 | HOUPARRHNDIELCN01_OLDC | HOUPARRHNHPELCE03_OLDC | HPELCE03 | DIELCN01 | PAR_OLDC | HPELCE03_DIELCN01 | 5 | 0 | 1.1 | Unlikely
HOUPARRHNDIELCN01_OLDC_FHPELCE03_D67 | Residential heating technology - Electric heating - single-family house - new building - distributed level 0.67 | HOUELC | HOUPARRHN_OLDC_DMD | MKr20 | 2040 | 7.1271 | 0.058555 | [6 empty] | PAR | C | OLD |  |  | RHNDIELC | 4 | 0.66667 | HOUPARRHNDIELCN01_OLDC_FHPELCE03 | 1 | HOUPARRHNDIELCN01_OLDC | HOUPARRHNHPELCE03_OLDC | HPELCE03 | DIELCN01 | PAR_OLDC | HPELCE03_DIELCN01 | 5 | 0 | 1.1 | Unlikely
HOUPARRHNDIELCN01_OLDC_FHPELCE03_D67 | Residential heating technology - Electric heating - single-family house - new building - distributed level 0.67 | HOUELC | HOUPARRHN_OLDC_DMD | MKr20 | 2050 | 6.7786 | 0.055894 | [6 empty] | PAR | C | OLD |  |  | RHNDIELC | 4 | 0.66667 | HOUPARRHNDIELCN01_OLDC_FHPELCE03 | 1 | HOUPARRHNDIELCN01_OLDC | HOUPARRHNHPELCE03_OLDC | HPELCE03 | DIELCN01 | PAR_OLDC | HPELCE03_DIELCN01 | 5 | 0 | 1.1 | Unlikely
HOUPARRHNBHSOLN01_OLDC_FHPELCE03_D67 | Residential heating technology - Solar heating system - single-family house - existing building - distributed level 0.67 | HOUSOL | HOUPARRHN_OLDC_DMD | MKr20 | 2020 | 8.6578 | 0.099715 | [6 empty] | PAR | C | OLD |  |  | RHNBHSOL | 4 | 0.66667 | HOUPARRHNBHSOLN01_OLDC_FHPELCE03 | 1 | HOUPARRHNBHSOLN01_OLDC | HOUPARRHNHPELCE03_OLDC | HPELCE03 | BHSOLN01 | PAR_OLDC | HPELCE03_BHSOLN01 | 5 | 0 | 1.1 | Unlikely
HOUPARRHNBHSOLN01_OLDC_FHPELCE03_D67 | Residential heating technology - Solar heating system - single-family house - existing building - distributed level 0.67 | HOUSOL | HOUPARRHN_OLDC_DMD | MKr20 | 2025 | 8.4435 | 0.093632 | [6 empty] | PAR | C | OLD |  |  | RHNBHSOL | 4 | 0.66667 | HOUPARRHNBHSOLN01_OLDC_FHPELCE03 | 1 | HOUPARRHNBHSOLN01_OLDC | HOUPARRHNHPELCE03_OLDC | HPELCE03 | BHSOLN01 | PAR_OLDC | HPELCE03_BHSOLN01 | 5 | 0 | 1.1 | Unlikely
HOUPARRHNBHSOLN01_OLDC_FHPELCE03_D67 | Residential heating technology - Solar heating system - single-family house - existing building - distributed level 0.67 | HOUSOL | HOUPARRHN_OLDC_DMD | MKr20 | 2030 | 8.2345 | 0.09135 | [6 empty] | PAR | C | OLD |  |  | RHNBHSOL | 4 | 0.66667 | HOUPARRHNBHSOLN01_OLDC_FHPELCE03 | 1 | HOUPARRHNBHSOLN01_OLDC | HOUPARRHNHPELCE03_OLDC | HPELCE03 | BHSOLN01 | PAR_OLDC | HPELCE03_BHSOLN01 | 5 | 0 | 1.1 | Unlikely
HOUPARRHNBHSOLN01_OLDC_FHPELCE03_D67 | Residential heating technology - Solar heating system - single-family house - existing building - distributed level 0.67 | HOUSOL | HOUPARRHN_OLDC_DMD | MKr20 | 2040 | 7.832 | 0.086407 | [6 empty] | PAR | C | OLD |  |  | RHNBHSOL | 4 | 0.66667 | HOUPARRHNBHSOLN01_OLDC_FHPELCE03 | 1 | HOUPARRHNBHSOLN01_OLDC | HOUPARRHNHPELCE03_OLDC | HPELCE03 | BHSOLN01 | PAR_OLDC | HPELCE03_BHSOLN01 | 5 | 0 | 1.1 | Unlikely
HOUPARRHNBHSOLN01_OLDC_FHPELCE03_D67 | Residential heating technology - Solar heating system - single-family house - existing building - distributed level 0.67 | HOUSOL | HOUPARRHN_OLDC_DMD | MKr20 | 2050 | 7.4491 | 0.081464 | [6 empty] | PAR | C | OLD |  |  | RHNBHSOL | 4 | 0.66667 | HOUPARRHNBHSOLN01_OLDC_FHPELCE03 | 1 | HOUPARRHNBHSOLN01_OLDC | HOUPARRHNHPELCE03_OLDC | HPELCE03 | BHSOLN01 | PAR_OLDC | HPELCE03_BHSOLN01 | 5 | 0 | 1.1 | Unlikely
HOUPARRHNBHDHCN03_OLDC_FHPELCE03_D67 | Residential heating technology - Direct district heating substation - plus connection pipe - single-family house - existing building - distributed level 0.67 | HOUDHC | HOUPARRHN_OLDC_DMD | MKr20 | 2020 | 3.4401 | 0.032445 | [6 empty] | PAR | C | OLD |  |  | RHNBHDHC | 4 | 0.66667 | HOUPARRHNBHDHCN03_OLDC_FHPELCE03 | 1 | HOUPARRHNBHDHCN03_OLDC | HOUPARRHNHPELCE03_OLDC | HPELCE03 | BHDHCN03 | PAR_OLDC | HPELCE03_BHDHCN03 | 6 | 0 | 1 | New
HOUPARRHNBHDHCN03_OLDC_FHPELCE03_D67 | Residential heating technology - Direct district heating substation - plus connection pipe - single-family house - existing building - distributed level 0.67 | HOUDHC | HOUPARRHN_OLDC_DMD | MKr20 | 2025 | 3.4002 | 0.032205 | [6 empty] | PAR | C | OLD |  |  | RHNBHDHC | 4 | 0.66667 | HOUPARRHNBHDHCN03_OLDC_FHPELCE03 | 1 | HOUPARRHNBHDHCN03_OLDC | HOUPARRHNHPELCE03_OLDC | HPELCE03 | BHDHCN03 | PAR_OLDC | HPELCE03_BHDHCN03 | 6 | 0 | 1 | New
HOUPARRHNBHDHCN03_OLDC_FHPELCE03_D67 | Residential heating technology - Direct district heating substation - plus connection pipe - single-family house - existing building - distributed level 0.67 | HOUDHC | HOUPARRHN_OLDC_DMD | MKr20 | 2030 | 3.3669 | 0.03163 | [6 empty] | PAR | C | OLD |  |  | RHNBHDHC | 4 | 0.66667 | HOUPARRHNBHDHCN03_OLDC_FHPELCE03 | 1 | HOUPARRHNBHDHCN03_OLDC | HOUPARRHNHPELCE03_OLDC | HPELCE03 | BHDHCN03 | PAR_OLDC | HPELCE03_BHDHCN03 | 6 | 0 | 1 | New
HOUPARRHNBHDHCN03_OLDC_FHPELCE03_D67 | Residential heating technology - Direct district heating substation - plus connection pipe - single-family house - existing building - distributed level 0.67 | HOUDHC | HOUPARRHN_OLDC_DMD | MKr20 | 2040 | 3.307 | 0.030268 | [6 empty] | PAR | C | OLD |  |  | RHNBHDHC | 4 | 0.66667 | HOUPARRHNBHDHCN03_OLDC_FHPELCE03 | 1 | HOUPARRHNBHDHCN03_OLDC | HOUPARRHNHPELCE03_OLDC | HPELCE03 | BHDHCN03 | PAR_OLDC | HPELCE03_BHDHCN03 | 6 | 0 | 1 | New
HOUPARRHNBHDHCN03_OLDC_FHPELCE03_D67 | Residential heating technology - Direct district heating substation - plus connection pipe - single-family house - existing building - distributed level 0.67 | HOUDHC | HOUPARRHN_OLDC_DMD | MKr20 | 2050 | 3.2405 | 0.028286 | [6 empty] | PAR | C | OLD |  |  | RHNBHDHC | 4 | 0.66667 | HOUPARRHNBHDHCN03_OLDC_FHPELCE03 | 1 | HOUPARRHNBHDHCN03_OLDC | HOUPARRHNHPELCE03_OLDC | HPELCE03 | BHDHCN03 | PAR_OLDC | HPELCE03_BHDHCN03 | 6 | 0 | 1 | New
HOUPARRHNHPELCN07_OLDD_FHPELCE03_D67 | Residential heating technology - Heat pump, Air-to-water, low-price product - single-family house - existing building - distributed level 0.67 | HOUELC, HOUAMB | HOUPARRHN_OLDD_DMD | MKr20 | 2020 | 9.4159 | 0.41034 | 0.34574 | [5 empty] | PAR | D | OLD | 2.8923 |  | RHNHPELC | 4 | 0.66667 | HOUPARRHNHPELCN07_OLDD_FHPELCE03 | 1 | HOUPARRHNHPELCN07_OLDD | HOUPARRHNHPELCE03_OLDD | HPELCE03 | HPELCN07 | PAR_OLDD | HPELCE03_HPELCN07 | 2 | 0 | 0.9 | Same
HOUPARRHNHPELCN07_OLDD_FHPELCE03_D67 | Residential heating technology - Heat pump, Air-to-water, low-price product - single-family house - existing building - distributed level 0.67 | HOUELC, HOUAMB | HOUPARRHN_OLDD_DMD | MKr20 | 2025 | 8.6138 | 0.31473 | 0.32928 | [5 empty] | PAR | D | OLD | 3.0369 |  | RHNHPELC | 4 | 0.66667 | HOUPARRHNHPELCN07_OLDD_FHPELCE03 | 1 | HOUPARRHNHPELCN07_OLDD | HOUPARRHNHPELCE03_OLDD | HPELCE03 | HPELCN07 | PAR_OLDD | HPELCE03_HPELCN07 | 2 | 0 | 0.9 | Same
HOUPARRHNHPELCN07_OLDD_FHPELCE03_D67 | Residential heating technology - Heat pump, Air-to-water, low-price product - single-family house - existing building - distributed level 0.67 | HOUELC, HOUAMB | HOUPARRHN_OLDD_DMD | MKr20 | 2030 | 7.8118 | 0.31099 | 0.31431 | [5 empty] | PAR | D | OLD | 3.1815 |  | RHNHPELC | 4 | 0.66667 | HOUPARRHNHPELCN07_OLDD_FHPELCE03 | 1 | HOUPARRHNHPELCN07_OLDD | HOUPARRHNHPELCE03_OLDD | HPELCE03 | HPELCN07 | PAR_OLDD | HPELCE03_HPELCN07 | 2 | 0 | 0.9 | Same
HOUPARRHNHPELCN07_OLDD_FHPELCE03_D67 | Residential heating technology - Heat pump, Air-to-water, low-price product - single-family house - existing building - distributed level 0.67 | HOUELC, HOUAMB | HOUPARRHN_OLDD_DMD | MKr20 | 2040 | 7.1727 | 0.30404 | 0.30065 | [5 empty] | PAR | D | OLD | 3.3262 |  | RHNHPELC | 4 | 0.66667 | HOUPARRHNHPELCN07_OLDD_FHPELCE03 | 1 | HOUPARRHNHPELCN07_OLDD | HOUPARRHNHPELCE03_OLDD | HPELCE03 | HPELCN07 | PAR_OLDD | HPELCE03_HPELCN07 | 2 | 0 | 0.9 | Same
HOUPARRHNHPELCN07_OLDD_FHPELCE03_D67 | Residential heating technology - Heat pump, Air-to-water, low-price product - single-family house - existing building - distributed level 0.67 | HOUELC, HOUAMB | HOUPARRHN_OLDD_DMD | MKr20 | 2050 | 6.5337 | 0.2971 | 0.29218 | [5 empty] | PAR | D | OLD | 3.4226 |  | RHNHPELC | 4 | 0.66667 | HOUPARRHNHPELCN07_OLDD_FHPELCE03 | 1 | HOUPARRHNHPELCN07_OLDD | HOUPARRHNHPELCE03_OLDD | HPELCE03 | HPELCN07 | PAR_OLDD | HPELCE03_HPELCN07 | 2 | 0 | 0.9 | Same
HOUPARRHNHPELCN05_OLDD_FHPELCE03_D67 | Residential heating technology - Heat pump, Air-to-water - leasing - single-family house - existing building - distributed level 0.67 | HOUELC, HOUAMB | HOUPARRHN_OLDD_DMD | MKr20 | 2020 | 7.8818 | 1.1361 | 0.32928 | [5 empty] | PAR | D | OLD | 3.0369 |  | RHNHPELC | 4 | 0.66667 | HOUPARRHNHPELCN05_OLDD_FHPELCE03 | 1 | HOUPARRHNHPELCN05_OLDD | HOUPARRHNHPELCE03_OLDD | HPELCE03 | HPELCN05 | PAR_OLDD | HPELCE03_HPELCN05 | 2 | 0 | 0.9 | Same
HOUPARRHNHPELCN05_OLDD_FHPELCE03_D67 | Residential heating technology - Heat pump, Air-to-water - leasing - single-family house - existing building - distributed level 0.67 | HOUELC, HOUAMB | HOUPARRHN_OLDD_DMD | MKr20 | 2025 | 7.2701 | 0.97988 | 0.31431 | [5 empty] | PAR | D | OLD | 3.1815 |  | RHNHPELC | 4 | 0.66667 | HOUPARRHNHPELCN05_OLDD_FHPELCE03 | 1 | HOUPARRHNHPELCN05_OLDD | HOUPARRHNHPELCE03_OLDD | HPELCE03 | HPELCN05 | PAR_OLDD | HPELCE03_HPELCN05 | 2 | 0 | 0.9 | Same
HOUPARRHNHPELCN05_OLDD_FHPELCE03_D67 | Residential heating technology - Heat pump, Air-to-water - leasing - single-family house - existing building - distributed level 0.67 | HOUELC, HOUAMB | HOUPARRHN_OLDD_DMD | MKr20 | 2030 | 6.6584 | 0.91553 | 0.30065 | [5 empty] | PAR | D | OLD | 3.3262 |  | RHNHPELC | 4 | 0.66667 | HOUPARRHNHPELCN05_OLDD_FHPELCE03 | 1 | HOUPARRHNHPELCN05_OLDD | HOUPARRHNHPELCE03_OLDD | HPELCE03 | HPELCN05 | PAR_OLDD | HPELCE03_HPELCN05 | 2 | 0 | 0.9 | Same
HOUPARRHNHPELCN05_OLDD_FHPELCE03_D67 | Residential heating technology - Heat pump, Air-to-water - leasing - single-family house - existing building - distributed level 0.67 | HOUELC, HOUAMB | HOUPARRHN_OLDD_DMD | MKr20 | 2040 | 6.1622 | 0.85944 | 0.28812 | [5 empty] | PAR | D | OLD | 3.4708 |  | RHNHPELC | 4 | 0.66667 | HOUPARRHNHPELCN05_OLDD_FHPELCE03 | 1 | HOUPARRHNHPELCN05_OLDD | HOUPARRHNHPELCE03_OLDD | HPELCE03 | HPELCN05 | PAR_OLDD | HPELCE03_HPELCN05 | 2 | 0 | 0.9 | Same
HOUPARRHNHPELCN05_OLDD_FHPELCE03_D67 | Residential heating technology - Heat pump, Air-to-water - leasing - single-family house - existing building - distributed level 0.67 | HOUELC, HOUAMB | HOUPARRHN_OLDD_DMD | MKr20 | 2050 | 5.6661 | 0.80334 | 0.28033 | [5 empty] | PAR | D | OLD | 3.5672 |  | RHNHPELC | 4 | 0.66667 | HOUPARRHNHPELCN05_OLDD_FHPELCE03 | 1 | HOUPARRHNHPELCN05_OLDD | HOUPARRHNHPELCE03_OLDD | HPELCE03 | HPELCN05 | PAR_OLDD | HPELCE03_HPELCN05 | 2 | 0 | 0.9 | Same
HOUPARRHNHPELCN04_OLDD_FHPELCE03_D67 | Residential heating technology - Heat pump, Ground source - single-family house - existing building - distributed level 0.67 | HOUELC, HOUAMB | HOUPARRHN_OLDD_DMD | MKr20 | 2020 | 22.0362 | 0.32766 | 0.30065 | [5 empty] | PAR | D | OLD | 3.3262 |  | RHNHPELC | 4 | 0.66667 | HOUPARRHNHPELCN04_OLDD_FHPELCE03 | 1 | HOUPARRHNHPELCN04_OLDD | HOUPARRHNHPELCE03_OLDD | HPELCE03 | HPELCN04 | PAR_OLDD | HPELCE03_HPELCN04 | 3 | 0 | 0.95 | Similar
HOUPARRHNHPELCN04_OLDD_FHPELCE03_D67 | Residential heating technology - Heat pump, Ground source - single-family house - existing building - distributed level 0.67 | HOUELC, HOUAMB | HOUPARRHN_OLDD_DMD | MKr20 | 2025 | 20.9344 | 0.23205 | 0.29218 | [5 empty] | PAR | D | OLD | 3.4226 |  | RHNHPELC | 4 | 0.66667 | HOUPARRHNHPELCN04_OLDD_FHPELCE03 | 1 | HOUPARRHNHPELCN04_OLDD | HOUPARRHNHPELCE03_OLDD | HPELCE03 | HPELCN04 | PAR_OLDD | HPELCE03_HPELCN04 | 3 | 0 | 0.95 | Similar
HOUPARRHNHPELCN04_OLDD_FHPELCE03_D67 | Residential heating technology - Heat pump, Ground source - single-family house - existing building - distributed level 0.67 | HOUELC, HOUAMB | HOUPARRHN_OLDD_DMD | MKr20 | 2030 | 19.8326 | 0.22831 | 0.28417 | [5 empty] | PAR | D | OLD | 3.519 |  | RHNHPELC | 4 | 0.66667 | HOUPARRHNHPELCN04_OLDD_FHPELCE03 | 1 | HOUPARRHNHPELCN04_OLDD | HOUPARRHNHPELCE03_OLDD | HPELCE03 | HPELCN04 | PAR_OLDD | HPELCE03_HPELCN04 | 3 | 0 | 0.95 | Similar
HOUPARRHNHPELCN04_OLDD_FHPELCE03_D67 | Residential heating technology - Heat pump, Ground source - single-family house - existing building - distributed level 0.67 | HOUELC, HOUAMB | HOUPARRHN_OLDD_DMD | MKr20 | 2040 | 18.8409 | 0.22136 | 0.27296 | [5 empty] | PAR | D | OLD | 3.6636 |  | RHNHPELC | 4 | 0.66667 | HOUPARRHNHPELCN04_OLDD_FHPELCE03 | 1 | HOUPARRHNHPELCN04_OLDD | HOUPARRHNHPELCE03_OLDD | HPELCE03 | HPELCN04 | PAR_OLDD | HPELCE03_HPELCN04 | 3 | 0 | 0.95 | Similar
HOUPARRHNHPELCN04_OLDD_FHPELCE03_D67 | Residential heating technology - Heat pump, Ground source - single-family house - existing building - distributed level 0.67 | HOUELC, HOUAMB | HOUPARRHN_OLDD_DMD | MKr20 | 2050 | 17.8493 | 0.21442 | 0.26941 | [5 empty] | PAR | D | OLD | 3.7118 |  | RHNHPELC | 4 | 0.66667 | HOUPARRHNHPELCN04_OLDD_FHPELCE03 | 1 | HOUPARRHNHPELCN04_OLDD | HOUPARRHNHPELCE03_OLDD | HPELCE03 | HPELCN04 | PAR_OLDD | HPELCE03_HPELCN04 | 3 | 0 | 0.95 | Similar
HOUPARRHNHPELCN03_OLDD_FHPELCE03_D67 | Residential heating technology - Heat pump, Air-to-water - single-family house - existing building - distributed level 0.67 | HOUELC, HOUAMB | HOUPARRHN_OLDD_DMD | MKr20 | 2020 | 15.7635 | 0.35522 | 0.32928 | [5 empty] | PAR | D | OLD | 3.0369 |  | RHNHPELC | 4 | 0.66667 | HOUPARRHNHPELCN03_OLDD_FHPELCE03 | 1 | HOUPARRHNHPELCN03_OLDD | HOUPARRHNHPELCE03_OLDD | HPELCE03 | HPELCN03 | PAR_OLDD | HPELCE03_HPELCN03 | 2 | 0 | 0.9 | Same
HOUPARRHNHPELCN03_OLDD_FHPELCE03_D67 | Residential heating technology - Heat pump, Air-to-water - single-family house - existing building - distributed level 0.67 | HOUELC, HOUAMB | HOUPARRHN_OLDD_DMD | MKr20 | 2025 | 14.5401 | 0.25961 | 0.31431 | [5 empty] | PAR | D | OLD | 3.1815 |  | RHNHPELC | 4 | 0.66667 | HOUPARRHNHPELCN03_OLDD_FHPELCE03 | 1 | HOUPARRHNHPELCN03_OLDD | HOUPARRHNHPELCE03_OLDD | HPELCE03 | HPELCN03 | PAR_OLDD | HPELCE03_HPELCN03 | 2 | 0 | 0.9 | Same
HOUPARRHNHPELCN03_OLDD_FHPELCE03_D67 | Residential heating technology - Heat pump, Air-to-water - single-family house - existing building - distributed level 0.67 | HOUELC, HOUAMB | HOUPARRHN_OLDD_DMD | MKr20 | 2030 | 13.3167 | 0.25587 | 0.30065 | [5 empty] | PAR | D | OLD | 3.3262 |  | RHNHPELC | 4 | 0.66667 | HOUPARRHNHPELCN03_OLDD_FHPELCE03 | 1 | HOUPARRHNHPELCN03_OLDD | HOUPARRHNHPELCE03_OLDD | HPELCE03 | HPELCN03 | PAR_OLDD | HPELCE03_HPELCN03 | 2 | 0 | 0.9 | Same
HOUPARRHNHPELCN03_OLDD_FHPELCE03_D67 | Residential heating technology - Heat pump, Air-to-water - single-family house - existing building - distributed level 0.67 | HOUELC, HOUAMB | HOUPARRHN_OLDD_DMD | MKr20 | 2040 | 12.3244 | 0.24892 | 0.28812 | [5 empty] | PAR | D | OLD | 3.4708 |  | RHNHPELC | 4 | 0.66667 | HOUPARRHNHPELCN03_OLDD_FHPELCE03 | 1 | HOUPARRHNHPELCN03_OLDD | HOUPARRHNHPELCE03_OLDD | HPELCE03 | HPELCN03 | PAR_OLDD | HPELCE03_HPELCN03 | 2 | 0 | 0.9 | Same
HOUPARRHNHPELCN03_OLDD_FHPELCE03_D67 | Residential heating technology - Heat pump, Air-to-water - single-family house - existing building - distributed level 0.67 | HOUELC, HOUAMB | HOUPARRHN_OLDD_DMD | MKr20 | 2050 | 11.3322 | 0.24198 | 0.28033 | [5 empty] | PAR | D | OLD | 3.5672 |  | RHNHPELC | 4 | 0.66667 | HOUPARRHNHPELCN03_OLDD_FHPELCE03 | 1 | HOUPARRHNHPELCN03_OLDD | HOUPARRHNHPELCE03_OLDD | HPELCE03 | HPELCN03 | PAR_OLDD | HPELCE03_HPELCN03 | 2 | 0 | 0.9 | Same
HOUPARRHNHPELCN02_OLDD_FHPELCE03_D67 | Residential heating technology - Heat pump, Air-to-air - single-family house - existing building - distributed level 0.67 | HOUELC, HOUAMB | HOUPARRHN_OLDD_DMD | MKr20 | 2020 | 3.2165 | 0.18468 | 0.21386 | [5 empty] | PAR | D | OLD | 4.6759 |  | RHNHPELC | 4 | 0.66667 | HOUPARRHNHPELCN02_OLDD_FHPELCE03 | 1 | HOUPARRHNHPELCN02_OLDD | HOUPARRHNHPELCE03_OLDD | HPELCE03 | HPELCN02 | PAR_OLDD | HPELCE03_HPELCN02 | 5 | 0 | 1.1 | Unlikely
HOUPARRHNHPELCN02_OLDD_FHPELCE03_D67 | Residential heating technology - Heat pump, Air-to-air - single-family house - existing building - distributed level 0.67 | HOUELC, HOUAMB | HOUPARRHN_OLDD_DMD | MKr20 | 2025 | 3.1379 | 0.12547 | 0.20338 | [5 empty] | PAR | D | OLD | 4.9169 |  | RHNHPELC | 4 | 0.66667 | HOUPARRHNHPELCN02_OLDD_FHPELCE03 | 1 | HOUPARRHNHPELCN02_OLDD | HOUPARRHNHPELCE03_OLDD | HPELCE03 | HPELCN02 | PAR_OLDD | HPELCE03_HPELCN02 | 5 | 0 | 1.1 | Unlikely
HOUPARRHNHPELCN02_OLDD_FHPELCE03_D67 | Residential heating technology - Heat pump, Air-to-air - single-family house - existing building - distributed level 0.67 | HOUELC, HOUAMB | HOUPARRHN_OLDD_DMD | MKr20 | 2030 | 3.0593 | 0.12315 | 0.1957 | [5 empty] | PAR | D | OLD | 5.1098 |  | RHNHPELC | 4 | 0.66667 | HOUPARRHNHPELCN02_OLDD_FHPELCE03 | 1 | HOUPARRHNHPELCN02_OLDD | HOUPARRHNHPELCE03_OLDD | HPELCE03 | HPELCN02 | PAR_OLDD | HPELCE03_HPELCN02 | 5 | 0 | 1.1 | Unlikely
HOUPARRHNHPELCN02_OLDD_FHPELCE03_D67 | Residential heating technology - Heat pump, Air-to-air - single-family house - existing building - distributed level 0.67 | HOUELC, HOUAMB | HOUPARRHN_OLDD_DMD | MKr20 | 2040 | 2.9134 | 0.11885 | 0.18859 | [5 empty] | PAR | D | OLD | 5.3026 |  | RHNHPELC | 4 | 0.66667 | HOUPARRHNHPELCN02_OLDD_FHPELCE03 | 1 | HOUPARRHNHPELCN02_OLDD | HOUPARRHNHPELCE03_OLDD | HPELCE03 | HPELCN02 | PAR_OLDD | HPELCE03_HPELCN02 | 5 | 0 | 1.1 | Unlikely
HOUPARRHNHPELCN02_OLDD_FHPELCE03_D67 | Residential heating technology - Heat pump, Air-to-air - single-family house - existing building - distributed level 0.67 | HOUELC, HOUAMB | HOUPARRHN_OLDD_DMD | MKr20 | 2050 | 2.7675 | 0.11455 | 0.18522 | [5 empty] | PAR | D | OLD | 5.399 |  | RHNHPELC | 4 | 0.66667 | HOUPARRHNHPELCN02_OLDD_FHPELCE03 | 1 | HOUPARRHNHPELCN02_OLDD | HOUPARRHNHPELCE03_OLDD | HPELCE03 | HPELCN02 | PAR_OLDD | HPELCE03_HPELCN02 | 5 | 0 | 1.1 | Unlikely
HOUPARRHNDIELCN06_OLDD_FHPELCE03_D67 | Residential heating technology - Electric heating - electric panel from Bauhaus - single-family house - new building - distributed level 0.67 | HOUELC | HOUPARRHN_OLDD_DMD | MKr20 | 2020 | 0.64843 | 0 | [6 empty] | PAR | D | OLD |  |  | RHNDIELC | 4 | 0.66667 | HOUPARRHNDIELCN06_OLDD_FHPELCE03 | 1 | HOUPARRHNDIELCN06_OLDD | HOUPARRHNHPELCE03_OLDD | HPELCE03 | DIELCN06 | PAR_OLDD | HPELCE03_DIELCN06 | 5 | 0 | 1.1 | Unlikely
HOUPARRHNDIELCN06_OLDD_FHPELCE03_D67 | Residential heating technology - Electric heating - electric panel from Bauhaus - single-family house - new building - distributed level 0.67 | HOUELC | HOUPARRHN_OLDD_DMD | MKr20 | 2025 | 0.64843 | 0 | [6 empty] | PAR | D | OLD |  |  | RHNDIELC | 4 | 0.66667 | HOUPARRHNDIELCN06_OLDD_FHPELCE03 | 1 | HOUPARRHNDIELCN06_OLDD | HOUPARRHNHPELCE03_OLDD | HPELCE03 | DIELCN06 | PAR_OLDD | HPELCE03_DIELCN06 | 5 | 0 | 1.1 | Unlikely
HOUPARRHNDIELCN06_OLDD_FHPELCE03_D67 | Residential heating technology - Electric heating - electric panel from Bauhaus - single-family house - new building - distributed level 0.67 | HOUELC | HOUPARRHN_OLDD_DMD | MKr20 | 2030 | 0.64843 | 0 | [6 empty] | PAR | D | OLD |  |  | RHNDIELC | 4 | 0.66667 | HOUPARRHNDIELCN06_OLDD_FHPELCE03 | 1 | HOUPARRHNDIELCN06_OLDD | HOUPARRHNHPELCE03_OLDD | HPELCE03 | DIELCN06 | PAR_OLDD | HPELCE03_DIELCN06 | 5 | 0 | 1.1 | Unlikely
HOUPARRHNDIELCN06_OLDD_FHPELCE03_D67 | Residential heating technology - Electric heating - electric panel from Bauhaus - single-family house - new building - distributed level 0.67 | HOUELC | HOUPARRHN_OLDD_DMD | MKr20 | 2040 | 0.64843 | 0 | [6 empty] | PAR | D | OLD |  |  | RHNDIELC | 4 | 0.66667 | HOUPARRHNDIELCN06_OLDD_FHPELCE03 | 1 | HOUPARRHNDIELCN06_OLDD | HOUPARRHNHPELCE03_OLDD | HPELCE03 | DIELCN06 | PAR_OLDD | HPELCE03_DIELCN06 | 5 | 0 | 1.1 | Unlikely
HOUPARRHNDIELCN06_OLDD_FHPELCE03_D67 | Residential heating technology - Electric heating - electric panel from Bauhaus - single-family house - new building - distributed level 0.67 | HOUELC | HOUPARRHN_OLDD_DMD | MKr20 | 2050 | 0.64843 | 0 | [6 empty] | PAR | D | OLD |  |  | RHNDIELC | 4 | 0.66667 | HOUPARRHNDIELCN06_OLDD_FHPELCE03 | 1 | HOUPARRHNDIELCN06_OLDD | HOUPARRHNHPELCE03_OLDD | HPELCE03 | DIELCN06 | PAR_OLDD | HPELCE03_DIELCN06 | 5 | 0 | 1.1 | Unlikely
HOUPARRHNDIELCN01_OLDD_FHPELCE03_D67 | Residential heating technology - Electric heating - single-family house - new building - distributed level 0.67 | HOUELC | HOUPARRHN_OLDD_DMD | MKr20 | 2020 | 7.8786 | 0.063879 | [6 empty] | PAR | D | OLD |  |  | RHNDIELC | 4 | 0.66667 | HOUPARRHNDIELCN01_OLDD_FHPELCE03 | 1 | HOUPARRHNDIELCN01_OLDD | HOUPARRHNHPELCE03_OLDD | HPELCE03 | DIELCN01 | PAR_OLDD | HPELCE03_DIELCN01 | 5 | 0 | 1.1 | Unlikely
HOUPARRHNDIELCN01_OLDD_FHPELCE03_D67 | Residential heating technology - Electric heating - single-family house - new building - distributed level 0.67 | HOUELC | HOUPARRHN_OLDD_DMD | MKr20 | 2025 | 7.6836 | 0.063879 | [6 empty] | PAR | D | OLD |  |  | RHNDIELC | 4 | 0.66667 | HOUPARRHNDIELCN01_OLDD_FHPELCE03 | 1 | HOUPARRHNDIELCN01_OLDD | HOUPARRHNHPELCE03_OLDD | HPELCE03 | DIELCN01 | PAR_OLDD | HPELCE03_DIELCN01 | 5 | 0 | 1.1 | Unlikely
HOUPARRHNDIELCN01_OLDD_FHPELCE03_D67 | Residential heating technology - Electric heating - single-family house - new building - distributed level 0.67 | HOUELC | HOUPARRHN_OLDD_DMD | MKr20 | 2030 | 7.4934 | 0.061217 | [6 empty] | PAR | D | OLD |  |  | RHNDIELC | 4 | 0.66667 | HOUPARRHNDIELCN01_OLDD_FHPELCE03 | 1 | HOUPARRHNDIELCN01_OLDD | HOUPARRHNHPELCE03_OLDD | HPELCE03 | DIELCN01 | PAR_OLDD | HPELCE03_DIELCN01 | 5 | 0 | 1.1 | Unlikely
HOUPARRHNDIELCN01_OLDD_FHPELCE03_D67 | Residential heating technology - Electric heating - single-family house - new building - distributed level 0.67 | HOUELC | HOUPARRHN_OLDD_DMD | MKr20 | 2040 | 7.1271 | 0.058555 | [6 empty] | PAR | D | OLD |  |  | RHNDIELC | 4 | 0.66667 | HOUPARRHNDIELCN01_OLDD_FHPELCE03 | 1 | HOUPARRHNDIELCN01_OLDD | HOUPARRHNHPELCE03_OLDD | HPELCE03 | DIELCN01 | PAR_OLDD | HPELCE03_DIELCN01 | 5 | 0 | 1.1 | Unlikely
HOUPARRHNDIELCN01_OLDD_FHPELCE03_D67 | Residential heating technology - Electric heating - single-family house - new building - distributed level 0.67 | HOUELC | HOUPARRHN_OLDD_DMD | MKr20 | 2050 | 6.7786 | 0.055894 | [6 empty] | PAR | D | OLD |  |  | RHNDIELC | 4 | 0.66667 | HOUPARRHNDIELCN01_OLDD_FHPELCE03 | 1 | HOUPARRHNDIELCN01_OLDD | HOUPARRHNHPELCE03_OLDD | HPELCE03 | DIELCN01 | PAR_OLDD | HPELCE03_DIELCN01 | 5 | 0 | 1.1 | Unlikely
HOUPARRHNBHSOLN01_OLDD_FHPELCE03_D67 | Residential heating technology - Solar heating system - single-family house - existing building - distributed level 0.67 | HOUSOL | HOUPARRHN_OLDD_DMD | MKr20 | 2020 | 8.6578 | 0.099715 | [6 empty] | PAR | D | OLD |  |  | RHNBHSOL | 4 | 0.66667 | HOUPARRHNBHSOLN01_OLDD_FHPELCE03 | 1 | HOUPARRHNBHSOLN01_OLDD | HOUPARRHNHPELCE03_OLDD | HPELCE03 | BHSOLN01 | PAR_OLDD | HPELCE03_BHSOLN01 | 5 | 0 | 1.1 | Unlikely
HOUPARRHNBHSOLN01_OLDD_FHPELCE03_D67 | Residential heating technology - Solar heating system - single-family house - existing building - distributed level 0.67 | HOUSOL | HOUPARRHN_OLDD_DMD | MKr20 | 2025 | 8.4435 | 0.093632 | [6 empty] | PAR | D | OLD |  |  | RHNBHSOL | 4 | 0.66667 | HOUPARRHNBHSOLN01_OLDD_FHPELCE03 | 1 | HOUPARRHNBHSOLN01_OLDD | HOUPARRHNHPELCE03_OLDD | HPELCE03 | BHSOLN01 | PAR_OLDD | HPELCE03_BHSOLN01 | 5 | 0 | 1.1 | Unlikely
HOUPARRHNBHSOLN01_OLDD_FHPELCE03_D67 | Residential heating technology - Solar heating system - single-family house - existing building - distributed level 0.67 | HOUSOL | HOUPARRHN_OLDD_DMD | MKr20 | 2030 | 8.2345 | 0.09135 | [6 empty] | PAR | D | OLD |  |  | RHNBHSOL | 4 | 0.66667 | HOUPARRHNBHSOLN01_OLDD_FHPELCE03 | 1 | HOUPARRHNBHSOLN01_OLDD | HOUPARRHNHPELCE03_OLDD | HPELCE03 | BHSOLN01 | PAR_OLDD | HPELCE03_BHSOLN01 | 5 | 0 | 1.1 | Unlikely
HOUPARRHNBHSOLN01_OLDD_FHPELCE03_D67 | Residential heating technology - Solar heating system - single-family house - existing building - distributed level 0.67 | HOUSOL | HOUPARRHN_OLDD_DMD | MKr20 | 2040 | 7.832 | 0.086407 | [6 empty] | PAR | D | OLD |  |  | RHNBHSOL | 4 | 0.66667 | HOUPARRHNBHSOLN01_OLDD_FHPELCE03 | 1 | HOUPARRHNBHSOLN01_OLDD | HOUPARRHNHPELCE03_OLDD | HPELCE03 | BHSOLN01 | PAR_OLDD | HPELCE03_BHSOLN01 | 5 | 0 | 1.1 | Unlikely
HOUPARRHNBHSOLN01_OLDD_FHPELCE03_D67 | Residential heating technology - Solar heating system - single-family house - existing building - distributed level 0.67 | HOUSOL | HOUPARRHN_OLDD_DMD | MKr20 | 2050 | 7.4491 | 0.081464 | [6 empty] | PAR | D | OLD |  |  | RHNBHSOL | 4 | 0.66667 | HOUPARRHNBHSOLN01_OLDD_FHPELCE03 | 1 | HOUPARRHNBHSOLN01_OLDD | HOUPARRHNHPELCE03_OLDD | HPELCE03 | BHSOLN01 | PAR_OLDD | HPELCE03_BHSOLN01 | 5 | 0 | 1.1 | Unlikely
HOUPARRHNBHDHDN03_OLDD_FHPELCE03_D67 | Residential heating technology - Direct district heating substation - plus connection pipe - single-family house - existing building - distributed level 0.67 | HOUDHD | HOUPARRHN_OLDD_DMD | MKr20 | 2020 | 3.4401 | 0.032445 | [6 empty] | PAR | D | OLD |  |  | RHNBHDHD | 4 | 0.66667 | HOUPARRHNBHDHDN03_OLDD_FHPELCE03 | 1 | HOUPARRHNBHDHDN03_OLDD | HOUPARRHNHPELCE03_OLDD | HPELCE03 | BHDHDN03 | PAR_OLDD | HPELCE03_BHDHDN03 | 6 | 0 | 1 | New
HOUPARRHNBHDHDN03_OLDD_FHPELCE03_D67 | Residential heating technology - Direct district heating substation - plus connection pipe - single-family house - existing building - distributed level 0.67 | HOUDHD | HOUPARRHN_OLDD_DMD | MKr20 | 2025 | 3.4002 | 0.032205 | [6 empty] | PAR | D | OLD |  |  | RHNBHDHD | 4 | 0.66667 | HOUPARRHNBHDHDN03_OLDD_FHPELCE03 | 1 | HOUPARRHNBHDHDN03_OLDD | HOUPARRHNHPELCE03_OLDD | HPELCE03 | BHDHDN03 | PAR_OLDD | HPELCE03_BHDHDN03 | 6 | 0 | 1 | New
HOUPARRHNBHDHDN03_OLDD_FHPELCE03_D67 | Residential heating technology - Direct district heating substation - plus connection pipe - single-family house - existing building - distributed level 0.67 | HOUDHD | HOUPARRHN_OLDD_DMD | MKr20 | 2030 | 3.3669 | 0.03163 | [6 empty] | PAR | D | OLD |  |  | RHNBHDHD | 4 | 0.66667 | HOUPARRHNBHDHDN03_OLDD_FHPELCE03 | 1 | HOUPARRHNBHDHDN03_OLDD | HOUPARRHNHPELCE03_OLDD | HPELCE03 | BHDHDN03 | PAR_OLDD | HPELCE03_BHDHDN03 | 6 | 0 | 1 | New
HOUPARRHNBHDHDN03_OLDD_FHPELCE03_D67 | Residential heating technology - Direct district heating substation - plus connection pipe - single-family house - existing building - distributed level 0.67 | HOUDHD | HOUPARRHN_OLDD_DMD | MKr20 | 2040 | 3.307 | 0.030268 | [6 empty] | PAR | D | OLD |  |  | RHNBHDHD | 4 | 0.66667 | HOUPARRHNBHDHDN03_OLDD_FHPELCE03 | 1 | HOUPARRHNBHDHDN03_OLDD | HOUPARRHNHPELCE03_OLDD | HPELCE03 | BHDHDN03 | PAR_OLDD | HPELCE03_BHDHDN03 | 6 | 0 | 1 | New
HOUPARRHNBHDHDN03_OLDD_FHPELCE03_D67 | Residential heating technology - Direct district heating substation - plus connection pipe - single-family house - existing building - distributed level 0.67 | HOUDHD | HOUPARRHN_OLDD_DMD | MKr20 | 2050 | 3.2405 | 0.028286 | [6 empty] | PAR | D | OLD |  |  | RHNBHDHD | 4 | 0.66667 | HOUPARRHNBHDHDN03_OLDD_FHPELCE03 | 1 | HOUPARRHNBHDHDN03_OLDD | HOUPARRHNHPELCE03_OLDD | HPELCE03 | BHDHDN03 | PAR_OLDD | HPELCE03_BHDHDN03 | 6 | 0 | 1 | New
HOUPARRHNHPELCN07_OLDI_FHPELCE03_D67 | Residential heating technology - Heat pump, Air-to-water, low-price product - single-family house - existing building - distributed level 0.67 | HOUELC, HOUAMB | HOUPARRHN_OLDI_DMD | MKr20 | 2020 | 9.4159 | 0.41034 | 0.34574 | [5 empty] | PAR | I | OLD | 2.8923 |  | RHNHPELC | 4 | 0.66667 | HOUPARRHNHPELCN07_OLDI_FHPELCE03 | 1 | HOUPARRHNHPELCN07_OLDI | HOUPARRHNHPELCE03_OLDI | HPELCE03 | HPELCN07 | PAR_OLDI | HPELCE03_HPELCN07 | 2 | 0 | 0.9 | Same
HOUPARRHNHPELCN07_OLDI_FHPELCE03_D67 | Residential heating technology - Heat pump, Air-to-water, low-price product - single-family house - existing building - distributed level 0.67 | HOUELC, HOUAMB | HOUPARRHN_OLDI_DMD | MKr20 | 2025 | 8.6138 | 0.31473 | 0.32928 | [5 empty] | PAR | I | OLD | 3.0369 |  | RHNHPELC | 4 | 0.66667 | HOUPARRHNHPELCN07_OLDI_FHPELCE03 | 1 | HOUPARRHNHPELCN07_OLDI | HOUPARRHNHPELCE03_OLDI | HPELCE03 | HPELCN07 | PAR_OLDI | HPELCE03_HPELCN07 | 2 | 0 | 0.9 | Same
HOUPARRHNHPELCN07_OLDI_FHPELCE03_D67 | Residential heating technology - Heat pump, Air-to-water, low-price product - single-family house - existing building - distributed level 0.67 | HOUELC, HOUAMB | HOUPARRHN_OLDI_DMD | MKr20 | 2030 | 7.8118 | 0.31099 | 0.31431 | [5 empty] | PAR | I | OLD | 3.1815 |  | RHNHPELC | 4 | 0.66667 | HOUPARRHNHPELCN07_OLDI_FHPELCE03 | 1 | HOUPARRHNHPELCN07_OLDI | HOUPARRHNHPELCE03_OLDI | HPELCE03 | HPELCN07 | PAR_OLDI | HPELCE03_HPELCN07 | 2 | 0 | 0.9 | Same
HOUPARRHNHPELCN07_OLDI_FHPELCE03_D67 | Residential heating technology - Heat pump, Air-to-water, low-price product - single-family house - existing building - distributed level 0.67 | HOUELC, HOUAMB | HOUPARRHN_OLDI_DMD | MKr20 | 2040 | 7.1727 | 0.30404 | 0.30065 | [5 empty] | PAR | I | OLD | 3.3262 |  | RHNHPELC | 4 | 0.66667 | HOUPARRHNHPELCN07_OLDI_FHPELCE03 | 1 | HOUPARRHNHPELCN07_OLDI | HOUPARRHNHPELCE03_OLDI | HPELCE03 | HPELCN07 | PAR_OLDI | HPELCE03_HPELCN07 | 2 | 0 | 0.9 | Same
HOUPARRHNHPELCN07_OLDI_FHPELCE03_D67 | Residential heating technology - Heat pump, Air-to-water, low-price product - single-family house - existing building - distributed level 0.67 | HOUELC, HOUAMB | HOUPARRHN_OLDI_DMD | MKr20 | 2050 | 6.5337 | 0.2971 | 0.29218 | [5 empty] | PAR | I | OLD | 3.4226 |  | RHNHPELC | 4 | 0.66667 | HOUPARRHNHPELCN07_OLDI_FHPELCE03 | 1 | HOUPARRHNHPELCN07_OLDI | HOUPARRHNHPELCE03_OLDI | HPELCE03 | HPELCN07 | PAR_OLDI | HPELCE03_HPELCN07 | 2 | 0 | 0.9 | Same
HOUPARRHNHPELCN05_OLDI_FHPELCE03_D67 | Residential heating technology - Heat pump, Air-to-water - leasing - single-family house - existing building - distributed level 0.67 | HOUELC, HOUAMB | HOUPARRHN_OLDI_DMD | MKr20 | 2020 | 7.8818 | 1.1361 | 0.32928 | [5 empty] | PAR | I | OLD | 3.0369 |  | RHNHPELC | 4 | 0.66667 | HOUPARRHNHPELCN05_OLDI_FHPELCE03 | 1 | HOUPARRHNHPELCN05_OLDI | HOUPARRHNHPELCE03_OLDI | HPELCE03 | HPELCN05 | PAR_OLDI | HPELCE03_HPELCN05 | 2 | 0 | 0.9 | Same
HOUPARRHNHPELCN05_OLDI_FHPELCE03_D67 | Residential heating technology - Heat pump, Air-to-water - leasing - single-family house - existing building - distributed level 0.67 | HOUELC, HOUAMB | HOUPARRHN_OLDI_DMD | MKr20 | 2025 | 7.2701 | 0.97988 | 0.31431 | [5 empty] | PAR | I | OLD | 3.1815 |  | RHNHPELC | 4 | 0.66667 | HOUPARRHNHPELCN05_OLDI_FHPELCE03 | 1 | HOUPARRHNHPELCN05_OLDI | HOUPARRHNHPELCE03_OLDI | HPELCE03 | HPELCN05 | PAR_OLDI | HPELCE03_HPELCN05 | 2 | 0 | 0.9 | Same
HOUPARRHNHPELCN05_OLDI_FHPELCE03_D67 | Residential heating technology - Heat pump, Air-to-water - leasing - single-family house - existing building - distributed level 0.67 | HOUELC, HOUAMB | HOUPARRHN_OLDI_DMD | MKr20 | 2030 | 6.6584 | 0.91553 | 0.30065 | [5 empty] | PAR | I | OLD | 3.3262 |  | RHNHPELC | 4 | 0.66667 | HOUPARRHNHPELCN05_OLDI_FHPELCE03 | 1 | HOUPARRHNHPELCN05_OLDI | HOUPARRHNHPELCE03_OLDI | HPELCE03 | HPELCN05 | PAR_OLDI | HPELCE03_HPELCN05 | 2 | 0 | 0.9 | Same
HOUPARRHNHPELCN05_OLDI_FHPELCE03_D67 | Residential heating technology - Heat pump, Air-to-water - leasing - single-family house - existing building - distributed level 0.67 | HOUELC, HOUAMB | HOUPARRHN_OLDI_DMD | MKr20 | 2040 | 6.1622 | 0.85944 | 0.28812 | [5 empty] | PAR | I | OLD | 3.4708 |  | RHNHPELC | 4 | 0.66667 | HOUPARRHNHPELCN05_OLDI_FHPELCE03 | 1 | HOUPARRHNHPELCN05_OLDI | HOUPARRHNHPELCE03_OLDI | HPELCE03 | HPELCN05 | PAR_OLDI | HPELCE03_HPELCN05 | 2 | 0 | 0.9 | Same
HOUPARRHNHPELCN05_OLDI_FHPELCE03_D67 | Residential heating technology - Heat pump, Air-to-water - leasing - single-family house - existing building - distributed level 0.67 | HOUELC, HOUAMB | HOUPARRHN_OLDI_DMD | MKr20 | 2050 | 5.6661 | 0.80334 | 0.28033 | [5 empty] | PAR | I | OLD | 3.5672 |  | RHNHPELC | 4 | 0.66667 | HOUPARRHNHPELCN05_OLDI_FHPELCE03 | 1 | HOUPARRHNHPELCN05_OLDI | HOUPARRHNHPELCE03_OLDI | HPELCE03 | HPELCN05 | PAR_OLDI | HPELCE03_HPELCN05 | 2 | 0 | 0.9 | Same
HOUPARRHNHPELCN04_OLDI_FHPELCE03_D67 | Residential heating technology - Heat pump, Ground source - single-family house - existing building - distributed level 0.67 | HOUELC, HOUAMB | HOUPARRHN_OLDI_DMD | MKr20 | 2020 | 22.0362 | 0.32766 | 0.30065 | [5 empty] | PAR | I | OLD | 3.3262 |  | RHNHPELC | 4 | 0.66667 | HOUPARRHNHPELCN04_OLDI_FHPELCE03 | 1 | HOUPARRHNHPELCN04_OLDI | HOUPARRHNHPELCE03_OLDI | HPELCE03 | HPELCN04 | PAR_OLDI | HPELCE03_HPELCN04 | 3 | 0 | 0.95 | Similar
HOUPARRHNHPELCN04_OLDI_FHPELCE03_D67 | Residential heating technology - Heat pump, Ground source - single-family house - existing building - distributed level 0.67 | HOUELC, HOUAMB | HOUPARRHN_OLDI_DMD | MKr20 | 2025 | 20.9344 | 0.23205 | 0.29218 | [5 empty] | PAR | I | OLD | 3.4226 |  | RHNHPELC | 4 | 0.66667 | HOUPARRHNHPELCN04_OLDI_FHPELCE03 | 1 | HOUPARRHNHPELCN04_OLDI | HOUPARRHNHPELCE03_OLDI | HPELCE03 | HPELCN04 | PAR_OLDI | HPELCE03_HPELCN04 | 3 | 0 | 0.95 | Similar
HOUPARRHNHPELCN04_OLDI_FHPELCE03_D67 | Residential heating technology - Heat pump, Ground source - single-family house - existing building - distributed level 0.67 | HOUELC, HOUAMB | HOUPARRHN_OLDI_DMD | MKr20 | 2030 | 19.8326 | 0.22831 | 0.28417 | [5 empty] | PAR | I | OLD | 3.519 |  | RHNHPELC | 4 | 0.66667 | HOUPARRHNHPELCN04_OLDI_FHPELCE03 | 1 | HOUPARRHNHPELCN04_OLDI | HOUPARRHNHPELCE03_OLDI | HPELCE03 | HPELCN04 | PAR_OLDI | HPELCE03_HPELCN04 | 3 | 0 | 0.95 | Similar
HOUPARRHNHPELCN04_OLDI_FHPELCE03_D67 | Residential heating technology - Heat pump, Ground source - single-family house - existing building - distributed level 0.67 | HOUELC, HOUAMB | HOUPARRHN_OLDI_DMD | MKr20 | 2040 | 18.8409 | 0.22136 | 0.27296 | [5 empty] | PAR | I | OLD | 3.6636 |  | RHNHPELC | 4 | 0.66667 | HOUPARRHNHPELCN04_OLDI_FHPELCE03 | 1 | HOUPARRHNHPELCN04_OLDI | HOUPARRHNHPELCE03_OLDI | HPELCE03 | HPELCN04 | PAR_OLDI | HPELCE03_HPELCN04 | 3 | 0 | 0.95 | Similar
HOUPARRHNHPELCN04_OLDI_FHPELCE03_D67 | Residential heating technology - Heat pump, Ground source - single-family house - existing building - distributed level 0.67 | HOUELC, HOUAMB | HOUPARRHN_OLDI_DMD | MKr20 | 2050 | 17.8493 | 0.21442 | 0.26941 | [5 empty] | PAR | I | OLD | 3.7118 |  | RHNHPELC | 4 | 0.66667 | HOUPARRHNHPELCN04_OLDI_FHPELCE03 | 1 | HOUPARRHNHPELCN04_OLDI | HOUPARRHNHPELCE03_OLDI | HPELCE03 | HPELCN04 | PAR_OLDI | HPELCE03_HPELCN04 | 3 | 0 | 0.95 | Similar
HOUPARRHNHPELCN03_OLDI_FHPELCE03_D67 | Residential heating technology - Heat pump, Air-to-water - single-family house - existing building - distributed level 0.67 | HOUELC, HOUAMB | HOUPARRHN_OLDI_DMD | MKr20 | 2020 | 15.7635 | 0.35522 | 0.32928 | [5 empty] | PAR | I | OLD | 3.0369 |  | RHNHPELC | 4 | 0.66667 | HOUPARRHNHPELCN03_OLDI_FHPELCE03 | 1 | HOUPARRHNHPELCN03_OLDI | HOUPARRHNHPELCE03_OLDI | HPELCE03 | HPELCN03 | PAR_OLDI | HPELCE03_HPELCN03 | 2 | 0 | 0.9 | Same
HOUPARRHNHPELCN03_OLDI_FHPELCE03_D67 | Residential heating technology - Heat pump, Air-to-water - single-family house - existing building - distributed level 0.67 | HOUELC, HOUAMB | HOUPARRHN_OLDI_DMD | MKr20 | 2025 | 14.5401 | 0.25961 | 0.31431 | [5 empty] | PAR | I | OLD | 3.1815 |  | RHNHPELC | 4 | 0.66667 | HOUPARRHNHPELCN03_OLDI_FHPELCE03 | 1 | HOUPARRHNHPELCN03_OLDI | HOUPARRHNHPELCE03_OLDI | HPELCE03 | HPELCN03 | PAR_OLDI | HPELCE03_HPELCN03 | 2 | 0 | 0.9 | Same
HOUPARRHNHPELCN03_OLDI_FHPELCE03_D67 | Residential heating technology - Heat pump, Air-to-water - single-family house - existing building - distributed level 0.67 | HOUELC, HOUAMB | HOUPARRHN_OLDI_DMD | MKr20 | 2030 | 13.3167 | 0.25587 | 0.30065 | [5 empty] | PAR | I | OLD | 3.3262 |  | RHNHPELC | 4 | 0.66667 | HOUPARRHNHPELCN03_OLDI_FHPELCE03 | 1 | HOUPARRHNHPELCN03_OLDI | HOUPARRHNHPELCE03_OLDI | HPELCE03 | HPELCN03 | PAR_OLDI | HPELCE03_HPELCN03 | 2 | 0 | 0.9 | Same
HOUPARRHNHPELCN03_OLDI_FHPELCE03_D67 | Residential heating technology - Heat pump, Air-to-water - single-family house - existing building - distributed level 0.67 | HOUELC, HOUAMB | HOUPARRHN_OLDI_DMD | MKr20 | 2040 | 12.3244 | 0.24892 | 0.28812 | [5 empty] | PAR | I | OLD | 3.4708 |  | RHNHPELC | 4 | 0.66667 | HOUPARRHNHPELCN03_OLDI_FHPELCE03 | 1 | HOUPARRHNHPELCN03_OLDI | HOUPARRHNHPELCE03_OLDI | HPELCE03 | HPELCN03 | PAR_OLDI | HPELCE03_HPELCN03 | 2 | 0 | 0.9 | Same
HOUPARRHNHPELCN03_OLDI_FHPELCE03_D67 | Residential heating technology - Heat pump, Air-to-water - single-family house - existing building - distributed level 0.67 | HOUELC, HOUAMB | HOUPARRHN_OLDI_DMD | MKr20 | 2050 | 11.3322 | 0.24198 | 0.28033 | [5 empty] | PAR | I | OLD | 3.5672 |  | RHNHPELC | 4 | 0.66667 | HOUPARRHNHPELCN03_OLDI_FHPELCE03 | 1 | HOUPARRHNHPELCN03_OLDI | HOUPARRHNHPELCE03_OLDI | HPELCE03 | HPELCN03 | PAR_OLDI | HPELCE03_HPELCN03 | 2 | 0 | 0.9 | Same
HOUPARRHNHPELCN02_OLDI_FHPELCE03_D67 | Residential heating technology - Heat pump, Air-to-air - single-family house - existing building - distributed level 0.67 | HOUELC, HOUAMB | HOUPARRHN_OLDI_DMD | MKr20 | 2020 | 3.2165 | 0.18468 | 0.21386 | [5 empty] | PAR | I | OLD | 4.6759 |  | RHNHPELC | 4 | 0.66667 | HOUPARRHNHPELCN02_OLDI_FHPELCE03 | 1 | HOUPARRHNHPELCN02_OLDI | HOUPARRHNHPELCE03_OLDI | HPELCE03 | HPELCN02 | PAR_OLDI | HPELCE03_HPELCN02 | 5 | 0 | 1.1 | Unlikely
HOUPARRHNHPELCN02_OLDI_FHPELCE03_D67 | Residential heating technology - Heat pump, Air-to-air - single-family house - existing building - distributed level 0.67 | HOUELC, HOUAMB | HOUPARRHN_OLDI_DMD | MKr20 | 2025 | 3.1379 | 0.12547 | 0.20338 | [5 empty] | PAR | I | OLD | 4.9169 |  | RHNHPELC | 4 | 0.66667 | HOUPARRHNHPELCN02_OLDI_FHPELCE03 | 1 | HOUPARRHNHPELCN02_OLDI | HOUPARRHNHPELCE03_OLDI | HPELCE03 | HPELCN02 | PAR_OLDI | HPELCE03_HPELCN02 | 5 | 0 | 1.1 | Unlikely
HOUPARRHNHPELCN02_OLDI_FHPELCE03_D67 | Residential heating technology - Heat pump, Air-to-air - single-family house - existing building - distributed level 0.67 | HOUELC, HOUAMB | HOUPARRHN_OLDI_DMD | MKr20 | 2030 | 3.0593 | 0.12315 | 0.1957 | [5 empty] | PAR | I | OLD | 5.1098 |  | RHNHPELC | 4 | 0.66667 | HOUPARRHNHPELCN02_OLDI_FHPELCE03 | 1 | HOUPARRHNHPELCN02_OLDI | HOUPARRHNHPELCE03_OLDI | HPELCE03 | HPELCN02 | PAR_OLDI | HPELCE03_HPELCN02 | 5 | 0 | 1.1 | Unlikely
HOUPARRHNHPELCN02_OLDI_FHPELCE03_D67 | Residential heating technology - Heat pump, Air-to-air - single-family house - existing building - distributed level 0.67 | HOUELC, HOUAMB | HOUPARRHN_OLDI_DMD | MKr20 | 2040 | 2.9134 | 0.11885 | 0.18859 | [5 empty] | PAR | I | OLD | 5.3026 |  | RHNHPELC | 4 | 0.66667 | HOUPARRHNHPELCN02_OLDI_FHPELCE03 | 1 | HOUPARRHNHPELCN02_OLDI | HOUPARRHNHPELCE03_OLDI | HPELCE03 | HPELCN02 | PAR_OLDI | HPELCE03_HPELCN02 | 5 | 0 | 1.1 | Unlikely
HOUPARRHNHPELCN02_OLDI_FHPELCE03_D67 | Residential heating technology - Heat pump, Air-to-air - single-family house - existing building - distributed level 0.67 | HOUELC, HOUAMB | HOUPARRHN_OLDI_DMD | MKr20 | 2050 | 2.7675 | 0.11455 | 0.18522 | [5 empty] | PAR | I | OLD | 5.399 |  | RHNHPELC | 4 | 0.66667 | HOUPARRHNHPELCN02_OLDI_FHPELCE03 | 1 | HOUPARRHNHPELCN02_OLDI | HOUPARRHNHPELCE03_OLDI | HPELCE03 | HPELCN02 | PAR_OLDI | HPELCE03_HPELCN02 | 5 | 0 | 1.1 | Unlikely
HOUPARRHNDIELCN06_OLDI_FHPELCE03_D67 | Residential heating technology - Electric heating - electric panel from Bauhaus - single-family house - new building - distributed level 0.67 | HOUELC | HOUPARRHN_OLDI_DMD | MKr20 | 2020 | 0.64843 | 0 | [6 empty] | PAR | I | OLD |  |  | RHNDIELC | 4 | 0.66667 | HOUPARRHNDIELCN06_OLDI_FHPELCE03 | 1 | HOUPARRHNDIELCN06_OLDI | HOUPARRHNHPELCE03_OLDI | HPELCE03 | DIELCN06 | PAR_OLDI | HPELCE03_DIELCN06 | 5 | 0 | 1.1 | Unlikely
HOUPARRHNDIELCN06_OLDI_FHPELCE03_D67 | Residential heating technology - Electric heating - electric panel from Bauhaus - single-family house - new building - distributed level 0.67 | HOUELC | HOUPARRHN_OLDI_DMD | MKr20 | 2025 | 0.64843 | 0 | [6 empty] | PAR | I | OLD |  |  | RHNDIELC | 4 | 0.66667 | HOUPARRHNDIELCN06_OLDI_FHPELCE03 | 1 | HOUPARRHNDIELCN06_OLDI | HOUPARRHNHPELCE03_OLDI | HPELCE03 | DIELCN06 | PAR_OLDI | HPELCE03_DIELCN06 | 5 | 0 | 1.1 | Unlikely
HOUPARRHNDIELCN06_OLDI_FHPELCE03_D67 | Residential heating technology - Electric heating - electric panel from Bauhaus - single-family house - new building - distributed level 0.67 | HOUELC | HOUPARRHN_OLDI_DMD | MKr20 | 2030 | 0.64843 | 0 | [6 empty] | PAR | I | OLD |  |  | RHNDIELC | 4 | 0.66667 | HOUPARRHNDIELCN06_OLDI_FHPELCE03 | 1 | HOUPARRHNDIELCN06_OLDI | HOUPARRHNHPELCE03_OLDI | HPELCE03 | DIELCN06 | PAR_OLDI | HPELCE03_DIELCN06 | 5 | 0 | 1.1 | Unlikely
HOUPARRHNDIELCN06_OLDI_FHPELCE03_D67 | Residential heating technology - Electric heating - electric panel from Bauhaus - single-family house - new building - distributed level 0.67 | HOUELC | HOUPARRHN_OLDI_DMD | MKr20 | 2040 | 0.64843 | 0 | [6 empty] | PAR | I | OLD |  |  | RHNDIELC | 4 | 0.66667 | HOUPARRHNDIELCN06_OLDI_FHPELCE03 | 1 | HOUPARRHNDIELCN06_OLDI | HOUPARRHNHPELCE03_OLDI | HPELCE03 | DIELCN06 | PAR_OLDI | HPELCE03_DIELCN06 | 5 | 0 | 1.1 | Unlikely
HOUPARRHNDIELCN06_OLDI_FHPELCE03_D67 | Residential heating technology - Electric heating - electric panel from Bauhaus - single-family house - new building - distributed level 0.67 | HOUELC | HOUPARRHN_OLDI_DMD | MKr20 | 2050 | 0.64843 | 0 | [6 empty] | PAR | I | OLD |  |  | RHNDIELC | 4 | 0.66667 | HOUPARRHNDIELCN06_OLDI_FHPELCE03 | 1 | HOUPARRHNDIELCN06_OLDI | HOUPARRHNHPELCE03_OLDI | HPELCE03 | DIELCN06 | PAR_OLDI | HPELCE03_DIELCN06 | 5 | 0 | 1.1 | Unlikely
HOUPARRHNDIELCN01_OLDI_FHPELCE03_D67 | Residential heating technology - Electric heating - single-family house - new building - distributed level 0.67 | HOUELC | HOUPARRHN_OLDI_DMD | MKr20 | 2020 | 7.8786 | 0.063879 | [6 empty] | PAR | I | OLD |  |  | RHNDIELC | 4 | 0.66667 | HOUPARRHNDIELCN01_OLDI_FHPELCE03 | 1 | HOUPARRHNDIELCN01_OLDI | HOUPARRHNHPELCE03_OLDI | HPELCE03 | DIELCN01 | PAR_OLDI | HPELCE03_DIELCN01 | 5 | 0 | 1.1 | Unlikely
HOUPARRHNDIELCN01_OLDI_FHPELCE03_D67 | Residential heating technology - Electric heating - single-family house - new building - distributed level 0.67 | HOUELC | HOUPARRHN_OLDI_DMD | MKr20 | 2025 | 7.6836 | 0.063879 | [6 empty] | PAR | I | OLD |  |  | RHNDIELC | 4 | 0.66667 | HOUPARRHNDIELCN01_OLDI_FHPELCE03 | 1 | HOUPARRHNDIELCN01_OLDI | HOUPARRHNHPELCE03_OLDI | HPELCE03 | DIELCN01 | PAR_OLDI | HPELCE03_DIELCN01 | 5 | 0 | 1.1 | Unlikely
HOUPARRHNDIELCN01_OLDI_FHPELCE03_D67 | Residential heating technology - Electric heating - single-family house - new building - distributed level 0.67 | HOUELC | HOUPARRHN_OLDI_DMD | MKr20 | 2030 | 7.4934 | 0.061217 | [6 empty] | PAR | I | OLD |  |  | RHNDIELC | 4 | 0.66667 | HOUPARRHNDIELCN01_OLDI_FHPELCE03 | 1 | HOUPARRHNDIELCN01_OLDI | HOUPARRHNHPELCE03_OLDI | HPELCE03 | DIELCN01 | PAR_OLDI | HPELCE03_DIELCN01 | 5 | 0 | 1.1 | Unlikely
HOUPARRHNDIELCN01_OLDI_FHPELCE03_D67 | Residential heating technology - Electric heating - single-family house - new building - distributed level 0.67 | HOUELC | HOUPARRHN_OLDI_DMD | MKr20 | 2040 | 7.1271 | 0.058555 | [6 empty] | PAR | I | OLD |  |  | RHNDIELC | 4 | 0.66667 | HOUPARRHNDIELCN01_OLDI_FHPELCE03 | 1 | HOUPARRHNDIELCN01_OLDI | HOUPARRHNHPELCE03_OLDI | HPELCE03 | DIELCN01 | PAR_OLDI | HPELCE03_DIELCN01 | 5 | 0 | 1.1 | Unlikely
HOUPARRHNDIELCN01_OLDI_FHPELCE03_D67 | Residential heating technology - Electric heating - single-family house - new building - distributed level 0.67 | HOUELC | HOUPARRHN_OLDI_DMD | MKr20 | 2050 | 6.7786 | 0.055894 | [6 empty] | PAR | I | OLD |  |  | RHNDIELC | 4 | 0.66667 | HOUPARRHNDIELCN01_OLDI_FHPELCE03 | 1 | HOUPARRHNDIELCN01_OLDI | HOUPARRHNHPELCE03_OLDI | HPELCE03 | DIELCN01 | PAR_OLDI | HPELCE03_DIELCN01 | 5 | 0 | 1.1 | Unlikely
HOUPARRHNBHSOLN01_OLDI_FHPELCE03_D67 | Residential heating technology - Solar heating system - single-family house - existing building - distributed level 0.67 | HOUSOL | HOUPARRHN_OLDI_DMD | MKr20 | 2020 | 8.6578 | 0.099715 | [6 empty] | PAR | I | OLD |  |  | RHNBHSOL | 4 | 0.66667 | HOUPARRHNBHSOLN01_OLDI_FHPELCE03 | 1 | HOUPARRHNBHSOLN01_OLDI | HOUPARRHNHPELCE03_OLDI | HPELCE03 | BHSOLN01 | PAR_OLDI | HPELCE03_BHSOLN01 | 5 | 0 | 1.1 | Unlikely
HOUPARRHNBHSOLN01_OLDI_FHPELCE03_D67 | Residential heating technology - Solar heating system - single-family house - existing building - distributed level 0.67 | HOUSOL | HOUPARRHN_OLDI_DMD | MKr20 | 2025 | 8.4435 | 0.093632 | [6 empty] | PAR | I | OLD |  |  | RHNBHSOL | 4 | 0.66667 | HOUPARRHNBHSOLN01_OLDI_FHPELCE03 | 1 | HOUPARRHNBHSOLN01_OLDI | HOUPARRHNHPELCE03_OLDI | HPELCE03 | BHSOLN01 | PAR_OLDI | HPELCE03_BHSOLN01 | 5 | 0 | 1.1 | Unlikely
HOUPARRHNBHSOLN01_OLDI_FHPELCE03_D67 | Residential heating technology - Solar heating system - single-family house - existing building - distributed level 0.67 | HOUSOL | HOUPARRHN_OLDI_DMD | MKr20 | 2030 | 8.2345 | 0.09135 | [6 empty] | PAR | I | OLD |  |  | RHNBHSOL | 4 | 0.66667 | HOUPARRHNBHSOLN01_OLDI_FHPELCE03 | 1 | HOUPARRHNBHSOLN01_OLDI | HOUPARRHNHPELCE03_OLDI | HPELCE03 | BHSOLN01 | PAR_OLDI | HPELCE03_BHSOLN01 | 5 | 0 | 1.1 | Unlikely
HOUPARRHNBHSOLN01_OLDI_FHPELCE03_D67 | Residential heating technology - Solar heating system - single-family house - existing building - distributed level 0.67 | HOUSOL | HOUPARRHN_OLDI_DMD | MKr20 | 2040 | 7.832 | 0.086407 | [6 empty] | PAR | I | OLD |  |  | RHNBHSOL | 4 | 0.66667 | HOUPARRHNBHSOLN01_OLDI_FHPELCE03 | 1 | HOUPARRHNBHSOLN01_OLDI | HOUPARRHNHPELCE03_OLDI | HPELCE03 | BHSOLN01 | PAR_OLDI | HPELCE03_BHSOLN01 | 5 | 0 | 1.1 | Unlikely
HOUPARRHNBHSOLN01_OLDI_FHPELCE03_D67 | Residential heating technology - Solar heating system - single-family house - existing building - distributed level 0.67 | HOUSOL | HOUPARRHN_OLDI_DMD | MKr20 | 2050 | 7.4491 | 0.081464 | [6 empty] | PAR | I | OLD |  |  | RHNBHSOL | 4 | 0.66667 | HOUPARRHNBHSOLN01_OLDI_FHPELCE03 | 1 | HOUPARRHNBHSOLN01_OLDI | HOUPARRHNHPELCE03_OLDI | HPELCE03 | BHSOLN01 | PAR_OLDI | HPELCE03_BHSOLN01 | 5 | 0 | 1.1 | Unlikely
HOUPARRHNBHDHDN09_OLDI_FHPELCE03_D67 | Residential heating technology - Direct district heating substation - plus connection pipe - plus distribution (heating density: low ) - single-family house - existing building - distributed level 0.67 | HOUDHD | HOUPARRHN_OLDI_DMD | MKr20 | 2020 | 11.2106 | 0.032445 | [6 empty] | PAR | I | OLD |  |  | RHNBHDHD | 4 | 0.66667 | HOUPARRHNBHDHDN09_OLDI_FHPELCE03 | 1 | HOUPARRHNBHDHDN09_OLDI | HOUPARRHNHPELCE03_OLDI | HPELCE03 | BHDHDN09 | PAR_OLDI | HPELCE03_BHDHDN09 | 6 | 0 | 1 | New
HOUPARRHNBHDHDN09_OLDI_FHPELCE03_D67 | Residential heating technology - Direct district heating substation - plus connection pipe - plus distribution (heating density: low ) - single-family house - existing building - distributed level 0.67 | HOUDHD | HOUPARRHN_OLDI_DMD | MKr20 | 2025 | 11.1707 | 0.032205 | [6 empty] | PAR | I | OLD |  |  | RHNBHDHD | 4 | 0.66667 | HOUPARRHNBHDHDN09_OLDI_FHPELCE03 | 1 | HOUPARRHNBHDHDN09_OLDI | HOUPARRHNHPELCE03_OLDI | HPELCE03 | BHDHDN09 | PAR_OLDI | HPELCE03_BHDHDN09 | 6 | 0 | 1 | New
HOUPARRHNBHDHDN09_OLDI_FHPELCE03_D67 | Residential heating technology - Direct district heating substation - plus connection pipe - plus distribution (heating density: low ) - single-family house - existing building - distributed level 0.67 | HOUDHD | HOUPARRHN_OLDI_DMD | MKr20 | 2030 | 11.1374 | 0.03163 | [6 empty] | PAR | I | OLD |  |  | RHNBHDHD | 4 | 0.66667 | HOUPARRHNBHDHDN09_OLDI_FHPELCE03 | 1 | HOUPARRHNBHDHDN09_OLDI | HOUPARRHNHPELCE03_OLDI | HPELCE03 | BHDHDN09 | PAR_OLDI | HPELCE03_BHDHDN09 | 6 | 0 | 1 | New
HOUPARRHNBHDHDN09_OLDI_FHPELCE03_D67 | Residential heating technology - Direct district heating substation - plus connection pipe - plus distribution (heating density: low ) - single-family house - existing building - distributed level 0.67 | HOUDHD | HOUPARRHN_OLDI_DMD | MKr20 | 2040 | 11.0775 | 0.030268 | [6 empty] | PAR | I | OLD |  |  | RHNBHDHD | 4 | 0.66667 | HOUPARRHNBHDHDN09_OLDI_FHPELCE03 | 1 | HOUPARRHNBHDHDN09_OLDI | HOUPARRHNHPELCE03_OLDI | HPELCE03 | BHDHDN09 | PAR_OLDI | HPELCE03_BHDHDN09 | 6 | 0 | 1 | New
HOUPARRHNBHDHDN09_OLDI_FHPELCE03_D67 | Residential heating technology - Direct district heating substation - plus connection pipe - plus distribution (heating density: low ) - single-family house - existing building - distributed level 0.67 | HOUDHD | HOUPARRHN_OLDI_DMD | MKr20 | 2050 | 11.011 | 0.028286 | [6 empty] | PAR | I | OLD |  |  | RHNBHDHD | 4 | 0.66667 | HOUPARRHNBHDHDN09_OLDI_FHPELCE03 | 1 | HOUPARRHNBHDHDN09_OLDI | HOUPARRHNHPELCE03_OLDI | HPELCE03 | BHDHDN09 | PAR_OLDI | HPELCE03_BHDHDN09 | 6 | 0 | 1 | New
HOUPARRHNBHDHDN07_OLDI_FHPELCE03_D67 | Residential heating technology - Direct district heating substation - plus connection pipe - plus distribution (heating density: medium ) - single-family house - existing building - distributed level 0.67 | HOUDHD | HOUPARRHN_OLDI_DMD | MKr20 | 2020 | 4.5119 | 0.032445 | [6 empty] | PAR | I | OLD |  |  | RHNBHDHD | 4 | 0.66667 | HOUPARRHNBHDHDN07_OLDI_FHPELCE03 | 1 | HOUPARRHNBHDHDN07_OLDI | HOUPARRHNHPELCE03_OLDI | HPELCE03 | BHDHDN07 | PAR_OLDI | HPELCE03_BHDHDN07 | 6 | 0 | 1 | New
HOUPARRHNBHDHDN07_OLDI_FHPELCE03_D67 | Residential heating technology - Direct district heating substation - plus connection pipe - plus distribution (heating density: medium ) - single-family house - existing building - distributed level 0.67 | HOUDHD | HOUPARRHN_OLDI_DMD | MKr20 | 2025 | 4.472 | 0.032205 | [6 empty] | PAR | I | OLD |  |  | RHNBHDHD | 4 | 0.66667 | HOUPARRHNBHDHDN07_OLDI_FHPELCE03 | 1 | HOUPARRHNBHDHDN07_OLDI | HOUPARRHNHPELCE03_OLDI | HPELCE03 | BHDHDN07 | PAR_OLDI | HPELCE03_BHDHDN07 | 6 | 0 | 1 | New
HOUPARRHNBHDHDN07_OLDI_FHPELCE03_D67 | Residential heating technology - Direct district heating substation - plus connection pipe - plus distribution (heating density: medium ) - single-family house - existing building - distributed level 0.67 | HOUDHD | HOUPARRHN_OLDI_DMD | MKr20 | 2030 | 4.4387 | 0.03163 | [6 empty] | PAR | I | OLD |  |  | RHNBHDHD | 4 | 0.66667 | HOUPARRHNBHDHDN07_OLDI_FHPELCE03 | 1 | HOUPARRHNBHDHDN07_OLDI | HOUPARRHNHPELCE03_OLDI | HPELCE03 | BHDHDN07 | PAR_OLDI | HPELCE03_BHDHDN07 | 6 | 0 | 1 | New
HOUPARRHNBHDHDN07_OLDI_FHPELCE03_D67 | Residential heating technology - Direct district heating substation - plus connection pipe - plus distribution (heating density: medium ) - single-family house - existing building - distributed level 0.67 | HOUDHD | HOUPARRHN_OLDI_DMD | MKr20 | 2040 | 4.3788 | 0.030268 | [6 empty] | PAR | I | OLD |  |  | RHNBHDHD | 4 | 0.66667 | HOUPARRHNBHDHDN07_OLDI_FHPELCE03 | 1 | HOUPARRHNBHDHDN07_OLDI | HOUPARRHNHPELCE03_OLDI | HPELCE03 | BHDHDN07 | PAR_OLDI | HPELCE03_BHDHDN07 | 6 | 0 | 1 | New
HOUPARRHNBHDHDN07_OLDI_FHPELCE03_D67 | Residential heating technology - Direct district heating substation - plus connection pipe - plus distribution (heating density: medium ) - single-family house - existing building - distributed level 0.67 | HOUDHD | HOUPARRHN_OLDI_DMD | MKr20 | 2050 | 4.3123 | 0.028286 | [6 empty] | PAR | I | OLD |  |  | RHNBHDHD | 4 | 0.66667 | HOUPARRHNBHDHDN07_OLDI_FHPELCE03 | 1 | HOUPARRHNBHDHDN07_OLDI | HOUPARRHNHPELCE03_OLDI | HPELCE03 | BHDHDN07 | PAR_OLDI | HPELCE03_BHDHDN07 | 6 | 0 | 1 | New
HOUPARRHNBHDHDN05_OLDI_FHPELCE03_D67 | Residential heating technology - Direct district heating substation - plus connection pipe - plus distribution (heating density: high ) - single-family house - existing building - distributed level 0.67 | HOUDHD | HOUPARRHN_OLDI_DMD | MKr20 | 2020 | 3.4401 | 0.032445 | [6 empty] | PAR | I | OLD |  |  | RHNBHDHD | 4 | 0.66667 | HOUPARRHNBHDHDN05_OLDI_FHPELCE03 | 1 | HOUPARRHNBHDHDN05_OLDI | HOUPARRHNHPELCE03_OLDI | HPELCE03 | BHDHDN05 | PAR_OLDI | HPELCE03_BHDHDN05 | 6 | 0 | 1 | New
HOUPARRHNBHDHDN05_OLDI_FHPELCE03_D67 | Residential heating technology - Direct district heating substation - plus connection pipe - plus distribution (heating density: high ) - single-family house - existing building - distributed level 0.67 | HOUDHD | HOUPARRHN_OLDI_DMD | MKr20 | 2025 | 3.4002 | 0.032205 | [6 empty] | PAR | I | OLD |  |  | RHNBHDHD | 4 | 0.66667 | HOUPARRHNBHDHDN05_OLDI_FHPELCE03 | 1 | HOUPARRHNBHDHDN05_OLDI | HOUPARRHNHPELCE03_OLDI | HPELCE03 | BHDHDN05 | PAR_OLDI | HPELCE03_BHDHDN05 | 6 | 0 | 1 | New
HOUPARRHNBHDHDN05_OLDI_FHPELCE03_D67 | Residential heating technology - Direct district heating substation - plus connection pipe - plus distribution (heating density: high ) - single-family house - existing building - distributed level 0.67 | HOUDHD | HOUPARRHN_OLDI_DMD | MKr20 | 2030 | 3.3669 | 0.03163 | [6 empty] | PAR | I | OLD |  |  | RHNBHDHD | 4 | 0.66667 | HOUPARRHNBHDHDN05_OLDI_FHPELCE03 | 1 | HOUPARRHNBHDHDN05_OLDI | HOUPARRHNHPELCE03_OLDI | HPELCE03 | BHDHDN05 | PAR_OLDI | HPELCE03_BHDHDN05 | 6 | 0 | 1 | New
HOUPARRHNBHDHDN05_OLDI_FHPELCE03_D67 | Residential heating technology - Direct district heating substation - plus connection pipe - plus distribution (heating density: high ) - single-family house - existing building - distributed level 0.67 | HOUDHD | HOUPARRHN_OLDI_DMD | MKr20 | 2040 | 3.307 | 0.030268 | [6 empty] | PAR | I | OLD |  |  | RHNBHDHD | 4 | 0.66667 | HOUPARRHNBHDHDN05_OLDI_FHPELCE03 | 1 | HOUPARRHNBHDHDN05_OLDI | HOUPARRHNHPELCE03_OLDI | HPELCE03 | BHDHDN05 | PAR_OLDI | HPELCE03_BHDHDN05 | 6 | 0 | 1 | New
HOUPARRHNBHDHDN05_OLDI_FHPELCE03_D67 | Residential heating technology - Direct district heating substation - plus connection pipe - plus distribution (heating density: high ) - single-family house - existing building - distributed level 0.67 | HOUDHD | HOUPARRHN_OLDI_DMD | MKr20 | 2050 | 3.2405 | 0.028286 | [6 empty] | PAR | I | OLD |  |  | RHNBHDHD | 4 | 0.66667 | HOUPARRHNBHDHDN05_OLDI_FHPELCE03 | 1 | HOUPARRHNBHDHDN05_OLDI | HOUPARRHNHPELCE03_OLDI | HPELCE03 | BHDHDN05 | PAR_OLDI | HPELCE03_BHDHDN05 | 6 | 0 | 1 | New
HOUPARRHNBHDHCN09_OLDI_FHPELCE03_D67 | Residential heating technology - Direct district heating substation - plus connection pipe - plus distribution (heating density: low ) - single-family house - existing building - distributed level 0.67 | HOUDHC | HOUPARRHN_OLDI_DMD | MKr20 | 2020 | 11.2106 | 0.032445 | [6 empty] | PAR | I | OLD |  |  | RHNBHDHC | 4 | 0.66667 | HOUPARRHNBHDHCN09_OLDI_FHPELCE03 | 1 | HOUPARRHNBHDHCN09_OLDI | HOUPARRHNHPELCE03_OLDI | HPELCE03 | BHDHCN09 | PAR_OLDI | HPELCE03_BHDHCN09 | 6 | 0 | 1 | New
HOUPARRHNBHDHCN09_OLDI_FHPELCE03_D67 | Residential heating technology - Direct district heating substation - plus connection pipe - plus distribution (heating density: low ) - single-family house - existing building - distributed level 0.67 | HOUDHC | HOUPARRHN_OLDI_DMD | MKr20 | 2025 | 11.1707 | 0.032205 | [6 empty] | PAR | I | OLD |  |  | RHNBHDHC | 4 | 0.66667 | HOUPARRHNBHDHCN09_OLDI_FHPELCE03 | 1 | HOUPARRHNBHDHCN09_OLDI | HOUPARRHNHPELCE03_OLDI | HPELCE03 | BHDHCN09 | PAR_OLDI | HPELCE03_BHDHCN09 | 6 | 0 | 1 | New
HOUPARRHNBHDHCN09_OLDI_FHPELCE03_D67 | Residential heating technology - Direct district heating substation - plus connection pipe - plus distribution (heating density: low ) - single-family house - existing building - distributed level 0.67 | HOUDHC | HOUPARRHN_OLDI_DMD | MKr20 | 2030 | 11.1374 | 0.03163 | [6 empty] | PAR | I | OLD |  |  | RHNBHDHC | 4 | 0.66667 | HOUPARRHNBHDHCN09_OLDI_FHPELCE03 | 1 | HOUPARRHNBHDHCN09_OLDI | HOUPARRHNHPELCE03_OLDI | HPELCE03 | BHDHCN09 | PAR_OLDI | HPELCE03_BHDHCN09 | 6 | 0 | 1 | New
HOUPARRHNBHDHCN09_OLDI_FHPELCE03_D67 | Residential heating technology - Direct district heating substation - plus connection pipe - plus distribution (heating density: low ) - single-family house - existing building - distributed level 0.67 | HOUDHC | HOUPARRHN_OLDI_DMD | MKr20 | 2040 | 11.0775 | 0.030268 | [6 empty] | PAR | I | OLD |  |  | RHNBHDHC | 4 | 0.66667 | HOUPARRHNBHDHCN09_OLDI_FHPELCE03 | 1 | HOUPARRHNBHDHCN09_OLDI | HOUPARRHNHPELCE03_OLDI | HPELCE03 | BHDHCN09 | PAR_OLDI | HPELCE03_BHDHCN09 | 6 | 0 | 1 | New
HOUPARRHNBHDHCN09_OLDI_FHPELCE03_D67 | Residential heating technology - Direct district heating substation - plus connection pipe - plus distribution (heating density: low ) - single-family house - existing building - distributed level 0.67 | HOUDHC | HOUPARRHN_OLDI_DMD | MKr20 | 2050 | 11.011 | 0.028286 | [6 empty] | PAR | I | OLD |  |  | RHNBHDHC | 4 | 0.66667 | HOUPARRHNBHDHCN09_OLDI_FHPELCE03 | 1 | HOUPARRHNBHDHCN09_OLDI | HOUPARRHNHPELCE03_OLDI | HPELCE03 | BHDHCN09 | PAR_OLDI | HPELCE03_BHDHCN09 | 6 | 0 | 1 | New
HOUPARRHNBHDHCN07_OLDI_FHPELCE03_D67 | Residential heating technology - Direct district heating substation - plus connection pipe - plus distribution (heating density: medium ) - single-family house - existing building - distributed level 0.67 | HOUDHC | HOUPARRHN_OLDI_DMD | MKr20 | 2020 | 4.5119 | 0.032445 | [6 empty] | PAR | I | OLD |  |  | RHNBHDHC | 4 | 0.66667 | HOUPARRHNBHDHCN07_OLDI_FHPELCE03 | 1 | HOUPARRHNBHDHCN07_OLDI | HOUPARRHNHPELCE03_OLDI | HPELCE03 | BHDHCN07 | PAR_OLDI | HPELCE03_BHDHCN07 | 6 | 0 | 1 | New
HOUPARRHNBHDHCN07_OLDI_FHPELCE03_D67 | Residential heating technology - Direct district heating substation - plus connection pipe - plus distribution (heating density: medium ) - single-family house - existing building - distributed level 0.67 | HOUDHC | HOUPARRHN_OLDI_DMD | MKr20 | 2025 | 4.472 | 0.032205 | [6 empty] | PAR | I | OLD |  |  | RHNBHDHC | 4 | 0.66667 | HOUPARRHNBHDHCN07_OLDI_FHPELCE03 | 1 | HOUPARRHNBHDHCN07_OLDI | HOUPARRHNHPELCE03_OLDI | HPELCE03 | BHDHCN07 | PAR_OLDI | HPELCE03_BHDHCN07 | 6 | 0 | 1 | New
HOUPARRHNBHDHCN07_OLDI_FHPELCE03_D67 | Residential heating technology - Direct district heating substation - plus connection pipe - plus distribution (heating density: medium ) - single-family house - existing building - distributed level 0.67 | HOUDHC | HOUPARRHN_OLDI_DMD | MKr20 | 2030 | 4.4387 | 0.03163 | [6 empty] | PAR | I | OLD |  |  | RHNBHDHC | 4 | 0.66667 | HOUPARRHNBHDHCN07_OLDI_FHPELCE03 | 1 | HOUPARRHNBHDHCN07_OLDI | HOUPARRHNHPELCE03_OLDI | HPELCE03 | BHDHCN07 | PAR_OLDI | HPELCE03_BHDHCN07 | 6 | 0 | 1 | New
HOUPARRHNBHDHCN07_OLDI_FHPELCE03_D67 | Residential heating technology - Direct district heating substation - plus connection pipe - plus distribution (heating density: medium ) - single-family house - existing building - distributed level 0.67 | HOUDHC | HOUPARRHN_OLDI_DMD | MKr20 | 2040 | 4.3788 | 0.030268 | [6 empty] | PAR | I | OLD |  |  | RHNBHDHC | 4 | 0.66667 | HOUPARRHNBHDHCN07_OLDI_FHPELCE03 | 1 | HOUPARRHNBHDHCN07_OLDI | HOUPARRHNHPELCE03_OLDI | HPELCE03 | BHDHCN07 | PAR_OLDI | HPELCE03_BHDHCN07 | 6 | 0 | 1 | New
HOUPARRHNBHDHCN07_OLDI_FHPELCE03_D67 | Residential heating technology - Direct district heating substation - plus connection pipe - plus distribution (heating density: medium ) - single-family house - existing building - distributed level 0.67 | HOUDHC | HOUPARRHN_OLDI_DMD | MKr20 | 2050 | 4.3123 | 0.028286 | [6 empty] | PAR | I | OLD |  |  | RHNBHDHC | 4 | 0.66667 | HOUPARRHNBHDHCN07_OLDI_FHPELCE03 | 1 | HOUPARRHNBHDHCN07_OLDI | HOUPARRHNHPELCE03_OLDI | HPELCE03 | BHDHCN07 | PAR_OLDI | HPELCE03_BHDHCN07 | 6 | 0 | 1 | New
HOUPARRHNBHDHCN05_OLDI_FHPELCE03_D67 | Residential heating technology - Direct district heating substation - plus connection pipe - plus distribution (heating density: high ) - single-family house - existing building - distributed level 0.67 | HOUDHC | HOUPARRHN_OLDI_DMD | MKr20 | 2020 | 3.4401 | 0.032445 | [6 empty] | PAR | I | OLD |  |  | RHNBHDHC | 4 | 0.66667 | HOUPARRHNBHDHCN05_OLDI_FHPELCE03 | 1 | HOUPARRHNBHDHCN05_OLDI | HOUPARRHNHPELCE03_OLDI | HPELCE03 | BHDHCN05 | PAR_OLDI | HPELCE03_BHDHCN05 | 6 | 0 | 1 | New
HOUPARRHNBHDHCN05_OLDI_FHPELCE03_D67 | Residential heating technology - Direct district heating substation - plus connection pipe - plus distribution (heating density: high ) - single-family house - existing building - distributed level 0.67 | HOUDHC | HOUPARRHN_OLDI_DMD | MKr20 | 2025 | 3.4002 | 0.032205 | [6 empty] | PAR | I | OLD |  |  | RHNBHDHC | 4 | 0.66667 | HOUPARRHNBHDHCN05_OLDI_FHPELCE03 | 1 | HOUPARRHNBHDHCN05_OLDI | HOUPARRHNHPELCE03_OLDI | HPELCE03 | BHDHCN05 | PAR_OLDI | HPELCE03_BHDHCN05 | 6 | 0 | 1 | New
HOUPARRHNBHDHCN05_OLDI_FHPELCE03_D67 | Residential heating technology - Direct district heating substation - plus connection pipe - plus distribution (heating density: high ) - single-family house - existing building - distributed level 0.67 | HOUDHC | HOUPARRHN_OLDI_DMD | MKr20 | 2030 | 3.3669 | 0.03163 | [6 empty] | PAR | I | OLD |  |  | RHNBHDHC | 4 | 0.66667 | HOUPARRHNBHDHCN05_OLDI_FHPELCE03 | 1 | HOUPARRHNBHDHCN05_OLDI | HOUPARRHNHPELCE03_OLDI | HPELCE03 | BHDHCN05 | PAR_OLDI | HPELCE03_BHDHCN05 | 6 | 0 | 1 | New
HOUPARRHNBHDHCN05_OLDI_FHPELCE03_D67 | Residential heating technology - Direct district heating substation - plus connection pipe - plus distribution (heating density: high ) - single-family house - existing building - distributed level 0.67 | HOUDHC | HOUPARRHN_OLDI_DMD | MKr20 | 2040 | 3.307 | 0.030268 | [6 empty] | PAR | I | OLD |  |  | RHNBHDHC | 4 | 0.66667 | HOUPARRHNBHDHCN05_OLDI_FHPELCE03 | 1 | HOUPARRHNBHDHCN05_OLDI | HOUPARRHNHPELCE03_OLDI | HPELCE03 | BHDHCN05 | PAR_OLDI | HPELCE03_BHDHCN05 | 6 | 0 | 1 | New
HOUPARRHNBHDHCN05_OLDI_FHPELCE03_D67 | Residential heating technology - Direct district heating substation - plus connection pipe - plus distribution (heating density: high ) - single-family house - existing building - distributed level 0.67 | HOUDHC | HOUPARRHN_OLDI_DMD | MKr20 | 2050 | 3.2405 | 0.028286 | [6 empty] | PAR | I | OLD |  |  | RHNBHDHC | 4 | 0.66667 | HOUPARRHNBHDHCN05_OLDI_FHPELCE03 | 1 | HOUPARRHNBHDHCN05_OLDI | HOUPARRHNHPELCE03_OLDI | HPELCE03 | BHDHCN05 | PAR_OLDI | HPELCE03_BHDHCN05 | 6 | 0 | 1 | New
HOUPARRHNHPELCN07_OLDC_FHPELCE04_D67 | Residential heating technology - Heat pump, Air-to-water, low-price product - single-family house - existing building - distributed level 0.67 | HOUELC, HOUAMB | HOUPARRHN_OLDC_DMD | MKr20 | 2020 | 9.939 | 0.41034 | 0.34574 | [5 empty] | PAR | C | OLD | 2.8923 |  | RHNHPELC | 4 | 0.66667 | HOUPARRHNHPELCN07_OLDC_FHPELCE04 | 1 | HOUPARRHNHPELCN07_OLDC | HOUPARRHNHPELCE04_OLDC | HPELCE04 | HPELCN07 | PAR_OLDC | HPELCE04_HPELCN07 | 3 | 0 | 0.95 | Similar
HOUPARRHNHPELCN07_OLDC_FHPELCE04_D67 | Residential heating technology - Heat pump, Air-to-water, low-price product - single-family house - existing building - distributed level 0.67 | HOUELC, HOUAMB | HOUPARRHN_OLDC_DMD | MKr20 | 2025 | 9.0924 | 0.31473 | 0.32928 | [5 empty] | PAR | C | OLD | 3.0369 |  | RHNHPELC | 4 | 0.66667 | HOUPARRHNHPELCN07_OLDC_FHPELCE04 | 1 | HOUPARRHNHPELCN07_OLDC | HOUPARRHNHPELCE04_OLDC | HPELCE04 | HPELCN07 | PAR_OLDC | HPELCE04_HPELCN07 | 3 | 0 | 0.95 | Similar
HOUPARRHNHPELCN07_OLDC_FHPELCE04_D67 | Residential heating technology - Heat pump, Air-to-water, low-price product - single-family house - existing building - distributed level 0.67 | HOUELC, HOUAMB | HOUPARRHN_OLDC_DMD | MKr20 | 2030 | 8.2458 | 0.31099 | 0.31431 | [5 empty] | PAR | C | OLD | 3.1815 |  | RHNHPELC | 4 | 0.66667 | HOUPARRHNHPELCN07_OLDC_FHPELCE04 | 1 | HOUPARRHNHPELCN07_OLDC | HOUPARRHNHPELCE04_OLDC | HPELCE04 | HPELCN07 | PAR_OLDC | HPELCE04_HPELCN07 | 3 | 0 | 0.95 | Similar
HOUPARRHNHPELCN07_OLDC_FHPELCE04_D67 | Residential heating technology - Heat pump, Air-to-water, low-price product - single-family house - existing building - distributed level 0.67 | HOUELC, HOUAMB | HOUPARRHN_OLDC_DMD | MKr20 | 2040 | 7.5712 | 0.30404 | 0.30065 | [5 empty] | PAR | C | OLD | 3.3262 |  | RHNHPELC | 4 | 0.66667 | HOUPARRHNHPELCN07_OLDC_FHPELCE04 | 1 | HOUPARRHNHPELCN07_OLDC | HOUPARRHNHPELCE04_OLDC | HPELCE04 | HPELCN07 | PAR_OLDC | HPELCE04_HPELCN07 | 3 | 0 | 0.95 | Similar
HOUPARRHNHPELCN07_OLDC_FHPELCE04_D67 | Residential heating technology - Heat pump, Air-to-water, low-price product - single-family house - existing building - distributed level 0.67 | HOUELC, HOUAMB | HOUPARRHN_OLDC_DMD | MKr20 | 2050 | 6.8967 | 0.2971 | 0.29218 | [5 empty] | PAR | C | OLD | 3.4226 |  | RHNHPELC | 4 | 0.66667 | HOUPARRHNHPELCN07_OLDC_FHPELCE04 | 1 | HOUPARRHNHPELCN07_OLDC | HOUPARRHNHPELCE04_OLDC | HPELCE04 | HPELCN07 | PAR_OLDC | HPELCE04_HPELCN07 | 3 | 0 | 0.95 | Similar
HOUPARRHNHPELCN05_OLDC_FHPELCE04_D67 | Residential heating technology - Heat pump, Air-to-water - leasing - single-family house - existing building - distributed level 0.67 | HOUELC, HOUAMB | HOUPARRHN_OLDC_DMD | MKr20 | 2020 | 8.3196 | 1.1361 | 0.32928 | [5 empty] | PAR | C | OLD | 3.0369 |  | RHNHPELC | 4 | 0.66667 | HOUPARRHNHPELCN05_OLDC_FHPELCE04 | 1 | HOUPARRHNHPELCN05_OLDC | HOUPARRHNHPELCE04_OLDC | HPELCE04 | HPELCN05 | PAR_OLDC | HPELCE04_HPELCN05 | 3 | 0 | 0.95 | Similar
HOUPARRHNHPELCN05_OLDC_FHPELCE04_D67 | Residential heating technology - Heat pump, Air-to-water - leasing - single-family house - existing building - distributed level 0.67 | HOUELC, HOUAMB | HOUPARRHN_OLDC_DMD | MKr20 | 2025 | 7.674 | 0.97988 | 0.31431 | [5 empty] | PAR | C | OLD | 3.1815 |  | RHNHPELC | 4 | 0.66667 | HOUPARRHNHPELCN05_OLDC_FHPELCE04 | 1 | HOUPARRHNHPELCN05_OLDC | HOUPARRHNHPELCE04_OLDC | HPELCE04 | HPELCN05 | PAR_OLDC | HPELCE04_HPELCN05 | 3 | 0 | 0.95 | Similar
HOUPARRHNHPELCN05_OLDC_FHPELCE04_D67 | Residential heating technology - Heat pump, Air-to-water - leasing - single-family house - existing building - distributed level 0.67 | HOUELC, HOUAMB | HOUPARRHN_OLDC_DMD | MKr20 | 2030 | 7.0283 | 0.91553 | 0.30065 | [5 empty] | PAR | C | OLD | 3.3262 |  | RHNHPELC | 4 | 0.66667 | HOUPARRHNHPELCN05_OLDC_FHPELCE04 | 1 | HOUPARRHNHPELCN05_OLDC | HOUPARRHNHPELCE04_OLDC | HPELCE04 | HPELCN05 | PAR_OLDC | HPELCE04_HPELCN05 | 3 | 0 | 0.95 | Similar
HOUPARRHNHPELCN05_OLDC_FHPELCE04_D67 | Residential heating technology - Heat pump, Air-to-water - leasing - single-family house - existing building - distributed level 0.67 | HOUELC, HOUAMB | HOUPARRHN_OLDC_DMD | MKr20 | 2040 | 6.5046 | 0.85944 | 0.28812 | [5 empty] | PAR | C | OLD | 3.4708 |  | RHNHPELC | 4 | 0.66667 | HOUPARRHNHPELCN05_OLDC_FHPELCE04 | 1 | HOUPARRHNHPELCN05_OLDC | HOUPARRHNHPELCE04_OLDC | HPELCE04 | HPELCN05 | PAR_OLDC | HPELCE04_HPELCN05 | 3 | 0 | 0.95 | Similar
HOUPARRHNHPELCN05_OLDC_FHPELCE04_D67 | Residential heating technology - Heat pump, Air-to-water - leasing - single-family house - existing building - distributed level 0.67 | HOUELC, HOUAMB | HOUPARRHN_OLDC_DMD | MKr20 | 2050 | 5.9809 | 0.80334 | 0.28033 | [5 empty] | PAR | C | OLD | 3.5672 |  | RHNHPELC | 4 | 0.66667 | HOUPARRHNHPELCN05_OLDC_FHPELCE04 | 1 | HOUPARRHNHPELCN05_OLDC | HOUPARRHNHPELCE04_OLDC | HPELCE04 | HPELCN05 | PAR_OLDC | HPELCE04_HPELCN05 | 3 | 0 | 0.95 | Similar
HOUPARRHNHPELCN04_OLDC_FHPELCE04_D67 | Residential heating technology - Heat pump, Ground source - single-family house - existing building - distributed level 0.67 | HOUELC, HOUAMB | HOUPARRHN_OLDC_DMD | MKr20 | 2020 | 20.8764 | 0.32766 | 0.30065 | [5 empty] | PAR | C | OLD | 3.3262 |  | RHNHPELC | 4 | 0.66667 | HOUPARRHNHPELCN04_OLDC_FHPELCE04 | 1 | HOUPARRHNHPELCN04_OLDC | HOUPARRHNHPELCE04_OLDC | HPELCE04 | HPELCN04 | PAR_OLDC | HPELCE04_HPELCN04 | 2 | 0 | 0.9 | Same
HOUPARRHNHPELCN04_OLDC_FHPELCE04_D67 | Residential heating technology - Heat pump, Ground source - single-family house - existing building - distributed level 0.67 | HOUELC, HOUAMB | HOUPARRHN_OLDC_DMD | MKr20 | 2025 | 19.8326 | 0.23205 | 0.29218 | [5 empty] | PAR | C | OLD | 3.4226 |  | RHNHPELC | 4 | 0.66667 | HOUPARRHNHPELCN04_OLDC_FHPELCE04 | 1 | HOUPARRHNHPELCN04_OLDC | HOUPARRHNHPELCE04_OLDC | HPELCE04 | HPELCN04 | PAR_OLDC | HPELCE04_HPELCN04 | 2 | 0 | 0.9 | Same
HOUPARRHNHPELCN04_OLDC_FHPELCE04_D67 | Residential heating technology - Heat pump, Ground source - single-family house - existing building - distributed level 0.67 | HOUELC, HOUAMB | HOUPARRHN_OLDC_DMD | MKr20 | 2030 | 18.7887 | 0.22831 | 0.28417 | [5 empty] | PAR | C | OLD | 3.519 |  | RHNHPELC | 4 | 0.66667 | HOUPARRHNHPELCN04_OLDC_FHPELCE04 | 1 | HOUPARRHNHPELCN04_OLDC | HOUPARRHNHPELCE04_OLDC | HPELCE04 | HPELCN04 | PAR_OLDC | HPELCE04_HPELCN04 | 2 | 0 | 0.9 | Same
HOUPARRHNHPELCN04_OLDC_FHPELCE04_D67 | Residential heating technology - Heat pump, Ground source - single-family house - existing building - distributed level 0.67 | HOUELC, HOUAMB | HOUPARRHN_OLDC_DMD | MKr20 | 2040 | 17.8493 | 0.22136 | 0.27296 | [5 empty] | PAR | C | OLD | 3.6636 |  | RHNHPELC | 4 | 0.66667 | HOUPARRHNHPELCN04_OLDC_FHPELCE04 | 1 | HOUPARRHNHPELCN04_OLDC | HOUPARRHNHPELCE04_OLDC | HPELCE04 | HPELCN04 | PAR_OLDC | HPELCE04_HPELCN04 | 2 | 0 | 0.9 | Same
HOUPARRHNHPELCN04_OLDC_FHPELCE04_D67 | Residential heating technology - Heat pump, Ground source - single-family house - existing building - distributed level 0.67 | HOUELC, HOUAMB | HOUPARRHN_OLDC_DMD | MKr20 | 2050 | 16.9099 | 0.21442 | 0.26941 | [5 empty] | PAR | C | OLD | 3.7118 |  | RHNHPELC | 4 | 0.66667 | HOUPARRHNHPELCN04_OLDC_FHPELCE04 | 1 | HOUPARRHNHPELCN04_OLDC | HOUPARRHNHPELCE04_OLDC | HPELCE04 | HPELCN04 | PAR_OLDC | HPELCE04_HPELCN04 | 2 | 0 | 0.9 | Same
HOUPARRHNHPELCN03_OLDC_FHPELCE04_D67 | Residential heating technology - Heat pump, Air-to-water - single-family house - existing building - distributed level 0.67 | HOUELC, HOUAMB | HOUPARRHN_OLDC_DMD | MKr20 | 2020 | 16.6393 | 0.35522 | 0.32928 | [5 empty] | PAR | C | OLD | 3.0369 |  | RHNHPELC | 4 | 0.66667 | HOUPARRHNHPELCN03_OLDC_FHPELCE04 | 1 | HOUPARRHNHPELCN03_OLDC | HOUPARRHNHPELCE04_OLDC | HPELCE04 | HPELCN03 | PAR_OLDC | HPELCE04_HPELCN03 | 3 | 0 | 0.95 | Similar
HOUPARRHNHPELCN03_OLDC_FHPELCE04_D67 | Residential heating technology - Heat pump, Air-to-water - single-family house - existing building - distributed level 0.67 | HOUELC, HOUAMB | HOUPARRHN_OLDC_DMD | MKr20 | 2025 | 15.3479 | 0.25961 | 0.31431 | [5 empty] | PAR | C | OLD | 3.1815 |  | RHNHPELC | 4 | 0.66667 | HOUPARRHNHPELCN03_OLDC_FHPELCE04 | 1 | HOUPARRHNHPELCN03_OLDC | HOUPARRHNHPELCE04_OLDC | HPELCE04 | HPELCN03 | PAR_OLDC | HPELCE04_HPELCN03 | 3 | 0 | 0.95 | Similar
HOUPARRHNHPELCN03_OLDC_FHPELCE04_D67 | Residential heating technology - Heat pump, Air-to-water - single-family house - existing building - distributed level 0.67 | HOUELC, HOUAMB | HOUPARRHN_OLDC_DMD | MKr20 | 2030 | 14.0565 | 0.25587 | 0.30065 | [5 empty] | PAR | C | OLD | 3.3262 |  | RHNHPELC | 4 | 0.66667 | HOUPARRHNHPELCN03_OLDC_FHPELCE04 | 1 | HOUPARRHNHPELCN03_OLDC | HOUPARRHNHPELCE04_OLDC | HPELCE04 | HPELCN03 | PAR_OLDC | HPELCE04_HPELCN03 | 3 | 0 | 0.95 | Similar
HOUPARRHNHPELCN03_OLDC_FHPELCE04_D67 | Residential heating technology - Heat pump, Air-to-water - single-family house - existing building - distributed level 0.67 | HOUELC, HOUAMB | HOUPARRHN_OLDC_DMD | MKr20 | 2040 | 13.0091 | 0.24892 | 0.28812 | [5 empty] | PAR | C | OLD | 3.4708 |  | RHNHPELC | 4 | 0.66667 | HOUPARRHNHPELCN03_OLDC_FHPELCE04 | 1 | HOUPARRHNHPELCN03_OLDC | HOUPARRHNHPELCE04_OLDC | HPELCE04 | HPELCN03 | PAR_OLDC | HPELCE04_HPELCN03 | 3 | 0 | 0.95 | Similar
HOUPARRHNHPELCN03_OLDC_FHPELCE04_D67 | Residential heating technology - Heat pump, Air-to-water - single-family house - existing building - distributed level 0.67 | HOUELC, HOUAMB | HOUPARRHN_OLDC_DMD | MKr20 | 2050 | 11.9617 | 0.24198 | 0.28033 | [5 empty] | PAR | C | OLD | 3.5672 |  | RHNHPELC | 4 | 0.66667 | HOUPARRHNHPELCN03_OLDC_FHPELCE04 | 1 | HOUPARRHNHPELCN03_OLDC | HOUPARRHNHPELCE04_OLDC | HPELCE04 | HPELCN03 | PAR_OLDC | HPELCE04_HPELCN03 | 3 | 0 | 0.95 | Similar
HOUPARRHNHPELCN02_OLDC_FHPELCE04_D67 | Residential heating technology - Heat pump, Air-to-air - single-family house - existing building - distributed level 0.67 | HOUELC, HOUAMB | HOUPARRHN_OLDC_DMD | MKr20 | 2020 | 3.2165 | 0.18468 | 0.21386 | [5 empty] | PAR | C | OLD | 4.6759 |  | RHNHPELC | 4 | 0.66667 | HOUPARRHNHPELCN02_OLDC_FHPELCE04 | 1 | HOUPARRHNHPELCN02_OLDC | HOUPARRHNHPELCE04_OLDC | HPELCE04 | HPELCN02 | PAR_OLDC | HPELCE04_HPELCN02 | 5 | 0 | 1.1 | Unlikely
HOUPARRHNHPELCN02_OLDC_FHPELCE04_D67 | Residential heating technology - Heat pump, Air-to-air - single-family house - existing building - distributed level 0.67 | HOUELC, HOUAMB | HOUPARRHN_OLDC_DMD | MKr20 | 2025 | 3.1379 | 0.12547 | 0.20338 | [5 empty] | PAR | C | OLD | 4.9169 |  | RHNHPELC | 4 | 0.66667 | HOUPARRHNHPELCN02_OLDC_FHPELCE04 | 1 | HOUPARRHNHPELCN02_OLDC | HOUPARRHNHPELCE04_OLDC | HPELCE04 | HPELCN02 | PAR_OLDC | HPELCE04_HPELCN02 | 5 | 0 | 1.1 | Unlikely
HOUPARRHNHPELCN02_OLDC_FHPELCE04_D67 | Residential heating technology - Heat pump, Air-to-air - single-family house - existing building - distributed level 0.67 | HOUELC, HOUAMB | HOUPARRHN_OLDC_DMD | MKr20 | 2030 | 3.0593 | 0.12315 | 0.1957 | [5 empty] | PAR | C | OLD | 5.1098 |  | RHNHPELC | 4 | 0.66667 | HOUPARRHNHPELCN02_OLDC_FHPELCE04 | 1 | HOUPARRHNHPELCN02_OLDC | HOUPARRHNHPELCE04_OLDC | HPELCE04 | HPELCN02 | PAR_OLDC | HPELCE04_HPELCN02 | 5 | 0 | 1.1 | Unlikely
HOUPARRHNHPELCN02_OLDC_FHPELCE04_D67 | Residential heating technology - Heat pump, Air-to-air - single-family house - existing building - distributed level 0.67 | HOUELC, HOUAMB | HOUPARRHN_OLDC_DMD | MKr20 | 2040 | 2.9134 | 0.11885 | 0.18859 | [5 empty] | PAR | C | OLD | 5.3026 |  | RHNHPELC | 4 | 0.66667 | HOUPARRHNHPELCN02_OLDC_FHPELCE04 | 1 | HOUPARRHNHPELCN02_OLDC | HOUPARRHNHPELCE04_OLDC | HPELCE04 | HPELCN02 | PAR_OLDC | HPELCE04_HPELCN02 | 5 | 0 | 1.1 | Unlikely
HOUPARRHNHPELCN02_OLDC_FHPELCE04_D67 | Residential heating technology - Heat pump, Air-to-air - single-family house - existing building - distributed level 0.67 | HOUELC, HOUAMB | HOUPARRHN_OLDC_DMD | MKr20 | 2050 | 2.7675 | 0.11455 | 0.18522 | [5 empty] | PAR | C | OLD | 5.399 |  | RHNHPELC | 4 | 0.66667 | HOUPARRHNHPELCN02_OLDC_FHPELCE04 | 1 | HOUPARRHNHPELCN02_OLDC | HOUPARRHNHPELCE04_OLDC | HPELCE04 | HPELCN02 | PAR_OLDC | HPELCE04_HPELCN02 | 5 | 0 | 1.1 | Unlikely
HOUPARRHNDIELCN06_OLDC_FHPELCE04_D67 | Residential heating technology - Electric heating - electric panel from Bauhaus - single-family house - new building - distributed level 0.67 | HOUELC | HOUPARRHN_OLDC_DMD | MKr20 | 2020 | 0.64843 | 0 | [6 empty] | PAR | C | OLD |  |  | RHNDIELC | 4 | 0.66667 | HOUPARRHNDIELCN06_OLDC_FHPELCE04 | 1 | HOUPARRHNDIELCN06_OLDC | HOUPARRHNHPELCE04_OLDC | HPELCE04 | DIELCN06 | PAR_OLDC | HPELCE04_DIELCN06 | 5 | 0 | 1.1 | Unlikely
HOUPARRHNDIELCN06_OLDC_FHPELCE04_D67 | Residential heating technology - Electric heating - electric panel from Bauhaus - single-family house - new building - distributed level 0.67 | HOUELC | HOUPARRHN_OLDC_DMD | MKr20 | 2025 | 0.64843 | 0 | [6 empty] | PAR | C | OLD |  |  | RHNDIELC | 4 | 0.66667 | HOUPARRHNDIELCN06_OLDC_FHPELCE04 | 1 | HOUPARRHNDIELCN06_OLDC | HOUPARRHNHPELCE04_OLDC | HPELCE04 | DIELCN06 | PAR_OLDC | HPELCE04_DIELCN06 | 5 | 0 | 1.1 | Unlikely
HOUPARRHNDIELCN06_OLDC_FHPELCE04_D67 | Residential heating technology - Electric heating - electric panel from Bauhaus - single-family house - new building - distributed level 0.67 | HOUELC | HOUPARRHN_OLDC_DMD | MKr20 | 2030 | 0.64843 | 0 | [6 empty] | PAR | C | OLD |  |  | RHNDIELC | 4 | 0.66667 | HOUPARRHNDIELCN06_OLDC_FHPELCE04 | 1 | HOUPARRHNDIELCN06_OLDC | HOUPARRHNHPELCE04_OLDC | HPELCE04 | DIELCN06 | PAR_OLDC | HPELCE04_DIELCN06 | 5 | 0 | 1.1 | Unlikely
HOUPARRHNDIELCN06_OLDC_FHPELCE04_D67 | Residential heating technology - Electric heating - electric panel from Bauhaus - single-family house - new building - distributed level 0.67 | HOUELC | HOUPARRHN_OLDC_DMD | MKr20 | 2040 | 0.64843 | 0 | [6 empty] | PAR | C | OLD |  |  | RHNDIELC | 4 | 0.66667 | HOUPARRHNDIELCN06_OLDC_FHPELCE04 | 1 | HOUPARRHNDIELCN06_OLDC | HOUPARRHNHPELCE04_OLDC | HPELCE04 | DIELCN06 | PAR_OLDC | HPELCE04_DIELCN06 | 5 | 0 | 1.1 | Unlikely
HOUPARRHNDIELCN06_OLDC_FHPELCE04_D67 | Residential heating technology - Electric heating - electric panel from Bauhaus - single-family house - new building - distributed level 0.67 | HOUELC | HOUPARRHN_OLDC_DMD | MKr20 | 2050 | 0.64843 | 0 | [6 empty] | PAR | C | OLD |  |  | RHNDIELC | 4 | 0.66667 | HOUPARRHNDIELCN06_OLDC_FHPELCE04 | 1 | HOUPARRHNDIELCN06_OLDC | HOUPARRHNHPELCE04_OLDC | HPELCE04 | DIELCN06 | PAR_OLDC | HPELCE04_DIELCN06 | 5 | 0 | 1.1 | Unlikely
HOUPARRHNDIELCN01_OLDC_FHPELCE04_D67 | Residential heating technology - Electric heating - single-family house - new building - distributed level 0.67 | HOUELC | HOUPARRHN_OLDC_DMD | MKr20 | 2020 | 7.8786 | 0.063879 | [6 empty] | PAR | C | OLD |  |  | RHNDIELC | 4 | 0.66667 | HOUPARRHNDIELCN01_OLDC_FHPELCE04 | 1 | HOUPARRHNDIELCN01_OLDC | HOUPARRHNHPELCE04_OLDC | HPELCE04 | DIELCN01 | PAR_OLDC | HPELCE04_DIELCN01 | 5 | 0 | 1.1 | Unlikely
HOUPARRHNDIELCN01_OLDC_FHPELCE04_D67 | Residential heating technology - Electric heating - single-family house - new building - distributed level 0.67 | HOUELC | HOUPARRHN_OLDC_DMD | MKr20 | 2025 | 7.6836 | 0.063879 | [6 empty] | PAR | C | OLD |  |  | RHNDIELC | 4 | 0.66667 | HOUPARRHNDIELCN01_OLDC_FHPELCE04 | 1 | HOUPARRHNDIELCN01_OLDC | HOUPARRHNHPELCE04_OLDC | HPELCE04 | DIELCN01 | PAR_OLDC | HPELCE04_DIELCN01 | 5 | 0 | 1.1 | Unlikely
HOUPARRHNDIELCN01_OLDC_FHPELCE04_D67 | Residential heating technology - Electric heating - single-family house - new building - distributed level 0.67 | HOUELC | HOUPARRHN_OLDC_DMD | MKr20 | 2030 | 7.4934 | 0.061217 | [6 empty] | PAR | C | OLD |  |  | RHNDIELC | 4 | 0.66667 | HOUPARRHNDIELCN01_OLDC_FHPELCE04 | 1 | HOUPARRHNDIELCN01_OLDC | HOUPARRHNHPELCE04_OLDC | HPELCE04 | DIELCN01 | PAR_OLDC | HPELCE04_DIELCN01 | 5 | 0 | 1.1 | Unlikely
HOUPARRHNDIELCN01_OLDC_FHPELCE04_D67 | Residential heating technology - Electric heating - single-family house - new building - distributed level 0.67 | HOUELC | HOUPARRHN_OLDC_DMD | MKr20 | 2040 | 7.1271 | 0.058555 | [6 empty] | PAR | C | OLD |  |  | RHNDIELC | 4 | 0.66667 | HOUPARRHNDIELCN01_OLDC_FHPELCE04 | 1 | HOUPARRHNDIELCN01_OLDC | HOUPARRHNHPELCE04_OLDC | HPELCE04 | DIELCN01 | PAR_OLDC | HPELCE04_DIELCN01 | 5 | 0 | 1.1 | Unlikely
HOUPARRHNDIELCN01_OLDC_FHPELCE04_D67 | Residential heating technology - Electric heating - single-family house - new building - distributed level 0.67 | HOUELC | HOUPARRHN_OLDC_DMD | MKr20 | 2050 | 6.7786 | 0.055894 | [6 empty] | PAR | C | OLD |  |  | RHNDIELC | 4 | 0.66667 | HOUPARRHNDIELCN01_OLDC_FHPELCE04 | 1 | HOUPARRHNDIELCN01_OLDC | HOUPARRHNHPELCE04_OLDC | HPELCE04 | DIELCN01 | PAR_OLDC | HPELCE04_DIELCN01 | 5 | 0 | 1.1 | Unlikely
HOUPARRHNBHSOLN01_OLDC_FHPELCE04_D67 | Residential heating technology - Solar heating system - single-family house - existing building - distributed level 0.67 | HOUSOL | HOUPARRHN_OLDC_DMD | MKr20 | 2020 | 8.6578 | 0.099715 | [6 empty] | PAR | C | OLD |  |  | RHNBHSOL | 4 | 0.66667 | HOUPARRHNBHSOLN01_OLDC_FHPELCE04 | 1 | HOUPARRHNBHSOLN01_OLDC | HOUPARRHNHPELCE04_OLDC | HPELCE04 | BHSOLN01 | PAR_OLDC | HPELCE04_BHSOLN01 | 5 | 0 | 1.1 | Unlikely
HOUPARRHNBHSOLN01_OLDC_FHPELCE04_D67 | Residential heating technology - Solar heating system - single-family house - existing building - distributed level 0.67 | HOUSOL | HOUPARRHN_OLDC_DMD | MKr20 | 2025 | 8.4435 | 0.093632 | [6 empty] | PAR | C | OLD |  |  | RHNBHSOL | 4 | 0.66667 | HOUPARRHNBHSOLN01_OLDC_FHPELCE04 | 1 | HOUPARRHNBHSOLN01_OLDC | HOUPARRHNHPELCE04_OLDC | HPELCE04 | BHSOLN01 | PAR_OLDC | HPELCE04_BHSOLN01 | 5 | 0 | 1.1 | Unlikely
HOUPARRHNBHSOLN01_OLDC_FHPELCE04_D67 | Residential heating technology - Solar heating system - single-family house - existing building - distributed level 0.67 | HOUSOL | HOUPARRHN_OLDC_DMD | MKr20 | 2030 | 8.2345 | 0.09135 | [6 empty] | PAR | C | OLD |  |  | RHNBHSOL | 4 | 0.66667 | HOUPARRHNBHSOLN01_OLDC_FHPELCE04 | 1 | HOUPARRHNBHSOLN01_OLDC | HOUPARRHNHPELCE04_OLDC | HPELCE04 | BHSOLN01 | PAR_OLDC | HPELCE04_BHSOLN01 | 5 | 0 | 1.1 | Unlikely
HOUPARRHNBHSOLN01_OLDC_FHPELCE04_D67 | Residential heating technology - Solar heating system - single-family house - existing building - distributed level 0.67 | HOUSOL | HOUPARRHN_OLDC_DMD | MKr20 | 2040 | 7.832 | 0.086407 | [6 empty] | PAR | C | OLD |  |  | RHNBHSOL | 4 | 0.66667 | HOUPARRHNBHSOLN01_OLDC_FHPELCE04 | 1 | HOUPARRHNBHSOLN01_OLDC | HOUPARRHNHPELCE04_OLDC | HPELCE04 | BHSOLN01 | PAR_OLDC | HPELCE04_BHSOLN01 | 5 | 0 | 1.1 | Unlikely
HOUPARRHNBHSOLN01_OLDC_FHPELCE04_D67 | Residential heating technology - Solar heating system - single-family house - existing building - distributed level 0.67 | HOUSOL | HOUPARRHN_OLDC_DMD | MKr20 | 2050 | 7.4491 | 0.081464 | [6 empty] | PAR | C | OLD |  |  | RHNBHSOL | 4 | 0.66667 | HOUPARRHNBHSOLN01_OLDC_FHPELCE04 | 1 | HOUPARRHNBHSOLN01_OLDC | HOUPARRHNHPELCE04_OLDC | HPELCE04 | BHSOLN01 | PAR_OLDC | HPELCE04_BHSOLN01 | 5 | 0 | 1.1 | Unlikely
HOUPARRHNBHDHCN03_OLDC_FHPELCE04_D67 | Residential heating technology - Direct district heating substation - plus connection pipe - single-family house - existing building - distributed level 0.67 | HOUDHC | HOUPARRHN_OLDC_DMD | MKr20 | 2020 | 3.4401 | 0.032445 | [6 empty] | PAR | C | OLD |  |  | RHNBHDHC | 4 | 0.66667 | HOUPARRHNBHDHCN03_OLDC_FHPELCE04 | 1 | HOUPARRHNBHDHCN03_OLDC | HOUPARRHNHPELCE04_OLDC | HPELCE04 | BHDHCN03 | PAR_OLDC | HPELCE04_BHDHCN03 | 6 | 0 | 1 | New
HOUPARRHNBHDHCN03_OLDC_FHPELCE04_D67 | Residential heating technology - Direct district heating substation - plus connection pipe - single-family house - existing building - distributed level 0.67 | HOUDHC | HOUPARRHN_OLDC_DMD | MKr20 | 2025 | 3.4002 | 0.032205 | [6 empty] | PAR | C | OLD |  |  | RHNBHDHC | 4 | 0.66667 | HOUPARRHNBHDHCN03_OLDC_FHPELCE04 | 1 | HOUPARRHNBHDHCN03_OLDC | HOUPARRHNHPELCE04_OLDC | HPELCE04 | BHDHCN03 | PAR_OLDC | HPELCE04_BHDHCN03 | 6 | 0 | 1 | New
HOUPARRHNBHDHCN03_OLDC_FHPELCE04_D67 | Residential heating technology - Direct district heating substation - plus connection pipe - single-family house - existing building - distributed level 0.67 | HOUDHC | HOUPARRHN_OLDC_DMD | MKr20 | 2030 | 3.3669 | 0.03163 | [6 empty] | PAR | C | OLD |  |  | RHNBHDHC | 4 | 0.66667 | HOUPARRHNBHDHCN03_OLDC_FHPELCE04 | 1 | HOUPARRHNBHDHCN03_OLDC | HOUPARRHNHPELCE04_OLDC | HPELCE04 | BHDHCN03 | PAR_OLDC | HPELCE04_BHDHCN03 | 6 | 0 | 1 | New
HOUPARRHNBHDHCN03_OLDC_FHPELCE04_D67 | Residential heating technology - Direct district heating substation - plus connection pipe - single-family house - existing building - distributed level 0.67 | HOUDHC | HOUPARRHN_OLDC_DMD | MKr20 | 2040 | 3.307 | 0.030268 | [6 empty] | PAR | C | OLD |  |  | RHNBHDHC | 4 | 0.66667 | HOUPARRHNBHDHCN03_OLDC_FHPELCE04 | 1 | HOUPARRHNBHDHCN03_OLDC | HOUPARRHNHPELCE04_OLDC | HPELCE04 | BHDHCN03 | PAR_OLDC | HPELCE04_BHDHCN03 | 6 | 0 | 1 | New
HOUPARRHNBHDHCN03_OLDC_FHPELCE04_D67 | Residential heating technology - Direct district heating substation - plus connection pipe - single-family house - existing building - distributed level 0.67 | HOUDHC | HOUPARRHN_OLDC_DMD | MKr20 | 2050 | 3.2405 | 0.028286 | [6 empty] | PAR | C | OLD |  |  | RHNBHDHC | 4 | 0.66667 | HOUPARRHNBHDHCN03_OLDC_FHPELCE04 | 1 | HOUPARRHNBHDHCN03_OLDC | HOUPARRHNHPELCE04_OLDC | HPELCE04 | BHDHCN03 | PAR_OLDC | HPELCE04_BHDHCN03 | 6 | 0 | 1 | New
HOUPARRHNHPELCN07_OLDD_FHPELCE04_D67 | Residential heating technology - Heat pump, Air-to-water, low-price product - single-family house - existing building - distributed level 0.67 | HOUELC, HOUAMB | HOUPARRHN_OLDD_DMD | MKr20 | 2020 | 9.939 | 0.41034 | 0.34574 | [5 empty] | PAR | D | OLD | 2.8923 |  | RHNHPELC | 4 | 0.66667 | HOUPARRHNHPELCN07_OLDD_FHPELCE04 | 1 | HOUPARRHNHPELCN07_OLDD | HOUPARRHNHPELCE04_OLDD | HPELCE04 | HPELCN07 | PAR_OLDD | HPELCE04_HPELCN07 | 3 | 0 | 0.95 | Similar
HOUPARRHNHPELCN07_OLDD_FHPELCE04_D67 | Residential heating technology - Heat pump, Air-to-water, low-price product - single-family house - existing building - distributed level 0.67 | HOUELC, HOUAMB | HOUPARRHN_OLDD_DMD | MKr20 | 2025 | 9.0924 | 0.31473 | 0.32928 | [5 empty] | PAR | D | OLD | 3.0369 |  | RHNHPELC | 4 | 0.66667 | HOUPARRHNHPELCN07_OLDD_FHPELCE04 | 1 | HOUPARRHNHPELCN07_OLDD | HOUPARRHNHPELCE04_OLDD | HPELCE04 | HPELCN07 | PAR_OLDD | HPELCE04_HPELCN07 | 3 | 0 | 0.95 | Similar
HOUPARRHNHPELCN07_OLDD_FHPELCE04_D67 | Residential heating technology - Heat pump, Air-to-water, low-price product - single-family house - existing building - distributed level 0.67 | HOUELC, HOUAMB | HOUPARRHN_OLDD_DMD | MKr20 | 2030 | 8.2458 | 0.31099 | 0.31431 | [5 empty] | PAR | D | OLD | 3.1815 |  | RHNHPELC | 4 | 0.66667 | HOUPARRHNHPELCN07_OLDD_FHPELCE04 | 1 | HOUPARRHNHPELCN07_OLDD | HOUPARRHNHPELCE04_OLDD | HPELCE04 | HPELCN07 | PAR_OLDD | HPELCE04_HPELCN07 | 3 | 0 | 0.95 | Similar
HOUPARRHNHPELCN07_OLDD_FHPELCE04_D67 | Residential heating technology - Heat pump, Air-to-water, low-price product - single-family house - existing building - distributed level 0.67 | HOUELC, HOUAMB | HOUPARRHN_OLDD_DMD | MKr20 | 2040 | 7.5712 | 0.30404 | 0.30065 | [5 empty] | PAR | D | OLD | 3.3262 |  | RHNHPELC | 4 | 0.66667 | HOUPARRHNHPELCN07_OLDD_FHPELCE04 | 1 | HOUPARRHNHPELCN07_OLDD | HOUPARRHNHPELCE04_OLDD | HPELCE04 | HPELCN07 | PAR_OLDD | HPELCE04_HPELCN07 | 3 | 0 | 0.95 | Similar
HOUPARRHNHPELCN07_OLDD_FHPELCE04_D67 | Residential heating technology - Heat pump, Air-to-water, low-price product - single-family house - existing building - distributed level 0.67 | HOUELC, HOUAMB | HOUPARRHN_OLDD_DMD | MKr20 | 2050 | 6.8967 | 0.2971 | 0.29218 | [5 empty] | PAR | D | OLD | 3.4226 |  | RHNHPELC | 4 | 0.66667 | HOUPARRHNHPELCN07_OLDD_FHPELCE04 | 1 | HOUPARRHNHPELCN07_OLDD | HOUPARRHNHPELCE04_OLDD | HPELCE04 | HPELCN07 | PAR_OLDD | HPELCE04_HPELCN07 | 3 | 0 | 0.95 | Similar
HOUPARRHNHPELCN05_OLDD_FHPELCE04_D67 | Residential heating technology - Heat pump, Air-to-water - leasing - single-family house - existing building - distributed level 0.67 | HOUELC, HOUAMB | HOUPARRHN_OLDD_DMD | MKr20 | 2020 | 8.3196 | 1.1361 | 0.32928 | [5 empty] | PAR | D | OLD | 3.0369 |  | RHNHPELC | 4 | 0.66667 | HOUPARRHNHPELCN05_OLDD_FHPELCE04 | 1 | HOUPARRHNHPELCN05_OLDD | HOUPARRHNHPELCE04_OLDD | HPELCE04 | HPELCN05 | PAR_OLDD | HPELCE04_HPELCN05 | 3 | 0 | 0.95 | Similar
HOUPARRHNHPELCN05_OLDD_FHPELCE04_D67 | Residential heating technology - Heat pump, Air-to-water - leasing - single-family house - existing building - distributed level 0.67 | HOUELC, HOUAMB | HOUPARRHN_OLDD_DMD | MKr20 | 2025 | 7.674 | 0.97988 | 0.31431 | [5 empty] | PAR | D | OLD | 3.1815 |  | RHNHPELC | 4 | 0.66667 | HOUPARRHNHPELCN05_OLDD_FHPELCE04 | 1 | HOUPARRHNHPELCN05_OLDD | HOUPARRHNHPELCE04_OLDD | HPELCE04 | HPELCN05 | PAR_OLDD | HPELCE04_HPELCN05 | 3 | 0 | 0.95 | Similar
HOUPARRHNHPELCN05_OLDD_FHPELCE04_D67 | Residential heating technology - Heat pump, Air-to-water - leasing - single-family house - existing building - distributed level 0.67 | HOUELC, HOUAMB | HOUPARRHN_OLDD_DMD | MKr20 | 2030 | 7.0283 | 0.91553 | 0.30065 | [5 empty] | PAR | D | OLD | 3.3262 |  | RHNHPELC | 4 | 0.66667 | HOUPARRHNHPELCN05_OLDD_FHPELCE04 | 1 | HOUPARRHNHPELCN05_OLDD | HOUPARRHNHPELCE04_OLDD | HPELCE04 | HPELCN05 | PAR_OLDD | HPELCE04_HPELCN05 | 3 | 0 | 0.95 | Similar
HOUPARRHNHPELCN05_OLDD_FHPELCE04_D67 | Residential heating technology - Heat pump, Air-to-water - leasing - single-family house - existing building - distributed level 0.67 | HOUELC, HOUAMB | HOUPARRHN_OLDD_DMD | MKr20 | 2040 | 6.5046 | 0.85944 | 0.28812 | [5 empty] | PAR | D | OLD | 3.4708 |  | RHNHPELC | 4 | 0.66667 | HOUPARRHNHPELCN05_OLDD_FHPELCE04 | 1 | HOUPARRHNHPELCN05_OLDD | HOUPARRHNHPELCE04_OLDD | HPELCE04 | HPELCN05 | PAR_OLDD | HPELCE04_HPELCN05 | 3 | 0 | 0.95 | Similar
HOUPARRHNHPELCN05_OLDD_FHPELCE04_D67 | Residential heating technology - Heat pump, Air-to-water - leasing - single-family house - existing building - distributed level 0.67 | HOUELC, HOUAMB | HOUPARRHN_OLDD_DMD | MKr20 | 2050 | 5.9809 | 0.80334 | 0.28033 | [5 empty] | PAR | D | OLD | 3.5672 |  | RHNHPELC | 4 | 0.66667 | HOUPARRHNHPELCN05_OLDD_FHPELCE04 | 1 | HOUPARRHNHPELCN05_OLDD | HOUPARRHNHPELCE04_OLDD | HPELCE04 | HPELCN05 | PAR_OLDD | HPELCE04_HPELCN05 | 3 | 0 | 0.95 | Similar
HOUPARRHNHPELCN04_OLDD_FHPELCE04_D67 | Residential heating technology - Heat pump, Ground source - single-family house - existing building - distributed level 0.67 | HOUELC, HOUAMB | HOUPARRHN_OLDD_DMD | MKr20 | 2020 | 20.8764 | 0.32766 | 0.30065 | [5 empty] | PAR | D | OLD | 3.3262 |  | RHNHPELC | 4 | 0.66667 | HOUPARRHNHPELCN04_OLDD_FHPELCE04 | 1 | HOUPARRHNHPELCN04_OLDD | HOUPARRHNHPELCE04_OLDD | HPELCE04 | HPELCN04 | PAR_OLDD | HPELCE04_HPELCN04 | 2 | 0 | 0.9 | Same
HOUPARRHNHPELCN04_OLDD_FHPELCE04_D67 | Residential heating technology - Heat pump, Ground source - single-family house - existing building - distributed level 0.67 | HOUELC, HOUAMB | HOUPARRHN_OLDD_DMD | MKr20 | 2025 | 19.8326 | 0.23205 | 0.29218 | [5 empty] | PAR | D | OLD | 3.4226 |  | RHNHPELC | 4 | 0.66667 | HOUPARRHNHPELCN04_OLDD_FHPELCE04 | 1 | HOUPARRHNHPELCN04_OLDD | HOUPARRHNHPELCE04_OLDD | HPELCE04 | HPELCN04 | PAR_OLDD | HPELCE04_HPELCN04 | 2 | 0 | 0.9 | Same
HOUPARRHNHPELCN04_OLDD_FHPELCE04_D67 | Residential heating technology - Heat pump, Ground source - single-family house - existing building - distributed level 0.67 | HOUELC, HOUAMB | HOUPARRHN_OLDD_DMD | MKr20 | 2030 | 18.7887 | 0.22831 | 0.28417 | [5 empty] | PAR | D | OLD | 3.519 |  | RHNHPELC | 4 | 0.66667 | HOUPARRHNHPELCN04_OLDD_FHPELCE04 | 1 | HOUPARRHNHPELCN04_OLDD | HOUPARRHNHPELCE04_OLDD | HPELCE04 | HPELCN04 | PAR_OLDD | HPELCE04_HPELCN04 | 2 | 0 | 0.9 | Same
HOUPARRHNHPELCN04_OLDD_FHPELCE04_D67 | Residential heating technology - Heat pump, Ground source - single-family house - existing building - distributed level 0.67 | HOUELC, HOUAMB | HOUPARRHN_OLDD_DMD | MKr20 | 2040 | 17.8493 | 0.22136 | 0.27296 | [5 empty] | PAR | D | OLD | 3.6636 |  | RHNHPELC | 4 | 0.66667 | HOUPARRHNHPELCN04_OLDD_FHPELCE04 | 1 | HOUPARRHNHPELCN04_OLDD | HOUPARRHNHPELCE04_OLDD | HPELCE04 | HPELCN04 | PAR_OLDD | HPELCE04_HPELCN04 | 2 | 0 | 0.9 | Same
HOUPARRHNHPELCN04_OLDD_FHPELCE04_D67 | Residential heating technology - Heat pump, Ground source - single-family house - existing building - distributed level 0.67 | HOUELC, HOUAMB | HOUPARRHN_OLDD_DMD | MKr20 | 2050 | 16.9099 | 0.21442 | 0.26941 | [5 empty] | PAR | D | OLD | 3.7118 |  | RHNHPELC | 4 | 0.66667 | HOUPARRHNHPELCN04_OLDD_FHPELCE04 | 1 | HOUPARRHNHPELCN04_OLDD | HOUPARRHNHPELCE04_OLDD | HPELCE04 | HPELCN04 | PAR_OLDD | HPELCE04_HPELCN04 | 2 | 0 | 0.9 | Same
HOUPARRHNHPELCN03_OLDD_FHPELCE04_D67 | Residential heating technology - Heat pump, Air-to-water - single-family house - existing building - distributed level 0.67 | HOUELC, HOUAMB | HOUPARRHN_OLDD_DMD | MKr20 | 2020 | 16.6393 | 0.35522 | 0.32928 | [5 empty] | PAR | D | OLD | 3.0369 |  | RHNHPELC | 4 | 0.66667 | HOUPARRHNHPELCN03_OLDD_FHPELCE04 | 1 | HOUPARRHNHPELCN03_OLDD | HOUPARRHNHPELCE04_OLDD | HPELCE04 | HPELCN03 | PAR_OLDD | HPELCE04_HPELCN03 | 3 | 0 | 0.95 | Similar
HOUPARRHNHPELCN03_OLDD_FHPELCE04_D67 | Residential heating technology - Heat pump, Air-to-water - single-family house - existing building - distributed level 0.67 | HOUELC, HOUAMB | HOUPARRHN_OLDD_DMD | MKr20 | 2025 | 15.3479 | 0.25961 | 0.31431 | [5 empty] | PAR | D | OLD | 3.1815 |  | RHNHPELC | 4 | 0.66667 | HOUPARRHNHPELCN03_OLDD_FHPELCE04 | 1 | HOUPARRHNHPELCN03_OLDD | HOUPARRHNHPELCE04_OLDD | HPELCE04 | HPELCN03 | PAR_OLDD | HPELCE04_HPELCN03 | 3 | 0 | 0.95 | Similar
HOUPARRHNHPELCN03_OLDD_FHPELCE04_D67 | Residential heating technology - Heat pump, Air-to-water - single-family house - existing building - distributed level 0.67 | HOUELC, HOUAMB | HOUPARRHN_OLDD_DMD | MKr20 | 2030 | 14.0565 | 0.25587 | 0.30065 | [5 empty] | PAR | D | OLD | 3.3262 |  | RHNHPELC | 4 | 0.66667 | HOUPARRHNHPELCN03_OLDD_FHPELCE04 | 1 | HOUPARRHNHPELCN03_OLDD | HOUPARRHNHPELCE04_OLDD | HPELCE04 | HPELCN03 | PAR_OLDD | HPELCE04_HPELCN03 | 3 | 0 | 0.95 | Similar
HOUPARRHNHPELCN03_OLDD_FHPELCE04_D67 | Residential heating technology - Heat pump, Air-to-water - single-family house - existing building - distributed level 0.67 | HOUELC, HOUAMB | HOUPARRHN_OLDD_DMD | MKr20 | 2040 | 13.0091 | 0.24892 | 0.28812 | [5 empty] | PAR | D | OLD | 3.4708 |  | RHNHPELC | 4 | 0.66667 | HOUPARRHNHPELCN03_OLDD_FHPELCE04 | 1 | HOUPARRHNHPELCN03_OLDD | HOUPARRHNHPELCE04_OLDD | HPELCE04 | HPELCN03 | PAR_OLDD | HPELCE04_HPELCN03 | 3 | 0 | 0.95 | Similar
HOUPARRHNHPELCN03_OLDD_FHPELCE04_D67 | Residential heating technology - Heat pump, Air-to-water - single-family house - existing building - distributed level 0.67 | HOUELC, HOUAMB | HOUPARRHN_OLDD_DMD | MKr20 | 2050 | 11.9617 | 0.24198 | 0.28033 | [5 empty] | PAR | D | OLD | 3.5672 |  | RHNHPELC | 4 | 0.66667 | HOUPARRHNHPELCN03_OLDD_FHPELCE04 | 1 | HOUPARRHNHPELCN03_OLDD | HOUPARRHNHPELCE04_OLDD | HPELCE04 | HPELCN03 | PAR_OLDD | HPELCE04_HPELCN03 | 3 | 0 | 0.95 | Similar
HOUPARRHNHPELCN02_OLDD_FHPELCE04_D67 | Residential heating technology - Heat pump, Air-to-air - single-family house - existing building - distributed level 0.67 | HOUELC, HOUAMB | HOUPARRHN_OLDD_DMD | MKr20 | 2020 | 3.2165 | 0.18468 | 0.21386 | [5 empty] | PAR | D | OLD | 4.6759 |  | RHNHPELC | 4 | 0.66667 | HOUPARRHNHPELCN02_OLDD_FHPELCE04 | 1 | HOUPARRHNHPELCN02_OLDD | HOUPARRHNHPELCE04_OLDD | HPELCE04 | HPELCN02 | PAR_OLDD | HPELCE04_HPELCN02 | 5 | 0 | 1.1 | Unlikely
HOUPARRHNHPELCN02_OLDD_FHPELCE04_D67 | Residential heating technology - Heat pump, Air-to-air - single-family house - existing building - distributed level 0.67 | HOUELC, HOUAMB | HOUPARRHN_OLDD_DMD | MKr20 | 2025 | 3.1379 | 0.12547 | 0.20338 | [5 empty] | PAR | D | OLD | 4.9169 |  | RHNHPELC | 4 | 0.66667 | HOUPARRHNHPELCN02_OLDD_FHPELCE04 | 1 | HOUPARRHNHPELCN02_OLDD | HOUPARRHNHPELCE04_OLDD | HPELCE04 | HPELCN02 | PAR_OLDD | HPELCE04_HPELCN02 | 5 | 0 | 1.1 | Unlikely
HOUPARRHNHPELCN02_OLDD_FHPELCE04_D67 | Residential heating technology - Heat pump, Air-to-air - single-family house - existing building - distributed level 0.67 | HOUELC, HOUAMB | HOUPARRHN_OLDD_DMD | MKr20 | 2030 | 3.0593 | 0.12315 | 0.1957 | [5 empty] | PAR | D | OLD | 5.1098 |  | RHNHPELC | 4 | 0.66667 | HOUPARRHNHPELCN02_OLDD_FHPELCE04 | 1 | HOUPARRHNHPELCN02_OLDD | HOUPARRHNHPELCE04_OLDD | HPELCE04 | HPELCN02 | PAR_OLDD | HPELCE04_HPELCN02 | 5 | 0 | 1.1 | Unlikely
HOUPARRHNHPELCN02_OLDD_FHPELCE04_D67 | Residential heating technology - Heat pump, Air-to-air - single-family house - existing building - distributed level 0.67 | HOUELC, HOUAMB | HOUPARRHN_OLDD_DMD | MKr20 | 2040 | 2.9134 | 0.11885 | 0.18859 | [5 empty] | PAR | D | OLD | 5.3026 |  | RHNHPELC | 4 | 0.66667 | HOUPARRHNHPELCN02_OLDD_FHPELCE04 | 1 | HOUPARRHNHPELCN02_OLDD | HOUPARRHNHPELCE04_OLDD | HPELCE04 | HPELCN02 | PAR_OLDD | HPELCE04_HPELCN02 | 5 | 0 | 1.1 | Unlikely
HOUPARRHNHPELCN02_OLDD_FHPELCE04_D67 | Residential heating technology - Heat pump, Air-to-air - single-family house - existing building - distributed level 0.67 | HOUELC, HOUAMB | HOUPARRHN_OLDD_DMD | MKr20 | 2050 | 2.7675 | 0.11455 | 0.18522 | [5 empty] | PAR | D | OLD | 5.399 |  | RHNHPELC | 4 | 0.66667 | HOUPARRHNHPELCN02_OLDD_FHPELCE04 | 1 | HOUPARRHNHPELCN02_OLDD | HOUPARRHNHPELCE04_OLDD | HPELCE04 | HPELCN02 | PAR_OLDD | HPELCE04_HPELCN02 | 5 | 0 | 1.1 | Unlikely
HOUPARRHNDIELCN06_OLDD_FHPELCE04_D67 | Residential heating technology - Electric heating - electric panel from Bauhaus - single-family house - new building - distributed level 0.67 | HOUELC | HOUPARRHN_OLDD_DMD | MKr20 | 2020 | 0.64843 | 0 | [6 empty] | PAR | D | OLD |  |  | RHNDIELC | 4 | 0.66667 | HOUPARRHNDIELCN06_OLDD_FHPELCE04 | 1 | HOUPARRHNDIELCN06_OLDD | HOUPARRHNHPELCE04_OLDD | HPELCE04 | DIELCN06 | PAR_OLDD | HPELCE04_DIELCN06 | 5 | 0 | 1.1 | Unlikely
HOUPARRHNDIELCN06_OLDD_FHPELCE04_D67 | Residential heating technology - Electric heating - electric panel from Bauhaus - single-family house - new building - distributed level 0.67 | HOUELC | HOUPARRHN_OLDD_DMD | MKr20 | 2025 | 0.64843 | 0 | [6 empty] | PAR | D | OLD |  |  | RHNDIELC | 4 | 0.66667 | HOUPARRHNDIELCN06_OLDD_FHPELCE04 | 1 | HOUPARRHNDIELCN06_OLDD | HOUPARRHNHPELCE04_OLDD | HPELCE04 | DIELCN06 | PAR_OLDD | HPELCE04_DIELCN06 | 5 | 0 | 1.1 | Unlikely
HOUPARRHNDIELCN06_OLDD_FHPELCE04_D67 | Residential heating technology - Electric heating - electric panel from Bauhaus - single-family house - new building - distributed level 0.67 | HOUELC | HOUPARRHN_OLDD_DMD | MKr20 | 2030 | 0.64843 | 0 | [6 empty] | PAR | D | OLD |  |  | RHNDIELC | 4 | 0.66667 | HOUPARRHNDIELCN06_OLDD_FHPELCE04 | 1 | HOUPARRHNDIELCN06_OLDD | HOUPARRHNHPELCE04_OLDD | HPELCE04 | DIELCN06 | PAR_OLDD | HPELCE04_DIELCN06 | 5 | 0 | 1.1 | Unlikely
HOUPARRHNDIELCN06_OLDD_FHPELCE04_D67 | Residential heating technology - Electric heating - electric panel from Bauhaus - single-family house - new building - distributed level 0.67 | HOUELC | HOUPARRHN_OLDD_DMD | MKr20 | 2040 | 0.64843 | 0 | [6 empty] | PAR | D | OLD |  |  | RHNDIELC | 4 | 0.66667 | HOUPARRHNDIELCN06_OLDD_FHPELCE04 | 1 | HOUPARRHNDIELCN06_OLDD | HOUPARRHNHPELCE04_OLDD | HPELCE04 | DIELCN06 | PAR_OLDD | HPELCE04_DIELCN06 | 5 | 0 | 1.1 | Unlikely
HOUPARRHNDIELCN06_OLDD_FHPELCE04_D67 | Residential heating technology - Electric heating - electric panel from Bauhaus - single-family house - new building - distributed level 0.67 | HOUELC | HOUPARRHN_OLDD_DMD | MKr20 | 2050 | 0.64843 | 0 | [6 empty] | PAR | D | OLD |  |  | RHNDIELC | 4 | 0.66667 | HOUPARRHNDIELCN06_OLDD_FHPELCE04 | 1 | HOUPARRHNDIELCN06_OLDD | HOUPARRHNHPELCE04_OLDD | HPELCE04 | DIELCN06 | PAR_OLDD | HPELCE04_DIELCN06 | 5 | 0 | 1.1 | Unlikely
HOUPARRHNDIELCN01_OLDD_FHPELCE04_D67 | Residential heating technology - Electric heating - single-family house - new building - distributed level 0.67 | HOUELC | HOUPARRHN_OLDD_DMD | MKr20 | 2020 | 7.8786 | 0.063879 | [6 empty] | PAR | D | OLD |  |  | RHNDIELC | 4 | 0.66667 | HOUPARRHNDIELCN01_OLDD_FHPELCE04 | 1 | HOUPARRHNDIELCN01_OLDD | HOUPARRHNHPELCE04_OLDD | HPELCE04 | DIELCN01 | PAR_OLDD | HPELCE04_DIELCN01 | 5 | 0 | 1.1 | Unlikely
HOUPARRHNDIELCN01_OLDD_FHPELCE04_D67 | Residential heating technology - Electric heating - single-family house - new building - distributed level 0.67 | HOUELC | HOUPARRHN_OLDD_DMD | MKr20 | 2025 | 7.6836 | 0.063879 | [6 empty] | PAR | D | OLD |  |  | RHNDIELC | 4 | 0.66667 | HOUPARRHNDIELCN01_OLDD_FHPELCE04 | 1 | HOUPARRHNDIELCN01_OLDD | HOUPARRHNHPELCE04_OLDD | HPELCE04 | DIELCN01 | PAR_OLDD | HPELCE04_DIELCN01 | 5 | 0 | 1.1 | Unlikely
HOUPARRHNDIELCN01_OLDD_FHPELCE04_D67 | Residential heating technology - Electric heating - single-family house - new building - distributed level 0.67 | HOUELC | HOUPARRHN_OLDD_DMD | MKr20 | 2030 | 7.4934 | 0.061217 | [6 empty] | PAR | D | OLD |  |  | RHNDIELC | 4 | 0.66667 | HOUPARRHNDIELCN01_OLDD_FHPELCE04 | 1 | HOUPARRHNDIELCN01_OLDD | HOUPARRHNHPELCE04_OLDD | HPELCE04 | DIELCN01 | PAR_OLDD | HPELCE04_DIELCN01 | 5 | 0 | 1.1 | Unlikely
HOUPARRHNDIELCN01_OLDD_FHPELCE04_D67 | Residential heating technology - Electric heating - single-family house - new building - distributed level 0.67 | HOUELC | HOUPARRHN_OLDD_DMD | MKr20 | 2040 | 7.1271 | 0.058555 | [6 empty] | PAR | D | OLD |  |  | RHNDIELC | 4 | 0.66667 | HOUPARRHNDIELCN01_OLDD_FHPELCE04 | 1 | HOUPARRHNDIELCN01_OLDD | HOUPARRHNHPELCE04_OLDD | HPELCE04 | DIELCN01 | PAR_OLDD | HPELCE04_DIELCN01 | 5 | 0 | 1.1 | Unlikely
HOUPARRHNDIELCN01_OLDD_FHPELCE04_D67 | Residential heating technology - Electric heating - single-family house - new building - distributed level 0.67 | HOUELC | HOUPARRHN_OLDD_DMD | MKr20 | 2050 | 6.7786 | 0.055894 | [6 empty] | PAR | D | OLD |  |  | RHNDIELC | 4 | 0.66667 | HOUPARRHNDIELCN01_OLDD_FHPELCE04 | 1 | HOUPARRHNDIELCN01_OLDD | HOUPARRHNHPELCE04_OLDD | HPELCE04 | DIELCN01 | PAR_OLDD | HPELCE04_DIELCN01 | 5 | 0 | 1.1 | Unlikely
HOUPARRHNBHSOLN01_OLDD_FHPELCE04_D67 | Residential heating technology - Solar heating system - single-family house - existing building - distributed level 0.67 | HOUSOL | HOUPARRHN_OLDD_DMD | MKr20 | 2020 | 8.6578 | 0.099715 | [6 empty] | PAR | D | OLD |  |  | RHNBHSOL | 4 | 0.66667 | HOUPARRHNBHSOLN01_OLDD_FHPELCE04 | 1 | HOUPARRHNBHSOLN01_OLDD | HOUPARRHNHPELCE04_OLDD | HPELCE04 | BHSOLN01 | PAR_OLDD | HPELCE04_BHSOLN01 | 5 | 0 | 1.1 | Unlikely
HOUPARRHNBHSOLN01_OLDD_FHPELCE04_D67 | Residential heating technology - Solar heating system - single-family house - existing building - distributed level 0.67 | HOUSOL | HOUPARRHN_OLDD_DMD | MKr20 | 2025 | 8.4435 | 0.093632 | [6 empty] | PAR | D | OLD |  |  | RHNBHSOL | 4 | 0.66667 | HOUPARRHNBHSOLN01_OLDD_FHPELCE04 | 1 | HOUPARRHNBHSOLN01_OLDD | HOUPARRHNHPELCE04_OLDD | HPELCE04 | BHSOLN01 | PAR_OLDD | HPELCE04_BHSOLN01 | 5 | 0 | 1.1 | Unlikely
HOUPARRHNBHSOLN01_OLDD_FHPELCE04_D67 | Residential heating technology - Solar heating system - single-family house - existing building - distributed level 0.67 | HOUSOL | HOUPARRHN_OLDD_DMD | MKr20 | 2030 | 8.2345 | 0.09135 | [6 empty] | PAR | D | OLD |  |  | RHNBHSOL | 4 | 0.66667 | HOUPARRHNBHSOLN01_OLDD_FHPELCE04 | 1 | HOUPARRHNBHSOLN01_OLDD | HOUPARRHNHPELCE04_OLDD | HPELCE04 | BHSOLN01 | PAR_OLDD | HPELCE04_BHSOLN01 | 5 | 0 | 1.1 | Unlikely
HOUPARRHNBHSOLN01_OLDD_FHPELCE04_D67 | Residential heating technology - Solar heating system - single-family house - existing building - distributed level 0.67 | HOUSOL | HOUPARRHN_OLDD_DMD | MKr20 | 2040 | 7.832 | 0.086407 | [6 empty] | PAR | D | OLD |  |  | RHNBHSOL | 4 | 0.66667 | HOUPARRHNBHSOLN01_OLDD_FHPELCE04 | 1 | HOUPARRHNBHSOLN01_OLDD | HOUPARRHNHPELCE04_OLDD | HPELCE04 | BHSOLN01 | PAR_OLDD | HPELCE04_BHSOLN01 | 5 | 0 | 1.1 | Unlikely
HOUPARRHNBHSOLN01_OLDD_FHPELCE04_D67 | Residential heating technology - Solar heating system - single-family house - existing building - distributed level 0.67 | HOUSOL | HOUPARRHN_OLDD_DMD | MKr20 | 2050 | 7.4491 | 0.081464 | [6 empty] | PAR | D | OLD |  |  | RHNBHSOL | 4 | 0.66667 | HOUPARRHNBHSOLN01_OLDD_FHPELCE04 | 1 | HOUPARRHNBHSOLN01_OLDD | HOUPARRHNHPELCE04_OLDD | HPELCE04 | BHSOLN01 | PAR_OLDD | HPELCE04_BHSOLN01 | 5 | 0 | 1.1 | Unlikely
HOUPARRHNBHDHDN03_OLDD_FHPELCE04_D67 | Residential heating technology - Direct district heating substation - plus connection pipe - single-family house - existing building - distributed level 0.67 | HOUDHD | HOUPARRHN_OLDD_DMD | MKr20 | 2020 | 3.4401 | 0.032445 | [6 empty] | PAR | D | OLD |  |  | RHNBHDHD | 4 | 0.66667 | HOUPARRHNBHDHDN03_OLDD_FHPELCE04 | 1 | HOUPARRHNBHDHDN03_OLDD | HOUPARRHNHPELCE04_OLDD | HPELCE04 | BHDHDN03 | PAR_OLDD | HPELCE04_BHDHDN03 | 6 | 0 | 1 | New
HOUPARRHNBHDHDN03_OLDD_FHPELCE04_D67 | Residential heating technology - Direct district heating substation - plus connection pipe - single-family house - existing building - distributed level 0.67 | HOUDHD | HOUPARRHN_OLDD_DMD | MKr20 | 2025 | 3.4002 | 0.032205 | [6 empty] | PAR | D | OLD |  |  | RHNBHDHD | 4 | 0.66667 | HOUPARRHNBHDHDN03_OLDD_FHPELCE04 | 1 | HOUPARRHNBHDHDN03_OLDD | HOUPARRHNHPELCE04_OLDD | HPELCE04 | BHDHDN03 | PAR_OLDD | HPELCE04_BHDHDN03 | 6 | 0 | 1 | New
HOUPARRHNBHDHDN03_OLDD_FHPELCE04_D67 | Residential heating technology - Direct district heating substation - plus connection pipe - single-family house - existing building - distributed level 0.67 | HOUDHD | HOUPARRHN_OLDD_DMD | MKr20 | 2030 | 3.3669 | 0.03163 | [6 empty] | PAR | D | OLD |  |  | RHNBHDHD | 4 | 0.66667 | HOUPARRHNBHDHDN03_OLDD_FHPELCE04 | 1 | HOUPARRHNBHDHDN03_OLDD | HOUPARRHNHPELCE04_OLDD | HPELCE04 | BHDHDN03 | PAR_OLDD | HPELCE04_BHDHDN03 | 6 | 0 | 1 | New
HOUPARRHNBHDHDN03_OLDD_FHPELCE04_D67 | Residential heating technology - Direct district heating substation - plus connection pipe - single-family house - existing building - distributed level 0.67 | HOUDHD | HOUPARRHN_OLDD_DMD | MKr20 | 2040 | 3.307 | 0.030268 | [6 empty] | PAR | D | OLD |  |  | RHNBHDHD | 4 | 0.66667 | HOUPARRHNBHDHDN03_OLDD_FHPELCE04 | 1 | HOUPARRHNBHDHDN03_OLDD | HOUPARRHNHPELCE04_OLDD | HPELCE04 | BHDHDN03 | PAR_OLDD | HPELCE04_BHDHDN03 | 6 | 0 | 1 | New
HOUPARRHNBHDHDN03_OLDD_FHPELCE04_D67 | Residential heating technology - Direct district heating substation - plus connection pipe - single-family house - existing building - distributed level 0.67 | HOUDHD | HOUPARRHN_OLDD_DMD | MKr20 | 2050 | 3.2405 | 0.028286 | [6 empty] | PAR | D | OLD |  |  | RHNBHDHD | 4 | 0.66667 | HOUPARRHNBHDHDN03_OLDD_FHPELCE04 | 1 | HOUPARRHNBHDHDN03_OLDD | HOUPARRHNHPELCE04_OLDD | HPELCE04 | BHDHDN03 | PAR_OLDD | HPELCE04_BHDHDN03 | 6 | 0 | 1 | New
HOUPARRHNHPELCN07_OLDI_FHPELCE04_D67 | Residential heating technology - Heat pump, Air-to-water, low-price product - single-family house - existing building - distributed level 0.67 | HOUELC, HOUAMB | HOUPARRHN_OLDI_DMD | MKr20 | 2020 | 9.939 | 0.41034 | 0.34574 | [5 empty] | PAR | I | OLD | 2.8923 |  | RHNHPELC | 4 | 0.66667 | HOUPARRHNHPELCN07_OLDI_FHPELCE04 | 1 | HOUPARRHNHPELCN07_OLDI | HOUPARRHNHPELCE04_OLDI | HPELCE04 | HPELCN07 | PAR_OLDI | HPELCE04_HPELCN07 | 3 | 0 | 0.95 | Similar
HOUPARRHNHPELCN07_OLDI_FHPELCE04_D67 | Residential heating technology - Heat pump, Air-to-water, low-price product - single-family house - existing building - distributed level 0.67 | HOUELC, HOUAMB | HOUPARRHN_OLDI_DMD | MKr20 | 2025 | 9.0924 | 0.31473 | 0.32928 | [5 empty] | PAR | I | OLD | 3.0369 |  | RHNHPELC | 4 | 0.66667 | HOUPARRHNHPELCN07_OLDI_FHPELCE04 | 1 | HOUPARRHNHPELCN07_OLDI | HOUPARRHNHPELCE04_OLDI | HPELCE04 | HPELCN07 | PAR_OLDI | HPELCE04_HPELCN07 | 3 | 0 | 0.95 | Similar
HOUPARRHNHPELCN07_OLDI_FHPELCE04_D67 | Residential heating technology - Heat pump, Air-to-water, low-price product - single-family house - existing building - distributed level 0.67 | HOUELC, HOUAMB | HOUPARRHN_OLDI_DMD | MKr20 | 2030 | 8.2458 | 0.31099 | 0.31431 | [5 empty] | PAR | I | OLD | 3.1815 |  | RHNHPELC | 4 | 0.66667 | HOUPARRHNHPELCN07_OLDI_FHPELCE04 | 1 | HOUPARRHNHPELCN07_OLDI | HOUPARRHNHPELCE04_OLDI | HPELCE04 | HPELCN07 | PAR_OLDI | HPELCE04_HPELCN07 | 3 | 0 | 0.95 | Similar
HOUPARRHNHPELCN07_OLDI_FHPELCE04_D67 | Residential heating technology - Heat pump, Air-to-water, low-price product - single-family house - existing building - distributed level 0.67 | HOUELC, HOUAMB | HOUPARRHN_OLDI_DMD | MKr20 | 2040 | 7.5712 | 0.30404 | 0.30065 | [5 empty] | PAR | I | OLD | 3.3262 |  | RHNHPELC | 4 | 0.66667 | HOUPARRHNHPELCN07_OLDI_FHPELCE04 | 1 | HOUPARRHNHPELCN07_OLDI | HOUPARRHNHPELCE04_OLDI | HPELCE04 | HPELCN07 | PAR_OLDI | HPELCE04_HPELCN07 | 3 | 0 | 0.95 | Similar
HOUPARRHNHPELCN07_OLDI_FHPELCE04_D67 | Residential heating technology - Heat pump, Air-to-water, low-price product - single-family house - existing building - distributed level 0.67 | HOUELC, HOUAMB | HOUPARRHN_OLDI_DMD | MKr20 | 2050 | 6.8967 | 0.2971 | 0.29218 | [5 empty] | PAR | I | OLD | 3.4226 |  | RHNHPELC | 4 | 0.66667 | HOUPARRHNHPELCN07_OLDI_FHPELCE04 | 1 | HOUPARRHNHPELCN07_OLDI | HOUPARRHNHPELCE04_OLDI | HPELCE04 | HPELCN07 | PAR_OLDI | HPELCE04_HPELCN07 | 3 | 0 | 0.95 | Similar
HOUPARRHNHPELCN05_OLDI_FHPELCE04_D67 | Residential heating technology - Heat pump, Air-to-water - leasing - single-family house - existing building - distributed level 0.67 | HOUELC, HOUAMB | HOUPARRHN_OLDI_DMD | MKr20 | 2020 | 8.3196 | 1.1361 | 0.32928 | [5 empty] | PAR | I | OLD | 3.0369 |  | RHNHPELC | 4 | 0.66667 | HOUPARRHNHPELCN05_OLDI_FHPELCE04 | 1 | HOUPARRHNHPELCN05_OLDI | HOUPARRHNHPELCE04_OLDI | HPELCE04 | HPELCN05 | PAR_OLDI | HPELCE04_HPELCN05 | 3 | 0 | 0.95 | Similar
HOUPARRHNHPELCN05_OLDI_FHPELCE04_D67 | Residential heating technology - Heat pump, Air-to-water - leasing - single-family house - existing building - distributed level 0.67 | HOUELC, HOUAMB | HOUPARRHN_OLDI_DMD | MKr20 | 2025 | 7.674 | 0.97988 | 0.31431 | [5 empty] | PAR | I | OLD | 3.1815 |  | RHNHPELC | 4 | 0.66667 | HOUPARRHNHPELCN05_OLDI_FHPELCE04 | 1 | HOUPARRHNHPELCN05_OLDI | HOUPARRHNHPELCE04_OLDI | HPELCE04 | HPELCN05 | PAR_OLDI | HPELCE04_HPELCN05 | 3 | 0 | 0.95 | Similar
HOUPARRHNHPELCN05_OLDI_FHPELCE04_D67 | Residential heating technology - Heat pump, Air-to-water - leasing - single-family house - existing building - distributed level 0.67 | HOUELC, HOUAMB | HOUPARRHN_OLDI_DMD | MKr20 | 2030 | 7.0283 | 0.91553 | 0.30065 | [5 empty] | PAR | I | OLD | 3.3262 |  | RHNHPELC | 4 | 0.66667 | HOUPARRHNHPELCN05_OLDI_FHPELCE04 | 1 | HOUPARRHNHPELCN05_OLDI | HOUPARRHNHPELCE04_OLDI | HPELCE04 | HPELCN05 | PAR_OLDI | HPELCE04_HPELCN05 | 3 | 0 | 0.95 | Similar
HOUPARRHNHPELCN05_OLDI_FHPELCE04_D67 | Residential heating technology - Heat pump, Air-to-water - leasing - single-family house - existing building - distributed level 0.67 | HOUELC, HOUAMB | HOUPARRHN_OLDI_DMD | MKr20 | 2040 | 6.5046 | 0.85944 | 0.28812 | [5 empty] | PAR | I | OLD | 3.4708 |  | RHNHPELC | 4 | 0.66667 | HOUPARRHNHPELCN05_OLDI_FHPELCE04 | 1 | HOUPARRHNHPELCN05_OLDI | HOUPARRHNHPELCE04_OLDI | HPELCE04 | HPELCN05 | PAR_OLDI | HPELCE04_HPELCN05 | 3 | 0 | 0.95 | Similar
HOUPARRHNHPELCN05_OLDI_FHPELCE04_D67 | Residential heating technology - Heat pump, Air-to-water - leasing - single-family house - existing building - distributed level 0.67 | HOUELC, HOUAMB | HOUPARRHN_OLDI_DMD | MKr20 | 2050 | 5.9809 | 0.80334 | 0.28033 | [5 empty] | PAR | I | OLD | 3.5672 |  | RHNHPELC | 4 | 0.66667 | HOUPARRHNHPELCN05_OLDI_FHPELCE04 | 1 | HOUPARRHNHPELCN05_OLDI | HOUPARRHNHPELCE04_OLDI | HPELCE04 | HPELCN05 | PAR_OLDI | HPELCE04_HPELCN05 | 3 | 0 | 0.95 | Similar
HOUPARRHNHPELCN04_OLDI_FHPELCE04_D67 | Residential heating technology - Heat pump, Ground source - single-family house - existing building - distributed level 0.67 | HOUELC, HOUAMB | HOUPARRHN_OLDI_DMD | MKr20 | 2020 | 20.8764 | 0.32766 | 0.30065 | [5 empty] | PAR | I | OLD | 3.3262 |  | RHNHPELC | 4 | 0.66667 | HOUPARRHNHPELCN04_OLDI_FHPELCE04 | 1 | HOUPARRHNHPELCN04_OLDI | HOUPARRHNHPELCE04_OLDI | HPELCE04 | HPELCN04 | PAR_OLDI | HPELCE04_HPELCN04 | 2 | 0 | 0.9 | Same
HOUPARRHNHPELCN04_OLDI_FHPELCE04_D67 | Residential heating technology - Heat pump, Ground source - single-family house - existing building - distributed level 0.67 | HOUELC, HOUAMB | HOUPARRHN_OLDI_DMD | MKr20 | 2025 | 19.8326 | 0.23205 | 0.29218 | [5 empty] | PAR | I | OLD | 3.4226 |  | RHNHPELC | 4 | 0.66667 | HOUPARRHNHPELCN04_OLDI_FHPELCE04 | 1 | HOUPARRHNHPELCN04_OLDI | HOUPARRHNHPELCE04_OLDI | HPELCE04 | HPELCN04 | PAR_OLDI | HPELCE04_HPELCN04 | 2 | 0 | 0.9 | Same
HOUPARRHNHPELCN04_OLDI_FHPELCE04_D67 | Residential heating technology - Heat pump, Ground source - single-family house - existing building - distributed level 0.67 | HOUELC, HOUAMB | HOUPARRHN_OLDI_DMD | MKr20 | 2030 | 18.7887 | 0.22831 | 0.28417 | [5 empty] | PAR | I | OLD | 3.519 |  | RHNHPELC | 4 | 0.66667 | HOUPARRHNHPELCN04_OLDI_FHPELCE04 | 1 | HOUPARRHNHPELCN04_OLDI | HOUPARRHNHPELCE04_OLDI | HPELCE04 | HPELCN04 | PAR_OLDI | HPELCE04_HPELCN04 | 2 | 0 | 0.9 | Same
HOUPARRHNHPELCN04_OLDI_FHPELCE04_D67 | Residential heating technology - Heat pump, Ground source - single-family house - existing building - distributed level 0.67 | HOUELC, HOUAMB | HOUPARRHN_OLDI_DMD | MKr20 | 2040 | 17.8493 | 0.22136 | 0.27296 | [5 empty] | PAR | I | OLD | 3.6636 |  | RHNHPELC | 4 | 0.66667 | HOUPARRHNHPELCN04_OLDI_FHPELCE04 | 1 | HOUPARRHNHPELCN04_OLDI | HOUPARRHNHPELCE04_OLDI | HPELCE04 | HPELCN04 | PAR_OLDI | HPELCE04_HPELCN04 | 2 | 0 | 0.9 | Same
HOUPARRHNHPELCN04_OLDI_FHPELCE04_D67 | Residential heating technology - Heat pump, Ground source - single-family house - existing building - distributed level 0.67 | HOUELC, HOUAMB | HOUPARRHN_OLDI_DMD | MKr20 | 2050 | 16.9099 | 0.21442 | 0.26941 | [5 empty] | PAR | I | OLD | 3.7118 |  | RHNHPELC | 4 | 0.66667 | HOUPARRHNHPELCN04_OLDI_FHPELCE04 | 1 | HOUPARRHNHPELCN04_OLDI | HOUPARRHNHPELCE04_OLDI | HPELCE04 | HPELCN04 | PAR_OLDI | HPELCE04_HPELCN04 | 2 | 0 | 0.9 | Same
HOUPARRHNHPELCN03_OLDI_FHPELCE04_D67 | Residential heating technology - Heat pump, Air-to-water - single-family house - existing building - distributed level 0.67 | HOUELC, HOUAMB | HOUPARRHN_OLDI_DMD | MKr20 | 2020 | 16.6393 | 0.35522 | 0.32928 | [5 empty] | PAR | I | OLD | 3.0369 |  | RHNHPELC | 4 | 0.66667 | HOUPARRHNHPELCN03_OLDI_FHPELCE04 | 1 | HOUPARRHNHPELCN03_OLDI | HOUPARRHNHPELCE04_OLDI | HPELCE04 | HPELCN03 | PAR_OLDI | HPELCE04_HPELCN03 | 3 | 0 | 0.95 | Similar
HOUPARRHNHPELCN03_OLDI_FHPELCE04_D67 | Residential heating technology - Heat pump, Air-to-water - single-family house - existing building - distributed level 0.67 | HOUELC, HOUAMB | HOUPARRHN_OLDI_DMD | MKr20 | 2025 | 15.3479 | 0.25961 | 0.31431 | [5 empty] | PAR | I | OLD | 3.1815 |  | RHNHPELC | 4 | 0.66667 | HOUPARRHNHPELCN03_OLDI_FHPELCE04 | 1 | HOUPARRHNHPELCN03_OLDI | HOUPARRHNHPELCE04_OLDI | HPELCE04 | HPELCN03 | PAR_OLDI | HPELCE04_HPELCN03 | 3 | 0 | 0.95 | Similar
HOUPARRHNHPELCN03_OLDI_FHPELCE04_D67 | Residential heating technology - Heat pump, Air-to-water - single-family house - existing building - distributed level 0.67 | HOUELC, HOUAMB | HOUPARRHN_OLDI_DMD | MKr20 | 2030 | 14.0565 | 0.25587 | 0.30065 | [5 empty] | PAR | I | OLD | 3.3262 |  | RHNHPELC | 4 | 0.66667 | HOUPARRHNHPELCN03_OLDI_FHPELCE04 | 1 | HOUPARRHNHPELCN03_OLDI | HOUPARRHNHPELCE04_OLDI | HPELCE04 | HPELCN03 | PAR_OLDI | HPELCE04_HPELCN03 | 3 | 0 | 0.95 | Similar
HOUPARRHNHPELCN03_OLDI_FHPELCE04_D67 | Residential heating technology - Heat pump, Air-to-water - single-family house - existing building - distributed level 0.67 | HOUELC, HOUAMB | HOUPARRHN_OLDI_DMD | MKr20 | 2040 | 13.0091 | 0.24892 | 0.28812 | [5 empty] | PAR | I | OLD | 3.4708 |  | RHNHPELC | 4 | 0.66667 | HOUPARRHNHPELCN03_OLDI_FHPELCE04 | 1 | HOUPARRHNHPELCN03_OLDI | HOUPARRHNHPELCE04_OLDI | HPELCE04 | HPELCN03 | PAR_OLDI | HPELCE04_HPELCN03 | 3 | 0 | 0.95 | Similar
HOUPARRHNHPELCN03_OLDI_FHPELCE04_D67 | Residential heating technology - Heat pump, Air-to-water - single-family house - existing building - distributed level 0.67 | HOUELC, HOUAMB | HOUPARRHN_OLDI_DMD | MKr20 | 2050 | 11.9617 | 0.24198 | 0.28033 | [5 empty] | PAR | I | OLD | 3.5672 |  | RHNHPELC | 4 | 0.66667 | HOUPARRHNHPELCN03_OLDI_FHPELCE04 | 1 | HOUPARRHNHPELCN03_OLDI | HOUPARRHNHPELCE04_OLDI | HPELCE04 | HPELCN03 | PAR_OLDI | HPELCE04_HPELCN03 | 3 | 0 | 0.95 | Similar
HOUPARRHNHPELCN02_OLDI_FHPELCE04_D67 | Residential heating technology - Heat pump, Air-to-air - single-family house - existing building - distributed level 0.67 | HOUELC, HOUAMB | HOUPARRHN_OLDI_DMD | MKr20 | 2020 | 3.2165 | 0.18468 | 0.21386 | [5 empty] | PAR | I | OLD | 4.6759 |  | RHNHPELC | 4 | 0.66667 | HOUPARRHNHPELCN02_OLDI_FHPELCE04 | 1 | HOUPARRHNHPELCN02_OLDI | HOUPARRHNHPELCE04_OLDI | HPELCE04 | HPELCN02 | PAR_OLDI | HPELCE04_HPELCN02 | 5 | 0 | 1.1 | Unlikely
HOUPARRHNHPELCN02_OLDI_FHPELCE04_D67 | Residential heating technology - Heat pump, Air-to-air - single-family house - existing building - distributed level 0.67 | HOUELC, HOUAMB | HOUPARRHN_OLDI_DMD | MKr20 | 2025 | 3.1379 | 0.12547 | 0.20338 | [5 empty] | PAR | I | OLD | 4.9169 |  | RHNHPELC | 4 | 0.66667 | HOUPARRHNHPELCN02_OLDI_FHPELCE04 | 1 | HOUPARRHNHPELCN02_OLDI | HOUPARRHNHPELCE04_OLDI | HPELCE04 | HPELCN02 | PAR_OLDI | HPELCE04_HPELCN02 | 5 | 0 | 1.1 | Unlikely
HOUPARRHNHPELCN02_OLDI_FHPELCE04_D67 | Residential heating technology - Heat pump, Air-to-air - single-family house - existing building - distributed level 0.67 | HOUELC, HOUAMB | HOUPARRHN_OLDI_DMD | MKr20 | 2030 | 3.0593 | 0.12315 | 0.1957 | [5 empty] | PAR | I | OLD | 5.1098 |  | RHNHPELC | 4 | 0.66667 | HOUPARRHNHPELCN02_OLDI_FHPELCE04 | 1 | HOUPARRHNHPELCN02_OLDI | HOUPARRHNHPELCE04_OLDI | HPELCE04 | HPELCN02 | PAR_OLDI | HPELCE04_HPELCN02 | 5 | 0 | 1.1 | Unlikely
HOUPARRHNHPELCN02_OLDI_FHPELCE04_D67 | Residential heating technology - Heat pump, Air-to-air - single-family house - existing building - distributed level 0.67 | HOUELC, HOUAMB | HOUPARRHN_OLDI_DMD | MKr20 | 2040 | 2.9134 | 0.11885 | 0.18859 | [5 empty] | PAR | I | OLD | 5.3026 |  | RHNHPELC | 4 | 0.66667 | HOUPARRHNHPELCN02_OLDI_FHPELCE04 | 1 | HOUPARRHNHPELCN02_OLDI | HOUPARRHNHPELCE04_OLDI | HPELCE04 | HPELCN02 | PAR_OLDI | HPELCE04_HPELCN02 | 5 | 0 | 1.1 | Unlikely
HOUPARRHNHPELCN02_OLDI_FHPELCE04_D67 | Residential heating technology - Heat pump, Air-to-air - single-family house - existing building - distributed level 0.67 | HOUELC, HOUAMB | HOUPARRHN_OLDI_DMD | MKr20 | 2050 | 2.7675 | 0.11455 | 0.18522 | [5 empty] | PAR | I | OLD | 5.399 |  | RHNHPELC | 4 | 0.66667 | HOUPARRHNHPELCN02_OLDI_FHPELCE04 | 1 | HOUPARRHNHPELCN02_OLDI | HOUPARRHNHPELCE04_OLDI | HPELCE04 | HPELCN02 | PAR_OLDI | HPELCE04_HPELCN02 | 5 | 0 | 1.1 | Unlikely
HOUPARRHNDIELCN06_OLDI_FHPELCE04_D67 | Residential heating technology - Electric heating - electric panel from Bauhaus - single-family house - new building - distributed level 0.67 | HOUELC | HOUPARRHN_OLDI_DMD | MKr20 | 2020 | 0.64843 | 0 | [6 empty] | PAR | I | OLD |  |  | RHNDIELC | 4 | 0.66667 | HOUPARRHNDIELCN06_OLDI_FHPELCE04 | 1 | HOUPARRHNDIELCN06_OLDI | HOUPARRHNHPELCE04_OLDI | HPELCE04 | DIELCN06 | PAR_OLDI | HPELCE04_DIELCN06 | 5 | 0 | 1.1 | Unlikely
HOUPARRHNDIELCN06_OLDI_FHPELCE04_D67 | Residential heating technology - Electric heating - electric panel from Bauhaus - single-family house - new building - distributed level 0.67 | HOUELC | HOUPARRHN_OLDI_DMD | MKr20 | 2025 | 0.64843 | 0 | [6 empty] | PAR | I | OLD |  |  | RHNDIELC | 4 | 0.66667 | HOUPARRHNDIELCN06_OLDI_FHPELCE04 | 1 | HOUPARRHNDIELCN06_OLDI | HOUPARRHNHPELCE04_OLDI | HPELCE04 | DIELCN06 | PAR_OLDI | HPELCE04_DIELCN06 | 5 | 0 | 1.1 | Unlikely
HOUPARRHNDIELCN06_OLDI_FHPELCE04_D67 | Residential heating technology - Electric heating - electric panel from Bauhaus - single-family house - new building - distributed level 0.67 | HOUELC | HOUPARRHN_OLDI_DMD | MKr20 | 2030 | 0.64843 | 0 | [6 empty] | PAR | I | OLD |  |  | RHNDIELC | 4 | 0.66667 | HOUPARRHNDIELCN06_OLDI_FHPELCE04 | 1 | HOUPARRHNDIELCN06_OLDI | HOUPARRHNHPELCE04_OLDI | HPELCE04 | DIELCN06 | PAR_OLDI | HPELCE04_DIELCN06 | 5 | 0 | 1.1 | Unlikely
HOUPARRHNDIELCN06_OLDI_FHPELCE04_D67 | Residential heating technology - Electric heating - electric panel from Bauhaus - single-family house - new building - distributed level 0.67 | HOUELC | HOUPARRHN_OLDI_DMD | MKr20 | 2040 | 0.64843 | 0 | [6 empty] | PAR | I | OLD |  |  | RHNDIELC | 4 | 0.66667 | HOUPARRHNDIELCN06_OLDI_FHPELCE04 | 1 | HOUPARRHNDIELCN06_OLDI | HOUPARRHNHPELCE04_OLDI | HPELCE04 | DIELCN06 | PAR_OLDI | HPELCE04_DIELCN06 | 5 | 0 | 1.1 | Unlikely
HOUPARRHNDIELCN06_OLDI_FHPELCE04_D67 | Residential heating technology - Electric heating - electric panel from Bauhaus - single-family house - new building - distributed level 0.67 | HOUELC | HOUPARRHN_OLDI_DMD | MKr20 | 2050 | 0.64843 | 0 | [6 empty] | PAR | I | OLD |  |  | RHNDIELC | 4 | 0.66667 | HOUPARRHNDIELCN06_OLDI_FHPELCE04 | 1 | HOUPARRHNDIELCN06_OLDI | HOUPARRHNHPELCE04_OLDI | HPELCE04 | DIELCN06 | PAR_OLDI | HPELCE04_DIELCN06 | 5 | 0 | 1.1 | Unlikely
HOUPARRHNDIELCN01_OLDI_FHPELCE04_D67 | Residential heating technology - Electric heating - single-family house - new building - distributed level 0.67 | HOUELC | HOUPARRHN_OLDI_DMD | MKr20 | 2020 | 7.8786 | 0.063879 | [6 empty] | PAR | I | OLD |  |  | RHNDIELC | 4 | 0.66667 | HOUPARRHNDIELCN01_OLDI_FHPELCE04 | 1 | HOUPARRHNDIELCN01_OLDI | HOUPARRHNHPELCE04_OLDI | HPELCE04 | DIELCN01 | PAR_OLDI | HPELCE04_DIELCN01 | 5 | 0 | 1.1 | Unlikely
HOUPARRHNDIELCN01_OLDI_FHPELCE04_D67 | Residential heating technology - Electric heating - single-family house - new building - distributed level 0.67 | HOUELC | HOUPARRHN_OLDI_DMD | MKr20 | 2025 | 7.6836 | 0.063879 | [6 empty] | PAR | I | OLD |  |  | RHNDIELC | 4 | 0.66667 | HOUPARRHNDIELCN01_OLDI_FHPELCE04 | 1 | HOUPARRHNDIELCN01_OLDI | HOUPARRHNHPELCE04_OLDI | HPELCE04 | DIELCN01 | PAR_OLDI | HPELCE04_DIELCN01 | 5 | 0 | 1.1 | Unlikely
HOUPARRHNDIELCN01_OLDI_FHPELCE04_D67 | Residential heating technology - Electric heating - single-family house - new building - distributed level 0.67 | HOUELC | HOUPARRHN_OLDI_DMD | MKr20 | 2030 | 7.4934 | 0.061217 | [6 empty] | PAR | I | OLD |  |  | RHNDIELC | 4 | 0.66667 | HOUPARRHNDIELCN01_OLDI_FHPELCE04 | 1 | HOUPARRHNDIELCN01_OLDI | HOUPARRHNHPELCE04_OLDI | HPELCE04 | DIELCN01 | PAR_OLDI | HPELCE04_DIELCN01 | 5 | 0 | 1.1 | Unlikely
HOUPARRHNDIELCN01_OLDI_FHPELCE04_D67 | Residential heating technology - Electric heating - single-family house - new building - distributed level 0.67 | HOUELC | HOUPARRHN_OLDI_DMD | MKr20 | 2040 | 7.1271 | 0.058555 | [6 empty] | PAR | I | OLD |  |  | RHNDIELC | 4 | 0.66667 | HOUPARRHNDIELCN01_OLDI_FHPELCE04 | 1 | HOUPARRHNDIELCN01_OLDI | HOUPARRHNHPELCE04_OLDI | HPELCE04 | DIELCN01 | PAR_OLDI | HPELCE04_DIELCN01 | 5 | 0 | 1.1 | Unlikely
HOUPARRHNDIELCN01_OLDI_FHPELCE04_D67 | Residential heating technology - Electric heating - single-family house - new building - distributed level 0.67 | HOUELC | HOUPARRHN_OLDI_DMD | MKr20 | 2050 | 6.7786 | 0.055894 | [6 empty] | PAR | I | OLD |  |  | RHNDIELC | 4 | 0.66667 | HOUPARRHNDIELCN01_OLDI_FHPELCE04 | 1 | HOUPARRHNDIELCN01_OLDI | HOUPARRHNHPELCE04_OLDI | HPELCE04 | DIELCN01 | PAR_OLDI | HPELCE04_DIELCN01 | 5 | 0 | 1.1 | Unlikely
HOUPARRHNBHSOLN01_OLDI_FHPELCE04_D67 | Residential heating technology - Solar heating system - single-family house - existing building - distributed level 0.67 | HOUSOL | HOUPARRHN_OLDI_DMD | MKr20 | 2020 | 8.6578 | 0.099715 | [6 empty] | PAR | I | OLD |  |  | RHNBHSOL | 4 | 0.66667 | HOUPARRHNBHSOLN01_OLDI_FHPELCE04 | 1 | HOUPARRHNBHSOLN01_OLDI | HOUPARRHNHPELCE04_OLDI | HPELCE04 | BHSOLN01 | PAR_OLDI | HPELCE04_BHSOLN01 | 5 | 0 | 1.1 | Unlikely
HOUPARRHNBHSOLN01_OLDI_FHPELCE04_D67 | Residential heating technology - Solar heating system - single-family house - existing building - distributed level 0.67 | HOUSOL | HOUPARRHN_OLDI_DMD | MKr20 | 2025 | 8.4435 | 0.093632 | [6 empty] | PAR | I | OLD |  |  | RHNBHSOL | 4 | 0.66667 | HOUPARRHNBHSOLN01_OLDI_FHPELCE04 | 1 | HOUPARRHNBHSOLN01_OLDI | HOUPARRHNHPELCE04_OLDI | HPELCE04 | BHSOLN01 | PAR_OLDI | HPELCE04_BHSOLN01 | 5 | 0 | 1.1 | Unlikely
HOUPARRHNBHSOLN01_OLDI_FHPELCE04_D67 | Residential heating technology - Solar heating system - single-family house - existing building - distributed level 0.67 | HOUSOL | HOUPARRHN_OLDI_DMD | MKr20 | 2030 | 8.2345 | 0.09135 | [6 empty] | PAR | I | OLD |  |  | RHNBHSOL | 4 | 0.66667 | HOUPARRHNBHSOLN01_OLDI_FHPELCE04 | 1 | HOUPARRHNBHSOLN01_OLDI | HOUPARRHNHPELCE04_OLDI | HPELCE04 | BHSOLN01 | PAR_OLDI | HPELCE04_BHSOLN01 | 5 | 0 | 1.1 | Unlikely
HOUPARRHNBHSOLN01_OLDI_FHPELCE04_D67 | Residential heating technology - Solar heating system - single-family house - existing building - distributed level 0.67 | HOUSOL | HOUPARRHN_OLDI_DMD | MKr20 | 2040 | 7.832 | 0.086407 | [6 empty] | PAR | I | OLD |  |  | RHNBHSOL | 4 | 0.66667 | HOUPARRHNBHSOLN01_OLDI_FHPELCE04 | 1 | HOUPARRHNBHSOLN01_OLDI | HOUPARRHNHPELCE04_OLDI | HPELCE04 | BHSOLN01 | PAR_OLDI | HPELCE04_BHSOLN01 | 5 | 0 | 1.1 | Unlikely
HOUPARRHNBHSOLN01_OLDI_FHPELCE04_D67 | Residential heating technology - Solar heating system - single-family house - existing building - distributed level 0.67 | HOUSOL | HOUPARRHN_OLDI_DMD | MKr20 | 2050 | 7.4491 | 0.081464 | [6 empty] | PAR | I | OLD |  |  | RHNBHSOL | 4 | 0.66667 | HOUPARRHNBHSOLN01_OLDI_FHPELCE04 | 1 | HOUPARRHNBHSOLN01_OLDI | HOUPARRHNHPELCE04_OLDI | HPELCE04 | BHSOLN01 | PAR_OLDI | HPELCE04_BHSOLN01 | 5 | 0 | 1.1 | Unlikely
HOUPARRHNBHDHDN09_OLDI_FHPELCE04_D67 | Residential heating technology - Direct district heating substation - plus connection pipe - plus distribution (heating density: low ) - single-family house - existing building - distributed level 0.67 | HOUDHD | HOUPARRHN_OLDI_DMD | MKr20 | 2020 | 11.2106 | 0.032445 | [6 empty] | PAR | I | OLD |  |  | RHNBHDHD | 4 | 0.66667 | HOUPARRHNBHDHDN09_OLDI_FHPELCE04 | 1 | HOUPARRHNBHDHDN09_OLDI | HOUPARRHNHPELCE04_OLDI | HPELCE04 | BHDHDN09 | PAR_OLDI | HPELCE04_BHDHDN09 | 6 | 0 | 1 | New
HOUPARRHNBHDHDN09_OLDI_FHPELCE04_D67 | Residential heating technology - Direct district heating substation - plus connection pipe - plus distribution (heating density: low ) - single-family house - existing building - distributed level 0.67 | HOUDHD | HOUPARRHN_OLDI_DMD | MKr20 | 2025 | 11.1707 | 0.032205 | [6 empty] | PAR | I | OLD |  |  | RHNBHDHD | 4 | 0.66667 | HOUPARRHNBHDHDN09_OLDI_FHPELCE04 | 1 | HOUPARRHNBHDHDN09_OLDI | HOUPARRHNHPELCE04_OLDI | HPELCE04 | BHDHDN09 | PAR_OLDI | HPELCE04_BHDHDN09 | 6 | 0 | 1 | New
HOUPARRHNBHDHDN09_OLDI_FHPELCE04_D67 | Residential heating technology - Direct district heating substation - plus connection pipe - plus distribution (heating density: low ) - single-family house - existing building - distributed level 0.67 | HOUDHD | HOUPARRHN_OLDI_DMD | MKr20 | 2030 | 11.1374 | 0.03163 | [6 empty] | PAR | I | OLD |  |  | RHNBHDHD | 4 | 0.66667 | HOUPARRHNBHDHDN09_OLDI_FHPELCE04 | 1 | HOUPARRHNBHDHDN09_OLDI | HOUPARRHNHPELCE04_OLDI | HPELCE04 | BHDHDN09 | PAR_OLDI | HPELCE04_BHDHDN09 | 6 | 0 | 1 | New
HOUPARRHNBHDHDN09_OLDI_FHPELCE04_D67 | Residential heating technology - Direct district heating substation - plus connection pipe - plus distribution (heating density: low ) - single-family house - existing building - distributed level 0.67 | HOUDHD | HOUPARRHN_OLDI_DMD | MKr20 | 2040 | 11.0775 | 0.030268 | [6 empty] | PAR | I | OLD |  |  | RHNBHDHD | 4 | 0.66667 | HOUPARRHNBHDHDN09_OLDI_FHPELCE04 | 1 | HOUPARRHNBHDHDN09_OLDI | HOUPARRHNHPELCE04_OLDI | HPELCE04 | BHDHDN09 | PAR_OLDI | HPELCE04_BHDHDN09 | 6 | 0 | 1 | New
HOUPARRHNBHDHDN09_OLDI_FHPELCE04_D67 | Residential heating technology - Direct district heating substation - plus connection pipe - plus distribution (heating density: low ) - single-family house - existing building - distributed level 0.67 | HOUDHD | HOUPARRHN_OLDI_DMD | MKr20 | 2050 | 11.011 | 0.028286 | [6 empty] | PAR | I | OLD |  |  | RHNBHDHD | 4 | 0.66667 | HOUPARRHNBHDHDN09_OLDI_FHPELCE04 | 1 | HOUPARRHNBHDHDN09_OLDI | HOUPARRHNHPELCE04_OLDI | HPELCE04 | BHDHDN09 | PAR_OLDI | HPELCE04_BHDHDN09 | 6 | 0 | 1 | New
HOUPARRHNBHDHDN07_OLDI_FHPELCE04_D67 | Residential heating technology - Direct district heating substation - plus connection pipe - plus distribution (heating density: medium ) - single-family house - existing building - distributed level 0.67 | HOUDHD | HOUPARRHN_OLDI_DMD | MKr20 | 2020 | 4.5119 | 0.032445 | [6 empty] | PAR | I | OLD |  |  | RHNBHDHD | 4 | 0.66667 | HOUPARRHNBHDHDN07_OLDI_FHPELCE04 | 1 | HOUPARRHNBHDHDN07_OLDI | HOUPARRHNHPELCE04_OLDI | HPELCE04 | BHDHDN07 | PAR_OLDI | HPELCE04_BHDHDN07 | 6 | 0 | 1 | New
HOUPARRHNBHDHDN07_OLDI_FHPELCE04_D67 | Residential heating technology - Direct district heating substation - plus connection pipe - plus distribution (heating density: medium ) - single-family house - existing building - distributed level 0.67 | HOUDHD | HOUPARRHN_OLDI_DMD | MKr20 | 2025 | 4.472 | 0.032205 | [6 empty] | PAR | I | OLD |  |  | RHNBHDHD | 4 | 0.66667 | HOUPARRHNBHDHDN07_OLDI_FHPELCE04 | 1 | HOUPARRHNBHDHDN07_OLDI | HOUPARRHNHPELCE04_OLDI | HPELCE04 | BHDHDN07 | PAR_OLDI | HPELCE04_BHDHDN07 | 6 | 0 | 1 | New
HOUPARRHNBHDHDN07_OLDI_FHPELCE04_D67 | Residential heating technology - Direct district heating substation - plus connection pipe - plus distribution (heating density: medium ) - single-family house - existing building - distributed level 0.67 | HOUDHD | HOUPARRHN_OLDI_DMD | MKr20 | 2030 | 4.4387 | 0.03163 | [6 empty] | PAR | I | OLD |  |  | RHNBHDHD | 4 | 0.66667 | HOUPARRHNBHDHDN07_OLDI_FHPELCE04 | 1 | HOUPARRHNBHDHDN07_OLDI | HOUPARRHNHPELCE04_OLDI | HPELCE04 | BHDHDN07 | PAR_OLDI | HPELCE04_BHDHDN07 | 6 | 0 | 1 | New
HOUPARRHNBHDHDN07_OLDI_FHPELCE04_D67 | Residential heating technology - Direct district heating substation - plus connection pipe - plus distribution (heating density: medium ) - single-family house - existing building - distributed level 0.67 | HOUDHD | HOUPARRHN_OLDI_DMD | MKr20 | 2040 | 4.3788 | 0.030268 | [6 empty] | PAR | I | OLD |  |  | RHNBHDHD | 4 | 0.66667 | HOUPARRHNBHDHDN07_OLDI_FHPELCE04 | 1 | HOUPARRHNBHDHDN07_OLDI | HOUPARRHNHPELCE04_OLDI | HPELCE04 | BHDHDN07 | PAR_OLDI | HPELCE04_BHDHDN07 | 6 | 0 | 1 | New
HOUPARRHNBHDHDN07_OLDI_FHPELCE04_D67 | Residential heating technology - Direct district heating substation - plus connection pipe - plus distribution (heating density: medium ) - single-family house - existing building - distributed level 0.67 | HOUDHD | HOUPARRHN_OLDI_DMD | MKr20 | 2050 | 4.3123 | 0.028286 | [6 empty] | PAR | I | OLD |  |  | RHNBHDHD | 4 | 0.66667 | HOUPARRHNBHDHDN07_OLDI_FHPELCE04 | 1 | HOUPARRHNBHDHDN07_OLDI | HOUPARRHNHPELCE04_OLDI | HPELCE04 | BHDHDN07 | PAR_OLDI | HPELCE04_BHDHDN07 | 6 | 0 | 1 | New
HOUPARRHNBHDHDN05_OLDI_FHPELCE04_D67 | Residential heating technology - Direct district heating substation - plus connection pipe - plus distribution (heating density: high ) - single-family house - existing building - distributed level 0.67 | HOUDHD | HOUPARRHN_OLDI_DMD | MKr20 | 2020 | 3.4401 | 0.032445 | [6 empty] | PAR | I | OLD |  |  | RHNBHDHD | 4 | 0.66667 | HOUPARRHNBHDHDN05_OLDI_FHPELCE04 | 1 | HOUPARRHNBHDHDN05_OLDI | HOUPARRHNHPELCE04_OLDI | HPELCE04 | BHDHDN05 | PAR_OLDI | HPELCE04_BHDHDN05 | 6 | 0 | 1 | New
HOUPARRHNBHDHDN05_OLDI_FHPELCE04_D67 | Residential heating technology - Direct district heating substation - plus connection pipe - plus distribution (heating density: high ) - single-family house - existing building - distributed level 0.67 | HOUDHD | HOUPARRHN_OLDI_DMD | MKr20 | 2025 | 3.4002 | 0.032205 | [6 empty] | PAR | I | OLD |  |  | RHNBHDHD | 4 | 0.66667 | HOUPARRHNBHDHDN05_OLDI_FHPELCE04 | 1 | HOUPARRHNBHDHDN05_OLDI | HOUPARRHNHPELCE04_OLDI | HPELCE04 | BHDHDN05 | PAR_OLDI | HPELCE04_BHDHDN05 | 6 | 0 | 1 | New
HOUPARRHNBHDHDN05_OLDI_FHPELCE04_D67 | Residential heating technology - Direct district heating substation - plus connection pipe - plus distribution (heating density: high ) - single-family house - existing building - distributed level 0.67 | HOUDHD | HOUPARRHN_OLDI_DMD | MKr20 | 2030 | 3.3669 | 0.03163 | [6 empty] | PAR | I | OLD |  |  | RHNBHDHD | 4 | 0.66667 | HOUPARRHNBHDHDN05_OLDI_FHPELCE04 | 1 | HOUPARRHNBHDHDN05_OLDI | HOUPARRHNHPELCE04_OLDI | HPELCE04 | BHDHDN05 | PAR_OLDI | HPELCE04_BHDHDN05 | 6 | 0 | 1 | New
HOUPARRHNBHDHDN05_OLDI_FHPELCE04_D67 | Residential heating technology - Direct district heating substation - plus connection pipe - plus distribution (heating density: high ) - single-family house - existing building - distributed level 0.67 | HOUDHD | HOUPARRHN_OLDI_DMD | MKr20 | 2040 | 3.307 | 0.030268 | [6 empty] | PAR | I | OLD |  |  | RHNBHDHD | 4 | 0.66667 | HOUPARRHNBHDHDN05_OLDI_FHPELCE04 | 1 | HOUPARRHNBHDHDN05_OLDI | HOUPARRHNHPELCE04_OLDI | HPELCE04 | BHDHDN05 | PAR_OLDI | HPELCE04_BHDHDN05 | 6 | 0 | 1 | New
HOUPARRHNBHDHDN05_OLDI_FHPELCE04_D67 | Residential heating technology - Direct district heating substation - plus connection pipe - plus distribution (heating density: high ) - single-family house - existing building - distributed level 0.67 | HOUDHD | HOUPARRHN_OLDI_DMD | MKr20 | 2050 | 3.2405 | 0.028286 | [6 empty] | PAR | I | OLD |  |  | RHNBHDHD | 4 | 0.66667 | HOUPARRHNBHDHDN05_OLDI_FHPELCE04 | 1 | HOUPARRHNBHDHDN05_OLDI | HOUPARRHNHPELCE04_OLDI | HPELCE04 | BHDHDN05 | PAR_OLDI | HPELCE04_BHDHDN05 | 6 | 0 | 1 | New
HOUPARRHNBHDHCN09_OLDI_FHPELCE04_D67 | Residential heating technology - Direct district heating substation - plus connection pipe - plus distribution (heating density: low ) - single-family house - existing building - distributed level 0.67 | HOUDHC | HOUPARRHN_OLDI_DMD | MKr20 | 2020 | 11.2106 | 0.032445 | [6 empty] | PAR | I | OLD |  |  | RHNBHDHC | 4 | 0.66667 | HOUPARRHNBHDHCN09_OLDI_FHPELCE04 | 1 | HOUPARRHNBHDHCN09_OLDI | HOUPARRHNHPELCE04_OLDI | HPELCE04 | BHDHCN09 | PAR_OLDI | HPELCE04_BHDHCN09 | 6 | 0 | 1 | New
HOUPARRHNBHDHCN09_OLDI_FHPELCE04_D67 | Residential heating technology - Direct district heating substation - plus connection pipe - plus distribution (heating density: low ) - single-family house - existing building - distributed level 0.67 | HOUDHC | HOUPARRHN_OLDI_DMD | MKr20 | 2025 | 11.1707 | 0.032205 | [6 empty] | PAR | I | OLD |  |  | RHNBHDHC | 4 | 0.66667 | HOUPARRHNBHDHCN09_OLDI_FHPELCE04 | 1 | HOUPARRHNBHDHCN09_OLDI | HOUPARRHNHPELCE04_OLDI | HPELCE04 | BHDHCN09 | PAR_OLDI | HPELCE04_BHDHCN09 | 6 | 0 | 1 | New
HOUPARRHNBHDHCN09_OLDI_FHPELCE04_D67 | Residential heating technology - Direct district heating substation - plus connection pipe - plus distribution (heating density: low ) - single-family house - existing building - distributed level 0.67 | HOUDHC | HOUPARRHN_OLDI_DMD | MKr20 | 2030 | 11.1374 | 0.03163 | [6 empty] | PAR | I | OLD |  |  | RHNBHDHC | 4 | 0.66667 | HOUPARRHNBHDHCN09_OLDI_FHPELCE04 | 1 | HOUPARRHNBHDHCN09_OLDI | HOUPARRHNHPELCE04_OLDI | HPELCE04 | BHDHCN09 | PAR_OLDI | HPELCE04_BHDHCN09 | 6 | 0 | 1 | New
HOUPARRHNBHDHCN09_OLDI_FHPELCE04_D67 | Residential heating technology - Direct district heating substation - plus connection pipe - plus distribution (heating density: low ) - single-family house - existing building - distributed level 0.67 | HOUDHC | HOUPARRHN_OLDI_DMD | MKr20 | 2040 | 11.0775 | 0.030268 | [6 empty] | PAR | I | OLD |  |  | RHNBHDHC | 4 | 0.66667 | HOUPARRHNBHDHCN09_OLDI_FHPELCE04 | 1 | HOUPARRHNBHDHCN09_OLDI | HOUPARRHNHPELCE04_OLDI | HPELCE04 | BHDHCN09 | PAR_OLDI | HPELCE04_BHDHCN09 | 6 | 0 | 1 | New
HOUPARRHNBHDHCN09_OLDI_FHPELCE04_D67 | Residential heating technology - Direct district heating substation - plus connection pipe - plus distribution (heating density: low ) - single-family house - existing building - distributed level 0.67 | HOUDHC | HOUPARRHN_OLDI_DMD | MKr20 | 2050 | 11.011 | 0.028286 | [6 empty] | PAR | I | OLD |  |  | RHNBHDHC | 4 | 0.66667 | HOUPARRHNBHDHCN09_OLDI_FHPELCE04 | 1 | HOUPARRHNBHDHCN09_OLDI | HOUPARRHNHPELCE04_OLDI | HPELCE04 | BHDHCN09 | PAR_OLDI | HPELCE04_BHDHCN09 | 6 | 0 | 1 | New
HOUPARRHNBHDHCN07_OLDI_FHPELCE04_D67 | Residential heating technology - Direct district heating substation - plus connection pipe - plus distribution (heating density: medium ) - single-family house - existing building - distributed level 0.67 | HOUDHC | HOUPARRHN_OLDI_DMD | MKr20 | 2020 | 4.5119 | 0.032445 | [6 empty] | PAR | I | OLD |  |  | RHNBHDHC | 4 | 0.66667 | HOUPARRHNBHDHCN07_OLDI_FHPELCE04 | 1 | HOUPARRHNBHDHCN07_OLDI | HOUPARRHNHPELCE04_OLDI | HPELCE04 | BHDHCN07 | PAR_OLDI | HPELCE04_BHDHCN07 | 6 | 0 | 1 | New
HOUPARRHNBHDHCN07_OLDI_FHPELCE04_D67 | Residential heating technology - Direct district heating substation - plus connection pipe - plus distribution (heating density: medium ) - single-family house - existing building - distributed level 0.67 | HOUDHC | HOUPARRHN_OLDI_DMD | MKr20 | 2025 | 4.472 | 0.032205 | [6 empty] | PAR | I | OLD |  |  | RHNBHDHC | 4 | 0.66667 | HOUPARRHNBHDHCN07_OLDI_FHPELCE04 | 1 | HOUPARRHNBHDHCN07_OLDI | HOUPARRHNHPELCE04_OLDI | HPELCE04 | BHDHCN07 | PAR_OLDI | HPELCE04_BHDHCN07 | 6 | 0 | 1 | New
HOUPARRHNBHDHCN07_OLDI_FHPELCE04_D67 | Residential heating technology - Direct district heating substation - plus connection pipe - plus distribution (heating density: medium ) - single-family house - existing building - distributed level 0.67 | HOUDHC | HOUPARRHN_OLDI_DMD | MKr20 | 2030 | 4.4387 | 0.03163 | [6 empty] | PAR | I | OLD |  |  | RHNBHDHC | 4 | 0.66667 | HOUPARRHNBHDHCN07_OLDI_FHPELCE04 | 1 | HOUPARRHNBHDHCN07_OLDI | HOUPARRHNHPELCE04_OLDI | HPELCE04 | BHDHCN07 | PAR_OLDI | HPELCE04_BHDHCN07 | 6 | 0 | 1 | New
HOUPARRHNBHDHCN07_OLDI_FHPELCE04_D67 | Residential heating technology - Direct district heating substation - plus connection pipe - plus distribution (heating density: medium ) - single-family house - existing building - distributed level 0.67 | HOUDHC | HOUPARRHN_OLDI_DMD | MKr20 | 2040 | 4.3788 | 0.030268 | [6 empty] | PAR | I | OLD |  |  | RHNBHDHC | 4 | 0.66667 | HOUPARRHNBHDHCN07_OLDI_FHPELCE04 | 1 | HOUPARRHNBHDHCN07_OLDI | HOUPARRHNHPELCE04_OLDI | HPELCE04 | BHDHCN07 | PAR_OLDI | HPELCE04_BHDHCN07 | 6 | 0 | 1 | New
HOUPARRHNBHDHCN07_OLDI_FHPELCE04_D67 | Residential heating technology - Direct district heating substation - plus connection pipe - plus distribution (heating density: medium ) - single-family house - existing building - distributed level 0.67 | HOUDHC | HOUPARRHN_OLDI_DMD | MKr20 | 2050 | 4.3123 | 0.028286 | [6 empty] | PAR | I | OLD |  |  | RHNBHDHC | 4 | 0.66667 | HOUPARRHNBHDHCN07_OLDI_FHPELCE04 | 1 | HOUPARRHNBHDHCN07_OLDI | HOUPARRHNHPELCE04_OLDI | HPELCE04 | BHDHCN07 | PAR_OLDI | HPELCE04_BHDHCN07 | 6 | 0 | 1 | New
HOUPARRHNBHDHCN05_OLDI_FHPELCE04_D67 | Residential heating technology - Direct district heating substation - plus connection pipe - plus distribution (heating density: high ) - single-family house - existing building - distributed level 0.67 | HOUDHC | HOUPARRHN_OLDI_DMD | MKr20 | 2020 | 3.4401 | 0.032445 | [6 empty] | PAR | I | OLD |  |  | RHNBHDHC | 4 | 0.66667 | HOUPARRHNBHDHCN05_OLDI_FHPELCE04 | 1 | HOUPARRHNBHDHCN05_OLDI | HOUPARRHNHPELCE04_OLDI | HPELCE04 | BHDHCN05 | PAR_OLDI | HPELCE04_BHDHCN05 | 6 | 0 | 1 | New
HOUPARRHNBHDHCN05_OLDI_FHPELCE04_D67 | Residential heating technology - Direct district heating substation - plus connection pipe - plus distribution (heating density: high ) - single-family house - existing building - distributed level 0.67 | HOUDHC | HOUPARRHN_OLDI_DMD | MKr20 | 2025 | 3.4002 | 0.032205 | [6 empty] | PAR | I | OLD |  |  | RHNBHDHC | 4 | 0.66667 | HOUPARRHNBHDHCN05_OLDI_FHPELCE04 | 1 | HOUPARRHNBHDHCN05_OLDI | HOUPARRHNHPELCE04_OLDI | HPELCE04 | BHDHCN05 | PAR_OLDI | HPELCE04_BHDHCN05 | 6 | 0 | 1 | New
HOUPARRHNBHDHCN05_OLDI_FHPELCE04_D67 | Residential heating technology - Direct district heating substation - plus connection pipe - plus distribution (heating density: high ) - single-family house - existing building - distributed level 0.67 | HOUDHC | HOUPARRHN_OLDI_DMD | MKr20 | 2030 | 3.3669 | 0.03163 | [6 empty] | PAR | I | OLD |  |  | RHNBHDHC | 4 | 0.66667 | HOUPARRHNBHDHCN05_OLDI_FHPELCE04 | 1 | HOUPARRHNBHDHCN05_OLDI | HOUPARRHNHPELCE04_OLDI | HPELCE04 | BHDHCN05 | PAR_OLDI | HPELCE04_BHDHCN05 | 6 | 0 | 1 | New
HOUPARRHNBHDHCN05_OLDI_FHPELCE04_D67 | Residential heating technology - Direct district heating substation - plus connection pipe - plus distribution (heating density: high ) - single-family house - existing building - distributed level 0.67 | HOUDHC | HOUPARRHN_OLDI_DMD | MKr20 | 2040 | 3.307 | 0.030268 | [6 empty] | PAR | I | OLD |  |  | RHNBHDHC | 4 | 0.66667 | HOUPARRHNBHDHCN05_OLDI_FHPELCE04 | 1 | HOUPARRHNBHDHCN05_OLDI | HOUPARRHNHPELCE04_OLDI | HPELCE04 | BHDHCN05 | PAR_OLDI | HPELCE04_BHDHCN05 | 6 | 0 | 1 | New
HOUPARRHNBHDHCN05_OLDI_FHPELCE04_D67 | Residential heating technology - Direct district heating substation - plus connection pipe - plus distribution (heating density: high ) - single-family house - existing building - distributed level 0.67 | HOUDHC | HOUPARRHN_OLDI_DMD | MKr20 | 2050 | 3.2405 | 0.028286 | [6 empty] | PAR | I | OLD |  |  | RHNBHDHC | 4 | 0.66667 | HOUPARRHNBHDHCN05_OLDI_FHPELCE04 | 1 | HOUPARRHNBHDHCN05_OLDI | HOUPARRHNHPELCE04_OLDI | HPELCE04 | BHDHCN05 | PAR_OLDI | HPELCE04_BHDHCN05 | 6 | 0 | 1 | New
HOUETARHNHPELCN05_OLDC_FBHWPEE01_D67 | Residential heating technology - Heat pump, Air-to-water - leasing - apartment complex - existing building - distributed level 0.67 | HOUELC, HOUAMB | HOUETARHN_OLDC_DMD | MKr20 | 2020 | 3.8502 | 0.36113 | 0.35767 | [5 empty] | ETA | C | OLD | 2.7959 |  | RHNHPELC | 4 | 0.66667 | HOUETARHNHPELCN05_OLDC_FBHWPEE01 | 0.75 | HOUETARHNHPELCN05_OLDC | HOUETARHNBHWPEE01_OLDC | BHWPEE01 | HPELCN05 | ETA_OLDC | BHWPEE01_HPELCN05 | 6 | 0 | 1 | New
HOUETARHNHPELCN05_OLDC_FBHWPEE01_D67 | Residential heating technology - Heat pump, Air-to-water - leasing - apartment complex - existing building - distributed level 0.67 | HOUELC, HOUAMB | HOUETARHN_OLDC_DMD | MKr20 | 2025 | 3.4476 | 0.33198 | 0.34008 | [5 empty] | ETA | C | OLD | 2.9405 |  | RHNHPELC | 4 | 0.66667 | HOUETARHNHPELCN05_OLDC_FBHWPEE01 | 0.75 | HOUETARHNHPELCN05_OLDC | HOUETARHNBHWPEE01_OLDC | BHWPEE01 | HPELCN05 | ETA_OLDC | BHWPEE01_HPELCN05 | 6 | 0 | 1 | New
HOUETARHNHPELCN05_OLDC_FBHWPEE01_D67 | Residential heating technology - Heat pump, Air-to-water - leasing - apartment complex - existing building - distributed level 0.67 | HOUELC, HOUAMB | HOUETARHN_OLDC_DMD | MKr20 | 2030 | 3.0449 | 0.3028 | 0.32413 | [5 empty] | ETA | C | OLD | 3.0851 |  | RHNHPELC | 4 | 0.66667 | HOUETARHNHPELCN05_OLDC_FBHWPEE01 | 0.75 | HOUETARHNHPELCN05_OLDC | HOUETARHNBHWPEE01_OLDC | BHWPEE01 | HPELCN05 | ETA_OLDC | BHWPEE01_HPELCN05 | 6 | 0 | 1 | New
HOUETARHNHPELCN05_OLDC_FBHWPEE01_D67 | Residential heating technology - Heat pump, Air-to-water - leasing - apartment complex - existing building - distributed level 0.67 | HOUELC, HOUAMB | HOUETARHN_OLDC_DMD | MKr20 | 2040 | 2.7272 | 0.27907 | 0.30962 | [5 empty] | ETA | C | OLD | 3.2298 |  | RHNHPELC | 4 | 0.66667 | HOUETARHNHPELCN05_OLDC_FBHWPEE01 | 0.75 | HOUETARHNHPELCN05_OLDC | HOUETARHNBHWPEE01_OLDC | BHWPEE01 | HPELCN05 | ETA_OLDC | BHWPEE01_HPELCN05 | 6 | 0 | 1 | New
HOUETARHNHPELCN05_OLDC_FBHWPEE01_D67 | Residential heating technology - Heat pump, Air-to-water - leasing - apartment complex - existing building - distributed level 0.67 | HOUELC, HOUAMB | HOUETARHN_OLDC_DMD | MKr20 | 2050 | 2.4095 | 0.25532 | 0.29635 | [5 empty] | ETA | C | OLD | 3.3744 |  | RHNHPELC | 4 | 0.66667 | HOUETARHNHPELCN05_OLDC_FBHWPEE01 | 0.75 | HOUETARHNHPELCN05_OLDC | HOUETARHNBHWPEE01_OLDC | BHWPEE01 | HPELCN05 | ETA_OLDC | BHWPEE01_HPELCN05 | 6 | 0 | 1 | New
HOUETARHNHPELCN04_OLDC_FBHWPEE01_D67 | Residential heating technology - Heat pump, Ground source - apartment complex - existing building - distributed level 0.67 | HOUELC, HOUAMB | HOUETARHN_OLDC_DMD | MKr20 | 2020 | 7.1745 | 0.053517 | 0.32413 | [5 empty] | ETA | C | OLD | 3.0851 |  | RHNHPELC | 4 | 0.66667 | HOUETARHNHPELCN04_OLDC_FBHWPEE01 | 0.75 | HOUETARHNHPELCN04_OLDC | HOUETARHNBHWPEE01_OLDC | BHWPEE01 | HPELCN04 | ETA_OLDC | BHWPEE01_HPELCN04 | 6 | 0 | 1 | New
HOUETARHNHPELCN04_OLDC_FBHWPEE01_D67 | Residential heating technology - Heat pump, Ground source - apartment complex - existing building - distributed level 0.67 | HOUELC, HOUAMB | HOUETARHN_OLDC_DMD | MKr20 | 2025 | 6.6364 | 0.053094 | 0.31431 | [5 empty] | ETA | C | OLD | 3.1815 |  | RHNHPELC | 4 | 0.66667 | HOUETARHNHPELCN04_OLDC_FBHWPEE01 | 0.75 | HOUETARHNHPELCN04_OLDC | HOUETARHNBHWPEE01_OLDC | BHWPEE01 | HPELCN04 | ETA_OLDC | BHWPEE01_HPELCN04 | 6 | 0 | 1 | New
HOUETARHNHPELCN04_OLDC_FBHWPEE01_D67 | Residential heating technology - Heat pump, Ground source - apartment complex - existing building - distributed level 0.67 | HOUELC, HOUAMB | HOUETARHN_OLDC_DMD | MKr20 | 2030 | 6.0983 | 0.052631 | 0.30507 | [5 empty] | ETA | C | OLD | 3.278 |  | RHNHPELC | 4 | 0.66667 | HOUETARHNHPELCN04_OLDC_FBHWPEE01 | 0.75 | HOUETARHNHPELCN04_OLDC | HOUETARHNBHWPEE01_OLDC | BHWPEE01 | HPELCN04 | ETA_OLDC | BHWPEE01_HPELCN04 | 6 | 0 | 1 | New
HOUETARHNHPELCN04_OLDC_FBHWPEE01_D67 | Residential heating technology - Heat pump, Ground source - apartment complex - existing building - distributed level 0.67 | HOUELC, HOUAMB | HOUETARHN_OLDC_DMD | MKr20 | 2040 | 5.641 | 0.051561 | 0.29218 | [5 empty] | ETA | C | OLD | 3.4226 |  | RHNHPELC | 4 | 0.66667 | HOUETARHNHPELCN04_OLDC_FBHWPEE01 | 0.75 | HOUETARHNHPELCN04_OLDC | HOUETARHNBHWPEE01_OLDC | BHWPEE01 | HPELCN04 | ETA_OLDC | BHWPEE01_HPELCN04 | 6 | 0 | 1 | New
HOUETARHNHPELCN04_OLDC_FBHWPEE01_D67 | Residential heating technology - Heat pump, Ground source - apartment complex - existing building - distributed level 0.67 | HOUELC, HOUAMB | HOUETARHN_OLDC_DMD | MKr20 | 2050 | 5.1836 | 0.050472 | 0.28812 | [5 empty] | ETA | C | OLD | 3.4708 |  | RHNHPELC | 4 | 0.66667 | HOUETARHNHPELCN04_OLDC_FBHWPEE01 | 0.75 | HOUETARHNHPELCN04_OLDC | HOUETARHNBHWPEE01_OLDC | BHWPEE01 | HPELCN04 | ETA_OLDC | BHWPEE01_HPELCN04 | 6 | 0 | 1 | New
HOUETARHNHPELCN03_OLDC_FBHWPEE01_D67 | Residential heating technology - Heat pump, Air-to-water - apartment complex - existing building - distributed level 0.67 | HOUELC, HOUAMB | HOUETARHN_OLDC_DMD | MKr20 | 2020 | 7.7004 | 0.086482 | 0.35767 | [5 empty] | ETA | C | OLD | 2.7959 |  | RHNHPELC | 4 | 0.66667 | HOUETARHNHPELCN03_OLDC_FBHWPEE01 | 0.75 | HOUETARHNHPELCN03_OLDC | HOUETARHNBHWPEE01_OLDC | BHWPEE01 | HPELCN03 | ETA_OLDC | BHWPEE01_HPELCN03 | 6 | 0 | 1 | New
HOUETARHNHPELCN03_OLDC_FBHWPEE01_D67 | Residential heating technology - Heat pump, Air-to-water - apartment complex - existing building - distributed level 0.67 | HOUELC, HOUAMB | HOUETARHN_OLDC_DMD | MKr20 | 2025 | 6.8951 | 0.086059 | 0.34008 | [5 empty] | ETA | C | OLD | 2.9405 |  | RHNHPELC | 4 | 0.66667 | HOUETARHNHPELCN03_OLDC_FBHWPEE01 | 0.75 | HOUETARHNHPELCN03_OLDC | HOUETARHNBHWPEE01_OLDC | BHWPEE01 | HPELCN03 | ETA_OLDC | BHWPEE01_HPELCN03 | 6 | 0 | 1 | New
HOUETARHNHPELCN03_OLDC_FBHWPEE01_D67 | Residential heating technology - Heat pump, Air-to-water - apartment complex - existing building - distributed level 0.67 | HOUELC, HOUAMB | HOUETARHN_OLDC_DMD | MKr20 | 2030 | 6.0899 | 0.085596 | 0.32413 | [5 empty] | ETA | C | OLD | 3.0851 |  | RHNHPELC | 4 | 0.66667 | HOUETARHNHPELCN03_OLDC_FBHWPEE01 | 0.75 | HOUETARHNHPELCN03_OLDC | HOUETARHNBHWPEE01_OLDC | BHWPEE01 | HPELCN03 | ETA_OLDC | BHWPEE01_HPELCN03 | 6 | 0 | 1 | New
HOUETARHNHPELCN03_OLDC_FBHWPEE01_D67 | Residential heating technology - Heat pump, Air-to-water - apartment complex - existing building - distributed level 0.67 | HOUELC, HOUAMB | HOUETARHN_OLDC_DMD | MKr20 | 2040 | 5.4545 | 0.084526 | 0.30962 | [5 empty] | ETA | C | OLD | 3.2298 |  | RHNHPELC | 4 | 0.66667 | HOUETARHNHPELCN03_OLDC_FBHWPEE01 | 0.75 | HOUETARHNHPELCN03_OLDC | HOUETARHNBHWPEE01_OLDC | BHWPEE01 | HPELCN03 | ETA_OLDC | BHWPEE01_HPELCN03 | 6 | 0 | 1 | New
HOUETARHNHPELCN03_OLDC_FBHWPEE01_D67 | Residential heating technology - Heat pump, Air-to-water - apartment complex - existing building - distributed level 0.67 | HOUELC, HOUAMB | HOUETARHN_OLDC_DMD | MKr20 | 2050 | 4.8191 | 0.083437 | 0.29635 | [5 empty] | ETA | C | OLD | 3.3744 |  | RHNHPELC | 4 | 0.66667 | HOUETARHNHPELCN03_OLDC_FBHWPEE01 | 0.75 | HOUETARHNHPELCN03_OLDC | HOUETARHNBHWPEE01_OLDC | BHWPEE01 | HPELCN03 | ETA_OLDC | BHWPEE01_HPELCN03 | 6 | 0 | 1 | New
HOUETARHNHPELCN02_OLDC_FBHWPEE01_D67 | Residential heating technology - Heat pump, Air-to-air - single-family house - existing building - distributed level 0.67 | HOUELC, HOUAMB | HOUETARHN_OLDC_DMD | MKr20 | 2020 | 3.2165 | 0.18468 | 0.21386 | [5 empty] | ETA | C | OLD | 4.6759 |  | RHNHPELC | 4 | 0.66667 | HOUETARHNHPELCN02_OLDC_FBHWPEE01 | 0.75 | HOUETARHNHPELCN02_OLDC | HOUETARHNBHWPEE01_OLDC | BHWPEE01 | HPELCN02 | ETA_OLDC | BHWPEE01_HPELCN02 | 5 | 0 | 1.1 | Unlikely
HOUETARHNHPELCN02_OLDC_FBHWPEE01_D67 | Residential heating technology - Heat pump, Air-to-air - single-family house - existing building - distributed level 0.67 | HOUELC, HOUAMB | HOUETARHN_OLDC_DMD | MKr20 | 2025 | 3.1379 | 0.12547 | 0.20338 | [5 empty] | ETA | C | OLD | 4.9169 |  | RHNHPELC | 4 | 0.66667 | HOUETARHNHPELCN02_OLDC_FBHWPEE01 | 0.75 | HOUETARHNHPELCN02_OLDC | HOUETARHNBHWPEE01_OLDC | BHWPEE01 | HPELCN02 | ETA_OLDC | BHWPEE01_HPELCN02 | 5 | 0 | 1.1 | Unlikely
HOUETARHNHPELCN02_OLDC_FBHWPEE01_D67 | Residential heating technology - Heat pump, Air-to-air - single-family house - existing building - distributed level 0.67 | HOUELC, HOUAMB | HOUETARHN_OLDC_DMD | MKr20 | 2030 | 3.0593 | 0.12315 | 0.1957 | [5 empty] | ETA | C | OLD | 5.1098 |  | RHNHPELC | 4 | 0.66667 | HOUETARHNHPELCN02_OLDC_FBHWPEE01 | 0.75 | HOUETARHNHPELCN02_OLDC | HOUETARHNBHWPEE01_OLDC | BHWPEE01 | HPELCN02 | ETA_OLDC | BHWPEE01_HPELCN02 | 5 | 0 | 1.1 | Unlikely
HOUETARHNHPELCN02_OLDC_FBHWPEE01_D67 | Residential heating technology - Heat pump, Air-to-air - single-family house - existing building - distributed level 0.67 | HOUELC, HOUAMB | HOUETARHN_OLDC_DMD | MKr20 | 2040 | 2.9134 | 0.11885 | 0.18859 | [5 empty] | ETA | C | OLD | 5.3026 |  | RHNHPELC | 4 | 0.66667 | HOUETARHNHPELCN02_OLDC_FBHWPEE01 | 0.75 | HOUETARHNHPELCN02_OLDC | HOUETARHNBHWPEE01_OLDC | BHWPEE01 | HPELCN02 | ETA_OLDC | BHWPEE01_HPELCN02 | 5 | 0 | 1.1 | Unlikely
HOUETARHNHPELCN02_OLDC_FBHWPEE01_D67 | Residential heating technology - Heat pump, Air-to-air - single-family house - existing building - distributed level 0.67 | HOUELC, HOUAMB | HOUETARHN_OLDC_DMD | MKr20 | 2050 | 2.7675 | 0.11455 | 0.18522 | [5 empty] | ETA | C | OLD | 5.399 |  | RHNHPELC | 4 | 0.66667 | HOUETARHNHPELCN02_OLDC_FBHWPEE01 | 0.75 | HOUETARHNHPELCN02_OLDC | HOUETARHNBHWPEE01_OLDC | BHWPEE01 | HPELCN02 | ETA_OLDC | BHWPEE01_HPELCN02 | 5 | 0 | 1.1 | Unlikely
HOUETARHNDIELCN06_OLDC_FBHWPEE01_D67 | Residential heating technology - Electric heating - electric panel from Bauhaus - apartment complex - new building - distributed level 0.67 | HOUELC | HOUETARHN_OLDC_DMD | MKr20 | 2020 | 0.64843 | 0 | [6 empty] | ETA | C | OLD |  |  | RHNDIELC | 4 | 0.66667 | HOUETARHNDIELCN06_OLDC_FBHWPEE01 | 0.75 | HOUETARHNDIELCN06_OLDC | HOUETARHNBHWPEE01_OLDC | BHWPEE01 | DIELCN06 | ETA_OLDC | BHWPEE01_DIELCN06 | 5 | 0 | 1.1 | Unlikely
HOUETARHNDIELCN06_OLDC_FBHWPEE01_D67 | Residential heating technology - Electric heating - electric panel from Bauhaus - apartment complex - new building - distributed level 0.67 | HOUELC | HOUETARHN_OLDC_DMD | MKr20 | 2025 | 0.64843 | 0 | [6 empty] | ETA | C | OLD |  |  | RHNDIELC | 4 | 0.66667 | HOUETARHNDIELCN06_OLDC_FBHWPEE01 | 0.75 | HOUETARHNDIELCN06_OLDC | HOUETARHNBHWPEE01_OLDC | BHWPEE01 | DIELCN06 | ETA_OLDC | BHWPEE01_DIELCN06 | 5 | 0 | 1.1 | Unlikely
HOUETARHNDIELCN06_OLDC_FBHWPEE01_D67 | Residential heating technology - Electric heating - electric panel from Bauhaus - apartment complex - new building - distributed level 0.67 | HOUELC | HOUETARHN_OLDC_DMD | MKr20 | 2030 | 0.64843 | 0 | [6 empty] | ETA | C | OLD |  |  | RHNDIELC | 4 | 0.66667 | HOUETARHNDIELCN06_OLDC_FBHWPEE01 | 0.75 | HOUETARHNDIELCN06_OLDC | HOUETARHNBHWPEE01_OLDC | BHWPEE01 | DIELCN06 | ETA_OLDC | BHWPEE01_DIELCN06 | 5 | 0 | 1.1 | Unlikely
HOUETARHNDIELCN06_OLDC_FBHWPEE01_D67 | Residential heating technology - Electric heating - electric panel from Bauhaus - apartment complex - new building - distributed level 0.67 | HOUELC | HOUETARHN_OLDC_DMD | MKr20 | 2040 | 0.64843 | 0 | [6 empty] | ETA | C | OLD |  |  | RHNDIELC | 4 | 0.66667 | HOUETARHNDIELCN06_OLDC_FBHWPEE01 | 0.75 | HOUETARHNDIELCN06_OLDC | HOUETARHNBHWPEE01_OLDC | BHWPEE01 | DIELCN06 | ETA_OLDC | BHWPEE01_DIELCN06 | 5 | 0 | 1.1 | Unlikely
HOUETARHNDIELCN06_OLDC_FBHWPEE01_D67 | Residential heating technology - Electric heating - electric panel from Bauhaus - apartment complex - new building - distributed level 0.67 | HOUELC | HOUETARHN_OLDC_DMD | MKr20 | 2050 | 0.64843 | 0 | [6 empty] | ETA | C | OLD |  |  | RHNDIELC | 4 | 0.66667 | HOUETARHNDIELCN06_OLDC_FBHWPEE01 | 0.75 | HOUETARHNDIELCN06_OLDC | HOUETARHNBHWPEE01_OLDC | BHWPEE01 | DIELCN06 | ETA_OLDC | BHWPEE01_DIELCN06 | 5 | 0 | 1.1 | Unlikely
HOUETARHNDIELCN01_OLDC_FBHWPEE01_D67 | Residential heating technology - Electric heating - apartment complex - new building - distributed level 0.67 | HOUELC | HOUETARHN_OLDC_DMD | MKr20 | 2020 | 6.0226 | 0.0024454 | [6 empty] | ETA | C | OLD |  |  | RHNDIELC | 4 | 0.66667 | HOUETARHNDIELCN01_OLDC_FBHWPEE01 | 0.75 | HOUETARHNDIELCN01_OLDC | HOUETARHNBHWPEE01_OLDC | BHWPEE01 | DIELCN01 | ETA_OLDC | BHWPEE01_DIELCN01 | 5 | 0 | 1.1 | Unlikely
HOUETARHNDIELCN01_OLDC_FBHWPEE01_D67 | Residential heating technology - Electric heating - apartment complex - new building - distributed level 0.67 | HOUELC | HOUETARHN_OLDC_DMD | MKr20 | 2025 | 5.8735 | 0.0023455 | [6 empty] | ETA | C | OLD |  |  | RHNDIELC | 4 | 0.66667 | HOUETARHNDIELCN01_OLDC_FBHWPEE01 | 0.75 | HOUETARHNDIELCN01_OLDC | HOUETARHNBHWPEE01_OLDC | BHWPEE01 | DIELCN01 | ETA_OLDC | BHWPEE01_DIELCN01 | 5 | 0 | 1.1 | Unlikely
HOUETARHNDIELCN01_OLDC_FBHWPEE01_D67 | Residential heating technology - Electric heating - apartment complex - new building - distributed level 0.67 | HOUELC | HOUETARHN_OLDC_DMD | MKr20 | 2030 | 5.7282 | 0.0022956 | [6 empty] | ETA | C | OLD |  |  | RHNDIELC | 4 | 0.66667 | HOUETARHNDIELCN01_OLDC_FBHWPEE01 | 0.75 | HOUETARHNDIELCN01_OLDC | HOUETARHNBHWPEE01_OLDC | BHWPEE01 | DIELCN01 | ETA_OLDC | BHWPEE01_DIELCN01 | 5 | 0 | 1.1 | Unlikely
HOUETARHNDIELCN01_OLDC_FBHWPEE01_D67 | Residential heating technology - Electric heating - apartment complex - new building - distributed level 0.67 | HOUELC | HOUETARHN_OLDC_DMD | MKr20 | 2040 | 5.4481 | 0.0021958 | [6 empty] | ETA | C | OLD |  |  | RHNDIELC | 4 | 0.66667 | HOUETARHNDIELCN01_OLDC_FBHWPEE01 | 0.75 | HOUETARHNDIELCN01_OLDC | HOUETARHNBHWPEE01_OLDC | BHWPEE01 | DIELCN01 | ETA_OLDC | BHWPEE01_DIELCN01 | 5 | 0 | 1.1 | Unlikely
HOUETARHNDIELCN01_OLDC_FBHWPEE01_D67 | Residential heating technology - Electric heating - apartment complex - new building - distributed level 0.67 | HOUELC | HOUETARHN_OLDC_DMD | MKr20 | 2050 | 5.1817 | 0.002096 | [6 empty] | ETA | C | OLD |  |  | RHNDIELC | 4 | 0.66667 | HOUETARHNDIELCN01_OLDC_FBHWPEE01 | 0.75 | HOUETARHNDIELCN01_OLDC | HOUETARHNBHWPEE01_OLDC | BHWPEE01 | DIELCN01 | ETA_OLDC | BHWPEE01_DIELCN01 | 5 | 0 | 1.1 | Unlikely
HOUETARHNBHWPEN01_OLDC_FBHWPEE01_D67 | Residential heating technology - Biomass boiler, automatic stoking , wood pellets or wood chips - apartment complex - existing building - distributed level 0.67 | HOUWPE | HOUETARHN_OLDC_DMD | MKr20 | 2020 | 1.4839 | 0.029971 |  | 25 | 14 | 70 | 2 | 4 | ETA | C | OLD |  |  | RHNBHWPE | 4 | 0.66667 | HOUETARHNBHWPEN01_OLDC_FBHWPEE01 | 0.75 | HOUETARHNBHWPEN01_OLDC | HOUETARHNBHWPEE01_OLDC | BHWPEE01 | BHWPEN01 | ETA_OLDC | BHWPEE01_BHWPEN01 | 2 | 0 | 0.9 | Same
HOUETARHNBHWPEN01_OLDC_FBHWPEE01_D67 | Residential heating technology - Biomass boiler, automatic stoking , wood pellets or wood chips - apartment complex - existing building - distributed level 0.67 | HOUWPE | HOUETARHN_OLDC_DMD | MKr20 | 2025 | 1.4472 | 0.029758 |  | 25 | 14 | 60 | 2 | 4 | ETA | C | OLD |  |  | RHNBHWPE | 4 | 0.66667 | HOUETARHNBHWPEN01_OLDC_FBHWPEE01 | 0.75 | HOUETARHNBHWPEN01_OLDC | HOUETARHNBHWPEE01_OLDC | BHWPEE01 | BHWPEN01 | ETA_OLDC | BHWPEE01_BHWPEN01 | 2 | 0 | 0.9 | Same
HOUETARHNBHWPEN01_OLDC_FBHWPEE01_D67 | Residential heating technology - Biomass boiler, automatic stoking , wood pellets or wood chips - apartment complex - existing building - distributed level 0.67 | HOUWPE | HOUETARHN_OLDC_DMD | MKr20 | 2030 | 1.4114 | 0.029892 |  | 25 | 11 | 50 | 1 | 4 | ETA | C | OLD |  |  | RHNBHWPE | 4 | 0.66667 | HOUETARHNBHWPEN01_OLDC_FBHWPEE01 | 0.75 | HOUETARHNBHWPEN01_OLDC | HOUETARHNBHWPEE01_OLDC | BHWPEE01 | BHWPEN01 | ETA_OLDC | BHWPEE01_BHWPEN01 | 2 | 0 | 0.9 | Same
HOUETARHNBHWPEN01_OLDC_FBHWPEE01_D67 | Residential heating technology - Biomass boiler, automatic stoking , wood pellets or wood chips - apartment complex - existing building - distributed level 0.67 | HOUWPE | HOUETARHN_OLDC_DMD | MKr20 | 2040 | 1.3424 | 0.028937 |  | 25 | 9 | 45 | 1 | 4 | ETA | C | OLD |  |  | RHNBHWPE | 4 | 0.66667 | HOUETARHNBHWPEN01_OLDC_FBHWPEE01 | 0.75 | HOUETARHNBHWPEN01_OLDC | HOUETARHNBHWPEE01_OLDC | BHWPEE01 | BHWPEN01 | ETA_OLDC | BHWPEE01_BHWPEN01 | 2 | 0 | 0.9 | Same
HOUETARHNBHWPEN01_OLDC_FBHWPEE01_D67 | Residential heating technology - Biomass boiler, automatic stoking , wood pellets or wood chips - apartment complex - existing building - distributed level 0.67 | HOUWPE | HOUETARHN_OLDC_DMD | MKr20 | 2050 | 1.2767 | 0.027691 |  | 25 | 9 | 40 | 0 | 4 | ETA | C | OLD |  |  | RHNBHWPE | 4 | 0.66667 | HOUETARHNBHWPEN01_OLDC_FBHWPEE01 | 0.75 | HOUETARHNBHWPEN01_OLDC | HOUETARHNBHWPEE01_OLDC | BHWPEE01 | BHWPEN01 | ETA_OLDC | BHWPEE01_BHWPEN01 | 2 | 0 | 0.9 | Same
HOUETARHNBHSOLN01_OLDC_FBHWPEE01_D67 | Residential heating technology - Solar heating system - apartment complex - existing building - distributed level 0.67 | HOUSOL | HOUETARHN_OLDC_DMD | MKr20 | 2020 | 5.0818 | 0.023783 | [6 empty] | ETA | C | OLD |  |  | RHNBHSOL | 4 | 0.66667 | HOUETARHNBHSOLN01_OLDC_FBHWPEE01 | 0.75 | HOUETARHNBHSOLN01_OLDC | HOUETARHNBHWPEE01_OLDC | BHWPEE01 | BHSOLN01 | ETA_OLDC | BHWPEE01_BHSOLN01 | 5 | 0 | 1.1 | Unlikely
HOUETARHNBHSOLN01_OLDC_FBHWPEE01_D67 | Residential heating technology - Solar heating system - apartment complex - existing building - distributed level 0.67 | HOUSOL | HOUETARHN_OLDC_DMD | MKr20 | 2025 | 4.8622 | 0.025209 | [6 empty] | ETA | C | OLD |  |  | RHNBHSOL | 4 | 0.66667 | HOUETARHNBHSOLN01_OLDC_FBHWPEE01 | 0.75 | HOUETARHNBHSOLN01_OLDC | HOUETARHNBHWPEE01_OLDC | BHWPEE01 | BHSOLN01 | ETA_OLDC | BHWPEE01_BHSOLN01 | 5 | 0 | 1.1 | Unlikely
HOUETARHNBHSOLN01_OLDC_FBHWPEE01_D67 | Residential heating technology - Solar heating system - apartment complex - existing building - distributed level 0.67 | HOUSOL | HOUETARHN_OLDC_DMD | MKr20 | 2030 | 4.6426 | 0.025751 | [6 empty] | ETA | C | OLD |  |  | RHNBHSOL | 4 | 0.66667 | HOUETARHNBHSOLN01_OLDC_FBHWPEE01 | 0.75 | HOUETARHNBHSOLN01_OLDC | HOUETARHNBHWPEE01_OLDC | BHWPEE01 | BHSOLN01 | ETA_OLDC | BHWPEE01_BHSOLN01 | 5 | 0 | 1.1 | Unlikely
HOUETARHNBHSOLN01_OLDC_FBHWPEE01_D67 | Residential heating technology - Solar heating system - apartment complex - existing building - distributed level 0.67 | HOUSOL | HOUETARHN_OLDC_DMD | MKr20 | 2040 | 4.423 | 0.025052 | [6 empty] | ETA | C | OLD |  |  | RHNBHSOL | 4 | 0.66667 | HOUETARHNBHSOLN01_OLDC_FBHWPEE01 | 0.75 | HOUETARHNBHSOLN01_OLDC | HOUETARHNBHWPEE01_OLDC | BHWPEE01 | BHSOLN01 | ETA_OLDC | BHWPEE01_BHSOLN01 | 5 | 0 | 1.1 | Unlikely
HOUETARHNBHSOLN01_OLDC_FBHWPEE01_D67 | Residential heating technology - Solar heating system - apartment complex - existing building - distributed level 0.67 | HOUSOL | HOUETARHN_OLDC_DMD | MKr20 | 2050 | 4.2034 | 0.023783 | [6 empty] | ETA | C | OLD |  |  | RHNBHSOL | 4 | 0.66667 | HOUETARHNBHSOLN01_OLDC_FBHWPEE01 | 0.75 | HOUETARHNBHSOLN01_OLDC | HOUETARHNBHWPEE01_OLDC | BHWPEE01 | BHSOLN01 | ETA_OLDC | BHWPEE01_BHSOLN01 | 5 | 0 | 1.1 | Unlikely
HOUETARHNBHDHCN03_OLDC_FBHWPEE01_D67 | Residential heating technology - Direct district heating substation - plus connection pipe - apartment complex - existing building - distributed level 0.67 | HOUDHC | HOUETARHN_OLDC_DMD | MKr20 | 2020 | 0.32571 | 0.0017726 | [6 empty] | ETA | C | OLD |  |  | RHNBHDHC | 4 | 0.66667 | HOUETARHNBHDHCN03_OLDC_FBHWPEE01 | 0.75 | HOUETARHNBHDHCN03_OLDC | HOUETARHNBHWPEE01_OLDC | BHWPEE01 | BHDHCN03 | ETA_OLDC | BHWPEE01_BHDHCN03 | 6 | 0 | 1 | New
HOUETARHNBHDHCN03_OLDC_FBHWPEE01_D67 | Residential heating technology - Direct district heating substation - plus connection pipe - apartment complex - existing building - distributed level 0.67 | HOUDHC | HOUETARHN_OLDC_DMD | MKr20 | 2025 | 0.31963 | 0.0017966 | [6 empty] | ETA | C | OLD |  |  | RHNBHDHC | 4 | 0.66667 | HOUETARHNBHDHCN03_OLDC_FBHWPEE01 | 0.75 | HOUETARHNBHDHCN03_OLDC | HOUETARHNBHWPEE01_OLDC | BHWPEE01 | BHDHCN03 | ETA_OLDC | BHWPEE01_BHDHCN03 | 6 | 0 | 1 | New
HOUETARHNBHDHCN03_OLDC_FBHWPEE01_D67 | Residential heating technology - Direct district heating substation - plus connection pipe - apartment complex - existing building - distributed level 0.67 | HOUDHC | HOUETARHN_OLDC_DMD | MKr20 | 2030 | 0.31369 | 0.0017701 | [6 empty] | ETA | C | OLD |  |  | RHNBHDHC | 4 | 0.66667 | HOUETARHNBHDHCN03_OLDC_FBHWPEE01 | 0.75 | HOUETARHNBHDHCN03_OLDC | HOUETARHNBHWPEE01_OLDC | BHWPEE01 | BHDHCN03 | ETA_OLDC | BHWPEE01_BHDHCN03 | 6 | 0 | 1 | New
HOUETARHNBHDHCN03_OLDC_FBHWPEE01_D67 | Residential heating technology - Direct district heating substation - plus connection pipe - apartment complex - existing building - distributed level 0.67 | HOUDHC | HOUETARHN_OLDC_DMD | MKr20 | 2040 | 0.30226 | 0.0017164 | [6 empty] | ETA | C | OLD |  |  | RHNBHDHC | 4 | 0.66667 | HOUETARHNBHDHCN03_OLDC_FBHWPEE01 | 0.75 | HOUETARHNBHDHCN03_OLDC | HOUETARHNBHWPEE01_OLDC | BHWPEE01 | BHDHCN03 | ETA_OLDC | BHWPEE01_BHDHCN03 | 6 | 0 | 1 | New
HOUETARHNBHDHCN03_OLDC_FBHWPEE01_D67 | Residential heating technology - Direct district heating substation - plus connection pipe - apartment complex - existing building - distributed level 0.67 | HOUDHC | HOUETARHN_OLDC_DMD | MKr20 | 2050 | 0.29138 | 0.0016479 | [6 empty] | ETA | C | OLD |  |  | RHNBHDHC | 4 | 0.66667 | HOUETARHNBHDHCN03_OLDC_FBHWPEE01 | 0.75 | HOUETARHNBHDHCN03_OLDC | HOUETARHNBHWPEE01_OLDC | BHWPEE01 | BHDHCN03 | ETA_OLDC | BHWPEE01_BHDHCN03 | 6 | 0 | 1 | New
HOUETARHNHPELCN05_OLDD_FBHWPEE01_D67 | Residential heating technology - Heat pump, Air-to-water - leasing - apartment complex - existing building - distributed level 0.67 | HOUELC, HOUAMB | HOUETARHN_OLDD_DMD | MKr20 | 2020 | 3.8502 | 0.36113 | 0.35767 | [5 empty] | ETA | D | OLD | 2.7959 |  | RHNHPELC | 4 | 0.66667 | HOUETARHNHPELCN05_OLDD_FBHWPEE01 | 0.75 | HOUETARHNHPELCN05_OLDD | HOUETARHNBHWPEE01_OLDD | BHWPEE01 | HPELCN05 | ETA_OLDD | BHWPEE01_HPELCN05 | 6 | 0 | 1 | New
HOUETARHNHPELCN05_OLDD_FBHWPEE01_D67 | Residential heating technology - Heat pump, Air-to-water - leasing - apartment complex - existing building - distributed level 0.67 | HOUELC, HOUAMB | HOUETARHN_OLDD_DMD | MKr20 | 2025 | 3.4476 | 0.33198 | 0.34008 | [5 empty] | ETA | D | OLD | 2.9405 |  | RHNHPELC | 4 | 0.66667 | HOUETARHNHPELCN05_OLDD_FBHWPEE01 | 0.75 | HOUETARHNHPELCN05_OLDD | HOUETARHNBHWPEE01_OLDD | BHWPEE01 | HPELCN05 | ETA_OLDD | BHWPEE01_HPELCN05 | 6 | 0 | 1 | New
HOUETARHNHPELCN05_OLDD_FBHWPEE01_D67 | Residential heating technology - Heat pump, Air-to-water - leasing - apartment complex - existing building - distributed level 0.67 | HOUELC, HOUAMB | HOUETARHN_OLDD_DMD | MKr20 | 2030 | 3.0449 | 0.3028 | 0.32413 | [5 empty] | ETA | D | OLD | 3.0851 |  | RHNHPELC | 4 | 0.66667 | HOUETARHNHPELCN05_OLDD_FBHWPEE01 | 0.75 | HOUETARHNHPELCN05_OLDD | HOUETARHNBHWPEE01_OLDD | BHWPEE01 | HPELCN05 | ETA_OLDD | BHWPEE01_HPELCN05 | 6 | 0 | 1 | New
HOUETARHNHPELCN05_OLDD_FBHWPEE01_D67 | Residential heating technology - Heat pump, Air-to-water - leasing - apartment complex - existing building - distributed level 0.67 | HOUELC, HOUAMB | HOUETARHN_OLDD_DMD | MKr20 | 2040 | 2.7272 | 0.27907 | 0.30962 | [5 empty] | ETA | D | OLD | 3.2298 |  | RHNHPELC | 4 | 0.66667 | HOUETARHNHPELCN05_OLDD_FBHWPEE01 | 0.75 | HOUETARHNHPELCN05_OLDD | HOUETARHNBHWPEE01_OLDD | BHWPEE01 | HPELCN05 | ETA_OLDD | BHWPEE01_HPELCN05 | 6 | 0 | 1 | New
HOUETARHNHPELCN05_OLDD_FBHWPEE01_D67 | Residential heating technology - Heat pump, Air-to-water - leasing - apartment complex - existing building - distributed level 0.67 | HOUELC, HOUAMB | HOUETARHN_OLDD_DMD | MKr20 | 2050 | 2.4095 | 0.25532 | 0.29635 | [5 empty] | ETA | D | OLD | 3.3744 |  | RHNHPELC | 4 | 0.66667 | HOUETARHNHPELCN05_OLDD_FBHWPEE01 | 0.75 | HOUETARHNHPELCN05_OLDD | HOUETARHNBHWPEE01_OLDD | BHWPEE01 | HPELCN05 | ETA_OLDD | BHWPEE01_HPELCN05 | 6 | 0 | 1 | New
HOUETARHNHPELCN04_OLDD_FBHWPEE01_D67 | Residential heating technology - Heat pump, Ground source - apartment complex - existing building - distributed level 0.67 | HOUELC, HOUAMB | HOUETARHN_OLDD_DMD | MKr20 | 2020 | 7.1745 | 0.053517 | 0.32413 | [5 empty] | ETA | D | OLD | 3.0851 |  | RHNHPELC | 4 | 0.66667 | HOUETARHNHPELCN04_OLDD_FBHWPEE01 | 0.75 | HOUETARHNHPELCN04_OLDD | HOUETARHNBHWPEE01_OLDD | BHWPEE01 | HPELCN04 | ETA_OLDD | BHWPEE01_HPELCN04 | 6 | 0 | 1 | New
HOUETARHNHPELCN04_OLDD_FBHWPEE01_D67 | Residential heating technology - Heat pump, Ground source - apartment complex - existing building - distributed level 0.67 | HOUELC, HOUAMB | HOUETARHN_OLDD_DMD | MKr20 | 2025 | 6.6364 | 0.053094 | 0.31431 | [5 empty] | ETA | D | OLD | 3.1815 |  | RHNHPELC | 4 | 0.66667 | HOUETARHNHPELCN04_OLDD_FBHWPEE01 | 0.75 | HOUETARHNHPELCN04_OLDD | HOUETARHNBHWPEE01_OLDD | BHWPEE01 | HPELCN04 | ETA_OLDD | BHWPEE01_HPELCN04 | 6 | 0 | 1 | New
HOUETARHNHPELCN04_OLDD_FBHWPEE01_D67 | Residential heating technology - Heat pump, Ground source - apartment complex - existing building - distributed level 0.67 | HOUELC, HOUAMB | HOUETARHN_OLDD_DMD | MKr20 | 2030 | 6.0983 | 0.052631 | 0.30507 | [5 empty] | ETA | D | OLD | 3.278 |  | RHNHPELC | 4 | 0.66667 | HOUETARHNHPELCN04_OLDD_FBHWPEE01 | 0.75 | HOUETARHNHPELCN04_OLDD | HOUETARHNBHWPEE01_OLDD | BHWPEE01 | HPELCN04 | ETA_OLDD | BHWPEE01_HPELCN04 | 6 | 0 | 1 | New
HOUETARHNHPELCN04_OLDD_FBHWPEE01_D67 | Residential heating technology - Heat pump, Ground source - apartment complex - existing building - distributed level 0.67 | HOUELC, HOUAMB | HOUETARHN_OLDD_DMD | MKr20 | 2040 | 5.641 | 0.051561 | 0.29218 | [5 empty] | ETA | D | OLD | 3.4226 |  | RHNHPELC | 4 | 0.66667 | HOUETARHNHPELCN04_OLDD_FBHWPEE01 | 0.75 | HOUETARHNHPELCN04_OLDD | HOUETARHNBHWPEE01_OLDD | BHWPEE01 | HPELCN04 | ETA_OLDD | BHWPEE01_HPELCN04 | 6 | 0 | 1 | New
HOUETARHNHPELCN04_OLDD_FBHWPEE01_D67 | Residential heating technology - Heat pump, Ground source - apartment complex - existing building - distributed level 0.67 | HOUELC, HOUAMB | HOUETARHN_OLDD_DMD | MKr20 | 2050 | 5.1836 | 0.050472 | 0.28812 | [5 empty] | ETA | D | OLD | 3.4708 |  | RHNHPELC | 4 | 0.66667 | HOUETARHNHPELCN04_OLDD_FBHWPEE01 | 0.75 | HOUETARHNHPELCN04_OLDD | HOUETARHNBHWPEE01_OLDD | BHWPEE01 | HPELCN04 | ETA_OLDD | BHWPEE01_HPELCN04 | 6 | 0 | 1 | New
HOUETARHNHPELCN03_OLDD_FBHWPEE01_D67 | Residential heating technology - Heat pump, Air-to-water - apartment complex - existing building - distributed level 0.67 | HOUELC, HOUAMB | HOUETARHN_OLDD_DMD | MKr20 | 2020 | 7.7004 | 0.086482 | 0.35767 | [5 empty] | ETA | D | OLD | 2.7959 |  | RHNHPELC | 4 | 0.66667 | HOUETARHNHPELCN03_OLDD_FBHWPEE01 | 0.75 | HOUETARHNHPELCN03_OLDD | HOUETARHNBHWPEE01_OLDD | BHWPEE01 | HPELCN03 | ETA_OLDD | BHWPEE01_HPELCN03 | 6 | 0 | 1 | New
HOUETARHNHPELCN03_OLDD_FBHWPEE01_D67 | Residential heating technology - Heat pump, Air-to-water - apartment complex - existing building - distributed level 0.67 | HOUELC, HOUAMB | HOUETARHN_OLDD_DMD | MKr20 | 2025 | 6.8951 | 0.086059 | 0.34008 | [5 empty] | ETA | D | OLD | 2.9405 |  | RHNHPELC | 4 | 0.66667 | HOUETARHNHPELCN03_OLDD_FBHWPEE01 | 0.75 | HOUETARHNHPELCN03_OLDD | HOUETARHNBHWPEE01_OLDD | BHWPEE01 | HPELCN03 | ETA_OLDD | BHWPEE01_HPELCN03 | 6 | 0 | 1 | New
HOUETARHNHPELCN03_OLDD_FBHWPEE01_D67 | Residential heating technology - Heat pump, Air-to-water - apartment complex - existing building - distributed level 0.67 | HOUELC, HOUAMB | HOUETARHN_OLDD_DMD | MKr20 | 2030 | 6.0899 | 0.085596 | 0.32413 | [5 empty] | ETA | D | OLD | 3.0851 |  | RHNHPELC | 4 | 0.66667 | HOUETARHNHPELCN03_OLDD_FBHWPEE01 | 0.75 | HOUETARHNHPELCN03_OLDD | HOUETARHNBHWPEE01_OLDD | BHWPEE01 | HPELCN03 | ETA_OLDD | BHWPEE01_HPELCN03 | 6 | 0 | 1 | New
HOUETARHNHPELCN03_OLDD_FBHWPEE01_D67 | Residential heating technology - Heat pump, Air-to-water - apartment complex - existing building - distributed level 0.67 | HOUELC, HOUAMB | HOUETARHN_OLDD_DMD | MKr20 | 2040 | 5.4545 | 0.084526 | 0.30962 | [5 empty] | ETA | D | OLD | 3.2298 |  | RHNHPELC | 4 | 0.66667 | HOUETARHNHPELCN03_OLDD_FBHWPEE01 | 0.75 | HOUETARHNHPELCN03_OLDD | HOUETARHNBHWPEE01_OLDD | BHWPEE01 | HPELCN03 | ETA_OLDD | BHWPEE01_HPELCN03 | 6 | 0 | 1 | New
HOUETARHNHPELCN03_OLDD_FBHWPEE01_D67 | Residential heating technology - Heat pump, Air-to-water - apartment complex - existing building - distributed level 0.67 | HOUELC, HOUAMB | HOUETARHN_OLDD_DMD | MKr20 | 2050 | 4.8191 | 0.083437 | 0.29635 | [5 empty] | ETA | D | OLD | 3.3744 |  | RHNHPELC | 4 | 0.66667 | HOUETARHNHPELCN03_OLDD_FBHWPEE01 | 0.75 | HOUETARHNHPELCN03_OLDD | HOUETARHNBHWPEE01_OLDD | BHWPEE01 | HPELCN03 | ETA_OLDD | BHWPEE01_HPELCN03 | 6 | 0 | 1 | New
HOUETARHNHPELCN02_OLDD_FBHWPEE01_D67 | Residential heating technology - Heat pump, Air-to-air - single-family house - existing building - distributed level 0.67 | HOUELC, HOUAMB | HOUETARHN_OLDD_DMD | MKr20 | 2020 | 3.2165 | 0.18468 | 0.21386 | [5 empty] | ETA | D | OLD | 4.6759 |  | RHNHPELC | 4 | 0.66667 | HOUETARHNHPELCN02_OLDD_FBHWPEE01 | 0.75 | HOUETARHNHPELCN02_OLDD | HOUETARHNBHWPEE01_OLDD | BHWPEE01 | HPELCN02 | ETA_OLDD | BHWPEE01_HPELCN02 | 5 | 0 | 1.1 | Unlikely
HOUETARHNHPELCN02_OLDD_FBHWPEE01_D67 | Residential heating technology - Heat pump, Air-to-air - single-family house - existing building - distributed level 0.67 | HOUELC, HOUAMB | HOUETARHN_OLDD_DMD | MKr20 | 2025 | 3.1379 | 0.12547 | 0.20338 | [5 empty] | ETA | D | OLD | 4.9169 |  | RHNHPELC | 4 | 0.66667 | HOUETARHNHPELCN02_OLDD_FBHWPEE01 | 0.75 | HOUETARHNHPELCN02_OLDD | HOUETARHNBHWPEE01_OLDD | BHWPEE01 | HPELCN02 | ETA_OLDD | BHWPEE01_HPELCN02 | 5 | 0 | 1.1 | Unlikely
HOUETARHNHPELCN02_OLDD_FBHWPEE01_D67 | Residential heating technology - Heat pump, Air-to-air - single-family house - existing building - distributed level 0.67 | HOUELC, HOUAMB | HOUETARHN_OLDD_DMD | MKr20 | 2030 | 3.0593 | 0.12315 | 0.1957 | [5 empty] | ETA | D | OLD | 5.1098 |  | RHNHPELC | 4 | 0.66667 | HOUETARHNHPELCN02_OLDD_FBHWPEE01 | 0.75 | HOUETARHNHPELCN02_OLDD | HOUETARHNBHWPEE01_OLDD | BHWPEE01 | HPELCN02 | ETA_OLDD | BHWPEE01_HPELCN02 | 5 | 0 | 1.1 | Unlikely
HOUETARHNHPELCN02_OLDD_FBHWPEE01_D67 | Residential heating technology - Heat pump, Air-to-air - single-family house - existing building - distributed level 0.67 | HOUELC, HOUAMB | HOUETARHN_OLDD_DMD | MKr20 | 2040 | 2.9134 | 0.11885 | 0.18859 | [5 empty] | ETA | D | OLD | 5.3026 |  | RHNHPELC | 4 | 0.66667 | HOUETARHNHPELCN02_OLDD_FBHWPEE01 | 0.75 | HOUETARHNHPELCN02_OLDD | HOUETARHNBHWPEE01_OLDD | BHWPEE01 | HPELCN02 | ETA_OLDD | BHWPEE01_HPELCN02 | 5 | 0 | 1.1 | Unlikely
HOUETARHNHPELCN02_OLDD_FBHWPEE01_D67 | Residential heating technology - Heat pump, Air-to-air - single-family house - existing building - distributed level 0.67 | HOUELC, HOUAMB | HOUETARHN_OLDD_DMD | MKr20 | 2050 | 2.7675 | 0.11455 | 0.18522 | [5 empty] | ETA | D | OLD | 5.399 |  | RHNHPELC | 4 | 0.66667 | HOUETARHNHPELCN02_OLDD_FBHWPEE01 | 0.75 | HOUETARHNHPELCN02_OLDD | HOUETARHNBHWPEE01_OLDD | BHWPEE01 | HPELCN02 | ETA_OLDD | BHWPEE01_HPELCN02 | 5 | 0 | 1.1 | Unlikely
HOUETARHNDIELCN06_OLDD_FBHWPEE01_D67 | Residential heating technology - Electric heating - electric panel from Bauhaus - apartment complex - new building - distributed level 0.67 | HOUELC | HOUETARHN_OLDD_DMD | MKr20 | 2020 | 0.64843 | 0 | [6 empty] | ETA | D | OLD |  |  | RHNDIELC | 4 | 0.66667 | HOUETARHNDIELCN06_OLDD_FBHWPEE01 | 0.75 | HOUETARHNDIELCN06_OLDD | HOUETARHNBHWPEE01_OLDD | BHWPEE01 | DIELCN06 | ETA_OLDD | BHWPEE01_DIELCN06 | 5 | 0 | 1.1 | Unlikely
HOUETARHNDIELCN06_OLDD_FBHWPEE01_D67 | Residential heating technology - Electric heating - electric panel from Bauhaus - apartment complex - new building - distributed level 0.67 | HOUELC | HOUETARHN_OLDD_DMD | MKr20 | 2025 | 0.64843 | 0 | [6 empty] | ETA | D | OLD |  |  | RHNDIELC | 4 | 0.66667 | HOUETARHNDIELCN06_OLDD_FBHWPEE01 | 0.75 | HOUETARHNDIELCN06_OLDD | HOUETARHNBHWPEE01_OLDD | BHWPEE01 | DIELCN06 | ETA_OLDD | BHWPEE01_DIELCN06 | 5 | 0 | 1.1 | Unlikely
HOUETARHNDIELCN06_OLDD_FBHWPEE01_D67 | Residential heating technology - Electric heating - electric panel from Bauhaus - apartment complex - new building - distributed level 0.67 | HOUELC | HOUETARHN_OLDD_DMD | MKr20 | 2030 | 0.64843 | 0 | [6 empty] | ETA | D | OLD |  |  | RHNDIELC | 4 | 0.66667 | HOUETARHNDIELCN06_OLDD_FBHWPEE01 | 0.75 | HOUETARHNDIELCN06_OLDD | HOUETARHNBHWPEE01_OLDD | BHWPEE01 | DIELCN06 | ETA_OLDD | BHWPEE01_DIELCN06 | 5 | 0 | 1.1 | Unlikely
HOUETARHNDIELCN06_OLDD_FBHWPEE01_D67 | Residential heating technology - Electric heating - electric panel from Bauhaus - apartment complex - new building - distributed level 0.67 | HOUELC | HOUETARHN_OLDD_DMD | MKr20 | 2040 | 0.64843 | 0 | [6 empty] | ETA | D | OLD |  |  | RHNDIELC | 4 | 0.66667 | HOUETARHNDIELCN06_OLDD_FBHWPEE01 | 0.75 | HOUETARHNDIELCN06_OLDD | HOUETARHNBHWPEE01_OLDD | BHWPEE01 | DIELCN06 | ETA_OLDD | BHWPEE01_DIELCN06 | 5 | 0 | 1.1 | Unlikely
HOUETARHNDIELCN06_OLDD_FBHWPEE01_D67 | Residential heating technology - Electric heating - electric panel from Bauhaus - apartment complex - new building - distributed level 0.67 | HOUELC | HOUETARHN_OLDD_DMD | MKr20 | 2050 | 0.64843 | 0 | [6 empty] | ETA | D | OLD |  |  | RHNDIELC | 4 | 0.66667 | HOUETARHNDIELCN06_OLDD_FBHWPEE01 | 0.75 | HOUETARHNDIELCN06_OLDD | HOUETARHNBHWPEE01_OLDD | BHWPEE01 | DIELCN06 | ETA_OLDD | BHWPEE01_DIELCN06 | 5 | 0 | 1.1 | Unlikely
HOUETARHNDIELCN01_OLDD_FBHWPEE01_D67 | Residential heating technology - Electric heating - apartment complex - new building - distributed level 0.67 | HOUELC | HOUETARHN_OLDD_DMD | MKr20 | 2020 | 6.0226 | 0.0024454 | [6 empty] | ETA | D | OLD |  |  | RHNDIELC | 4 | 0.66667 | HOUETARHNDIELCN01_OLDD_FBHWPEE01 | 0.75 | HOUETARHNDIELCN01_OLDD | HOUETARHNBHWPEE01_OLDD | BHWPEE01 | DIELCN01 | ETA_OLDD | BHWPEE01_DIELCN01 | 5 | 0 | 1.1 | Unlikely
HOUETARHNDIELCN01_OLDD_FBHWPEE01_D67 | Residential heating technology - Electric heating - apartment complex - new building - distributed level 0.67 | HOUELC | HOUETARHN_OLDD_DMD | MKr20 | 2025 | 5.8735 | 0.0023455 | [6 empty] | ETA | D | OLD |  |  | RHNDIELC | 4 | 0.66667 | HOUETARHNDIELCN01_OLDD_FBHWPEE01 | 0.75 | HOUETARHNDIELCN01_OLDD | HOUETARHNBHWPEE01_OLDD | BHWPEE01 | DIELCN01 | ETA_OLDD | BHWPEE01_DIELCN01 | 5 | 0 | 1.1 | Unlikely
HOUETARHNDIELCN01_OLDD_FBHWPEE01_D67 | Residential heating technology - Electric heating - apartment complex - new building - distributed level 0.67 | HOUELC | HOUETARHN_OLDD_DMD | MKr20 | 2030 | 5.7282 | 0.0022956 | [6 empty] | ETA | D | OLD |  |  | RHNDIELC | 4 | 0.66667 | HOUETARHNDIELCN01_OLDD_FBHWPEE01 | 0.75 | HOUETARHNDIELCN01_OLDD | HOUETARHNBHWPEE01_OLDD | BHWPEE01 | DIELCN01 | ETA_OLDD | BHWPEE01_DIELCN01 | 5 | 0 | 1.1 | Unlikely
HOUETARHNDIELCN01_OLDD_FBHWPEE01_D67 | Residential heating technology - Electric heating - apartment complex - new building - distributed level 0.67 | HOUELC | HOUETARHN_OLDD_DMD | MKr20 | 2040 | 5.4481 | 0.0021958 | [6 empty] | ETA | D | OLD |  |  | RHNDIELC | 4 | 0.66667 | HOUETARHNDIELCN01_OLDD_FBHWPEE01 | 0.75 | HOUETARHNDIELCN01_OLDD | HOUETARHNBHWPEE01_OLDD | BHWPEE01 | DIELCN01 | ETA_OLDD | BHWPEE01_DIELCN01 | 5 | 0 | 1.1 | Unlikely
HOUETARHNDIELCN01_OLDD_FBHWPEE01_D67 | Residential heating technology - Electric heating - apartment complex - new building - distributed level 0.67 | HOUELC | HOUETARHN_OLDD_DMD | MKr20 | 2050 | 5.1817 | 0.002096 | [6 empty] | ETA | D | OLD |  |  | RHNDIELC | 4 | 0.66667 | HOUETARHNDIELCN01_OLDD_FBHWPEE01 | 0.75 | HOUETARHNDIELCN01_OLDD | HOUETARHNBHWPEE01_OLDD | BHWPEE01 | DIELCN01 | ETA_OLDD | BHWPEE01_DIELCN01 | 5 | 0 | 1.1 | Unlikely
HOUETARHNBHWPEN01_OLDD_FBHWPEE01_D67 | Residential heating technology - Biomass boiler, automatic stoking , wood pellets or wood chips - apartment complex - existing building - distributed level 0.67 | HOUWPE | HOUETARHN_OLDD_DMD | MKr20 | 2020 | 1.4839 | 0.029971 |  | 25 | 14 | 70 | 2 | 4 | ETA | D | OLD |  |  | RHNBHWPE | 4 | 0.66667 | HOUETARHNBHWPEN01_OLDD_FBHWPEE01 | 0.75 | HOUETARHNBHWPEN01_OLDD | HOUETARHNBHWPEE01_OLDD | BHWPEE01 | BHWPEN01 | ETA_OLDD | BHWPEE01_BHWPEN01 | 2 | 0 | 0.9 | Same
HOUETARHNBHWPEN01_OLDD_FBHWPEE01_D67 | Residential heating technology - Biomass boiler, automatic stoking , wood pellets or wood chips - apartment complex - existing building - distributed level 0.67 | HOUWPE | HOUETARHN_OLDD_DMD | MKr20 | 2025 | 1.4472 | 0.029758 |  | 25 | 14 | 60 | 2 | 4 | ETA | D | OLD |  |  | RHNBHWPE | 4 | 0.66667 | HOUETARHNBHWPEN01_OLDD_FBHWPEE01 | 0.75 | HOUETARHNBHWPEN01_OLDD | HOUETARHNBHWPEE01_OLDD | BHWPEE01 | BHWPEN01 | ETA_OLDD | BHWPEE01_BHWPEN01 | 2 | 0 | 0.9 | Same
HOUETARHNBHWPEN01_OLDD_FBHWPEE01_D67 | Residential heating technology - Biomass boiler, automatic stoking , wood pellets or wood chips - apartment complex - existing building - distributed level 0.67 | HOUWPE | HOUETARHN_OLDD_DMD | MKr20 | 2030 | 1.4114 | 0.029892 |  | 25 | 11 | 50 | 1 | 4 | ETA | D | OLD |  |  | RHNBHWPE | 4 | 0.66667 | HOUETARHNBHWPEN01_OLDD_FBHWPEE01 | 0.75 | HOUETARHNBHWPEN01_OLDD | HOUETARHNBHWPEE01_OLDD | BHWPEE01 | BHWPEN01 | ETA_OLDD | BHWPEE01_BHWPEN01 | 2 | 0 | 0.9 | Same
HOUETARHNBHWPEN01_OLDD_FBHWPEE01_D67 | Residential heating technology - Biomass boiler, automatic stoking , wood pellets or wood chips - apartment complex - existing building - distributed level 0.67 | HOUWPE | HOUETARHN_OLDD_DMD | MKr20 | 2040 | 1.3424 | 0.028937 |  | 25 | 9 | 45 | 1 | 4 | ETA | D | OLD |  |  | RHNBHWPE | 4 | 0.66667 | HOUETARHNBHWPEN01_OLDD_FBHWPEE01 | 0.75 | HOUETARHNBHWPEN01_OLDD | HOUETARHNBHWPEE01_OLDD | BHWPEE01 | BHWPEN01 | ETA_OLDD | BHWPEE01_BHWPEN01 | 2 | 0 | 0.9 | Same
HOUETARHNBHWPEN01_OLDD_FBHWPEE01_D67 | Residential heating technology - Biomass boiler, automatic stoking , wood pellets or wood chips - apartment complex - existing building - distributed level 0.67 | HOUWPE | HOUETARHN_OLDD_DMD | MKr20 | 2050 | 1.2767 | 0.027691 |  | 25 | 9 | 40 | 0 | 4 | ETA | D | OLD |  |  | RHNBHWPE | 4 | 0.66667 | HOUETARHNBHWPEN01_OLDD_FBHWPEE01 | 0.75 | HOUETARHNBHWPEN01_OLDD | HOUETARHNBHWPEE01_OLDD | BHWPEE01 | BHWPEN01 | ETA_OLDD | BHWPEE01_BHWPEN01 | 2 | 0 | 0.9 | Same
HOUETARHNBHSOLN01_OLDD_FBHWPEE01_D67 | Residential heating technology - Solar heating system - apartment complex - existing building - distributed level 0.67 | HOUSOL | HOUETARHN_OLDD_DMD | MKr20 | 2020 | 5.0818 | 0.023783 | [6 empty] | ETA | D | OLD |  |  | RHNBHSOL | 4 | 0.66667 | HOUETARHNBHSOLN01_OLDD_FBHWPEE01 | 0.75 | HOUETARHNBHSOLN01_OLDD | HOUETARHNBHWPEE01_OLDD | BHWPEE01 | BHSOLN01 | ETA_OLDD | BHWPEE01_BHSOLN01 | 5 | 0 | 1.1 | Unlikely
HOUETARHNBHSOLN01_OLDD_FBHWPEE01_D67 | Residential heating technology - Solar heating system - apartment complex - existing building - distributed level 0.67 | HOUSOL | HOUETARHN_OLDD_DMD | MKr20 | 2025 | 4.8622 | 0.025209 | [6 empty] | ETA | D | OLD |  |  | RHNBHSOL | 4 | 0.66667 | HOUETARHNBHSOLN01_OLDD_FBHWPEE01 | 0.75 | HOUETARHNBHSOLN01_OLDD | HOUETARHNBHWPEE01_OLDD | BHWPEE01 | BHSOLN01 | ETA_OLDD | BHWPEE01_BHSOLN01 | 5 | 0 | 1.1 | Unlikely
HOUETARHNBHSOLN01_OLDD_FBHWPEE01_D67 | Residential heating technology - Solar heating system - apartment complex - existing building - distributed level 0.67 | HOUSOL | HOUETARHN_OLDD_DMD | MKr20 | 2030 | 4.6426 | 0.025751 | [6 empty] | ETA | D | OLD |  |  | RHNBHSOL | 4 | 0.66667 | HOUETARHNBHSOLN01_OLDD_FBHWPEE01 | 0.75 | HOUETARHNBHSOLN01_OLDD | HOUETARHNBHWPEE01_OLDD | BHWPEE01 | BHSOLN01 | ETA_OLDD | BHWPEE01_BHSOLN01 | 5 | 0 | 1.1 | Unlikely
HOUETARHNBHSOLN01_OLDD_FBHWPEE01_D67 | Residential heating technology - Solar heating system - apartment complex - existing building - distributed level 0.67 | HOUSOL | HOUETARHN_OLDD_DMD | MKr20 | 2040 | 4.423 | 0.025052 | [6 empty] | ETA | D | OLD |  |  | RHNBHSOL | 4 | 0.66667 | HOUETARHNBHSOLN01_OLDD_FBHWPEE01 | 0.75 | HOUETARHNBHSOLN01_OLDD | HOUETARHNBHWPEE01_OLDD | BHWPEE01 | BHSOLN01 | ETA_OLDD | BHWPEE01_BHSOLN01 | 5 | 0 | 1.1 | Unlikely
HOUETARHNBHSOLN01_OLDD_FBHWPEE01_D67 | Residential heating technology - Solar heating system - apartment complex - existing building - distributed level 0.67 | HOUSOL | HOUETARHN_OLDD_DMD | MKr20 | 2050 | 4.2034 | 0.023783 | [6 empty] | ETA | D | OLD |  |  | RHNBHSOL | 4 | 0.66667 | HOUETARHNBHSOLN01_OLDD_FBHWPEE01 | 0.75 | HOUETARHNBHSOLN01_OLDD | HOUETARHNBHWPEE01_OLDD | BHWPEE01 | BHSOLN01 | ETA_OLDD | BHWPEE01_BHSOLN01 | 5 | 0 | 1.1 | Unlikely
HOUETARHNBHDHDN03_OLDD_FBHWPEE01_D67 | Residential heating technology - Direct district heating substation - plus connection pipe - apartment complex - existing building - distributed level 0.67 | HOUDHD | HOUETARHN_OLDD_DMD | MKr20 | 2020 | 0.32571 | 0.0017726 | [6 empty] | ETA | D | OLD |  |  | RHNBHDHD | 4 | 0.66667 | HOUETARHNBHDHDN03_OLDD_FBHWPEE01 | 0.75 | HOUETARHNBHDHDN03_OLDD | HOUETARHNBHWPEE01_OLDD | BHWPEE01 | BHDHDN03 | ETA_OLDD | BHWPEE01_BHDHDN03 | 6 | 0 | 1 | New
HOUETARHNBHDHDN03_OLDD_FBHWPEE01_D67 | Residential heating technology - Direct district heating substation - plus connection pipe - apartment complex - existing building - distributed level 0.67 | HOUDHD | HOUETARHN_OLDD_DMD | MKr20 | 2025 | 0.31963 | 0.0017966 | [6 empty] | ETA | D | OLD |  |  | RHNBHDHD | 4 | 0.66667 | HOUETARHNBHDHDN03_OLDD_FBHWPEE01 | 0.75 | HOUETARHNBHDHDN03_OLDD | HOUETARHNBHWPEE01_OLDD | BHWPEE01 | BHDHDN03 | ETA_OLDD | BHWPEE01_BHDHDN03 | 6 | 0 | 1 | New
HOUETARHNBHDHDN03_OLDD_FBHWPEE01_D67 | Residential heating technology - Direct district heating substation - plus connection pipe - apartment complex - existing building - distributed level 0.67 | HOUDHD | HOUETARHN_OLDD_DMD | MKr20 | 2030 | 0.31369 | 0.0017701 | [6 empty] | ETA | D | OLD |  |  | RHNBHDHD | 4 | 0.66667 | HOUETARHNBHDHDN03_OLDD_FBHWPEE01 | 0.75 | HOUETARHNBHDHDN03_OLDD | HOUETARHNBHWPEE01_OLDD | BHWPEE01 | BHDHDN03 | ETA_OLDD | BHWPEE01_BHDHDN03 | 6 | 0 | 1 | New
HOUETARHNBHDHDN03_OLDD_FBHWPEE01_D67 | Residential heating technology - Direct district heating substation - plus connection pipe - apartment complex - existing building - distributed level 0.67 | HOUDHD | HOUETARHN_OLDD_DMD | MKr20 | 2040 | 0.30226 | 0.0017164 | [6 empty] | ETA | D | OLD |  |  | RHNBHDHD | 4 | 0.66667 | HOUETARHNBHDHDN03_OLDD_FBHWPEE01 | 0.75 | HOUETARHNBHDHDN03_OLDD | HOUETARHNBHWPEE01_OLDD | BHWPEE01 | BHDHDN03 | ETA_OLDD | BHWPEE01_BHDHDN03 | 6 | 0 | 1 | New
HOUETARHNBHDHDN03_OLDD_FBHWPEE01_D67 | Residential heating technology - Direct district heating substation - plus connection pipe - apartment complex - existing building - distributed level 0.67 | HOUDHD | HOUETARHN_OLDD_DMD | MKr20 | 2050 | 0.29138 | 0.0016479 | [6 empty] | ETA | D | OLD |  |  | RHNBHDHD | 4 | 0.66667 | HOUETARHNBHDHDN03_OLDD_FBHWPEE01 | 0.75 | HOUETARHNBHDHDN03_OLDD | HOUETARHNBHWPEE01_OLDD | BHWPEE01 | BHDHDN03 | ETA_OLDD | BHWPEE01_BHDHDN03 | 6 | 0 | 1 | New
HOUETARHNHPELCN05_OLDI_FBHWPEE01_D67 | Residential heating technology - Heat pump, Air-to-water - leasing - apartment complex - existing building - distributed level 0.67 | HOUELC, HOUAMB | HOUETARHN_OLDI_DMD | MKr20 | 2020 | 3.8502 | 0.36113 | 0.35767 | [5 empty] | ETA | I | OLD | 2.7959 |  | RHNHPELC | 4 | 0.66667 | HOUETARHNHPELCN05_OLDI_FBHWPEE01 | 0.75 | HOUETARHNHPELCN05_OLDI | HOUETARHNBHWPEE01_OLDI | BHWPEE01 | HPELCN05 | ETA_OLDI | BHWPEE01_HPELCN05 | 6 | 0 | 1 | New
HOUETARHNHPELCN05_OLDI_FBHWPEE01_D67 | Residential heating technology - Heat pump, Air-to-water - leasing - apartment complex - existing building - distributed level 0.67 | HOUELC, HOUAMB | HOUETARHN_OLDI_DMD | MKr20 | 2025 | 3.4476 | 0.33198 | 0.34008 | [5 empty] | ETA | I | OLD | 2.9405 |  | RHNHPELC | 4 | 0.66667 | HOUETARHNHPELCN05_OLDI_FBHWPEE01 | 0.75 | HOUETARHNHPELCN05_OLDI | HOUETARHNBHWPEE01_OLDI | BHWPEE01 | HPELCN05 | ETA_OLDI | BHWPEE01_HPELCN05 | 6 | 0 | 1 | New
HOUETARHNHPELCN05_OLDI_FBHWPEE01_D67 | Residential heating technology - Heat pump, Air-to-water - leasing - apartment complex - existing building - distributed level 0.67 | HOUELC, HOUAMB | HOUETARHN_OLDI_DMD | MKr20 | 2030 | 3.0449 | 0.3028 | 0.32413 | [5 empty] | ETA | I | OLD | 3.0851 |  | RHNHPELC | 4 | 0.66667 | HOUETARHNHPELCN05_OLDI_FBHWPEE01 | 0.75 | HOUETARHNHPELCN05_OLDI | HOUETARHNBHWPEE01_OLDI | BHWPEE01 | HPELCN05 | ETA_OLDI | BHWPEE01_HPELCN05 | 6 | 0 | 1 | New
HOUETARHNHPELCN05_OLDI_FBHWPEE01_D67 | Residential heating technology - Heat pump, Air-to-water - leasing - apartment complex - existing building - distributed level 0.67 | HOUELC, HOUAMB | HOUETARHN_OLDI_DMD | MKr20 | 2040 | 2.7272 | 0.27907 | 0.30962 | [5 empty] | ETA | I | OLD | 3.2298 |  | RHNHPELC | 4 | 0.66667 | HOUETARHNHPELCN05_OLDI_FBHWPEE01 | 0.75 | HOUETARHNHPELCN05_OLDI | HOUETARHNBHWPEE01_OLDI | BHWPEE01 | HPELCN05 | ETA_OLDI | BHWPEE01_HPELCN05 | 6 | 0 | 1 | New
HOUETARHNHPELCN05_OLDI_FBHWPEE01_D67 | Residential heating technology - Heat pump, Air-to-water - leasing - apartment complex - existing building - distributed level 0.67 | HOUELC, HOUAMB | HOUETARHN_OLDI_DMD | MKr20 | 2050 | 2.4095 | 0.25532 | 0.29635 | [5 empty] | ETA | I | OLD | 3.3744 |  | RHNHPELC | 4 | 0.66667 | HOUETARHNHPELCN05_OLDI_FBHWPEE01 | 0.75 | HOUETARHNHPELCN05_OLDI | HOUETARHNBHWPEE01_OLDI | BHWPEE01 | HPELCN05 | ETA_OLDI | BHWPEE01_HPELCN05 | 6 | 0 | 1 | New
HOUETARHNHPELCN04_OLDI_FBHWPEE01_D67 | Residential heating technology - Heat pump, Ground source - apartment complex - existing building - distributed level 0.67 | HOUELC, HOUAMB | HOUETARHN_OLDI_DMD | MKr20 | 2020 | 7.1745 | 0.053517 | 0.32413 | [5 empty] | ETA | I | OLD | 3.0851 |  | RHNHPELC | 4 | 0.66667 | HOUETARHNHPELCN04_OLDI_FBHWPEE01 | 0.75 | HOUETARHNHPELCN04_OLDI | HOUETARHNBHWPEE01_OLDI | BHWPEE01 | HPELCN04 | ETA_OLDI | BHWPEE01_HPELCN04 | 6 | 0 | 1 | New
HOUETARHNHPELCN04_OLDI_FBHWPEE01_D67 | Residential heating technology - Heat pump, Ground source - apartment complex - existing building - distributed level 0.67 | HOUELC, HOUAMB | HOUETARHN_OLDI_DMD | MKr20 | 2025 | 6.6364 | 0.053094 | 0.31431 | [5 empty] | ETA | I | OLD | 3.1815 |  | RHNHPELC | 4 | 0.66667 | HOUETARHNHPELCN04_OLDI_FBHWPEE01 | 0.75 | HOUETARHNHPELCN04_OLDI | HOUETARHNBHWPEE01_OLDI | BHWPEE01 | HPELCN04 | ETA_OLDI | BHWPEE01_HPELCN04 | 6 | 0 | 1 | New
HOUETARHNHPELCN04_OLDI_FBHWPEE01_D67 | Residential heating technology - Heat pump, Ground source - apartment complex - existing building - distributed level 0.67 | HOUELC, HOUAMB | HOUETARHN_OLDI_DMD | MKr20 | 2030 | 6.0983 | 0.052631 | 0.30507 | [5 empty] | ETA | I | OLD | 3.278 |  | RHNHPELC | 4 | 0.66667 | HOUETARHNHPELCN04_OLDI_FBHWPEE01 | 0.75 | HOUETARHNHPELCN04_OLDI | HOUETARHNBHWPEE01_OLDI | BHWPEE01 | HPELCN04 | ETA_OLDI | BHWPEE01_HPELCN04 | 6 | 0 | 1 | New
HOUETARHNHPELCN04_OLDI_FBHWPEE01_D67 | Residential heating technology - Heat pump, Ground source - apartment complex - existing building - distributed level 0.67 | HOUELC, HOUAMB | HOUETARHN_OLDI_DMD | MKr20 | 2040 | 5.641 | 0.051561 | 0.29218 | [5 empty] | ETA | I | OLD | 3.4226 |  | RHNHPELC | 4 | 0.66667 | HOUETARHNHPELCN04_OLDI_FBHWPEE01 | 0.75 | HOUETARHNHPELCN04_OLDI | HOUETARHNBHWPEE01_OLDI | BHWPEE01 | HPELCN04 | ETA_OLDI | BHWPEE01_HPELCN04 | 6 | 0 | 1 | New
HOUETARHNHPELCN04_OLDI_FBHWPEE01_D67 | Residential heating technology - Heat pump, Ground source - apartment complex - existing building - distributed level 0.67 | HOUELC, HOUAMB | HOUETARHN_OLDI_DMD | MKr20 | 2050 | 5.1836 | 0.050472 | 0.28812 | [5 empty] | ETA | I | OLD | 3.4708 |  | RHNHPELC | 4 | 0.66667 | HOUETARHNHPELCN04_OLDI_FBHWPEE01 | 0.75 | HOUETARHNHPELCN04_OLDI | HOUETARHNBHWPEE01_OLDI | BHWPEE01 | HPELCN04 | ETA_OLDI | BHWPEE01_HPELCN04 | 6 | 0 | 1 | New
HOUETARHNHPELCN03_OLDI_FBHWPEE01_D67 | Residential heating technology - Heat pump, Air-to-water - apartment complex - existing building - distributed level 0.67 | HOUELC, HOUAMB | HOUETARHN_OLDI_DMD | MKr20 | 2020 | 7.7004 | 0.086482 | 0.35767 | [5 empty] | ETA | I | OLD | 2.7959 |  | RHNHPELC | 4 | 0.66667 | HOUETARHNHPELCN03_OLDI_FBHWPEE01 | 0.75 | HOUETARHNHPELCN03_OLDI | HOUETARHNBHWPEE01_OLDI | BHWPEE01 | HPELCN03 | ETA_OLDI | BHWPEE01_HPELCN03 | 6 | 0 | 1 | New
HOUETARHNHPELCN03_OLDI_FBHWPEE01_D67 | Residential heating technology - Heat pump, Air-to-water - apartment complex - existing building - distributed level 0.67 | HOUELC, HOUAMB | HOUETARHN_OLDI_DMD | MKr20 | 2025 | 6.8951 | 0.086059 | 0.34008 | [5 empty] | ETA | I | OLD | 2.9405 |  | RHNHPELC | 4 | 0.66667 | HOUETARHNHPELCN03_OLDI_FBHWPEE01 | 0.75 | HOUETARHNHPELCN03_OLDI | HOUETARHNBHWPEE01_OLDI | BHWPEE01 | HPELCN03 | ETA_OLDI | BHWPEE01_HPELCN03 | 6 | 0 | 1 | New
HOUETARHNHPELCN03_OLDI_FBHWPEE01_D67 | Residential heating technology - Heat pump, Air-to-water - apartment complex - existing building - distributed level 0.67 | HOUELC, HOUAMB | HOUETARHN_OLDI_DMD | MKr20 | 2030 | 6.0899 | 0.085596 | 0.32413 | [5 empty] | ETA | I | OLD | 3.0851 |  | RHNHPELC | 4 | 0.66667 | HOUETARHNHPELCN03_OLDI_FBHWPEE01 | 0.75 | HOUETARHNHPELCN03_OLDI | HOUETARHNBHWPEE01_OLDI | BHWPEE01 | HPELCN03 | ETA_OLDI | BHWPEE01_HPELCN03 | 6 | 0 | 1 | New
HOUETARHNHPELCN03_OLDI_FBHWPEE01_D67 | Residential heating technology - Heat pump, Air-to-water - apartment complex - existing building - distributed level 0.67 | HOUELC, HOUAMB | HOUETARHN_OLDI_DMD | MKr20 | 2040 | 5.4545 | 0.084526 | 0.30962 | [5 empty] | ETA | I | OLD | 3.2298 |  | RHNHPELC | 4 | 0.66667 | HOUETARHNHPELCN03_OLDI_FBHWPEE01 | 0.75 | HOUETARHNHPELCN03_OLDI | HOUETARHNBHWPEE01_OLDI | BHWPEE01 | HPELCN03 | ETA_OLDI | BHWPEE01_HPELCN03 | 6 | 0 | 1 | New
HOUETARHNHPELCN03_OLDI_FBHWPEE01_D67 | Residential heating technology - Heat pump, Air-to-water - apartment complex - existing building - distributed level 0.67 | HOUELC, HOUAMB | HOUETARHN_OLDI_DMD | MKr20 | 2050 | 4.8191 | 0.083437 | 0.29635 | [5 empty] | ETA | I | OLD | 3.3744 |  | RHNHPELC | 4 | 0.66667 | HOUETARHNHPELCN03_OLDI_FBHWPEE01 | 0.75 | HOUETARHNHPELCN03_OLDI | HOUETARHNBHWPEE01_OLDI | BHWPEE01 | HPELCN03 | ETA_OLDI | BHWPEE01_HPELCN03 | 6 | 0 | 1 | New
HOUETARHNHPELCN02_OLDI_FBHWPEE01_D67 | Residential heating technology - Heat pump, Air-to-air - single-family house - existing building - distributed level 0.67 | HOUELC, HOUAMB | HOUETARHN_OLDI_DMD | MKr20 | 2020 | 3.2165 | 0.18468 | 0.21386 | [5 empty] | ETA | I | OLD | 4.6759 |  | RHNHPELC | 4 | 0.66667 | HOUETARHNHPELCN02_OLDI_FBHWPEE01 | 0.75 | HOUETARHNHPELCN02_OLDI | HOUETARHNBHWPEE01_OLDI | BHWPEE01 | HPELCN02 | ETA_OLDI | BHWPEE01_HPELCN02 | 5 | 0 | 1.1 | Unlikely
HOUETARHNHPELCN02_OLDI_FBHWPEE01_D67 | Residential heating technology - Heat pump, Air-to-air - single-family house - existing building - distributed level 0.67 | HOUELC, HOUAMB | HOUETARHN_OLDI_DMD | MKr20 | 2025 | 3.1379 | 0.12547 | 0.20338 | [5 empty] | ETA | I | OLD | 4.9169 |  | RHNHPELC | 4 | 0.66667 | HOUETARHNHPELCN02_OLDI_FBHWPEE01 | 0.75 | HOUETARHNHPELCN02_OLDI | HOUETARHNBHWPEE01_OLDI | BHWPEE01 | HPELCN02 | ETA_OLDI | BHWPEE01_HPELCN02 | 5 | 0 | 1.1 | Unlikely
HOUETARHNHPELCN02_OLDI_FBHWPEE01_D67 | Residential heating technology - Heat pump, Air-to-air - single-family house - existing building - distributed level 0.67 | HOUELC, HOUAMB | HOUETARHN_OLDI_DMD | MKr20 | 2030 | 3.0593 | 0.12315 | 0.1957 | [5 empty] | ETA | I | OLD | 5.1098 |  | RHNHPELC | 4 | 0.66667 | HOUETARHNHPELCN02_OLDI_FBHWPEE01 | 0.75 | HOUETARHNHPELCN02_OLDI | HOUETARHNBHWPEE01_OLDI | BHWPEE01 | HPELCN02 | ETA_OLDI | BHWPEE01_HPELCN02 | 5 | 0 | 1.1 | Unlikely
HOUETARHNHPELCN02_OLDI_FBHWPEE01_D67 | Residential heating technology - Heat pump, Air-to-air - single-family house - existing building - distributed level 0.67 | HOUELC, HOUAMB | HOUETARHN_OLDI_DMD | MKr20 | 2040 | 2.9134 | 0.11885 | 0.18859 | [5 empty] | ETA | I | OLD | 5.3026 |  | RHNHPELC | 4 | 0.66667 | HOUETARHNHPELCN02_OLDI_FBHWPEE01 | 0.75 | HOUETARHNHPELCN02_OLDI | HOUETARHNBHWPEE01_OLDI | BHWPEE01 | HPELCN02 | ETA_OLDI | BHWPEE01_HPELCN02 | 5 | 0 | 1.1 | Unlikely
HOUETARHNHPELCN02_OLDI_FBHWPEE01_D67 | Residential heating technology - Heat pump, Air-to-air - single-family house - existing building - distributed level 0.67 | HOUELC, HOUAMB | HOUETARHN_OLDI_DMD | MKr20 | 2050 | 2.7675 | 0.11455 | 0.18522 | [5 empty] | ETA | I | OLD | 5.399 |  | RHNHPELC | 4 | 0.66667 | HOUETARHNHPELCN02_OLDI_FBHWPEE01 | 0.75 | HOUETARHNHPELCN02_OLDI | HOUETARHNBHWPEE01_OLDI | BHWPEE01 | HPELCN02 | ETA_OLDI | BHWPEE01_HPELCN02 | 5 | 0 | 1.1 | Unlikely
HOUETARHNDIELCN06_OLDI_FBHWPEE01_D67 | Residential heating technology - Electric heating - electric panel from Bauhaus - apartment complex - new building - distributed level 0.67 | HOUELC | HOUETARHN_OLDI_DMD | MKr20 | 2020 | 0.64843 | 0 | [6 empty] | ETA | I | OLD |  |  | RHNDIELC | 4 | 0.66667 | HOUETARHNDIELCN06_OLDI_FBHWPEE01 | 0.75 | HOUETARHNDIELCN06_OLDI | HOUETARHNBHWPEE01_OLDI | BHWPEE01 | DIELCN06 | ETA_OLDI | BHWPEE01_DIELCN06 | 5 | 0 | 1.1 | Unlikely
HOUETARHNDIELCN06_OLDI_FBHWPEE01_D67 | Residential heating technology - Electric heating - electric panel from Bauhaus - apartment complex - new building - distributed level 0.67 | HOUELC | HOUETARHN_OLDI_DMD | MKr20 | 2025 | 0.64843 | 0 | [6 empty] | ETA | I | OLD |  |  | RHNDIELC | 4 | 0.66667 | HOUETARHNDIELCN06_OLDI_FBHWPEE01 | 0.75 | HOUETARHNDIELCN06_OLDI | HOUETARHNBHWPEE01_OLDI | BHWPEE01 | DIELCN06 | ETA_OLDI | BHWPEE01_DIELCN06 | 5 | 0 | 1.1 | Unlikely
HOUETARHNDIELCN06_OLDI_FBHWPEE01_D67 | Residential heating technology - Electric heating - electric panel from Bauhaus - apartment complex - new building - distributed level 0.67 | HOUELC | HOUETARHN_OLDI_DMD | MKr20 | 2030 | 0.64843 | 0 | [6 empty] | ETA | I | OLD |  |  | RHNDIELC | 4 | 0.66667 | HOUETARHNDIELCN06_OLDI_FBHWPEE01 | 0.75 | HOUETARHNDIELCN06_OLDI | HOUETARHNBHWPEE01_OLDI | BHWPEE01 | DIELCN06 | ETA_OLDI | BHWPEE01_DIELCN06 | 5 | 0 | 1.1 | Unlikely
HOUETARHNDIELCN06_OLDI_FBHWPEE01_D67 | Residential heating technology - Electric heating - electric panel from Bauhaus - apartment complex - new building - distributed level 0.67 | HOUELC | HOUETARHN_OLDI_DMD | MKr20 | 2040 | 0.64843 | 0 | [6 empty] | ETA | I | OLD |  |  | RHNDIELC | 4 | 0.66667 | HOUETARHNDIELCN06_OLDI_FBHWPEE01 | 0.75 | HOUETARHNDIELCN06_OLDI | HOUETARHNBHWPEE01_OLDI | BHWPEE01 | DIELCN06 | ETA_OLDI | BHWPEE01_DIELCN06 | 5 | 0 | 1.1 | Unlikely
HOUETARHNDIELCN06_OLDI_FBHWPEE01_D67 | Residential heating technology - Electric heating - electric panel from Bauhaus - apartment complex - new building - distributed level 0.67 | HOUELC | HOUETARHN_OLDI_DMD | MKr20 | 2050 | 0.64843 | 0 | [6 empty] | ETA | I | OLD |  |  | RHNDIELC | 4 | 0.66667 | HOUETARHNDIELCN06_OLDI_FBHWPEE01 | 0.75 | HOUETARHNDIELCN06_OLDI | HOUETARHNBHWPEE01_OLDI | BHWPEE01 | DIELCN06 | ETA_OLDI | BHWPEE01_DIELCN06 | 5 | 0 | 1.1 | Unlikely
HOUETARHNDIELCN01_OLDI_FBHWPEE01_D67 | Residential heating technology - Electric heating - apartment complex - new building - distributed level 0.67 | HOUELC | HOUETARHN_OLDI_DMD | MKr20 | 2020 | 6.0226 | 0.0024454 | [6 empty] | ETA | I | OLD |  |  | RHNDIELC | 4 | 0.66667 | HOUETARHNDIELCN01_OLDI_FBHWPEE01 | 0.75 | HOUETARHNDIELCN01_OLDI | HOUETARHNBHWPEE01_OLDI | BHWPEE01 | DIELCN01 | ETA_OLDI | BHWPEE01_DIELCN01 | 5 | 0 | 1.1 | Unlikely
HOUETARHNDIELCN01_OLDI_FBHWPEE01_D67 | Residential heating technology - Electric heating - apartment complex - new building - distributed level 0.67 | HOUELC | HOUETARHN_OLDI_DMD | MKr20 | 2025 | 5.8735 | 0.0023455 | [6 empty] | ETA | I | OLD |  |  | RHNDIELC | 4 | 0.66667 | HOUETARHNDIELCN01_OLDI_FBHWPEE01 | 0.75 | HOUETARHNDIELCN01_OLDI | HOUETARHNBHWPEE01_OLDI | BHWPEE01 | DIELCN01 | ETA_OLDI | BHWPEE01_DIELCN01 | 5 | 0 | 1.1 | Unlikely
HOUETARHNDIELCN01_OLDI_FBHWPEE01_D67 | Residential heating technology - Electric heating - apartment complex - new building - distributed level 0.67 | HOUELC | HOUETARHN_OLDI_DMD | MKr20 | 2030 | 5.7282 | 0.0022956 | [6 empty] | ETA | I | OLD |  |  | RHNDIELC | 4 | 0.66667 | HOUETARHNDIELCN01_OLDI_FBHWPEE01 | 0.75 | HOUETARHNDIELCN01_OLDI | HOUETARHNBHWPEE01_OLDI | BHWPEE01 | DIELCN01 | ETA_OLDI | BHWPEE01_DIELCN01 | 5 | 0 | 1.1 | Unlikely
HOUETARHNDIELCN01_OLDI_FBHWPEE01_D67 | Residential heating technology - Electric heating - apartment complex - new building - distributed level 0.67 | HOUELC | HOUETARHN_OLDI_DMD | MKr20 | 2040 | 5.4481 | 0.0021958 | [6 empty] | ETA | I | OLD |  |  | RHNDIELC | 4 | 0.66667 | HOUETARHNDIELCN01_OLDI_FBHWPEE01 | 0.75 | HOUETARHNDIELCN01_OLDI | HOUETARHNBHWPEE01_OLDI | BHWPEE01 | DIELCN01 | ETA_OLDI | BHWPEE01_DIELCN01 | 5 | 0 | 1.1 | Unlikely
HOUETARHNDIELCN01_OLDI_FBHWPEE01_D67 | Residential heating technology - Electric heating - apartment complex - new building - distributed level 0.67 | HOUELC | HOUETARHN_OLDI_DMD | MKr20 | 2050 | 5.1817 | 0.002096 | [6 empty] | ETA | I | OLD |  |  | RHNDIELC | 4 | 0.66667 | HOUETARHNDIELCN01_OLDI_FBHWPEE01 | 0.75 | HOUETARHNDIELCN01_OLDI | HOUETARHNBHWPEE01_OLDI | BHWPEE01 | DIELCN01 | ETA_OLDI | BHWPEE01_DIELCN01 | 5 | 0 | 1.1 | Unlikely
HOUETARHNBHWPEN01_OLDI_FBHWPEE01_D67 | Residential heating technology - Biomass boiler, automatic stoking , wood pellets or wood chips - apartment complex - existing building - distributed level 0.67 | HOUWPE | HOUETARHN_OLDI_DMD | MKr20 | 2020 | 1.4839 | 0.029971 |  | 25 | 14 | 70 | 2 | 4 | ETA | I | OLD |  |  | RHNBHWPE | 4 | 0.66667 | HOUETARHNBHWPEN01_OLDI_FBHWPEE01 | 0.75 | HOUETARHNBHWPEN01_OLDI | HOUETARHNBHWPEE01_OLDI | BHWPEE01 | BHWPEN01 | ETA_OLDI | BHWPEE01_BHWPEN01 | 2 | 0 | 0.9 | Same
HOUETARHNBHWPEN01_OLDI_FBHWPEE01_D67 | Residential heating technology - Biomass boiler, automatic stoking , wood pellets or wood chips - apartment complex - existing building - distributed level 0.67 | HOUWPE | HOUETARHN_OLDI_DMD | MKr20 | 2025 | 1.4472 | 0.029758 |  | 25 | 14 | 60 | 2 | 4 | ETA | I | OLD |  |  | RHNBHWPE | 4 | 0.66667 | HOUETARHNBHWPEN01_OLDI_FBHWPEE01 | 0.75 | HOUETARHNBHWPEN01_OLDI | HOUETARHNBHWPEE01_OLDI | BHWPEE01 | BHWPEN01 | ETA_OLDI | BHWPEE01_BHWPEN01 | 2 | 0 | 0.9 | Same
HOUETARHNBHWPEN01_OLDI_FBHWPEE01_D67 | Residential heating technology - Biomass boiler, automatic stoking , wood pellets or wood chips - apartment complex - existing building - distributed level 0.67 | HOUWPE | HOUETARHN_OLDI_DMD | MKr20 | 2030 | 1.4114 | 0.029892 |  | 25 | 11 | 50 | 1 | 4 | ETA | I | OLD |  |  | RHNBHWPE | 4 | 0.66667 | HOUETARHNBHWPEN01_OLDI_FBHWPEE01 | 0.75 | HOUETARHNBHWPEN01_OLDI | HOUETARHNBHWPEE01_OLDI | BHWPEE01 | BHWPEN01 | ETA_OLDI | BHWPEE01_BHWPEN01 | 2 | 0 | 0.9 | Same
HOUETARHNBHWPEN01_OLDI_FBHWPEE01_D67 | Residential heating technology - Biomass boiler, automatic stoking , wood pellets or wood chips - apartment complex - existing building - distributed level 0.67 | HOUWPE | HOUETARHN_OLDI_DMD | MKr20 | 2040 | 1.3424 | 0.028937 |  | 25 | 9 | 45 | 1 | 4 | ETA | I | OLD |  |  | RHNBHWPE | 4 | 0.66667 | HOUETARHNBHWPEN01_OLDI_FBHWPEE01 | 0.75 | HOUETARHNBHWPEN01_OLDI | HOUETARHNBHWPEE01_OLDI | BHWPEE01 | BHWPEN01 | ETA_OLDI | BHWPEE01_BHWPEN01 | 2 | 0 | 0.9 | Same
HOUETARHNBHWPEN01_OLDI_FBHWPEE01_D67 | Residential heating technology - Biomass boiler, automatic stoking , wood pellets or wood chips - apartment complex - existing building - distributed level 0.67 | HOUWPE | HOUETARHN_OLDI_DMD | MKr20 | 2050 | 1.2767 | 0.027691 |  | 25 | 9 | 40 | 0 | 4 | ETA | I | OLD |  |  | RHNBHWPE | 4 | 0.66667 | HOUETARHNBHWPEN01_OLDI_FBHWPEE01 | 0.75 | HOUETARHNBHWPEN01_OLDI | HOUETARHNBHWPEE01_OLDI | BHWPEE01 | BHWPEN01 | ETA_OLDI | BHWPEE01_BHWPEN01 | 2 | 0 | 0.9 | Same
HOUETARHNBHSOLN01_OLDI_FBHWPEE01_D67 | Residential heating technology - Solar heating system - apartment complex - existing building - distributed level 0.67 | HOUSOL | HOUETARHN_OLDI_DMD | MKr20 | 2020 | 5.0818 | 0.023783 | [6 empty] | ETA | I | OLD |  |  | RHNBHSOL | 4 | 0.66667 | HOUETARHNBHSOLN01_OLDI_FBHWPEE01 | 0.75 | HOUETARHNBHSOLN01_OLDI | HOUETARHNBHWPEE01_OLDI | BHWPEE01 | BHSOLN01 | ETA_OLDI | BHWPEE01_BHSOLN01 | 5 | 0 | 1.1 | Unlikely
HOUETARHNBHSOLN01_OLDI_FBHWPEE01_D67 | Residential heating technology - Solar heating system - apartment complex - existing building - distributed level 0.67 | HOUSOL | HOUETARHN_OLDI_DMD | MKr20 | 2025 | 4.8622 | 0.025209 | [6 empty] | ETA | I | OLD |  |  | RHNBHSOL | 4 | 0.66667 | HOUETARHNBHSOLN01_OLDI_FBHWPEE01 | 0.75 | HOUETARHNBHSOLN01_OLDI | HOUETARHNBHWPEE01_OLDI | BHWPEE01 | BHSOLN01 | ETA_OLDI | BHWPEE01_BHSOLN01 | 5 | 0 | 1.1 | Unlikely
HOUETARHNBHSOLN01_OLDI_FBHWPEE01_D67 | Residential heating technology - Solar heating system - apartment complex - existing building - distributed level 0.67 | HOUSOL | HOUETARHN_OLDI_DMD | MKr20 | 2030 | 4.6426 | 0.025751 | [6 empty] | ETA | I | OLD |  |  | RHNBHSOL | 4 | 0.66667 | HOUETARHNBHSOLN01_OLDI_FBHWPEE01 | 0.75 | HOUETARHNBHSOLN01_OLDI | HOUETARHNBHWPEE01_OLDI | BHWPEE01 | BHSOLN01 | ETA_OLDI | BHWPEE01_BHSOLN01 | 5 | 0 | 1.1 | Unlikely
HOUETARHNBHSOLN01_OLDI_FBHWPEE01_D67 | Residential heating technology - Solar heating system - apartment complex - existing building - distributed level 0.67 | HOUSOL | HOUETARHN_OLDI_DMD | MKr20 | 2040 | 4.423 | 0.025052 | [6 empty] | ETA | I | OLD |  |  | RHNBHSOL | 4 | 0.66667 | HOUETARHNBHSOLN01_OLDI_FBHWPEE01 | 0.75 | HOUETARHNBHSOLN01_OLDI | HOUETARHNBHWPEE01_OLDI | BHWPEE01 | BHSOLN01 | ETA_OLDI | BHWPEE01_BHSOLN01 | 5 | 0 | 1.1 | Unlikely
HOUETARHNBHSOLN01_OLDI_FBHWPEE01_D67 | Residential heating technology - Solar heating system - apartment complex - existing building - distributed level 0.67 | HOUSOL | HOUETARHN_OLDI_DMD | MKr20 | 2050 | 4.2034 | 0.023783 | [6 empty] | ETA | I | OLD |  |  | RHNBHSOL | 4 | 0.66667 | HOUETARHNBHSOLN01_OLDI_FBHWPEE01 | 0.75 | HOUETARHNBHSOLN01_OLDI | HOUETARHNBHWPEE01_OLDI | BHWPEE01 | BHSOLN01 | ETA_OLDI | BHWPEE01_BHSOLN01 | 5 | 0 | 1.1 | Unlikely
HOUETARHNBHDHDN09_OLDI_FBHWPEE01_D67 | Residential heating technology - Direct district heating substation - plus connection pipe - plus distribution (heating density: low ) - apartment complex - existing building - distributed level 0.67 | HOUDHD | HOUETARHN_OLDI_DMD | MKr20 | 2020 | 0.45968 | 0.0017726 | [6 empty] | ETA | I | OLD |  |  | RHNBHDHD | 4 | 0.66667 | HOUETARHNBHDHDN09_OLDI_FBHWPEE01 | 0.75 | HOUETARHNBHDHDN09_OLDI | HOUETARHNBHWPEE01_OLDI | BHWPEE01 | BHDHDN09 | ETA_OLDI | BHWPEE01_BHDHDN09 | 6 | 0 | 1 | New
HOUETARHNBHDHDN09_OLDI_FBHWPEE01_D67 | Residential heating technology - Direct district heating substation - plus connection pipe - plus distribution (heating density: low ) - apartment complex - existing building - distributed level 0.67 | HOUDHD | HOUETARHN_OLDI_DMD | MKr20 | 2025 | 0.4536 | 0.0017966 | [6 empty] | ETA | I | OLD |  |  | RHNBHDHD | 4 | 0.66667 | HOUETARHNBHDHDN09_OLDI_FBHWPEE01 | 0.75 | HOUETARHNBHDHDN09_OLDI | HOUETARHNBHWPEE01_OLDI | BHWPEE01 | BHDHDN09 | ETA_OLDI | BHWPEE01_BHDHDN09 | 6 | 0 | 1 | New
HOUETARHNBHDHDN09_OLDI_FBHWPEE01_D67 | Residential heating technology - Direct district heating substation - plus connection pipe - plus distribution (heating density: low ) - apartment complex - existing building - distributed level 0.67 | HOUDHD | HOUETARHN_OLDI_DMD | MKr20 | 2030 | 0.44766 | 0.0017701 | [6 empty] | ETA | I | OLD |  |  | RHNBHDHD | 4 | 0.66667 | HOUETARHNBHDHDN09_OLDI_FBHWPEE01 | 0.75 | HOUETARHNBHDHDN09_OLDI | HOUETARHNBHWPEE01_OLDI | BHWPEE01 | BHDHDN09 | ETA_OLDI | BHWPEE01_BHDHDN09 | 6 | 0 | 1 | New
HOUETARHNBHDHDN09_OLDI_FBHWPEE01_D67 | Residential heating technology - Direct district heating substation - plus connection pipe - plus distribution (heating density: low ) - apartment complex - existing building - distributed level 0.67 | HOUDHD | HOUETARHN_OLDI_DMD | MKr20 | 2040 | 0.43623 | 0.0017164 | [6 empty] | ETA | I | OLD |  |  | RHNBHDHD | 4 | 0.66667 | HOUETARHNBHDHDN09_OLDI_FBHWPEE01 | 0.75 | HOUETARHNBHDHDN09_OLDI | HOUETARHNBHWPEE01_OLDI | BHWPEE01 | BHDHDN09 | ETA_OLDI | BHWPEE01_BHDHDN09 | 6 | 0 | 1 | New
HOUETARHNBHDHDN09_OLDI_FBHWPEE01_D67 | Residential heating technology - Direct district heating substation - plus connection pipe - plus distribution (heating density: low ) - apartment complex - existing building - distributed level 0.67 | HOUDHD | HOUETARHN_OLDI_DMD | MKr20 | 2050 | 0.42536 | 0.0016479 | [6 empty] | ETA | I | OLD |  |  | RHNBHDHD | 4 | 0.66667 | HOUETARHNBHDHDN09_OLDI_FBHWPEE01 | 0.75 | HOUETARHNBHDHDN09_OLDI | HOUETARHNBHWPEE01_OLDI | BHWPEE01 | BHDHDN09 | ETA_OLDI | BHWPEE01_BHDHDN09 | 6 | 0 | 1 | New
HOUETARHNBHDHDN07_OLDI_FBHWPEE01_D67 | Residential heating technology - Direct district heating substation - plus connection pipe - plus distribution (heating density: medium ) - apartment complex - existing building - distributed level 0.67 | HOUDHD | HOUETARHN_OLDI_DMD | MKr20 | 2020 | 0.3927 | 0.0017726 | [6 empty] | ETA | I | OLD |  |  | RHNBHDHD | 4 | 0.66667 | HOUETARHNBHDHDN07_OLDI_FBHWPEE01 | 0.75 | HOUETARHNBHDHDN07_OLDI | HOUETARHNBHWPEE01_OLDI | BHWPEE01 | BHDHDN07 | ETA_OLDI | BHWPEE01_BHDHDN07 | 6 | 0 | 1 | New
HOUETARHNBHDHDN07_OLDI_FBHWPEE01_D67 | Residential heating technology - Direct district heating substation - plus connection pipe - plus distribution (heating density: medium ) - apartment complex - existing building - distributed level 0.67 | HOUDHD | HOUETARHN_OLDI_DMD | MKr20 | 2025 | 0.38661 | 0.0017966 | [6 empty] | ETA | I | OLD |  |  | RHNBHDHD | 4 | 0.66667 | HOUETARHNBHDHDN07_OLDI_FBHWPEE01 | 0.75 | HOUETARHNBHDHDN07_OLDI | HOUETARHNBHWPEE01_OLDI | BHWPEE01 | BHDHDN07 | ETA_OLDI | BHWPEE01_BHDHDN07 | 6 | 0 | 1 | New
HOUETARHNBHDHDN07_OLDI_FBHWPEE01_D67 | Residential heating technology - Direct district heating substation - plus connection pipe - plus distribution (heating density: medium ) - apartment complex - existing building - distributed level 0.67 | HOUDHD | HOUETARHN_OLDI_DMD | MKr20 | 2030 | 0.38068 | 0.0017701 | [6 empty] | ETA | I | OLD |  |  | RHNBHDHD | 4 | 0.66667 | HOUETARHNBHDHDN07_OLDI_FBHWPEE01 | 0.75 | HOUETARHNBHDHDN07_OLDI | HOUETARHNBHWPEE01_OLDI | BHWPEE01 | BHDHDN07 | ETA_OLDI | BHWPEE01_BHDHDN07 | 6 | 0 | 1 | New
HOUETARHNBHDHDN07_OLDI_FBHWPEE01_D67 | Residential heating technology - Direct district heating substation - plus connection pipe - plus distribution (heating density: medium ) - apartment complex - existing building - distributed level 0.67 | HOUDHD | HOUETARHN_OLDI_DMD | MKr20 | 2040 | 0.36924 | 0.0017164 | [6 empty] | ETA | I | OLD |  |  | RHNBHDHD | 4 | 0.66667 | HOUETARHNBHDHDN07_OLDI_FBHWPEE01 | 0.75 | HOUETARHNBHDHDN07_OLDI | HOUETARHNBHWPEE01_OLDI | BHWPEE01 | BHDHDN07 | ETA_OLDI | BHWPEE01_BHDHDN07 | 6 | 0 | 1 | New
HOUETARHNBHDHDN07_OLDI_FBHWPEE01_D67 | Residential heating technology - Direct district heating substation - plus connection pipe - plus distribution (heating density: medium ) - apartment complex - existing building - distributed level 0.67 | HOUDHD | HOUETARHN_OLDI_DMD | MKr20 | 2050 | 0.35837 | 0.0016479 | [6 empty] | ETA | I | OLD |  |  | RHNBHDHD | 4 | 0.66667 | HOUETARHNBHDHDN07_OLDI_FBHWPEE01 | 0.75 | HOUETARHNBHDHDN07_OLDI | HOUETARHNBHWPEE01_OLDI | BHWPEE01 | BHDHDN07 | ETA_OLDI | BHWPEE01_BHDHDN07 | 6 | 0 | 1 | New
HOUETARHNBHDHDN05_OLDI_FBHWPEE01_D67 | Residential heating technology - Direct district heating substation - plus connection pipe - plus distribution (heating density: high ) - apartment complex - existing building - distributed level 0.67 | HOUDHD | HOUETARHN_OLDI_DMD | MKr20 | 2020 | 0.32571 | 0.0017726 | [6 empty] | ETA | I | OLD |  |  | RHNBHDHD | 4 | 0.66667 | HOUETARHNBHDHDN05_OLDI_FBHWPEE01 | 0.75 | HOUETARHNBHDHDN05_OLDI | HOUETARHNBHWPEE01_OLDI | BHWPEE01 | BHDHDN05 | ETA_OLDI | BHWPEE01_BHDHDN05 | 6 | 0 | 1 | New
HOUETARHNBHDHDN05_OLDI_FBHWPEE01_D67 | Residential heating technology - Direct district heating substation - plus connection pipe - plus distribution (heating density: high ) - apartment complex - existing building - distributed level 0.67 | HOUDHD | HOUETARHN_OLDI_DMD | MKr20 | 2025 | 0.31963 | 0.0017966 | [6 empty] | ETA | I | OLD |  |  | RHNBHDHD | 4 | 0.66667 | HOUETARHNBHDHDN05_OLDI_FBHWPEE01 | 0.75 | HOUETARHNBHDHDN05_OLDI | HOUETARHNBHWPEE01_OLDI | BHWPEE01 | BHDHDN05 | ETA_OLDI | BHWPEE01_BHDHDN05 | 6 | 0 | 1 | New
HOUETARHNBHDHDN05_OLDI_FBHWPEE01_D67 | Residential heating technology - Direct district heating substation - plus connection pipe - plus distribution (heating density: high ) - apartment complex - existing building - distributed level 0.67 | HOUDHD | HOUETARHN_OLDI_DMD | MKr20 | 2030 | 0.31369 | 0.0017701 | [6 empty] | ETA | I | OLD |  |  | RHNBHDHD | 4 | 0.66667 | HOUETARHNBHDHDN05_OLDI_FBHWPEE01 | 0.75 | HOUETARHNBHDHDN05_OLDI | HOUETARHNBHWPEE01_OLDI | BHWPEE01 | BHDHDN05 | ETA_OLDI | BHWPEE01_BHDHDN05 | 6 | 0 | 1 | New
HOUETARHNBHDHDN05_OLDI_FBHWPEE01_D67 | Residential heating technology - Direct district heating substation - plus connection pipe - plus distribution (heating density: high ) - apartment complex - existing building - distributed level 0.67 | HOUDHD | HOUETARHN_OLDI_DMD | MKr20 | 2040 | 0.30226 | 0.0017164 | [6 empty] | ETA | I | OLD |  |  | RHNBHDHD | 4 | 0.66667 | HOUETARHNBHDHDN05_OLDI_FBHWPEE01 | 0.75 | HOUETARHNBHDHDN05_OLDI | HOUETARHNBHWPEE01_OLDI | BHWPEE01 | BHDHDN05 | ETA_OLDI | BHWPEE01_BHDHDN05 | 6 | 0 | 1 | New
HOUETARHNBHDHDN05_OLDI_FBHWPEE01_D67 | Residential heating technology - Direct district heating substation - plus connection pipe - plus distribution (heating density: high ) - apartment complex - existing building - distributed level 0.67 | HOUDHD | HOUETARHN_OLDI_DMD | MKr20 | 2050 | 0.29138 | 0.0016479 | [6 empty] | ETA | I | OLD |  |  | RHNBHDHD | 4 | 0.66667 | HOUETARHNBHDHDN05_OLDI_FBHWPEE01 | 0.75 | HOUETARHNBHDHDN05_OLDI | HOUETARHNBHWPEE01_OLDI | BHWPEE01 | BHDHDN05 | ETA_OLDI | BHWPEE01_BHDHDN05 | 6 | 0 | 1 | New
HOUETARHNBHDHCN09_OLDI_FBHWPEE01_D67 | Residential heating technology - Direct district heating substation - plus connection pipe - plus distribution (heating density: low ) - apartment complex - existing building - distributed level 0.67 | HOUDHC | HOUETARHN_OLDI_DMD | MKr20 | 2020 | 0.45968 | 0.0017726 | [6 empty] | ETA | I | OLD |  |  | RHNBHDHC | 4 | 0.66667 | HOUETARHNBHDHCN09_OLDI_FBHWPEE01 | 0.75 | HOUETARHNBHDHCN09_OLDI | HOUETARHNBHWPEE01_OLDI | BHWPEE01 | BHDHCN09 | ETA_OLDI | BHWPEE01_BHDHCN09 | 6 | 0 | 1 | New
HOUETARHNBHDHCN09_OLDI_FBHWPEE01_D67 | Residential heating technology - Direct district heating substation - plus connection pipe - plus distribution (heating density: low ) - apartment complex - existing building - distributed level 0.67 | HOUDHC | HOUETARHN_OLDI_DMD | MKr20 | 2025 | 0.4536 | 0.0017966 | [6 empty] | ETA | I | OLD |  |  | RHNBHDHC | 4 | 0.66667 | HOUETARHNBHDHCN09_OLDI_FBHWPEE01 | 0.75 | HOUETARHNBHDHCN09_OLDI | HOUETARHNBHWPEE01_OLDI | BHWPEE01 | BHDHCN09 | ETA_OLDI | BHWPEE01_BHDHCN09 | 6 | 0 | 1 | New
HOUETARHNBHDHCN09_OLDI_FBHWPEE01_D67 | Residential heating technology - Direct district heating substation - plus connection pipe - plus distribution (heating density: low ) - apartment complex - existing building - distributed level 0.67 | HOUDHC | HOUETARHN_OLDI_DMD | MKr20 | 2030 | 0.44766 | 0.0017701 | [6 empty] | ETA | I | OLD |  |  | RHNBHDHC | 4 | 0.66667 | HOUETARHNBHDHCN09_OLDI_FBHWPEE01 | 0.75 | HOUETARHNBHDHCN09_OLDI | HOUETARHNBHWPEE01_OLDI | BHWPEE01 | BHDHCN09 | ETA_OLDI | BHWPEE01_BHDHCN09 | 6 | 0 | 1 | New
HOUETARHNBHDHCN09_OLDI_FBHWPEE01_D67 | Residential heating technology - Direct district heating substation - plus connection pipe - plus distribution (heating density: low ) - apartment complex - existing building - distributed level 0.67 | HOUDHC | HOUETARHN_OLDI_DMD | MKr20 | 2040 | 0.43623 | 0.0017164 | [6 empty] | ETA | I | OLD |  |  | RHNBHDHC | 4 | 0.66667 | HOUETARHNBHDHCN09_OLDI_FBHWPEE01 | 0.75 | HOUETARHNBHDHCN09_OLDI | HOUETARHNBHWPEE01_OLDI | BHWPEE01 | BHDHCN09 | ETA_OLDI | BHWPEE01_BHDHCN09 | 6 | 0 | 1 | New
HOUETARHNBHDHCN09_OLDI_FBHWPEE01_D67 | Residential heating technology - Direct district heating substation - plus connection pipe - plus distribution (heating density: low ) - apartment complex - existing building - distributed level 0.67 | HOUDHC | HOUETARHN_OLDI_DMD | MKr20 | 2050 | 0.42536 | 0.0016479 | [6 empty] | ETA | I | OLD |  |  | RHNBHDHC | 4 | 0.66667 | HOUETARHNBHDHCN09_OLDI_FBHWPEE01 | 0.75 | HOUETARHNBHDHCN09_OLDI | HOUETARHNBHWPEE01_OLDI | BHWPEE01 | BHDHCN09 | ETA_OLDI | BHWPEE01_BHDHCN09 | 6 | 0 | 1 | New
HOUETARHNBHDHCN07_OLDI_FBHWPEE01_D67 | Residential heating technology - Direct district heating substation - plus connection pipe - plus distribution (heating density: medium ) - apartment complex - existing building - distributed level 0.67 | HOUDHC | HOUETARHN_OLDI_DMD | MKr20 | 2020 | 0.3927 | 0.0017726 | [6 empty] | ETA | I | OLD |  |  | RHNBHDHC | 4 | 0.66667 | HOUETARHNBHDHCN07_OLDI_FBHWPEE01 | 0.75 | HOUETARHNBHDHCN07_OLDI | HOUETARHNBHWPEE01_OLDI | BHWPEE01 | BHDHCN07 | ETA_OLDI | BHWPEE01_BHDHCN07 | 6 | 0 | 1 | New
HOUETARHNBHDHCN07_OLDI_FBHWPEE01_D67 | Residential heating technology - Direct district heating substation - plus connection pipe - plus distribution (heating density: medium ) - apartment complex - existing building - distributed level 0.67 | HOUDHC | HOUETARHN_OLDI_DMD | MKr20 | 2025 | 0.38661 | 0.0017966 | [6 empty] | ETA | I | OLD |  |  | RHNBHDHC | 4 | 0.66667 | HOUETARHNBHDHCN07_OLDI_FBHWPEE01 | 0.75 | HOUETARHNBHDHCN07_OLDI | HOUETARHNBHWPEE01_OLDI | BHWPEE01 | BHDHCN07 | ETA_OLDI | BHWPEE01_BHDHCN07 | 6 | 0 | 1 | New
HOUETARHNBHDHCN07_OLDI_FBHWPEE01_D67 | Residential heating technology - Direct district heating substation - plus connection pipe - plus distribution (heating density: medium ) - apartment complex - existing building - distributed level 0.67 | HOUDHC | HOUETARHN_OLDI_DMD | MKr20 | 2030 | 0.38068 | 0.0017701 | [6 empty] | ETA | I | OLD |  |  | RHNBHDHC | 4 | 0.66667 | HOUETARHNBHDHCN07_OLDI_FBHWPEE01 | 0.75 | HOUETARHNBHDHCN07_OLDI | HOUETARHNBHWPEE01_OLDI | BHWPEE01 | BHDHCN07 | ETA_OLDI | BHWPEE01_BHDHCN07 | 6 | 0 | 1 | New
HOUETARHNBHDHCN07_OLDI_FBHWPEE01_D67 | Residential heating technology - Direct district heating substation - plus connection pipe - plus distribution (heating density: medium ) - apartment complex - existing building - distributed level 0.67 | HOUDHC | HOUETARHN_OLDI_DMD | MKr20 | 2040 | 0.36924 | 0.0017164 | [6 empty] | ETA | I | OLD |  |  | RHNBHDHC | 4 | 0.66667 | HOUETARHNBHDHCN07_OLDI_FBHWPEE01 | 0.75 | HOUETARHNBHDHCN07_OLDI | HOUETARHNBHWPEE01_OLDI | BHWPEE01 | BHDHCN07 | ETA_OLDI | BHWPEE01_BHDHCN07 | 6 | 0 | 1 | New
HOUETARHNBHDHCN07_OLDI_FBHWPEE01_D67 | Residential heating technology - Direct district heating substation - plus connection pipe - plus distribution (heating density: medium ) - apartment complex - existing building - distributed level 0.67 | HOUDHC | HOUETARHN_OLDI_DMD | MKr20 | 2050 | 0.35837 | 0.0016479 | [6 empty] | ETA | I | OLD |  |  | RHNBHDHC | 4 | 0.66667 | HOUETARHNBHDHCN07_OLDI_FBHWPEE01 | 0.75 | HOUETARHNBHDHCN07_OLDI | HOUETARHNBHWPEE01_OLDI | BHWPEE01 | BHDHCN07 | ETA_OLDI | BHWPEE01_BHDHCN07 | 6 | 0 | 1 | New
HOUETARHNBHDHCN05_OLDI_FBHWPEE01_D67 | Residential heating technology - Direct district heating substation - plus connection pipe - plus distribution (heating density: high ) - apartment complex - existing building - distributed level 0.67 | HOUDHC | HOUETARHN_OLDI_DMD | MKr20 | 2020 | 0.32571 | 0.0017726 | [6 empty] | ETA | I | OLD |  |  | RHNBHDHC | 4 | 0.66667 | HOUETARHNBHDHCN05_OLDI_FBHWPEE01 | 0.75 | HOUETARHNBHDHCN05_OLDI | HOUETARHNBHWPEE01_OLDI | BHWPEE01 | BHDHCN05 | ETA_OLDI | BHWPEE01_BHDHCN05 | 6 | 0 | 1 | New
HOUETARHNBHDHCN05_OLDI_FBHWPEE01_D67 | Residential heating technology - Direct district heating substation - plus connection pipe - plus distribution (heating density: high ) - apartment complex - existing building - distributed level 0.67 | HOUDHC | HOUETARHN_OLDI_DMD | MKr20 | 2025 | 0.31963 | 0.0017966 | [6 empty] | ETA | I | OLD |  |  | RHNBHDHC | 4 | 0.66667 | HOUETARHNBHDHCN05_OLDI_FBHWPEE01 | 0.75 | HOUETARHNBHDHCN05_OLDI | HOUETARHNBHWPEE01_OLDI | BHWPEE01 | BHDHCN05 | ETA_OLDI | BHWPEE01_BHDHCN05 | 6 | 0 | 1 | New
HOUETARHNBHDHCN05_OLDI_FBHWPEE01_D67 | Residential heating technology - Direct district heating substation - plus connection pipe - plus distribution (heating density: high ) - apartment complex - existing building - distributed level 0.67 | HOUDHC | HOUETARHN_OLDI_DMD | MKr20 | 2030 | 0.31369 | 0.0017701 | [6 empty] | ETA | I | OLD |  |  | RHNBHDHC | 4 | 0.66667 | HOUETARHNBHDHCN05_OLDI_FBHWPEE01 | 0.75 | HOUETARHNBHDHCN05_OLDI | HOUETARHNBHWPEE01_OLDI | BHWPEE01 | BHDHCN05 | ETA_OLDI | BHWPEE01_BHDHCN05 | 6 | 0 | 1 | New
HOUETARHNBHDHCN05_OLDI_FBHWPEE01_D67 | Residential heating technology - Direct district heating substation - plus connection pipe - plus distribution (heating density: high ) - apartment complex - existing building - distributed level 0.67 | HOUDHC | HOUETARHN_OLDI_DMD | MKr20 | 2040 | 0.30226 | 0.0017164 | [6 empty] | ETA | I | OLD |  |  | RHNBHDHC | 4 | 0.66667 | HOUETARHNBHDHCN05_OLDI_FBHWPEE01 | 0.75 | HOUETARHNBHDHCN05_OLDI | HOUETARHNBHWPEE01_OLDI | BHWPEE01 | BHDHCN05 | ETA_OLDI | BHWPEE01_BHDHCN05 | 6 | 0 | 1 | New
HOUETARHNBHDHCN05_OLDI_FBHWPEE01_D67 | Residential heating technology - Direct district heating substation - plus connection pipe - plus distribution (heating density: high ) - apartment complex - existing building - distributed level 0.67 | HOUDHC | HOUETARHN_OLDI_DMD | MKr20 | 2050 | 0.29138 | 0.0016479 | [6 empty] | ETA | I | OLD |  |  | RHNBHDHC | 4 | 0.66667 | HOUETARHNBHDHCN05_OLDI_FBHWPEE01 | 0.75 | HOUETARHNBHDHCN05_OLDI | HOUETARHNBHWPEE01_OLDI | BHWPEE01 | BHDHCN05 | ETA_OLDI | BHWPEE01_BHDHCN05 | 6 | 0 | 1 | New
HOUPARRHNHPELCN07_OLDC_FBHWPEE01_D67 | Residential heating technology - Heat pump, Air-to-water, low-price product - single-family house - existing building - distributed level 0.67 | HOUELC, HOUAMB | HOUPARRHN_OLDC_DMD | MKr20 | 2020 | 10.4621 | 0.41034 | 0.34574 | [5 empty] | PAR | C | OLD | 2.8923 |  | RHNHPELC | 4 | 0.66667 | HOUPARRHNHPELCN07_OLDC_FBHWPEE01 | 0.75 | HOUPARRHNHPELCN07_OLDC | HOUPARRHNBHWPEE01_OLDC | BHWPEE01 | HPELCN07 | PAR_OLDC | BHWPEE01_HPELCN07 | 6 | 0 | 1 | New
HOUPARRHNHPELCN07_OLDC_FBHWPEE01_D67 | Residential heating technology - Heat pump, Air-to-water, low-price product - single-family house - existing building - distributed level 0.67 | HOUELC, HOUAMB | HOUPARRHN_OLDC_DMD | MKr20 | 2025 | 9.5709 | 0.31473 | 0.32928 | [5 empty] | PAR | C | OLD | 3.0369 |  | RHNHPELC | 4 | 0.66667 | HOUPARRHNHPELCN07_OLDC_FBHWPEE01 | 0.75 | HOUPARRHNHPELCN07_OLDC | HOUPARRHNBHWPEE01_OLDC | BHWPEE01 | HPELCN07 | PAR_OLDC | BHWPEE01_HPELCN07 | 6 | 0 | 1 | New
HOUPARRHNHPELCN07_OLDC_FBHWPEE01_D67 | Residential heating technology - Heat pump, Air-to-water, low-price product - single-family house - existing building - distributed level 0.67 | HOUELC, HOUAMB | HOUPARRHN_OLDC_DMD | MKr20 | 2030 | 8.6797 | 0.31099 | 0.31431 | [5 empty] | PAR | C | OLD | 3.1815 |  | RHNHPELC | 4 | 0.66667 | HOUPARRHNHPELCN07_OLDC_FBHWPEE01 | 0.75 | HOUPARRHNHPELCN07_OLDC | HOUPARRHNBHWPEE01_OLDC | BHWPEE01 | HPELCN07 | PAR_OLDC | BHWPEE01_HPELCN07 | 6 | 0 | 1 | New
HOUPARRHNHPELCN07_OLDC_FBHWPEE01_D67 | Residential heating technology - Heat pump, Air-to-water, low-price product - single-family house - existing building - distributed level 0.67 | HOUELC, HOUAMB | HOUPARRHN_OLDC_DMD | MKr20 | 2040 | 7.9697 | 0.30404 | 0.30065 | [5 empty] | PAR | C | OLD | 3.3262 |  | RHNHPELC | 4 | 0.66667 | HOUPARRHNHPELCN07_OLDC_FBHWPEE01 | 0.75 | HOUPARRHNHPELCN07_OLDC | HOUPARRHNBHWPEE01_OLDC | BHWPEE01 | HPELCN07 | PAR_OLDC | BHWPEE01_HPELCN07 | 6 | 0 | 1 | New
HOUPARRHNHPELCN07_OLDC_FBHWPEE01_D67 | Residential heating technology - Heat pump, Air-to-water, low-price product - single-family house - existing building - distributed level 0.67 | HOUELC, HOUAMB | HOUPARRHN_OLDC_DMD | MKr20 | 2050 | 7.2597 | 0.2971 | 0.29218 | [5 empty] | PAR | C | OLD | 3.4226 |  | RHNHPELC | 4 | 0.66667 | HOUPARRHNHPELCN07_OLDC_FBHWPEE01 | 0.75 | HOUPARRHNHPELCN07_OLDC | HOUPARRHNBHWPEE01_OLDC | BHWPEE01 | HPELCN07 | PAR_OLDC | BHWPEE01_HPELCN07 | 6 | 0 | 1 | New
HOUPARRHNHPELCN05_OLDC_FBHWPEE01_D67 | Residential heating technology - Heat pump, Air-to-water - leasing - single-family house - existing building - distributed level 0.67 | HOUELC, HOUAMB | HOUPARRHN_OLDC_DMD | MKr20 | 2020 | 8.7575 | 1.1361 | 0.32928 | [5 empty] | PAR | C | OLD | 3.0369 |  | RHNHPELC | 4 | 0.66667 | HOUPARRHNHPELCN05_OLDC_FBHWPEE01 | 0.75 | HOUPARRHNHPELCN05_OLDC | HOUPARRHNBHWPEE01_OLDC | BHWPEE01 | HPELCN05 | PAR_OLDC | BHWPEE01_HPELCN05 | 6 | 0 | 1 | New
HOUPARRHNHPELCN05_OLDC_FBHWPEE01_D67 | Residential heating technology - Heat pump, Air-to-water - leasing - single-family house - existing building - distributed level 0.67 | HOUELC, HOUAMB | HOUPARRHN_OLDC_DMD | MKr20 | 2025 | 8.0778 | 0.97988 | 0.31431 | [5 empty] | PAR | C | OLD | 3.1815 |  | RHNHPELC | 4 | 0.66667 | HOUPARRHNHPELCN05_OLDC_FBHWPEE01 | 0.75 | HOUPARRHNHPELCN05_OLDC | HOUPARRHNBHWPEE01_OLDC | BHWPEE01 | HPELCN05 | PAR_OLDC | BHWPEE01_HPELCN05 | 6 | 0 | 1 | New
HOUPARRHNHPELCN05_OLDC_FBHWPEE01_D67 | Residential heating technology - Heat pump, Air-to-water - leasing - single-family house - existing building - distributed level 0.67 | HOUELC, HOUAMB | HOUPARRHN_OLDC_DMD | MKr20 | 2030 | 7.3982 | 0.91553 | 0.30065 | [5 empty] | PAR | C | OLD | 3.3262 |  | RHNHPELC | 4 | 0.66667 | HOUPARRHNHPELCN05_OLDC_FBHWPEE01 | 0.75 | HOUPARRHNHPELCN05_OLDC | HOUPARRHNBHWPEE01_OLDC | BHWPEE01 | HPELCN05 | PAR_OLDC | BHWPEE01_HPELCN05 | 6 | 0 | 1 | New
HOUPARRHNHPELCN05_OLDC_FBHWPEE01_D67 | Residential heating technology - Heat pump, Air-to-water - leasing - single-family house - existing building - distributed level 0.67 | HOUELC, HOUAMB | HOUPARRHN_OLDC_DMD | MKr20 | 2040 | 6.8469 | 0.85944 | 0.28812 | [5 empty] | PAR | C | OLD | 3.4708 |  | RHNHPELC | 4 | 0.66667 | HOUPARRHNHPELCN05_OLDC_FBHWPEE01 | 0.75 | HOUPARRHNHPELCN05_OLDC | HOUPARRHNBHWPEE01_OLDC | BHWPEE01 | HPELCN05 | PAR_OLDC | BHWPEE01_HPELCN05 | 6 | 0 | 1 | New
HOUPARRHNHPELCN05_OLDC_FBHWPEE01_D67 | Residential heating technology - Heat pump, Air-to-water - leasing - single-family house - existing building - distributed level 0.67 | HOUELC, HOUAMB | HOUPARRHN_OLDC_DMD | MKr20 | 2050 | 6.2957 | 0.80334 | 0.28033 | [5 empty] | PAR | C | OLD | 3.5672 |  | RHNHPELC | 4 | 0.66667 | HOUPARRHNHPELCN05_OLDC_FBHWPEE01 | 0.75 | HOUPARRHNHPELCN05_OLDC | HOUPARRHNBHWPEE01_OLDC | BHWPEE01 | HPELCN05 | PAR_OLDC | BHWPEE01_HPELCN05 | 6 | 0 | 1 | New
HOUPARRHNHPELCN04_OLDC_FBHWPEE01_D67 | Residential heating technology - Heat pump, Ground source - single-family house - existing building - distributed level 0.67 | HOUELC, HOUAMB | HOUPARRHN_OLDC_DMD | MKr20 | 2020 | 23.196 | 0.32766 | 0.30065 | [5 empty] | PAR | C | OLD | 3.3262 |  | RHNHPELC | 4 | 0.66667 | HOUPARRHNHPELCN04_OLDC_FBHWPEE01 | 0.75 | HOUPARRHNHPELCN04_OLDC | HOUPARRHNBHWPEE01_OLDC | BHWPEE01 | HPELCN04 | PAR_OLDC | BHWPEE01_HPELCN04 | 6 | 0 | 1 | New
HOUPARRHNHPELCN04_OLDC_FBHWPEE01_D67 | Residential heating technology - Heat pump, Ground source - single-family house - existing building - distributed level 0.67 | HOUELC, HOUAMB | HOUPARRHN_OLDC_DMD | MKr20 | 2025 | 22.0362 | 0.23205 | 0.29218 | [5 empty] | PAR | C | OLD | 3.4226 |  | RHNHPELC | 4 | 0.66667 | HOUPARRHNHPELCN04_OLDC_FBHWPEE01 | 0.75 | HOUPARRHNHPELCN04_OLDC | HOUPARRHNBHWPEE01_OLDC | BHWPEE01 | HPELCN04 | PAR_OLDC | BHWPEE01_HPELCN04 | 6 | 0 | 1 | New
HOUPARRHNHPELCN04_OLDC_FBHWPEE01_D67 | Residential heating technology - Heat pump, Ground source - single-family house - existing building - distributed level 0.67 | HOUELC, HOUAMB | HOUPARRHN_OLDC_DMD | MKr20 | 2030 | 20.8764 | 0.22831 | 0.28417 | [5 empty] | PAR | C | OLD | 3.519 |  | RHNHPELC | 4 | 0.66667 | HOUPARRHNHPELCN04_OLDC_FBHWPEE01 | 0.75 | HOUPARRHNHPELCN04_OLDC | HOUPARRHNBHWPEE01_OLDC | BHWPEE01 | HPELCN04 | PAR_OLDC | BHWPEE01_HPELCN04 | 6 | 0 | 1 | New
HOUPARRHNHPELCN04_OLDC_FBHWPEE01_D67 | Residential heating technology - Heat pump, Ground source - single-family house - existing building - distributed level 0.67 | HOUELC, HOUAMB | HOUPARRHN_OLDC_DMD | MKr20 | 2040 | 19.8326 | 0.22136 | 0.27296 | [5 empty] | PAR | C | OLD | 3.6636 |  | RHNHPELC | 4 | 0.66667 | HOUPARRHNHPELCN04_OLDC_FBHWPEE01 | 0.75 | HOUPARRHNHPELCN04_OLDC | HOUPARRHNBHWPEE01_OLDC | BHWPEE01 | HPELCN04 | PAR_OLDC | BHWPEE01_HPELCN04 | 6 | 0 | 1 | New
HOUPARRHNHPELCN04_OLDC_FBHWPEE01_D67 | Residential heating technology - Heat pump, Ground source - single-family house - existing building - distributed level 0.67 | HOUELC, HOUAMB | HOUPARRHN_OLDC_DMD | MKr20 | 2050 | 18.7887 | 0.21442 | 0.26941 | [5 empty] | PAR | C | OLD | 3.7118 |  | RHNHPELC | 4 | 0.66667 | HOUPARRHNHPELCN04_OLDC_FBHWPEE01 | 0.75 | HOUPARRHNHPELCN04_OLDC | HOUPARRHNBHWPEE01_OLDC | BHWPEE01 | HPELCN04 | PAR_OLDC | BHWPEE01_HPELCN04 | 6 | 0 | 1 | New
HOUPARRHNHPELCN03_OLDC_FBHWPEE01_D67 | Residential heating technology - Heat pump, Air-to-water - single-family house - existing building - distributed level 0.67 | HOUELC, HOUAMB | HOUPARRHN_OLDC_DMD | MKr20 | 2020 | 17.515 | 0.35522 | 0.32928 | [5 empty] | PAR | C | OLD | 3.0369 |  | RHNHPELC | 4 | 0.66667 | HOUPARRHNHPELCN03_OLDC_FBHWPEE01 | 0.75 | HOUPARRHNHPELCN03_OLDC | HOUPARRHNBHWPEE01_OLDC | BHWPEE01 | HPELCN03 | PAR_OLDC | BHWPEE01_HPELCN03 | 6 | 0 | 1 | New
HOUPARRHNHPELCN03_OLDC_FBHWPEE01_D67 | Residential heating technology - Heat pump, Air-to-water - single-family house - existing building - distributed level 0.67 | HOUELC, HOUAMB | HOUPARRHN_OLDC_DMD | MKr20 | 2025 | 16.1557 | 0.25961 | 0.31431 | [5 empty] | PAR | C | OLD | 3.1815 |  | RHNHPELC | 4 | 0.66667 | HOUPARRHNHPELCN03_OLDC_FBHWPEE01 | 0.75 | HOUPARRHNHPELCN03_OLDC | HOUPARRHNBHWPEE01_OLDC | BHWPEE01 | HPELCN03 | PAR_OLDC | BHWPEE01_HPELCN03 | 6 | 0 | 1 | New
HOUPARRHNHPELCN03_OLDC_FBHWPEE01_D67 | Residential heating technology - Heat pump, Air-to-water - single-family house - existing building - distributed level 0.67 | HOUELC, HOUAMB | HOUPARRHN_OLDC_DMD | MKr20 | 2030 | 14.7963 | 0.25587 | 0.30065 | [5 empty] | PAR | C | OLD | 3.3262 |  | RHNHPELC | 4 | 0.66667 | HOUPARRHNHPELCN03_OLDC_FBHWPEE01 | 0.75 | HOUPARRHNHPELCN03_OLDC | HOUPARRHNBHWPEE01_OLDC | BHWPEE01 | HPELCN03 | PAR_OLDC | BHWPEE01_HPELCN03 | 6 | 0 | 1 | New
HOUPARRHNHPELCN03_OLDC_FBHWPEE01_D67 | Residential heating technology - Heat pump, Air-to-water - single-family house - existing building - distributed level 0.67 | HOUELC, HOUAMB | HOUPARRHN_OLDC_DMD | MKr20 | 2040 | 13.6938 | 0.24892 | 0.28812 | [5 empty] | PAR | C | OLD | 3.4708 |  | RHNHPELC | 4 | 0.66667 | HOUPARRHNHPELCN03_OLDC_FBHWPEE01 | 0.75 | HOUPARRHNHPELCN03_OLDC | HOUPARRHNBHWPEE01_OLDC | BHWPEE01 | HPELCN03 | PAR_OLDC | BHWPEE01_HPELCN03 | 6 | 0 | 1 | New
HOUPARRHNHPELCN03_OLDC_FBHWPEE01_D67 | Residential heating technology - Heat pump, Air-to-water - single-family house - existing building - distributed level 0.67 | HOUELC, HOUAMB | HOUPARRHN_OLDC_DMD | MKr20 | 2050 | 12.5913 | 0.24198 | 0.28033 | [5 empty] | PAR | C | OLD | 3.5672 |  | RHNHPELC | 4 | 0.66667 | HOUPARRHNHPELCN03_OLDC_FBHWPEE01 | 0.75 | HOUPARRHNHPELCN03_OLDC | HOUPARRHNBHWPEE01_OLDC | BHWPEE01 | HPELCN03 | PAR_OLDC | BHWPEE01_HPELCN03 | 6 | 0 | 1 | New
HOUPARRHNHPELCN02_OLDC_FBHWPEE01_D67 | Residential heating technology - Heat pump, Air-to-air - single-family house - existing building - distributed level 0.67 | HOUELC, HOUAMB | HOUPARRHN_OLDC_DMD | MKr20 | 2020 | 3.2165 | 0.18468 | 0.21386 | [5 empty] | PAR | C | OLD | 4.6759 |  | RHNHPELC | 4 | 0.66667 | HOUPARRHNHPELCN02_OLDC_FBHWPEE01 | 0.75 | HOUPARRHNHPELCN02_OLDC | HOUPARRHNBHWPEE01_OLDC | BHWPEE01 | HPELCN02 | PAR_OLDC | BHWPEE01_HPELCN02 | 5 | 0 | 1.1 | Unlikely
HOUPARRHNHPELCN02_OLDC_FBHWPEE01_D67 | Residential heating technology - Heat pump, Air-to-air - single-family house - existing building - distributed level 0.67 | HOUELC, HOUAMB | HOUPARRHN_OLDC_DMD | MKr20 | 2025 | 3.1379 | 0.12547 | 0.20338 | [5 empty] | PAR | C | OLD | 4.9169 |  | RHNHPELC | 4 | 0.66667 | HOUPARRHNHPELCN02_OLDC_FBHWPEE01 | 0.75 | HOUPARRHNHPELCN02_OLDC | HOUPARRHNBHWPEE01_OLDC | BHWPEE01 | HPELCN02 | PAR_OLDC | BHWPEE01_HPELCN02 | 5 | 0 | 1.1 | Unlikely
HOUPARRHNHPELCN02_OLDC_FBHWPEE01_D67 | Residential heating technology - Heat pump, Air-to-air - single-family house - existing building - distributed level 0.67 | HOUELC, HOUAMB | HOUPARRHN_OLDC_DMD | MKr20 | 2030 | 3.0593 | 0.12315 | 0.1957 | [5 empty] | PAR | C | OLD | 5.1098 |  | RHNHPELC | 4 | 0.66667 | HOUPARRHNHPELCN02_OLDC_FBHWPEE01 | 0.75 | HOUPARRHNHPELCN02_OLDC | HOUPARRHNBHWPEE01_OLDC | BHWPEE01 | HPELCN02 | PAR_OLDC | BHWPEE01_HPELCN02 | 5 | 0 | 1.1 | Unlikely
HOUPARRHNHPELCN02_OLDC_FBHWPEE01_D67 | Residential heating technology - Heat pump, Air-to-air - single-family house - existing building - distributed level 0.67 | HOUELC, HOUAMB | HOUPARRHN_OLDC_DMD | MKr20 | 2040 | 2.9134 | 0.11885 | 0.18859 | [5 empty] | PAR | C | OLD | 5.3026 |  | RHNHPELC | 4 | 0.66667 | HOUPARRHNHPELCN02_OLDC_FBHWPEE01 | 0.75 | HOUPARRHNHPELCN02_OLDC | HOUPARRHNBHWPEE01_OLDC | BHWPEE01 | HPELCN02 | PAR_OLDC | BHWPEE01_HPELCN02 | 5 | 0 | 1.1 | Unlikely
HOUPARRHNHPELCN02_OLDC_FBHWPEE01_D67 | Residential heating technology - Heat pump, Air-to-air - single-family house - existing building - distributed level 0.67 | HOUELC, HOUAMB | HOUPARRHN_OLDC_DMD | MKr20 | 2050 | 2.7675 | 0.11455 | 0.18522 | [5 empty] | PAR | C | OLD | 5.399 |  | RHNHPELC | 4 | 0.66667 | HOUPARRHNHPELCN02_OLDC_FBHWPEE01 | 0.75 | HOUPARRHNHPELCN02_OLDC | HOUPARRHNBHWPEE01_OLDC | BHWPEE01 | HPELCN02 | PAR_OLDC | BHWPEE01_HPELCN02 | 5 | 0 | 1.1 | Unlikely
HOUPARRHNDIELCN06_OLDC_FBHWPEE01_D67 | Residential heating technology - Electric heating - electric panel from Bauhaus - single-family house - new building - distributed level 0.67 | HOUELC | HOUPARRHN_OLDC_DMD | MKr20 | 2020 | 0.64843 | 0 | [6 empty] | PAR | C | OLD |  |  | RHNDIELC | 4 | 0.66667 | HOUPARRHNDIELCN06_OLDC_FBHWPEE01 | 0.75 | HOUPARRHNDIELCN06_OLDC | HOUPARRHNBHWPEE01_OLDC | BHWPEE01 | DIELCN06 | PAR_OLDC | BHWPEE01_DIELCN06 | 5 | 0 | 1.1 | Unlikely
HOUPARRHNDIELCN06_OLDC_FBHWPEE01_D67 | Residential heating technology - Electric heating - electric panel from Bauhaus - single-family house - new building - distributed level 0.67 | HOUELC | HOUPARRHN_OLDC_DMD | MKr20 | 2025 | 0.64843 | 0 | [6 empty] | PAR | C | OLD |  |  | RHNDIELC | 4 | 0.66667 | HOUPARRHNDIELCN06_OLDC_FBHWPEE01 | 0.75 | HOUPARRHNDIELCN06_OLDC | HOUPARRHNBHWPEE01_OLDC | BHWPEE01 | DIELCN06 | PAR_OLDC | BHWPEE01_DIELCN06 | 5 | 0 | 1.1 | Unlikely
HOUPARRHNDIELCN06_OLDC_FBHWPEE01_D67 | Residential heating technology - Electric heating - electric panel from Bauhaus - single-family house - new building - distributed level 0.67 | HOUELC | HOUPARRHN_OLDC_DMD | MKr20 | 2030 | 0.64843 | 0 | [6 empty] | PAR | C | OLD |  |  | RHNDIELC | 4 | 0.66667 | HOUPARRHNDIELCN06_OLDC_FBHWPEE01 | 0.75 | HOUPARRHNDIELCN06_OLDC | HOUPARRHNBHWPEE01_OLDC | BHWPEE01 | DIELCN06 | PAR_OLDC | BHWPEE01_DIELCN06 | 5 | 0 | 1.1 | Unlikely
HOUPARRHNDIELCN06_OLDC_FBHWPEE01_D67 | Residential heating technology - Electric heating - electric panel from Bauhaus - single-family house - new building - distributed level 0.67 | HOUELC | HOUPARRHN_OLDC_DMD | MKr20 | 2040 | 0.64843 | 0 | [6 empty] | PAR | C | OLD |  |  | RHNDIELC | 4 | 0.66667 | HOUPARRHNDIELCN06_OLDC_FBHWPEE01 | 0.75 | HOUPARRHNDIELCN06_OLDC | HOUPARRHNBHWPEE01_OLDC | BHWPEE01 | DIELCN06 | PAR_OLDC | BHWPEE01_DIELCN06 | 5 | 0 | 1.1 | Unlikely
HOUPARRHNDIELCN06_OLDC_FBHWPEE01_D67 | Residential heating technology - Electric heating - electric panel from Bauhaus - single-family house - new building - distributed level 0.67 | HOUELC | HOUPARRHN_OLDC_DMD | MKr20 | 2050 | 0.64843 | 0 | [6 empty] | PAR | C | OLD |  |  | RHNDIELC | 4 | 0.66667 | HOUPARRHNDIELCN06_OLDC_FBHWPEE01 | 0.75 | HOUPARRHNDIELCN06_OLDC | HOUPARRHNBHWPEE01_OLDC | BHWPEE01 | DIELCN06 | PAR_OLDC | BHWPEE01_DIELCN06 | 5 | 0 | 1.1 | Unlikely
HOUPARRHNDIELCN01_OLDC_FBHWPEE01_D67 | Residential heating technology - Electric heating - single-family house - new building - distributed level 0.67 | HOUELC | HOUPARRHN_OLDC_DMD | MKr20 | 2020 | 7.8786 | 0.063879 | [6 empty] | PAR | C | OLD |  |  | RHNDIELC | 4 | 0.66667 | HOUPARRHNDIELCN01_OLDC_FBHWPEE01 | 0.75 | HOUPARRHNDIELCN01_OLDC | HOUPARRHNBHWPEE01_OLDC | BHWPEE01 | DIELCN01 | PAR_OLDC | BHWPEE01_DIELCN01 | 5 | 0 | 1.1 | Unlikely
HOUPARRHNDIELCN01_OLDC_FBHWPEE01_D67 | Residential heating technology - Electric heating - single-family house - new building - distributed level 0.67 | HOUELC | HOUPARRHN_OLDC_DMD | MKr20 | 2025 | 7.6836 | 0.063879 | [6 empty] | PAR | C | OLD |  |  | RHNDIELC | 4 | 0.66667 | HOUPARRHNDIELCN01_OLDC_FBHWPEE01 | 0.75 | HOUPARRHNDIELCN01_OLDC | HOUPARRHNBHWPEE01_OLDC | BHWPEE01 | DIELCN01 | PAR_OLDC | BHWPEE01_DIELCN01 | 5 | 0 | 1.1 | Unlikely
HOUPARRHNDIELCN01_OLDC_FBHWPEE01_D67 | Residential heating technology - Electric heating - single-family house - new building - distributed level 0.67 | HOUELC | HOUPARRHN_OLDC_DMD | MKr20 | 2030 | 7.4934 | 0.061217 | [6 empty] | PAR | C | OLD |  |  | RHNDIELC | 4 | 0.66667 | HOUPARRHNDIELCN01_OLDC_FBHWPEE01 | 0.75 | HOUPARRHNDIELCN01_OLDC | HOUPARRHNBHWPEE01_OLDC | BHWPEE01 | DIELCN01 | PAR_OLDC | BHWPEE01_DIELCN01 | 5 | 0 | 1.1 | Unlikely
HOUPARRHNDIELCN01_OLDC_FBHWPEE01_D67 | Residential heating technology - Electric heating - single-family house - new building - distributed level 0.67 | HOUELC | HOUPARRHN_OLDC_DMD | MKr20 | 2040 | 7.1271 | 0.058555 | [6 empty] | PAR | C | OLD |  |  | RHNDIELC | 4 | 0.66667 | HOUPARRHNDIELCN01_OLDC_FBHWPEE01 | 0.75 | HOUPARRHNDIELCN01_OLDC | HOUPARRHNBHWPEE01_OLDC | BHWPEE01 | DIELCN01 | PAR_OLDC | BHWPEE01_DIELCN01 | 5 | 0 | 1.1 | Unlikely
HOUPARRHNDIELCN01_OLDC_FBHWPEE01_D67 | Residential heating technology - Electric heating - single-family house - new building - distributed level 0.67 | HOUELC | HOUPARRHN_OLDC_DMD | MKr20 | 2050 | 6.7786 | 0.055894 | [6 empty] | PAR | C | OLD |  |  | RHNDIELC | 4 | 0.66667 | HOUPARRHNDIELCN01_OLDC_FBHWPEE01 | 0.75 | HOUPARRHNDIELCN01_OLDC | HOUPARRHNBHWPEE01_OLDC | BHWPEE01 | DIELCN01 | PAR_OLDC | BHWPEE01_DIELCN01 | 5 | 0 | 1.1 | Unlikely
HOUPARRHNBHWPEN01_OLDC_FBHWPEE01_D67 | Residential heating technology - Biomass boiler, automatic stoking , wood pellets or wood chips - single-family house - existing building - distributed level 0.67 | HOUWPE | HOUPARRHN_OLDC_DMD | MKr20 | 2020 | 3.2812 | 0.29874 |  | 25 | 14 | 70 | 2 | 4 | PAR | C | OLD |  |  | RHNBHWPE | 4 | 0.66667 | HOUPARRHNBHWPEN01_OLDC_FBHWPEE01 | 0.75 | HOUPARRHNBHWPEN01_OLDC | HOUPARRHNBHWPEE01_OLDC | BHWPEE01 | BHWPEN01 | PAR_OLDC | BHWPEE01_BHWPEN01 | 2 | 0 | 0.9 | Same
HOUPARRHNBHWPEN01_OLDC_FBHWPEE01_D67 | Residential heating technology - Biomass boiler, automatic stoking , wood pellets or wood chips - single-family house - existing building - distributed level 0.67 | HOUWPE | HOUPARRHN_OLDC_DMD | MKr20 | 2025 | 3.1999 | 0.29358 |  | 25 | 14 | 60 | 2 | 4 | PAR | C | OLD |  |  | RHNBHWPE | 4 | 0.66667 | HOUPARRHNBHWPEN01_OLDC_FBHWPEE01 | 0.75 | HOUPARRHNBHWPEN01_OLDC | HOUPARRHNBHWPEE01_OLDC | BHWPEE01 | BHWPEN01 | PAR_OLDC | BHWPEE01_BHWPEN01 | 2 | 0 | 0.9 | Same
HOUPARRHNBHWPEN01_OLDC_FBHWPEE01_D67 | Residential heating technology - Biomass boiler, automatic stoking , wood pellets or wood chips - single-family house - existing building - distributed level 0.67 | HOUWPE | HOUPARRHN_OLDC_DMD | MKr20 | 2030 | 3.1207 | 0.28966 |  | 25 | 11 | 50 | 1 | 4 | PAR | C | OLD |  |  | RHNBHWPE | 4 | 0.66667 | HOUPARRHNBHWPEN01_OLDC_FBHWPEE01 | 0.75 | HOUPARRHNBHWPEN01_OLDC | HOUPARRHNBHWPEE01_OLDC | BHWPEE01 | BHWPEN01 | PAR_OLDC | BHWPEE01_BHWPEN01 | 2 | 0 | 0.9 | Same
HOUPARRHNBHWPEN01_OLDC_FBHWPEE01_D67 | Residential heating technology - Biomass boiler, automatic stoking , wood pellets or wood chips - single-family house - existing building - distributed level 0.67 | HOUWPE | HOUPARRHN_OLDC_DMD | MKr20 | 2040 | 2.9682 | 0.27684 |  | 25 | 9 | 45 | 1 | 4 | PAR | C | OLD |  |  | RHNBHWPE | 4 | 0.66667 | HOUPARRHNBHWPEN01_OLDC_FBHWPEE01 | 0.75 | HOUPARRHNBHWPEN01_OLDC | HOUPARRHNBHWPEE01_OLDC | BHWPEE01 | BHWPEN01 | PAR_OLDC | BHWPEE01_BHWPEN01 | 2 | 0 | 0.9 | Same
HOUPARRHNBHWPEN01_OLDC_FBHWPEE01_D67 | Residential heating technology - Biomass boiler, automatic stoking , wood pellets or wood chips - single-family house - existing building - distributed level 0.67 | HOUWPE | HOUPARRHN_OLDC_DMD | MKr20 | 2050 | 3.5288 | 0.33074 |  | 25 | 9 | 40 | 0 | 4 | PAR | C | OLD |  |  | RHNBHWPE | 4 | 0.66667 | HOUPARRHNBHWPEN01_OLDC_FBHWPEE01 | 0.75 | HOUPARRHNBHWPEN01_OLDC | HOUPARRHNBHWPEE01_OLDC | BHWPEE01 | BHWPEN01 | PAR_OLDC | BHWPEE01_BHWPEN01 | 2 | 0 | 0.9 | Same
HOUPARRHNBHSOLN01_OLDC_FBHWPEE01_D67 | Residential heating technology - Solar heating system - single-family house - existing building - distributed level 0.67 | HOUSOL | HOUPARRHN_OLDC_DMD | MKr20 | 2020 | 8.6578 | 0.099715 | [6 empty] | PAR | C | OLD |  |  | RHNBHSOL | 4 | 0.66667 | HOUPARRHNBHSOLN01_OLDC_FBHWPEE01 | 0.75 | HOUPARRHNBHSOLN01_OLDC | HOUPARRHNBHWPEE01_OLDC | BHWPEE01 | BHSOLN01 | PAR_OLDC | BHWPEE01_BHSOLN01 | 5 | 0 | 1.1 | Unlikely
HOUPARRHNBHSOLN01_OLDC_FBHWPEE01_D67 | Residential heating technology - Solar heating system - single-family house - existing building - distributed level 0.67 | HOUSOL | HOUPARRHN_OLDC_DMD | MKr20 | 2025 | 8.4435 | 0.093632 | [6 empty] | PAR | C | OLD |  |  | RHNBHSOL | 4 | 0.66667 | HOUPARRHNBHSOLN01_OLDC_FBHWPEE01 | 0.75 | HOUPARRHNBHSOLN01_OLDC | HOUPARRHNBHWPEE01_OLDC | BHWPEE01 | BHSOLN01 | PAR_OLDC | BHWPEE01_BHSOLN01 | 5 | 0 | 1.1 | Unlikely
HOUPARRHNBHSOLN01_OLDC_FBHWPEE01_D67 | Residential heating technology - Solar heating system - single-family house - existing building - distributed level 0.67 | HOUSOL | HOUPARRHN_OLDC_DMD | MKr20 | 2030 | 8.2345 | 0.09135 | [6 empty] | PAR | C | OLD |  |  | RHNBHSOL | 4 | 0.66667 | HOUPARRHNBHSOLN01_OLDC_FBHWPEE01 | 0.75 | HOUPARRHNBHSOLN01_OLDC | HOUPARRHNBHWPEE01_OLDC | BHWPEE01 | BHSOLN01 | PAR_OLDC | BHWPEE01_BHSOLN01 | 5 | 0 | 1.1 | Unlikely
HOUPARRHNBHSOLN01_OLDC_FBHWPEE01_D67 | Residential heating technology - Solar heating system - single-family house - existing building - distributed level 0.67 | HOUSOL | HOUPARRHN_OLDC_DMD | MKr20 | 2040 | 7.832 | 0.086407 | [6 empty] | PAR | C | OLD |  |  | RHNBHSOL | 4 | 0.66667 | HOUPARRHNBHSOLN01_OLDC_FBHWPEE01 | 0.75 | HOUPARRHNBHSOLN01_OLDC | HOUPARRHNBHWPEE01_OLDC | BHWPEE01 | BHSOLN01 | PAR_OLDC | BHWPEE01_BHSOLN01 | 5 | 0 | 1.1 | Unlikely
HOUPARRHNBHSOLN01_OLDC_FBHWPEE01_D67 | Residential heating technology - Solar heating system - single-family house - existing building - distributed level 0.67 | HOUSOL | HOUPARRHN_OLDC_DMD | MKr20 | 2050 | 7.4491 | 0.081464 | [6 empty] | PAR | C | OLD |  |  | RHNBHSOL | 4 | 0.66667 | HOUPARRHNBHSOLN01_OLDC_FBHWPEE01 | 0.75 | HOUPARRHNBHSOLN01_OLDC | HOUPARRHNBHWPEE01_OLDC | BHWPEE01 | BHSOLN01 | PAR_OLDC | BHWPEE01_BHSOLN01 | 5 | 0 | 1.1 | Unlikely
HOUPARRHNBHDHCN03_OLDC_FBHWPEE01_D67 | Residential heating technology - Direct district heating substation - plus connection pipe - single-family house - existing building - distributed level 0.67 | HOUDHC | HOUPARRHN_OLDC_DMD | MKr20 | 2020 | 3.4401 | 0.032445 | [6 empty] | PAR | C | OLD |  |  | RHNBHDHC | 4 | 0.66667 | HOUPARRHNBHDHCN03_OLDC_FBHWPEE01 | 0.75 | HOUPARRHNBHDHCN03_OLDC | HOUPARRHNBHWPEE01_OLDC | BHWPEE01 | BHDHCN03 | PAR_OLDC | BHWPEE01_BHDHCN03 | 6 | 0 | 1 | New
HOUPARRHNBHDHCN03_OLDC_FBHWPEE01_D67 | Residential heating technology - Direct district heating substation - plus connection pipe - single-family house - existing building - distributed level 0.67 | HOUDHC | HOUPARRHN_OLDC_DMD | MKr20 | 2025 | 3.4002 | 0.032205 | [6 empty] | PAR | C | OLD |  |  | RHNBHDHC | 4 | 0.66667 | HOUPARRHNBHDHCN03_OLDC_FBHWPEE01 | 0.75 | HOUPARRHNBHDHCN03_OLDC | HOUPARRHNBHWPEE01_OLDC | BHWPEE01 | BHDHCN03 | PAR_OLDC | BHWPEE01_BHDHCN03 | 6 | 0 | 1 | New
HOUPARRHNBHDHCN03_OLDC_FBHWPEE01_D67 | Residential heating technology - Direct district heating substation - plus connection pipe - single-family house - existing building - distributed level 0.67 | HOUDHC | HOUPARRHN_OLDC_DMD | MKr20 | 2030 | 3.3669 | 0.03163 | [6 empty] | PAR | C | OLD |  |  | RHNBHDHC | 4 | 0.66667 | HOUPARRHNBHDHCN03_OLDC_FBHWPEE01 | 0.75 | HOUPARRHNBHDHCN03_OLDC | HOUPARRHNBHWPEE01_OLDC | BHWPEE01 | BHDHCN03 | PAR_OLDC | BHWPEE01_BHDHCN03 | 6 | 0 | 1 | New
HOUPARRHNBHDHCN03_OLDC_FBHWPEE01_D67 | Residential heating technology - Direct district heating substation - plus connection pipe - single-family house - existing building - distributed level 0.67 | HOUDHC | HOUPARRHN_OLDC_DMD | MKr20 | 2040 | 3.307 | 0.030268 | [6 empty] | PAR | C | OLD |  |  | RHNBHDHC | 4 | 0.66667 | HOUPARRHNBHDHCN03_OLDC_FBHWPEE01 | 0.75 | HOUPARRHNBHDHCN03_OLDC | HOUPARRHNBHWPEE01_OLDC | BHWPEE01 | BHDHCN03 | PAR_OLDC | BHWPEE01_BHDHCN03 | 6 | 0 | 1 | New
HOUPARRHNBHDHCN03_OLDC_FBHWPEE01_D67 | Residential heating technology - Direct district heating substation - plus connection pipe - single-family house - existing building - distributed level 0.67 | HOUDHC | HOUPARRHN_OLDC_DMD | MKr20 | 2050 | 3.2405 | 0.028286 | [6 empty] | PAR | C | OLD |  |  | RHNBHDHC | 4 | 0.66667 | HOUPARRHNBHDHCN03_OLDC_FBHWPEE01 | 0.75 | HOUPARRHNBHDHCN03_OLDC | HOUPARRHNBHWPEE01_OLDC | BHWPEE01 | BHDHCN03 | PAR_OLDC | BHWPEE01_BHDHCN03 | 6 | 0 | 1 | New
HOUPARRHNHPELCN07_OLDD_FBHWPEE01_D67 | Residential heating technology - Heat pump, Air-to-water, low-price product - single-family house - existing building - distributed level 0.67 | HOUELC, HOUAMB | HOUPARRHN_OLDD_DMD | MKr20 | 2020 | 10.4621 | 0.41034 | 0.34574 | [5 empty] | PAR | D | OLD | 2.8923 |  | RHNHPELC | 4 | 0.66667 | HOUPARRHNHPELCN07_OLDD_FBHWPEE01 | 0.75 | HOUPARRHNHPELCN07_OLDD | HOUPARRHNBHWPEE01_OLDD | BHWPEE01 | HPELCN07 | PAR_OLDD | BHWPEE01_HPELCN07 | 6 | 0 | 1 | New
HOUPARRHNHPELCN07_OLDD_FBHWPEE01_D67 | Residential heating technology - Heat pump, Air-to-water, low-price product - single-family house - existing building - distributed level 0.67 | HOUELC, HOUAMB | HOUPARRHN_OLDD_DMD | MKr20 | 2025 | 9.5709 | 0.31473 | 0.32928 | [5 empty] | PAR | D | OLD | 3.0369 |  | RHNHPELC | 4 | 0.66667 | HOUPARRHNHPELCN07_OLDD_FBHWPEE01 | 0.75 | HOUPARRHNHPELCN07_OLDD | HOUPARRHNBHWPEE01_OLDD | BHWPEE01 | HPELCN07 | PAR_OLDD | BHWPEE01_HPELCN07 | 6 | 0 | 1 | New
HOUPARRHNHPELCN07_OLDD_FBHWPEE01_D67 | Residential heating technology - Heat pump, Air-to-water, low-price product - single-family house - existing building - distributed level 0.67 | HOUELC, HOUAMB | HOUPARRHN_OLDD_DMD | MKr20 | 2030 | 8.6797 | 0.31099 | 0.31431 | [5 empty] | PAR | D | OLD | 3.1815 |  | RHNHPELC | 4 | 0.66667 | HOUPARRHNHPELCN07_OLDD_FBHWPEE01 | 0.75 | HOUPARRHNHPELCN07_OLDD | HOUPARRHNBHWPEE01_OLDD | BHWPEE01 | HPELCN07 | PAR_OLDD | BHWPEE01_HPELCN07 | 6 | 0 | 1 | New
HOUPARRHNHPELCN07_OLDD_FBHWPEE01_D67 | Residential heating technology - Heat pump, Air-to-water, low-price product - single-family house - existing building - distributed level 0.67 | HOUELC, HOUAMB | HOUPARRHN_OLDD_DMD | MKr20 | 2040 | 7.9697 | 0.30404 | 0.30065 | [5 empty] | PAR | D | OLD | 3.3262 |  | RHNHPELC | 4 | 0.66667 | HOUPARRHNHPELCN07_OLDD_FBHWPEE01 | 0.75 | HOUPARRHNHPELCN07_OLDD | HOUPARRHNBHWPEE01_OLDD | BHWPEE01 | HPELCN07 | PAR_OLDD | BHWPEE01_HPELCN07 | 6 | 0 | 1 | New
HOUPARRHNHPELCN07_OLDD_FBHWPEE01_D67 | Residential heating technology - Heat pump, Air-to-water, low-price product - single-family house - existing building - distributed level 0.67 | HOUELC, HOUAMB | HOUPARRHN_OLDD_DMD | MKr20 | 2050 | 7.2597 | 0.2971 | 0.29218 | [5 empty] | PAR | D | OLD | 3.4226 |  | RHNHPELC | 4 | 0.66667 | HOUPARRHNHPELCN07_OLDD_FBHWPEE01 | 0.75 | HOUPARRHNHPELCN07_OLDD | HOUPARRHNBHWPEE01_OLDD | BHWPEE01 | HPELCN07 | PAR_OLDD | BHWPEE01_HPELCN07 | 6 | 0 | 1 | New
HOUPARRHNHPELCN05_OLDD_FBHWPEE01_D67 | Residential heating technology - Heat pump, Air-to-water - leasing - single-family house - existing building - distributed level 0.67 | HOUELC, HOUAMB | HOUPARRHN_OLDD_DMD | MKr20 | 2020 | 8.7575 | 1.1361 | 0.32928 | [5 empty] | PAR | D | OLD | 3.0369 |  | RHNHPELC | 4 | 0.66667 | HOUPARRHNHPELCN05_OLDD_FBHWPEE01 | 0.75 | HOUPARRHNHPELCN05_OLDD | HOUPARRHNBHWPEE01_OLDD | BHWPEE01 | HPELCN05 | PAR_OLDD | BHWPEE01_HPELCN05 | 6 | 0 | 1 | New
HOUPARRHNHPELCN05_OLDD_FBHWPEE01_D67 | Residential heating technology - Heat pump, Air-to-water - leasing - single-family house - existing building - distributed level 0.67 | HOUELC, HOUAMB | HOUPARRHN_OLDD_DMD | MKr20 | 2025 | 8.0778 | 0.97988 | 0.31431 | [5 empty] | PAR | D | OLD | 3.1815 |  | RHNHPELC | 4 | 0.66667 | HOUPARRHNHPELCN05_OLDD_FBHWPEE01 | 0.75 | HOUPARRHNHPELCN05_OLDD | HOUPARRHNBHWPEE01_OLDD | BHWPEE01 | HPELCN05 | PAR_OLDD | BHWPEE01_HPELCN05 | 6 | 0 | 1 | New
HOUPARRHNHPELCN05_OLDD_FBHWPEE01_D67 | Residential heating technology - Heat pump, Air-to-water - leasing - single-family house - existing building - distributed level 0.67 | HOUELC, HOUAMB | HOUPARRHN_OLDD_DMD | MKr20 | 2030 | 7.3982 | 0.91553 | 0.30065 | [5 empty] | PAR | D | OLD | 3.3262 |  | RHNHPELC | 4 | 0.66667 | HOUPARRHNHPELCN05_OLDD_FBHWPEE01 | 0.75 | HOUPARRHNHPELCN05_OLDD | HOUPARRHNBHWPEE01_OLDD | BHWPEE01 | HPELCN05 | PAR_OLDD | BHWPEE01_HPELCN05 | 6 | 0 | 1 | New
HOUPARRHNHPELCN05_OLDD_FBHWPEE01_D67 | Residential heating technology - Heat pump, Air-to-water - leasing - single-family house - existing building - distributed level 0.67 | HOUELC, HOUAMB | HOUPARRHN_OLDD_DMD | MKr20 | 2040 | 6.8469 | 0.85944 | 0.28812 | [5 empty] | PAR | D | OLD | 3.4708 |  | RHNHPELC | 4 | 0.66667 | HOUPARRHNHPELCN05_OLDD_FBHWPEE01 | 0.75 | HOUPARRHNHPELCN05_OLDD | HOUPARRHNBHWPEE01_OLDD | BHWPEE01 | HPELCN05 | PAR_OLDD | BHWPEE01_HPELCN05 | 6 | 0 | 1 | New
HOUPARRHNHPELCN05_OLDD_FBHWPEE01_D67 | Residential heating technology - Heat pump, Air-to-water - leasing - single-family house - existing building - distributed level 0.67 | HOUELC, HOUAMB | HOUPARRHN_OLDD_DMD | MKr20 | 2050 | 6.2957 | 0.80334 | 0.28033 | [5 empty] | PAR | D | OLD | 3.5672 |  | RHNHPELC | 4 | 0.66667 | HOUPARRHNHPELCN05_OLDD_FBHWPEE01 | 0.75 | HOUPARRHNHPELCN05_OLDD | HOUPARRHNBHWPEE01_OLDD | BHWPEE01 | HPELCN05 | PAR_OLDD | BHWPEE01_HPELCN05 | 6 | 0 | 1 | New
HOUPARRHNHPELCN04_OLDD_FBHWPEE01_D67 | Residential heating technology - Heat pump, Ground source - single-family house - existing building - distributed level 0.67 | HOUELC, HOUAMB | HOUPARRHN_OLDD_DMD | MKr20 | 2020 | 23.196 | 0.32766 | 0.30065 | [5 empty] | PAR | D | OLD | 3.3262 |  | RHNHPELC | 4 | 0.66667 | HOUPARRHNHPELCN04_OLDD_FBHWPEE01 | 0.75 | HOUPARRHNHPELCN04_OLDD | HOUPARRHNBHWPEE01_OLDD | BHWPEE01 | HPELCN04 | PAR_OLDD | BHWPEE01_HPELCN04 | 6 | 0 | 1 | New
HOUPARRHNHPELCN04_OLDD_FBHWPEE01_D67 | Residential heating technology - Heat pump, Ground source - single-family house - existing building - distributed level 0.67 | HOUELC, HOUAMB | HOUPARRHN_OLDD_DMD | MKr20 | 2025 | 22.0362 | 0.23205 | 0.29218 | [5 empty] | PAR | D | OLD | 3.4226 |  | RHNHPELC | 4 | 0.66667 | HOUPARRHNHPELCN04_OLDD_FBHWPEE01 | 0.75 | HOUPARRHNHPELCN04_OLDD | HOUPARRHNBHWPEE01_OLDD | BHWPEE01 | HPELCN04 | PAR_OLDD | BHWPEE01_HPELCN04 | 6 | 0 | 1 | New
HOUPARRHNHPELCN04_OLDD_FBHWPEE01_D67 | Residential heating technology - Heat pump, Ground source - single-family house - existing building - distributed level 0.67 | HOUELC, HOUAMB | HOUPARRHN_OLDD_DMD | MKr20 | 2030 | 20.8764 | 0.22831 | 0.28417 | [5 empty] | PAR | D | OLD | 3.519 |  | RHNHPELC | 4 | 0.66667 | HOUPARRHNHPELCN04_OLDD_FBHWPEE01 | 0.75 | HOUPARRHNHPELCN04_OLDD | HOUPARRHNBHWPEE01_OLDD | BHWPEE01 | HPELCN04 | PAR_OLDD | BHWPEE01_HPELCN04 | 6 | 0 | 1 | New
HOUPARRHNHPELCN04_OLDD_FBHWPEE01_D67 | Residential heating technology - Heat pump, Ground source - single-family house - existing building - distributed level 0.67 | HOUELC, HOUAMB | HOUPARRHN_OLDD_DMD | MKr20 | 2040 | 19.8326 | 0.22136 | 0.27296 | [5 empty] | PAR | D | OLD | 3.6636 |  | RHNHPELC | 4 | 0.66667 | HOUPARRHNHPELCN04_OLDD_FBHWPEE01 | 0.75 | HOUPARRHNHPELCN04_OLDD | HOUPARRHNBHWPEE01_OLDD | BHWPEE01 | HPELCN04 | PAR_OLDD | BHWPEE01_HPELCN04 | 6 | 0 | 1 | New
HOUPARRHNHPELCN04_OLDD_FBHWPEE01_D67 | Residential heating technology - Heat pump, Ground source - single-family house - existing building - distributed level 0.67 | HOUELC, HOUAMB | HOUPARRHN_OLDD_DMD | MKr20 | 2050 | 18.7887 | 0.21442 | 0.26941 | [5 empty] | PAR | D | OLD | 3.7118 |  | RHNHPELC | 4 | 0.66667 | HOUPARRHNHPELCN04_OLDD_FBHWPEE01 | 0.75 | HOUPARRHNHPELCN04_OLDD | HOUPARRHNBHWPEE01_OLDD | BHWPEE01 | HPELCN04 | PAR_OLDD | BHWPEE01_HPELCN04 | 6 | 0 | 1 | New
HOUPARRHNHPELCN03_OLDD_FBHWPEE01_D67 | Residential heating technology - Heat pump, Air-to-water - single-family house - existing building - distributed level 0.67 | HOUELC, HOUAMB | HOUPARRHN_OLDD_DMD | MKr20 | 2020 | 17.515 | 0.35522 | 0.32928 | [5 empty] | PAR | D | OLD | 3.0369 |  | RHNHPELC | 4 | 0.66667 | HOUPARRHNHPELCN03_OLDD_FBHWPEE01 | 0.75 | HOUPARRHNHPELCN03_OLDD | HOUPARRHNBHWPEE01_OLDD | BHWPEE01 | HPELCN03 | PAR_OLDD | BHWPEE01_HPELCN03 | 6 | 0 | 1 | New
HOUPARRHNHPELCN03_OLDD_FBHWPEE01_D67 | Residential heating technology - Heat pump, Air-to-water - single-family house - existing building - distributed level 0.67 | HOUELC, HOUAMB | HOUPARRHN_OLDD_DMD | MKr20 | 2025 | 16.1557 | 0.25961 | 0.31431 | [5 empty] | PAR | D | OLD | 3.1815 |  | RHNHPELC | 4 | 0.66667 | HOUPARRHNHPELCN03_OLDD_FBHWPEE01 | 0.75 | HOUPARRHNHPELCN03_OLDD | HOUPARRHNBHWPEE01_OLDD | BHWPEE01 | HPELCN03 | PAR_OLDD | BHWPEE01_HPELCN03 | 6 | 0 | 1 | New
HOUPARRHNHPELCN03_OLDD_FBHWPEE01_D67 | Residential heating technology - Heat pump, Air-to-water - single-family house - existing building - distributed level 0.67 | HOUELC, HOUAMB | HOUPARRHN_OLDD_DMD | MKr20 | 2030 | 14.7963 | 0.25587 | 0.30065 | [5 empty] | PAR | D | OLD | 3.3262 |  | RHNHPELC | 4 | 0.66667 | HOUPARRHNHPELCN03_OLDD_FBHWPEE01 | 0.75 | HOUPARRHNHPELCN03_OLDD | HOUPARRHNBHWPEE01_OLDD | BHWPEE01 | HPELCN03 | PAR_OLDD | BHWPEE01_HPELCN03 | 6 | 0 | 1 | New
HOUPARRHNHPELCN03_OLDD_FBHWPEE01_D67 | Residential heating technology - Heat pump, Air-to-water - single-family house - existing building - distributed level 0.67 | HOUELC, HOUAMB | HOUPARRHN_OLDD_DMD | MKr20 | 2040 | 13.6938 | 0.24892 | 0.28812 | [5 empty] | PAR | D | OLD | 3.4708 |  | RHNHPELC | 4 | 0.66667 | HOUPARRHNHPELCN03_OLDD_FBHWPEE01 | 0.75 | HOUPARRHNHPELCN03_OLDD | HOUPARRHNBHWPEE01_OLDD | BHWPEE01 | HPELCN03 | PAR_OLDD | BHWPEE01_HPELCN03 | 6 | 0 | 1 | New
HOUPARRHNHPELCN03_OLDD_FBHWPEE01_D67 | Residential heating technology - Heat pump, Air-to-water - single-family house - existing building - distributed level 0.67 | HOUELC, HOUAMB | HOUPARRHN_OLDD_DMD | MKr20 | 2050 | 12.5913 | 0.24198 | 0.28033 | [5 empty] | PAR | D | OLD | 3.5672 |  | RHNHPELC | 4 | 0.66667 | HOUPARRHNHPELCN03_OLDD_FBHWPEE01 | 0.75 | HOUPARRHNHPELCN03_OLDD | HOUPARRHNBHWPEE01_OLDD | BHWPEE01 | HPELCN03 | PAR_OLDD | BHWPEE01_HPELCN03 | 6 | 0 | 1 | New
HOUPARRHNHPELCN02_OLDD_FBHWPEE01_D67 | Residential heating technology - Heat pump, Air-to-air - single-family house - existing building - distributed level 0.67 | HOUELC, HOUAMB | HOUPARRHN_OLDD_DMD | MKr20 | 2020 | 3.2165 | 0.18468 | 0.21386 | [5 empty] | PAR | D | OLD | 4.6759 |  | RHNHPELC | 4 | 0.66667 | HOUPARRHNHPELCN02_OLDD_FBHWPEE01 | 0.75 | HOUPARRHNHPELCN02_OLDD | HOUPARRHNBHWPEE01_OLDD | BHWPEE01 | HPELCN02 | PAR_OLDD | BHWPEE01_HPELCN02 | 5 | 0 | 1.1 | Unlikely
HOUPARRHNHPELCN02_OLDD_FBHWPEE01_D67 | Residential heating technology - Heat pump, Air-to-air - single-family house - existing building - distributed level 0.67 | HOUELC, HOUAMB | HOUPARRHN_OLDD_DMD | MKr20 | 2025 | 3.1379 | 0.12547 | 0.20338 | [5 empty] | PAR | D | OLD | 4.9169 |  | RHNHPELC | 4 | 0.66667 | HOUPARRHNHPELCN02_OLDD_FBHWPEE01 | 0.75 | HOUPARRHNHPELCN02_OLDD | HOUPARRHNBHWPEE01_OLDD | BHWPEE01 | HPELCN02 | PAR_OLDD | BHWPEE01_HPELCN02 | 5 | 0 | 1.1 | Unlikely
HOUPARRHNHPELCN02_OLDD_FBHWPEE01_D67 | Residential heating technology - Heat pump, Air-to-air - single-family house - existing building - distributed level 0.67 | HOUELC, HOUAMB | HOUPARRHN_OLDD_DMD | MKr20 | 2030 | 3.0593 | 0.12315 | 0.1957 | [5 empty] | PAR | D | OLD | 5.1098 |  | RHNHPELC | 4 | 0.66667 | HOUPARRHNHPELCN02_OLDD_FBHWPEE01 | 0.75 | HOUPARRHNHPELCN02_OLDD | HOUPARRHNBHWPEE01_OLDD | BHWPEE01 | HPELCN02 | PAR_OLDD | BHWPEE01_HPELCN02 | 5 | 0 | 1.1 | Unlikely
HOUPARRHNHPELCN02_OLDD_FBHWPEE01_D67 | Residential heating technology - Heat pump, Air-to-air - single-family house - existing building - distributed level 0.67 | HOUELC, HOUAMB | HOUPARRHN_OLDD_DMD | MKr20 | 2040 | 2.9134 | 0.11885 | 0.18859 | [5 empty] | PAR | D | OLD | 5.3026 |  | RHNHPELC | 4 | 0.66667 | HOUPARRHNHPELCN02_OLDD_FBHWPEE01 | 0.75 | HOUPARRHNHPELCN02_OLDD | HOUPARRHNBHWPEE01_OLDD | BHWPEE01 | HPELCN02 | PAR_OLDD | BHWPEE01_HPELCN02 | 5 | 0 | 1.1 | Unlikely
HOUPARRHNHPELCN02_OLDD_FBHWPEE01_D67 | Residential heating technology - Heat pump, Air-to-air - single-family house - existing building - distributed level 0.67 | HOUELC, HOUAMB | HOUPARRHN_OLDD_DMD | MKr20 | 2050 | 2.7675 | 0.11455 | 0.18522 | [5 empty] | PAR | D | OLD | 5.399 |  | RHNHPELC | 4 | 0.66667 | HOUPARRHNHPELCN02_OLDD_FBHWPEE01 | 0.75 | HOUPARRHNHPELCN02_OLDD | HOUPARRHNBHWPEE01_OLDD | BHWPEE01 | HPELCN02 | PAR_OLDD | BHWPEE01_HPELCN02 | 5 | 0 | 1.1 | Unlikely
HOUPARRHNDIELCN06_OLDD_FBHWPEE01_D67 | Residential heating technology - Electric heating - electric panel from Bauhaus - single-family house - new building - distributed level 0.67 | HOUELC | HOUPARRHN_OLDD_DMD | MKr20 | 2020 | 0.64843 | 0 | [6 empty] | PAR | D | OLD |  |  | RHNDIELC | 4 | 0.66667 | HOUPARRHNDIELCN06_OLDD_FBHWPEE01 | 0.75 | HOUPARRHNDIELCN06_OLDD | HOUPARRHNBHWPEE01_OLDD | BHWPEE01 | DIELCN06 | PAR_OLDD | BHWPEE01_DIELCN06 | 5 | 0 | 1.1 | Unlikely
HOUPARRHNDIELCN06_OLDD_FBHWPEE01_D67 | Residential heating technology - Electric heating - electric panel from Bauhaus - single-family house - new building - distributed level 0.67 | HOUELC | HOUPARRHN_OLDD_DMD | MKr20 | 2025 | 0.64843 | 0 | [6 empty] | PAR | D | OLD |  |  | RHNDIELC | 4 | 0.66667 | HOUPARRHNDIELCN06_OLDD_FBHWPEE01 | 0.75 | HOUPARRHNDIELCN06_OLDD | HOUPARRHNBHWPEE01_OLDD | BHWPEE01 | DIELCN06 | PAR_OLDD | BHWPEE01_DIELCN06 | 5 | 0 | 1.1 | Unlikely
HOUPARRHNDIELCN06_OLDD_FBHWPEE01_D67 | Residential heating technology - Electric heating - electric panel from Bauhaus - single-family house - new building - distributed level 0.67 | HOUELC | HOUPARRHN_OLDD_DMD | MKr20 | 2030 | 0.64843 | 0 | [6 empty] | PAR | D | OLD |  |  | RHNDIELC | 4 | 0.66667 | HOUPARRHNDIELCN06_OLDD_FBHWPEE01 | 0.75 | HOUPARRHNDIELCN06_OLDD | HOUPARRHNBHWPEE01_OLDD | BHWPEE01 | DIELCN06 | PAR_OLDD | BHWPEE01_DIELCN06 | 5 | 0 | 1.1 | Unlikely
HOUPARRHNDIELCN06_OLDD_FBHWPEE01_D67 | Residential heating technology - Electric heating - electric panel from Bauhaus - single-family house - new building - distributed level 0.67 | HOUELC | HOUPARRHN_OLDD_DMD | MKr20 | 2040 | 0.64843 | 0 | [6 empty] | PAR | D | OLD |  |  | RHNDIELC | 4 | 0.66667 | HOUPARRHNDIELCN06_OLDD_FBHWPEE01 | 0.75 | HOUPARRHNDIELCN06_OLDD | HOUPARRHNBHWPEE01_OLDD | BHWPEE01 | DIELCN06 | PAR_OLDD | BHWPEE01_DIELCN06 | 5 | 0 | 1.1 | Unlikely
HOUPARRHNDIELCN06_OLDD_FBHWPEE01_D67 | Residential heating technology - Electric heating - electric panel from Bauhaus - single-family house - new building - distributed level 0.67 | HOUELC | HOUPARRHN_OLDD_DMD | MKr20 | 2050 | 0.64843 | 0 | [6 empty] | PAR | D | OLD |  |  | RHNDIELC | 4 | 0.66667 | HOUPARRHNDIELCN06_OLDD_FBHWPEE01 | 0.75 | HOUPARRHNDIELCN06_OLDD | HOUPARRHNBHWPEE01_OLDD | BHWPEE01 | DIELCN06 | PAR_OLDD | BHWPEE01_DIELCN06 | 5 | 0 | 1.1 | Unlikely
HOUPARRHNDIELCN01_OLDD_FBHWPEE01_D67 | Residential heating technology - Electric heating - single-family house - new building - distributed level 0.67 | HOUELC | HOUPARRHN_OLDD_DMD | MKr20 | 2020 | 7.8786 | 0.063879 | [6 empty] | PAR | D | OLD |  |  | RHNDIELC | 4 | 0.66667 | HOUPARRHNDIELCN01_OLDD_FBHWPEE01 | 0.75 | HOUPARRHNDIELCN01_OLDD | HOUPARRHNBHWPEE01_OLDD | BHWPEE01 | DIELCN01 | PAR_OLDD | BHWPEE01_DIELCN01 | 5 | 0 | 1.1 | Unlikely
HOUPARRHNDIELCN01_OLDD_FBHWPEE01_D67 | Residential heating technology - Electric heating - single-family house - new building - distributed level 0.67 | HOUELC | HOUPARRHN_OLDD_DMD | MKr20 | 2025 | 7.6836 | 0.063879 | [6 empty] | PAR | D | OLD |  |  | RHNDIELC | 4 | 0.66667 | HOUPARRHNDIELCN01_OLDD_FBHWPEE01 | 0.75 | HOUPARRHNDIELCN01_OLDD | HOUPARRHNBHWPEE01_OLDD | BHWPEE01 | DIELCN01 | PAR_OLDD | BHWPEE01_DIELCN01 | 5 | 0 | 1.1 | Unlikely
HOUPARRHNDIELCN01_OLDD_FBHWPEE01_D67 | Residential heating technology - Electric heating - single-family house - new building - distributed level 0.67 | HOUELC | HOUPARRHN_OLDD_DMD | MKr20 | 2030 | 7.4934 | 0.061217 | [6 empty] | PAR | D | OLD |  |  | RHNDIELC | 4 | 0.66667 | HOUPARRHNDIELCN01_OLDD_FBHWPEE01 | 0.75 | HOUPARRHNDIELCN01_OLDD | HOUPARRHNBHWPEE01_OLDD | BHWPEE01 | DIELCN01 | PAR_OLDD | BHWPEE01_DIELCN01 | 5 | 0 | 1.1 | Unlikely
HOUPARRHNDIELCN01_OLDD_FBHWPEE01_D67 | Residential heating technology - Electric heating - single-family house - new building - distributed level 0.67 | HOUELC | HOUPARRHN_OLDD_DMD | MKr20 | 2040 | 7.1271 | 0.058555 | [6 empty] | PAR | D | OLD |  |  | RHNDIELC | 4 | 0.66667 | HOUPARRHNDIELCN01_OLDD_FBHWPEE01 | 0.75 | HOUPARRHNDIELCN01_OLDD | HOUPARRHNBHWPEE01_OLDD | BHWPEE01 | DIELCN01 | PAR_OLDD | BHWPEE01_DIELCN01 | 5 | 0 | 1.1 | Unlikely
HOUPARRHNDIELCN01_OLDD_FBHWPEE01_D67 | Residential heating technology - Electric heating - single-family house - new building - distributed level 0.67 | HOUELC | HOUPARRHN_OLDD_DMD | MKr20 | 2050 | 6.7786 | 0.055894 | [6 empty] | PAR | D | OLD |  |  | RHNDIELC | 4 | 0.66667 | HOUPARRHNDIELCN01_OLDD_FBHWPEE01 | 0.75 | HOUPARRHNDIELCN01_OLDD | HOUPARRHNBHWPEE01_OLDD | BHWPEE01 | DIELCN01 | PAR_OLDD | BHWPEE01_DIELCN01 | 5 | 0 | 1.1 | Unlikely
HOUPARRHNBHWPEN01_OLDD_FBHWPEE01_D67 | Residential heating technology - Biomass boiler, automatic stoking , wood pellets or wood chips - single-family house - existing building - distributed level 0.67 | HOUWPE | HOUPARRHN_OLDD_DMD | MKr20 | 2020 | 3.2812 | 0.29874 |  | 25 | 14 | 70 | 2 | 4 | PAR | D | OLD |  |  | RHNBHWPE | 4 | 0.66667 | HOUPARRHNBHWPEN01_OLDD_FBHWPEE01 | 0.75 | HOUPARRHNBHWPEN01_OLDD | HOUPARRHNBHWPEE01_OLDD | BHWPEE01 | BHWPEN01 | PAR_OLDD | BHWPEE01_BHWPEN01 | 2 | 0 | 0.9 | Same
HOUPARRHNBHWPEN01_OLDD_FBHWPEE01_D67 | Residential heating technology - Biomass boiler, automatic stoking , wood pellets or wood chips - single-family house - existing building - distributed level 0.67 | HOUWPE | HOUPARRHN_OLDD_DMD | MKr20 | 2025 | 3.1999 | 0.29358 |  | 25 | 14 | 60 | 2 | 4 | PAR | D | OLD |  |  | RHNBHWPE | 4 | 0.66667 | HOUPARRHNBHWPEN01_OLDD_FBHWPEE01 | 0.75 | HOUPARRHNBHWPEN01_OLDD | HOUPARRHNBHWPEE01_OLDD | BHWPEE01 | BHWPEN01 | PAR_OLDD | BHWPEE01_BHWPEN01 | 2 | 0 | 0.9 | Same
HOUPARRHNBHWPEN01_OLDD_FBHWPEE01_D67 | Residential heating technology - Biomass boiler, automatic stoking , wood pellets or wood chips - single-family house - existing building - distributed level 0.67 | HOUWPE | HOUPARRHN_OLDD_DMD | MKr20 | 2030 | 3.1207 | 0.28966 |  | 25 | 11 | 50 | 1 | 4 | PAR | D | OLD |  |  | RHNBHWPE | 4 | 0.66667 | HOUPARRHNBHWPEN01_OLDD_FBHWPEE01 | 0.75 | HOUPARRHNBHWPEN01_OLDD | HOUPARRHNBHWPEE01_OLDD | BHWPEE01 | BHWPEN01 | PAR_OLDD | BHWPEE01_BHWPEN01 | 2 | 0 | 0.9 | Same
HOUPARRHNBHWPEN01_OLDD_FBHWPEE01_D67 | Residential heating technology - Biomass boiler, automatic stoking , wood pellets or wood chips - single-family house - existing building - distributed level 0.67 | HOUWPE | HOUPARRHN_OLDD_DMD | MKr20 | 2040 | 2.9682 | 0.27684 |  | 25 | 9 | 45 | 1 | 4 | PAR | D | OLD |  |  | RHNBHWPE | 4 | 0.66667 | HOUPARRHNBHWPEN01_OLDD_FBHWPEE01 | 0.75 | HOUPARRHNBHWPEN01_OLDD | HOUPARRHNBHWPEE01_OLDD | BHWPEE01 | BHWPEN01 | PAR_OLDD | BHWPEE01_BHWPEN01 | 2 | 0 | 0.9 | Same
HOUPARRHNBHWPEN01_OLDD_FBHWPEE01_D67 | Residential heating technology - Biomass boiler, automatic stoking , wood pellets or wood chips - single-family house - existing building - distributed level 0.67 | HOUWPE | HOUPARRHN_OLDD_DMD | MKr20 | 2050 | 3.5288 | 0.33074 |  | 25 | 9 | 40 | 0 | 4 | PAR | D | OLD |  |  | RHNBHWPE | 4 | 0.66667 | HOUPARRHNBHWPEN01_OLDD_FBHWPEE01 | 0.75 | HOUPARRHNBHWPEN01_OLDD | HOUPARRHNBHWPEE01_OLDD | BHWPEE01 | BHWPEN01 | PAR_OLDD | BHWPEE01_BHWPEN01 | 2 | 0 | 0.9 | Same
HOUPARRHNBHSOLN01_OLDD_FBHWPEE01_D67 | Residential heating technology - Solar heating system - single-family house - existing building - distributed level 0.67 | HOUSOL | HOUPARRHN_OLDD_DMD | MKr20 | 2020 | 8.6578 | 0.099715 | [6 empty] | PAR | D | OLD |  |  | RHNBHSOL | 4 | 0.66667 | HOUPARRHNBHSOLN01_OLDD_FBHWPEE01 | 0.75 | HOUPARRHNBHSOLN01_OLDD | HOUPARRHNBHWPEE01_OLDD | BHWPEE01 | BHSOLN01 | PAR_OLDD | BHWPEE01_BHSOLN01 | 5 | 0 | 1.1 | Unlikely
HOUPARRHNBHSOLN01_OLDD_FBHWPEE01_D67 | Residential heating technology - Solar heating system - single-family house - existing building - distributed level 0.67 | HOUSOL | HOUPARRHN_OLDD_DMD | MKr20 | 2025 | 8.4435 | 0.093632 | [6 empty] | PAR | D | OLD |  |  | RHNBHSOL | 4 | 0.66667 | HOUPARRHNBHSOLN01_OLDD_FBHWPEE01 | 0.75 | HOUPARRHNBHSOLN01_OLDD | HOUPARRHNBHWPEE01_OLDD | BHWPEE01 | BHSOLN01 | PAR_OLDD | BHWPEE01_BHSOLN01 | 5 | 0 | 1.1 | Unlikely
HOUPARRHNBHSOLN01_OLDD_FBHWPEE01_D67 | Residential heating technology - Solar heating system - single-family house - existing building - distributed level 0.67 | HOUSOL | HOUPARRHN_OLDD_DMD | MKr20 | 2030 | 8.2345 | 0.09135 | [6 empty] | PAR | D | OLD |  |  | RHNBHSOL | 4 | 0.66667 | HOUPARRHNBHSOLN01_OLDD_FBHWPEE01 | 0.75 | HOUPARRHNBHSOLN01_OLDD | HOUPARRHNBHWPEE01_OLDD | BHWPEE01 | BHSOLN01 | PAR_OLDD | BHWPEE01_BHSOLN01 | 5 | 0 | 1.1 | Unlikely
HOUPARRHNBHSOLN01_OLDD_FBHWPEE01_D67 | Residential heating technology - Solar heating system - single-family house - existing building - distributed level 0.67 | HOUSOL | HOUPARRHN_OLDD_DMD | MKr20 | 2040 | 7.832 | 0.086407 | [6 empty] | PAR | D | OLD |  |  | RHNBHSOL | 4 | 0.66667 | HOUPARRHNBHSOLN01_OLDD_FBHWPEE01 | 0.75 | HOUPARRHNBHSOLN01_OLDD | HOUPARRHNBHWPEE01_OLDD | BHWPEE01 | BHSOLN01 | PAR_OLDD | BHWPEE01_BHSOLN01 | 5 | 0 | 1.1 | Unlikely
HOUPARRHNBHSOLN01_OLDD_FBHWPEE01_D67 | Residential heating technology - Solar heating system - single-family house - existing building - distributed level 0.67 | HOUSOL | HOUPARRHN_OLDD_DMD | MKr20 | 2050 | 7.4491 | 0.081464 | [6 empty] | PAR | D | OLD |  |  | RHNBHSOL | 4 | 0.66667 | HOUPARRHNBHSOLN01_OLDD_FBHWPEE01 | 0.75 | HOUPARRHNBHSOLN01_OLDD | HOUPARRHNBHWPEE01_OLDD | BHWPEE01 | BHSOLN01 | PAR_OLDD | BHWPEE01_BHSOLN01 | 5 | 0 | 1.1 | Unlikely
HOUPARRHNBHDHDN03_OLDD_FBHWPEE01_D67 | Residential heating technology - Direct district heating substation - plus connection pipe - single-family house - existing building - distributed level 0.67 | HOUDHD | HOUPARRHN_OLDD_DMD | MKr20 | 2020 | 3.4401 | 0.032445 | [6 empty] | PAR | D | OLD |  |  | RHNBHDHD | 4 | 0.66667 | HOUPARRHNBHDHDN03_OLDD_FBHWPEE01 | 0.75 | HOUPARRHNBHDHDN03_OLDD | HOUPARRHNBHWPEE01_OLDD | BHWPEE01 | BHDHDN03 | PAR_OLDD | BHWPEE01_BHDHDN03 | 6 | 0 | 1 | New
HOUPARRHNBHDHDN03_OLDD_FBHWPEE01_D67 | Residential heating technology - Direct district heating substation - plus connection pipe - single-family house - existing building - distributed level 0.67 | HOUDHD | HOUPARRHN_OLDD_DMD | MKr20 | 2025 | 3.4002 | 0.032205 | [6 empty] | PAR | D | OLD |  |  | RHNBHDHD | 4 | 0.66667 | HOUPARRHNBHDHDN03_OLDD_FBHWPEE01 | 0.75 | HOUPARRHNBHDHDN03_OLDD | HOUPARRHNBHWPEE01_OLDD | BHWPEE01 | BHDHDN03 | PAR_OLDD | BHWPEE01_BHDHDN03 | 6 | 0 | 1 | New
HOUPARRHNBHDHDN03_OLDD_FBHWPEE01_D67 | Residential heating technology - Direct district heating substation - plus connection pipe - single-family house - existing building - distributed level 0.67 | HOUDHD | HOUPARRHN_OLDD_DMD | MKr20 | 2030 | 3.3669 | 0.03163 | [6 empty] | PAR | D | OLD |  |  | RHNBHDHD | 4 | 0.66667 | HOUPARRHNBHDHDN03_OLDD_FBHWPEE01 | 0.75 | HOUPARRHNBHDHDN03_OLDD | HOUPARRHNBHWPEE01_OLDD | BHWPEE01 | BHDHDN03 | PAR_OLDD | BHWPEE01_BHDHDN03 | 6 | 0 | 1 | New
HOUPARRHNBHDHDN03_OLDD_FBHWPEE01_D67 | Residential heating technology - Direct district heating substation - plus connection pipe - single-family house - existing building - distributed level 0.67 | HOUDHD | HOUPARRHN_OLDD_DMD | MKr20 | 2040 | 3.307 | 0.030268 | [6 empty] | PAR | D | OLD |  |  | RHNBHDHD | 4 | 0.66667 | HOUPARRHNBHDHDN03_OLDD_FBHWPEE01 | 0.75 | HOUPARRHNBHDHDN03_OLDD | HOUPARRHNBHWPEE01_OLDD | BHWPEE01 | BHDHDN03 | PAR_OLDD | BHWPEE01_BHDHDN03 | 6 | 0 | 1 | New
HOUPARRHNBHDHDN03_OLDD_FBHWPEE01_D67 | Residential heating technology - Direct district heating substation - plus connection pipe - single-family house - existing building - distributed level 0.67 | HOUDHD | HOUPARRHN_OLDD_DMD | MKr20 | 2050 | 3.2405 | 0.028286 | [6 empty] | PAR | D | OLD |  |  | RHNBHDHD | 4 | 0.66667 | HOUPARRHNBHDHDN03_OLDD_FBHWPEE01 | 0.75 | HOUPARRHNBHDHDN03_OLDD | HOUPARRHNBHWPEE01_OLDD | BHWPEE01 | BHDHDN03 | PAR_OLDD | BHWPEE01_BHDHDN03 | 6 | 0 | 1 | New
HOUPARRHNHPELCN07_OLDI_FBHWPEE01_D67 | Residential heating technology - Heat pump, Air-to-water, low-price product - single-family house - existing building - distributed level 0.67 | HOUELC, HOUAMB | HOUPARRHN_OLDI_DMD | MKr20 | 2020 | 10.4621 | 0.41034 | 0.34574 | [5 empty] | PAR | I | OLD | 2.8923 |  | RHNHPELC | 4 | 0.66667 | HOUPARRHNHPELCN07_OLDI_FBHWPEE01 | 0.75 | HOUPARRHNHPELCN07_OLDI | HOUPARRHNBHWPEE01_OLDI | BHWPEE01 | HPELCN07 | PAR_OLDI | BHWPEE01_HPELCN07 | 6 | 0 | 1 | New
HOUPARRHNHPELCN07_OLDI_FBHWPEE01_D67 | Residential heating technology - Heat pump, Air-to-water, low-price product - single-family house - existing building - distributed level 0.67 | HOUELC, HOUAMB | HOUPARRHN_OLDI_DMD | MKr20 | 2025 | 9.5709 | 0.31473 | 0.32928 | [5 empty] | PAR | I | OLD | 3.0369 |  | RHNHPELC | 4 | 0.66667 | HOUPARRHNHPELCN07_OLDI_FBHWPEE01 | 0.75 | HOUPARRHNHPELCN07_OLDI | HOUPARRHNBHWPEE01_OLDI | BHWPEE01 | HPELCN07 | PAR_OLDI | BHWPEE01_HPELCN07 | 6 | 0 | 1 | New
HOUPARRHNHPELCN07_OLDI_FBHWPEE01_D67 | Residential heating technology - Heat pump, Air-to-water, low-price product - single-family house - existing building - distributed level 0.67 | HOUELC, HOUAMB | HOUPARRHN_OLDI_DMD | MKr20 | 2030 | 8.6797 | 0.31099 | 0.31431 | [5 empty] | PAR | I | OLD | 3.1815 |  | RHNHPELC | 4 | 0.66667 | HOUPARRHNHPELCN07_OLDI_FBHWPEE01 | 0.75 | HOUPARRHNHPELCN07_OLDI | HOUPARRHNBHWPEE01_OLDI | BHWPEE01 | HPELCN07 | PAR_OLDI | BHWPEE01_HPELCN07 | 6 | 0 | 1 | New
HOUPARRHNHPELCN07_OLDI_FBHWPEE01_D67 | Residential heating technology - Heat pump, Air-to-water, low-price product - single-family house - existing building - distributed level 0.67 | HOUELC, HOUAMB | HOUPARRHN_OLDI_DMD | MKr20 | 2040 | 7.9697 | 0.30404 | 0.30065 | [5 empty] | PAR | I | OLD | 3.3262 |  | RHNHPELC | 4 | 0.66667 | HOUPARRHNHPELCN07_OLDI_FBHWPEE01 | 0.75 | HOUPARRHNHPELCN07_OLDI | HOUPARRHNBHWPEE01_OLDI | BHWPEE01 | HPELCN07 | PAR_OLDI | BHWPEE01_HPELCN07 | 6 | 0 | 1 | New
HOUPARRHNHPELCN07_OLDI_FBHWPEE01_D67 | Residential heating technology - Heat pump, Air-to-water, low-price product - single-family house - existing building - distributed level 0.67 | HOUELC, HOUAMB | HOUPARRHN_OLDI_DMD | MKr20 | 2050 | 7.2597 | 0.2971 | 0.29218 | [5 empty] | PAR | I | OLD | 3.4226 |  | RHNHPELC | 4 | 0.66667 | HOUPARRHNHPELCN07_OLDI_FBHWPEE01 | 0.75 | HOUPARRHNHPELCN07_OLDI | HOUPARRHNBHWPEE01_OLDI | BHWPEE01 | HPELCN07 | PAR_OLDI | BHWPEE01_HPELCN07 | 6 | 0 | 1 | New
HOUPARRHNHPELCN05_OLDI_FBHWPEE01_D67 | Residential heating technology - Heat pump, Air-to-water - leasing - single-family house - existing building - distributed level 0.67 | HOUELC, HOUAMB | HOUPARRHN_OLDI_DMD | MKr20 | 2020 | 8.7575 | 1.1361 | 0.32928 | [5 empty] | PAR | I | OLD | 3.0369 |  | RHNHPELC | 4 | 0.66667 | HOUPARRHNHPELCN05_OLDI_FBHWPEE01 | 0.75 | HOUPARRHNHPELCN05_OLDI | HOUPARRHNBHWPEE01_OLDI | BHWPEE01 | HPELCN05 | PAR_OLDI | BHWPEE01_HPELCN05 | 6 | 0 | 1 | New
HOUPARRHNHPELCN05_OLDI_FBHWPEE01_D67 | Residential heating technology - Heat pump, Air-to-water - leasing - single-family house - existing building - distributed level 0.67 | HOUELC, HOUAMB | HOUPARRHN_OLDI_DMD | MKr20 | 2025 | 8.0778 | 0.97988 | 0.31431 | [5 empty] | PAR | I | OLD | 3.1815 |  | RHNHPELC | 4 | 0.66667 | HOUPARRHNHPELCN05_OLDI_FBHWPEE01 | 0.75 | HOUPARRHNHPELCN05_OLDI | HOUPARRHNBHWPEE01_OLDI | BHWPEE01 | HPELCN05 | PAR_OLDI | BHWPEE01_HPELCN05 | 6 | 0 | 1 | New
HOUPARRHNHPELCN05_OLDI_FBHWPEE01_D67 | Residential heating technology - Heat pump, Air-to-water - leasing - single-family house - existing building - distributed level 0.67 | HOUELC, HOUAMB | HOUPARRHN_OLDI_DMD | MKr20 | 2030 | 7.3982 | 0.91553 | 0.30065 | [5 empty] | PAR | I | OLD | 3.3262 |  | RHNHPELC | 4 | 0.66667 | HOUPARRHNHPELCN05_OLDI_FBHWPEE01 | 0.75 | HOUPARRHNHPELCN05_OLDI | HOUPARRHNBHWPEE01_OLDI | BHWPEE01 | HPELCN05 | PAR_OLDI | BHWPEE01_HPELCN05 | 6 | 0 | 1 | New
HOUPARRHNHPELCN05_OLDI_FBHWPEE01_D67 | Residential heating technology - Heat pump, Air-to-water - leasing - single-family house - existing building - distributed level 0.67 | HOUELC, HOUAMB | HOUPARRHN_OLDI_DMD | MKr20 | 2040 | 6.8469 | 0.85944 | 0.28812 | [5 empty] | PAR | I | OLD | 3.4708 |  | RHNHPELC | 4 | 0.66667 | HOUPARRHNHPELCN05_OLDI_FBHWPEE01 | 0.75 | HOUPARRHNHPELCN05_OLDI | HOUPARRHNBHWPEE01_OLDI | BHWPEE01 | HPELCN05 | PAR_OLDI | BHWPEE01_HPELCN05 | 6 | 0 | 1 | New
HOUPARRHNHPELCN05_OLDI_FBHWPEE01_D67 | Residential heating technology - Heat pump, Air-to-water - leasing - single-family house - existing building - distributed level 0.67 | HOUELC, HOUAMB | HOUPARRHN_OLDI_DMD | MKr20 | 2050 | 6.2957 | 0.80334 | 0.28033 | [5 empty] | PAR | I | OLD | 3.5672 |  | RHNHPELC | 4 | 0.66667 | HOUPARRHNHPELCN05_OLDI_FBHWPEE01 | 0.75 | HOUPARRHNHPELCN05_OLDI | HOUPARRHNBHWPEE01_OLDI | BHWPEE01 | HPELCN05 | PAR_OLDI | BHWPEE01_HPELCN05 | 6 | 0 | 1 | New
HOUPARRHNHPELCN04_OLDI_FBHWPEE01_D67 | Residential heating technology - Heat pump, Ground source - single-family house - existing building - distributed level 0.67 | HOUELC, HOUAMB | HOUPARRHN_OLDI_DMD | MKr20 | 2020 | 23.196 | 0.32766 | 0.30065 | [5 empty] | PAR | I | OLD | 3.3262 |  | RHNHPELC | 4 | 0.66667 | HOUPARRHNHPELCN04_OLDI_FBHWPEE01 | 0.75 | HOUPARRHNHPELCN04_OLDI | HOUPARRHNBHWPEE01_OLDI | BHWPEE01 | HPELCN04 | PAR_OLDI | BHWPEE01_HPELCN04 | 6 | 0 | 1 | New
HOUPARRHNHPELCN04_OLDI_FBHWPEE01_D67 | Residential heating technology - Heat pump, Ground source - single-family house - existing building - distributed level 0.67 | HOUELC, HOUAMB | HOUPARRHN_OLDI_DMD | MKr20 | 2025 | 22.0362 | 0.23205 | 0.29218 | [5 empty] | PAR | I | OLD | 3.4226 |  | RHNHPELC | 4 | 0.66667 | HOUPARRHNHPELCN04_OLDI_FBHWPEE01 | 0.75 | HOUPARRHNHPELCN04_OLDI | HOUPARRHNBHWPEE01_OLDI | BHWPEE01 | HPELCN04 | PAR_OLDI | BHWPEE01_HPELCN04 | 6 | 0 | 1 | New
HOUPARRHNHPELCN04_OLDI_FBHWPEE01_D67 | Residential heating technology - Heat pump, Ground source - single-family house - existing building - distributed level 0.67 | HOUELC, HOUAMB | HOUPARRHN_OLDI_DMD | MKr20 | 2030 | 20.8764 | 0.22831 | 0.28417 | [5 empty] | PAR | I | OLD | 3.519 |  | RHNHPELC | 4 | 0.66667 | HOUPARRHNHPELCN04_OLDI_FBHWPEE01 | 0.75 | HOUPARRHNHPELCN04_OLDI | HOUPARRHNBHWPEE01_OLDI | BHWPEE01 | HPELCN04 | PAR_OLDI | BHWPEE01_HPELCN04 | 6 | 0 | 1 | New
HOUPARRHNHPELCN04_OLDI_FBHWPEE01_D67 | Residential heating technology - Heat pump, Ground source - single-family house - existing building - distributed level 0.67 | HOUELC, HOUAMB | HOUPARRHN_OLDI_DMD | MKr20 | 2040 | 19.8326 | 0.22136 | 0.27296 | [5 empty] | PAR | I | OLD | 3.6636 |  | RHNHPELC | 4 | 0.66667 | HOUPARRHNHPELCN04_OLDI_FBHWPEE01 | 0.75 | HOUPARRHNHPELCN04_OLDI | HOUPARRHNBHWPEE01_OLDI | BHWPEE01 | HPELCN04 | PAR_OLDI | BHWPEE01_HPELCN04 | 6 | 0 | 1 | New
HOUPARRHNHPELCN04_OLDI_FBHWPEE01_D67 | Residential heating technology - Heat pump, Ground source - single-family house - existing building - distributed level 0.67 | HOUELC, HOUAMB | HOUPARRHN_OLDI_DMD | MKr20 | 2050 | 18.7887 | 0.21442 | 0.26941 | [5 empty] | PAR | I | OLD | 3.7118 |  | RHNHPELC | 4 | 0.66667 | HOUPARRHNHPELCN04_OLDI_FBHWPEE01 | 0.75 | HOUPARRHNHPELCN04_OLDI | HOUPARRHNBHWPEE01_OLDI | BHWPEE01 | HPELCN04 | PAR_OLDI | BHWPEE01_HPELCN04 | 6 | 0 | 1 | New
HOUPARRHNHPELCN03_OLDI_FBHWPEE01_D67 | Residential heating technology - Heat pump, Air-to-water - single-family house - existing building - distributed level 0.67 | HOUELC, HOUAMB | HOUPARRHN_OLDI_DMD | MKr20 | 2020 | 17.515 | 0.35522 | 0.32928 | [5 empty] | PAR | I | OLD | 3.0369 |  | RHNHPELC | 4 | 0.66667 | HOUPARRHNHPELCN03_OLDI_FBHWPEE01 | 0.75 | HOUPARRHNHPELCN03_OLDI | HOUPARRHNBHWPEE01_OLDI | BHWPEE01 | HPELCN03 | PAR_OLDI | BHWPEE01_HPELCN03 | 6 | 0 | 1 | New
HOUPARRHNHPELCN03_OLDI_FBHWPEE01_D67 | Residential heating technology - Heat pump, Air-to-water - single-family house - existing building - distributed level 0.67 | HOUELC, HOUAMB | HOUPARRHN_OLDI_DMD | MKr20 | 2025 | 16.1557 | 0.25961 | 0.31431 | [5 empty] | PAR | I | OLD | 3.1815 |  | RHNHPELC | 4 | 0.66667 | HOUPARRHNHPELCN03_OLDI_FBHWPEE01 | 0.75 | HOUPARRHNHPELCN03_OLDI | HOUPARRHNBHWPEE01_OLDI | BHWPEE01 | HPELCN03 | PAR_OLDI | BHWPEE01_HPELCN03 | 6 | 0 | 1 | New
HOUPARRHNHPELCN03_OLDI_FBHWPEE01_D67 | Residential heating technology - Heat pump, Air-to-water - single-family house - existing building - distributed level 0.67 | HOUELC, HOUAMB | HOUPARRHN_OLDI_DMD | MKr20 | 2030 | 14.7963 | 0.25587 | 0.30065 | [5 empty] | PAR | I | OLD | 3.3262 |  | RHNHPELC | 4 | 0.66667 | HOUPARRHNHPELCN03_OLDI_FBHWPEE01 | 0.75 | HOUPARRHNHPELCN03_OLDI | HOUPARRHNBHWPEE01_OLDI | BHWPEE01 | HPELCN03 | PAR_OLDI | BHWPEE01_HPELCN03 | 6 | 0 | 1 | New
HOUPARRHNHPELCN03_OLDI_FBHWPEE01_D67 | Residential heating technology - Heat pump, Air-to-water - single-family house - existing building - distributed level 0.67 | HOUELC, HOUAMB | HOUPARRHN_OLDI_DMD | MKr20 | 2040 | 13.6938 | 0.24892 | 0.28812 | [5 empty] | PAR | I | OLD | 3.4708 |  | RHNHPELC | 4 | 0.66667 | HOUPARRHNHPELCN03_OLDI_FBHWPEE01 | 0.75 | HOUPARRHNHPELCN03_OLDI | HOUPARRHNBHWPEE01_OLDI | BHWPEE01 | HPELCN03 | PAR_OLDI | BHWPEE01_HPELCN03 | 6 | 0 | 1 | New
HOUPARRHNHPELCN03_OLDI_FBHWPEE01_D67 | Residential heating technology - Heat pump, Air-to-water - single-family house - existing building - distributed level 0.67 | HOUELC, HOUAMB | HOUPARRHN_OLDI_DMD | MKr20 | 2050 | 12.5913 | 0.24198 | 0.28033 | [5 empty] | PAR | I | OLD | 3.5672 |  | RHNHPELC | 4 | 0.66667 | HOUPARRHNHPELCN03_OLDI_FBHWPEE01 | 0.75 | HOUPARRHNHPELCN03_OLDI | HOUPARRHNBHWPEE01_OLDI | BHWPEE01 | HPELCN03 | PAR_OLDI | BHWPEE01_HPELCN03 | 6 | 0 | 1 | New
HOUPARRHNHPELCN02_OLDI_FBHWPEE01_D67 | Residential heating technology - Heat pump, Air-to-air - single-family house - existing building - distributed level 0.67 | HOUELC, HOUAMB | HOUPARRHN_OLDI_DMD | MKr20 | 2020 | 3.2165 | 0.18468 | 0.21386 | [5 empty] | PAR | I | OLD | 4.6759 |  | RHNHPELC | 4 | 0.66667 | HOUPARRHNHPELCN02_OLDI_FBHWPEE01 | 0.75 | HOUPARRHNHPELCN02_OLDI | HOUPARRHNBHWPEE01_OLDI | BHWPEE01 | HPELCN02 | PAR_OLDI | BHWPEE01_HPELCN02 | 5 | 0 | 1.1 | Unlikely
HOUPARRHNHPELCN02_OLDI_FBHWPEE01_D67 | Residential heating technology - Heat pump, Air-to-air - single-family house - existing building - distributed level 0.67 | HOUELC, HOUAMB | HOUPARRHN_OLDI_DMD | MKr20 | 2025 | 3.1379 | 0.12547 | 0.20338 | [5 empty] | PAR | I | OLD | 4.9169 |  | RHNHPELC | 4 | 0.66667 | HOUPARRHNHPELCN02_OLDI_FBHWPEE01 | 0.75 | HOUPARRHNHPELCN02_OLDI | HOUPARRHNBHWPEE01_OLDI | BHWPEE01 | HPELCN02 | PAR_OLDI | BHWPEE01_HPELCN02 | 5 | 0 | 1.1 | Unlikely
HOUPARRHNHPELCN02_OLDI_FBHWPEE01_D67 | Residential heating technology - Heat pump, Air-to-air - single-family house - existing building - distributed level 0.67 | HOUELC, HOUAMB | HOUPARRHN_OLDI_DMD | MKr20 | 2030 | 3.0593 | 0.12315 | 0.1957 | [5 empty] | PAR | I | OLD | 5.1098 |  | RHNHPELC | 4 | 0.66667 | HOUPARRHNHPELCN02_OLDI_FBHWPEE01 | 0.75 | HOUPARRHNHPELCN02_OLDI | HOUPARRHNBHWPEE01_OLDI | BHWPEE01 | HPELCN02 | PAR_OLDI | BHWPEE01_HPELCN02 | 5 | 0 | 1.1 | Unlikely
HOUPARRHNHPELCN02_OLDI_FBHWPEE01_D67 | Residential heating technology - Heat pump, Air-to-air - single-family house - existing building - distributed level 0.67 | HOUELC, HOUAMB | HOUPARRHN_OLDI_DMD | MKr20 | 2040 | 2.9134 | 0.11885 | 0.18859 | [5 empty] | PAR | I | OLD | 5.3026 |  | RHNHPELC | 4 | 0.66667 | HOUPARRHNHPELCN02_OLDI_FBHWPEE01 | 0.75 | HOUPARRHNHPELCN02_OLDI | HOUPARRHNBHWPEE01_OLDI | BHWPEE01 | HPELCN02 | PAR_OLDI | BHWPEE01_HPELCN02 | 5 | 0 | 1.1 | Unlikely
HOUPARRHNHPELCN02_OLDI_FBHWPEE01_D67 | Residential heating technology - Heat pump, Air-to-air - single-family house - existing building - distributed level 0.67 | HOUELC, HOUAMB | HOUPARRHN_OLDI_DMD | MKr20 | 2050 | 2.7675 | 0.11455 | 0.18522 | [5 empty] | PAR | I | OLD | 5.399 |  | RHNHPELC | 4 | 0.66667 | HOUPARRHNHPELCN02_OLDI_FBHWPEE01 | 0.75 | HOUPARRHNHPELCN02_OLDI | HOUPARRHNBHWPEE01_OLDI | BHWPEE01 | HPELCN02 | PAR_OLDI | BHWPEE01_HPELCN02 | 5 | 0 | 1.1 | Unlikely
HOUPARRHNDIELCN06_OLDI_FBHWPEE01_D67 | Residential heating technology - Electric heating - electric panel from Bauhaus - single-family house - new building - distributed level 0.67 | HOUELC | HOUPARRHN_OLDI_DMD | MKr20 | 2020 | 0.64843 | 0 | [6 empty] | PAR | I | OLD |  |  | RHNDIELC | 4 | 0.66667 | HOUPARRHNDIELCN06_OLDI_FBHWPEE01 | 0.75 | HOUPARRHNDIELCN06_OLDI | HOUPARRHNBHWPEE01_OLDI | BHWPEE01 | DIELCN06 | PAR_OLDI | BHWPEE01_DIELCN06 | 5 | 0 | 1.1 | Unlikely
HOUPARRHNDIELCN06_OLDI_FBHWPEE01_D67 | Residential heating technology - Electric heating - electric panel from Bauhaus - single-family house - new building - distributed level 0.67 | HOUELC | HOUPARRHN_OLDI_DMD | MKr20 | 2025 | 0.64843 | 0 | [6 empty] | PAR | I | OLD |  |  | RHNDIELC | 4 | 0.66667 | HOUPARRHNDIELCN06_OLDI_FBHWPEE01 | 0.75 | HOUPARRHNDIELCN06_OLDI | HOUPARRHNBHWPEE01_OLDI | BHWPEE01 | DIELCN06 | PAR_OLDI | BHWPEE01_DIELCN06 | 5 | 0 | 1.1 | Unlikely
HOUPARRHNDIELCN06_OLDI_FBHWPEE01_D67 | Residential heating technology - Electric heating - electric panel from Bauhaus - single-family house - new building - distributed level 0.67 | HOUELC | HOUPARRHN_OLDI_DMD | MKr20 | 2030 | 0.64843 | 0 | [6 empty] | PAR | I | OLD |  |  | RHNDIELC | 4 | 0.66667 | HOUPARRHNDIELCN06_OLDI_FBHWPEE01 | 0.75 | HOUPARRHNDIELCN06_OLDI | HOUPARRHNBHWPEE01_OLDI | BHWPEE01 | DIELCN06 | PAR_OLDI | BHWPEE01_DIELCN06 | 5 | 0 | 1.1 | Unlikely
HOUPARRHNDIELCN06_OLDI_FBHWPEE01_D67 | Residential heating technology - Electric heating - electric panel from Bauhaus - single-family house - new building - distributed level 0.67 | HOUELC | HOUPARRHN_OLDI_DMD | MKr20 | 2040 | 0.64843 | 0 | [6 empty] | PAR | I | OLD |  |  | RHNDIELC | 4 | 0.66667 | HOUPARRHNDIELCN06_OLDI_FBHWPEE01 | 0.75 | HOUPARRHNDIELCN06_OLDI | HOUPARRHNBHWPEE01_OLDI | BHWPEE01 | DIELCN06 | PAR_OLDI | BHWPEE01_DIELCN06 | 5 | 0 | 1.1 | Unlikely
HOUPARRHNDIELCN06_OLDI_FBHWPEE01_D67 | Residential heating technology - Electric heating - electric panel from Bauhaus - single-family house - new building - distributed level 0.67 | HOUELC | HOUPARRHN_OLDI_DMD | MKr20 | 2050 | 0.64843 | 0 | [6 empty] | PAR | I | OLD |  |  | RHNDIELC | 4 | 0.66667 | HOUPARRHNDIELCN06_OLDI_FBHWPEE01 | 0.75 | HOUPARRHNDIELCN06_OLDI | HOUPARRHNBHWPEE01_OLDI | BHWPEE01 | DIELCN06 | PAR_OLDI | BHWPEE01_DIELCN06 | 5 | 0 | 1.1 | Unlikely
HOUPARRHNDIELCN01_OLDI_FBHWPEE01_D67 | Residential heating technology - Electric heating - single-family house - new building - distributed level 0.67 | HOUELC | HOUPARRHN_OLDI_DMD | MKr20 | 2020 | 7.8786 | 0.063879 | [6 empty] | PAR | I | OLD |  |  | RHNDIELC | 4 | 0.66667 | HOUPARRHNDIELCN01_OLDI_FBHWPEE01 | 0.75 | HOUPARRHNDIELCN01_OLDI | HOUPARRHNBHWPEE01_OLDI | BHWPEE01 | DIELCN01 | PAR_OLDI | BHWPEE01_DIELCN01 | 5 | 0 | 1.1 | Unlikely
HOUPARRHNDIELCN01_OLDI_FBHWPEE01_D67 | Residential heating technology - Electric heating - single-family house - new building - distributed level 0.67 | HOUELC | HOUPARRHN_OLDI_DMD | MKr20 | 2025 | 7.6836 | 0.063879 | [6 empty] | PAR | I | OLD |  |  | RHNDIELC | 4 | 0.66667 | HOUPARRHNDIELCN01_OLDI_FBHWPEE01 | 0.75 | HOUPARRHNDIELCN01_OLDI | HOUPARRHNBHWPEE01_OLDI | BHWPEE01 | DIELCN01 | PAR_OLDI | BHWPEE01_DIELCN01 | 5 | 0 | 1.1 | Unlikely
HOUPARRHNDIELCN01_OLDI_FBHWPEE01_D67 | Residential heating technology - Electric heating - single-family house - new building - distributed level 0.67 | HOUELC | HOUPARRHN_OLDI_DMD | MKr20 | 2030 | 7.4934 | 0.061217 | [6 empty] | PAR | I | OLD |  |  | RHNDIELC | 4 | 0.66667 | HOUPARRHNDIELCN01_OLDI_FBHWPEE01 | 0.75 | HOUPARRHNDIELCN01_OLDI | HOUPARRHNBHWPEE01_OLDI | BHWPEE01 | DIELCN01 | PAR_OLDI | BHWPEE01_DIELCN01 | 5 | 0 | 1.1 | Unlikely
HOUPARRHNDIELCN01_OLDI_FBHWPEE01_D67 | Residential heating technology - Electric heating - single-family house - new building - distributed level 0.67 | HOUELC | HOUPARRHN_OLDI_DMD | MKr20 | 2040 | 7.1271 | 0.058555 | [6 empty] | PAR | I | OLD |  |  | RHNDIELC | 4 | 0.66667 | HOUPARRHNDIELCN01_OLDI_FBHWPEE01 | 0.75 | HOUPARRHNDIELCN01_OLDI | HOUPARRHNBHWPEE01_OLDI | BHWPEE01 | DIELCN01 | PAR_OLDI | BHWPEE01_DIELCN01 | 5 | 0 | 1.1 | Unlikely
HOUPARRHNDIELCN01_OLDI_FBHWPEE01_D67 | Residential heating technology - Electric heating - single-family house - new building - distributed level 0.67 | HOUELC | HOUPARRHN_OLDI_DMD | MKr20 | 2050 | 6.7786 | 0.055894 | [6 empty] | PAR | I | OLD |  |  | RHNDIELC | 4 | 0.66667 | HOUPARRHNDIELCN01_OLDI_FBHWPEE01 | 0.75 | HOUPARRHNDIELCN01_OLDI | HOUPARRHNBHWPEE01_OLDI | BHWPEE01 | DIELCN01 | PAR_OLDI | BHWPEE01_DIELCN01 | 5 | 0 | 1.1 | Unlikely
HOUPARRHNBHWPEN01_OLDI_FBHWPEE01_D67 | Residential heating technology - Biomass boiler, automatic stoking , wood pellets or wood chips - single-family house - existing building - distributed level 0.67 | HOUWPE | HOUPARRHN_OLDI_DMD | MKr20 | 2020 | 3.2812 | 0.29874 |  | 25 | 14 | 70 | 2 | 4 | PAR | I | OLD |  |  | RHNBHWPE | 4 | 0.66667 | HOUPARRHNBHWPEN01_OLDI_FBHWPEE01 | 0.75 | HOUPARRHNBHWPEN01_OLDI | HOUPARRHNBHWPEE01_OLDI | BHWPEE01 | BHWPEN01 | PAR_OLDI | BHWPEE01_BHWPEN01 | 2 | 0 | 0.9 | Same
HOUPARRHNBHWPEN01_OLDI_FBHWPEE01_D67 | Residential heating technology - Biomass boiler, automatic stoking , wood pellets or wood chips - single-family house - existing building - distributed level 0.67 | HOUWPE | HOUPARRHN_OLDI_DMD | MKr20 | 2025 | 3.1999 | 0.29358 |  | 25 | 14 | 60 | 2 | 4 | PAR | I | OLD |  |  | RHNBHWPE | 4 | 0.66667 | HOUPARRHNBHWPEN01_OLDI_FBHWPEE01 | 0.75 | HOUPARRHNBHWPEN01_OLDI | HOUPARRHNBHWPEE01_OLDI | BHWPEE01 | BHWPEN01 | PAR_OLDI | BHWPEE01_BHWPEN01 | 2 | 0 | 0.9 | Same
HOUPARRHNBHWPEN01_OLDI_FBHWPEE01_D67 | Residential heating technology - Biomass boiler, automatic stoking , wood pellets or wood chips - single-family house - existing building - distributed level 0.67 | HOUWPE | HOUPARRHN_OLDI_DMD | MKr20 | 2030 | 3.1207 | 0.28966 |  | 25 | 11 | 50 | 1 | 4 | PAR | I | OLD |  |  | RHNBHWPE | 4 | 0.66667 | HOUPARRHNBHWPEN01_OLDI_FBHWPEE01 | 0.75 | HOUPARRHNBHWPEN01_OLDI | HOUPARRHNBHWPEE01_OLDI | BHWPEE01 | BHWPEN01 | PAR_OLDI | BHWPEE01_BHWPEN01 | 2 | 0 | 0.9 | Same
HOUPARRHNBHWPEN01_OLDI_FBHWPEE01_D67 | Residential heating technology - Biomass boiler, automatic stoking , wood pellets or wood chips - single-family house - existing building - distributed level 0.67 | HOUWPE | HOUPARRHN_OLDI_DMD | MKr20 | 2040 | 2.9682 | 0.27684 |  | 25 | 9 | 45 | 1 | 4 | PAR | I | OLD |  |  | RHNBHWPE | 4 | 0.66667 | HOUPARRHNBHWPEN01_OLDI_FBHWPEE01 | 0.75 | HOUPARRHNBHWPEN01_OLDI | HOUPARRHNBHWPEE01_OLDI | BHWPEE01 | BHWPEN01 | PAR_OLDI | BHWPEE01_BHWPEN01 | 2 | 0 | 0.9 | Same
HOUPARRHNBHWPEN01_OLDI_FBHWPEE01_D67 | Residential heating technology - Biomass boiler, automatic stoking , wood pellets or wood chips - single-family house - existing building - distributed level 0.67 | HOUWPE | HOUPARRHN_OLDI_DMD | MKr20 | 2050 | 3.5288 | 0.33074 |  | 25 | 9 | 40 | 0 | 4 | PAR | I | OLD |  |  | RHNBHWPE | 4 | 0.66667 | HOUPARRHNBHWPEN01_OLDI_FBHWPEE01 | 0.75 | HOUPARRHNBHWPEN01_OLDI | HOUPARRHNBHWPEE01_OLDI | BHWPEE01 | BHWPEN01 | PAR_OLDI | BHWPEE01_BHWPEN01 | 2 | 0 | 0.9 | Same
HOUPARRHNBHSOLN01_OLDI_FBHWPEE01_D67 | Residential heating technology - Solar heating system - single-family house - existing building - distributed level 0.67 | HOUSOL | HOUPARRHN_OLDI_DMD | MKr20 | 2020 | 8.6578 | 0.099715 | [6 empty] | PAR | I | OLD |  |  | RHNBHSOL | 4 | 0.66667 | HOUPARRHNBHSOLN01_OLDI_FBHWPEE01 | 0.75 | HOUPARRHNBHSOLN01_OLDI | HOUPARRHNBHWPEE01_OLDI | BHWPEE01 | BHSOLN01 | PAR_OLDI | BHWPEE01_BHSOLN01 | 5 | 0 | 1.1 | Unlikely
HOUPARRHNBHSOLN01_OLDI_FBHWPEE01_D67 | Residential heating technology - Solar heating system - single-family house - existing building - distributed level 0.67 | HOUSOL | HOUPARRHN_OLDI_DMD | MKr20 | 2025 | 8.4435 | 0.093632 | [6 empty] | PAR | I | OLD |  |  | RHNBHSOL | 4 | 0.66667 | HOUPARRHNBHSOLN01_OLDI_FBHWPEE01 | 0.75 | HOUPARRHNBHSOLN01_OLDI | HOUPARRHNBHWPEE01_OLDI | BHWPEE01 | BHSOLN01 | PAR_OLDI | BHWPEE01_BHSOLN01 | 5 | 0 | 1.1 | Unlikely
HOUPARRHNBHSOLN01_OLDI_FBHWPEE01_D67 | Residential heating technology - Solar heating system - single-family house - existing building - distributed level 0.67 | HOUSOL | HOUPARRHN_OLDI_DMD | MKr20 | 2030 | 8.2345 | 0.09135 | [6 empty] | PAR | I | OLD |  |  | RHNBHSOL | 4 | 0.66667 | HOUPARRHNBHSOLN01_OLDI_FBHWPEE01 | 0.75 | HOUPARRHNBHSOLN01_OLDI | HOUPARRHNBHWPEE01_OLDI | BHWPEE01 | BHSOLN01 | PAR_OLDI | BHWPEE01_BHSOLN01 | 5 | 0 | 1.1 | Unlikely
HOUPARRHNBHSOLN01_OLDI_FBHWPEE01_D67 | Residential heating technology - Solar heating system - single-family house - existing building - distributed level 0.67 | HOUSOL | HOUPARRHN_OLDI_DMD | MKr20 | 2040 | 7.832 | 0.086407 | [6 empty] | PAR | I | OLD |  |  | RHNBHSOL | 4 | 0.66667 | HOUPARRHNBHSOLN01_OLDI_FBHWPEE01 | 0.75 | HOUPARRHNBHSOLN01_OLDI | HOUPARRHNBHWPEE01_OLDI | BHWPEE01 | BHSOLN01 | PAR_OLDI | BHWPEE01_BHSOLN01 | 5 | 0 | 1.1 | Unlikely
HOUPARRHNBHSOLN01_OLDI_FBHWPEE01_D67 | Residential heating technology - Solar heating system - single-family house - existing building - distributed level 0.67 | HOUSOL | HOUPARRHN_OLDI_DMD | MKr20 | 2050 | 7.4491 | 0.081464 | [6 empty] | PAR | I | OLD |  |  | RHNBHSOL | 4 | 0.66667 | HOUPARRHNBHSOLN01_OLDI_FBHWPEE01 | 0.75 | HOUPARRHNBHSOLN01_OLDI | HOUPARRHNBHWPEE01_OLDI | BHWPEE01 | BHSOLN01 | PAR_OLDI | BHWPEE01_BHSOLN01 | 5 | 0 | 1.1 | Unlikely
HOUPARRHNBHDHDN09_OLDI_FBHWPEE01_D67 | Residential heating technology - Direct district heating substation - plus connection pipe - plus distribution (heating density: low ) - single-family house - existing building - distributed level 0.67 | HOUDHD | HOUPARRHN_OLDI_DMD | MKr20 | 2020 | 11.2106 | 0.032445 | [6 empty] | PAR | I | OLD |  |  | RHNBHDHD | 4 | 0.66667 | HOUPARRHNBHDHDN09_OLDI_FBHWPEE01 | 0.75 | HOUPARRHNBHDHDN09_OLDI | HOUPARRHNBHWPEE01_OLDI | BHWPEE01 | BHDHDN09 | PAR_OLDI | BHWPEE01_BHDHDN09 | 6 | 0 | 1 | New
HOUPARRHNBHDHDN09_OLDI_FBHWPEE01_D67 | Residential heating technology - Direct district heating substation - plus connection pipe - plus distribution (heating density: low ) - single-family house - existing building - distributed level 0.67 | HOUDHD | HOUPARRHN_OLDI_DMD | MKr20 | 2025 | 11.1707 | 0.032205 | [6 empty] | PAR | I | OLD |  |  | RHNBHDHD | 4 | 0.66667 | HOUPARRHNBHDHDN09_OLDI_FBHWPEE01 | 0.75 | HOUPARRHNBHDHDN09_OLDI | HOUPARRHNBHWPEE01_OLDI | BHWPEE01 | BHDHDN09 | PAR_OLDI | BHWPEE01_BHDHDN09 | 6 | 0 | 1 | New
HOUPARRHNBHDHDN09_OLDI_FBHWPEE01_D67 | Residential heating technology - Direct district heating substation - plus connection pipe - plus distribution (heating density: low ) - single-family house - existing building - distributed level 0.67 | HOUDHD | HOUPARRHN_OLDI_DMD | MKr20 | 2030 | 11.1374 | 0.03163 | [6 empty] | PAR | I | OLD |  |  | RHNBHDHD | 4 | 0.66667 | HOUPARRHNBHDHDN09_OLDI_FBHWPEE01 | 0.75 | HOUPARRHNBHDHDN09_OLDI | HOUPARRHNBHWPEE01_OLDI | BHWPEE01 | BHDHDN09 | PAR_OLDI | BHWPEE01_BHDHDN09 | 6 | 0 | 1 | New
HOUPARRHNBHDHDN09_OLDI_FBHWPEE01_D67 | Residential heating technology - Direct district heating substation - plus connection pipe - plus distribution (heating density: low ) - single-family house - existing building - distributed level 0.67 | HOUDHD | HOUPARRHN_OLDI_DMD | MKr20 | 2040 | 11.0775 | 0.030268 | [6 empty] | PAR | I | OLD |  |  | RHNBHDHD | 4 | 0.66667 | HOUPARRHNBHDHDN09_OLDI_FBHWPEE01 | 0.75 | HOUPARRHNBHDHDN09_OLDI | HOUPARRHNBHWPEE01_OLDI | BHWPEE01 | BHDHDN09 | PAR_OLDI | BHWPEE01_BHDHDN09 | 6 | 0 | 1 | New
HOUPARRHNBHDHDN09_OLDI_FBHWPEE01_D67 | Residential heating technology - Direct district heating substation - plus connection pipe - plus distribution (heating density: low ) - single-family house - existing building - distributed level 0.67 | HOUDHD | HOUPARRHN_OLDI_DMD | MKr20 | 2050 | 11.011 | 0.028286 | [6 empty] | PAR | I | OLD |  |  | RHNBHDHD | 4 | 0.66667 | HOUPARRHNBHDHDN09_OLDI_FBHWPEE01 | 0.75 | HOUPARRHNBHDHDN09_OLDI | HOUPARRHNBHWPEE01_OLDI | BHWPEE01 | BHDHDN09 | PAR_OLDI | BHWPEE01_BHDHDN09 | 6 | 0 | 1 | New
HOUPARRHNBHDHDN07_OLDI_FBHWPEE01_D67 | Residential heating technology - Direct district heating substation - plus connection pipe - plus distribution (heating density: medium ) - single-family house - existing building - distributed level 0.67 | HOUDHD | HOUPARRHN_OLDI_DMD | MKr20 | 2020 | 4.5119 | 0.032445 | [6 empty] | PAR | I | OLD |  |  | RHNBHDHD | 4 | 0.66667 | HOUPARRHNBHDHDN07_OLDI_FBHWPEE01 | 0.75 | HOUPARRHNBHDHDN07_OLDI | HOUPARRHNBHWPEE01_OLDI | BHWPEE01 | BHDHDN07 | PAR_OLDI | BHWPEE01_BHDHDN07 | 6 | 0 | 1 | New
HOUPARRHNBHDHDN07_OLDI_FBHWPEE01_D67 | Residential heating technology - Direct district heating substation - plus connection pipe - plus distribution (heating density: medium ) - single-family house - existing building - distributed level 0.67 | HOUDHD | HOUPARRHN_OLDI_DMD | MKr20 | 2025 | 4.472 | 0.032205 | [6 empty] | PAR | I | OLD |  |  | RHNBHDHD | 4 | 0.66667 | HOUPARRHNBHDHDN07_OLDI_FBHWPEE01 | 0.75 | HOUPARRHNBHDHDN07_OLDI | HOUPARRHNBHWPEE01_OLDI | BHWPEE01 | BHDHDN07 | PAR_OLDI | BHWPEE01_BHDHDN07 | 6 | 0 | 1 | New
HOUPARRHNBHDHDN07_OLDI_FBHWPEE01_D67 | Residential heating technology - Direct district heating substation - plus connection pipe - plus distribution (heating density: medium ) - single-family house - existing building - distributed level 0.67 | HOUDHD | HOUPARRHN_OLDI_DMD | MKr20 | 2030 | 4.4387 | 0.03163 | [6 empty] | PAR | I | OLD |  |  | RHNBHDHD | 4 | 0.66667 | HOUPARRHNBHDHDN07_OLDI_FBHWPEE01 | 0.75 | HOUPARRHNBHDHDN07_OLDI | HOUPARRHNBHWPEE01_OLDI | BHWPEE01 | BHDHDN07 | PAR_OLDI | BHWPEE01_BHDHDN07 | 6 | 0 | 1 | New
HOUPARRHNBHDHDN07_OLDI_FBHWPEE01_D67 | Residential heating technology - Direct district heating substation - plus connection pipe - plus distribution (heating density: medium ) - single-family house - existing building - distributed level 0.67 | HOUDHD | HOUPARRHN_OLDI_DMD | MKr20 | 2040 | 4.3788 | 0.030268 | [6 empty] | PAR | I | OLD |  |  | RHNBHDHD | 4 | 0.66667 | HOUPARRHNBHDHDN07_OLDI_FBHWPEE01 | 0.75 | HOUPARRHNBHDHDN07_OLDI | HOUPARRHNBHWPEE01_OLDI | BHWPEE01 | BHDHDN07 | PAR_OLDI | BHWPEE01_BHDHDN07 | 6 | 0 | 1 | New
HOUPARRHNBHDHDN07_OLDI_FBHWPEE01_D67 | Residential heating technology - Direct district heating substation - plus connection pipe - plus distribution (heating density: medium ) - single-family house - existing building - distributed level 0.67 | HOUDHD | HOUPARRHN_OLDI_DMD | MKr20 | 2050 | 4.3123 | 0.028286 | [6 empty] | PAR | I | OLD |  |  | RHNBHDHD | 4 | 0.66667 | HOUPARRHNBHDHDN07_OLDI_FBHWPEE01 | 0.75 | HOUPARRHNBHDHDN07_OLDI | HOUPARRHNBHWPEE01_OLDI | BHWPEE01 | BHDHDN07 | PAR_OLDI | BHWPEE01_BHDHDN07 | 6 | 0 | 1 | New
HOUPARRHNBHDHDN05_OLDI_FBHWPEE01_D67 | Residential heating technology - Direct district heating substation - plus connection pipe - plus distribution (heating density: high ) - single-family house - existing building - distributed level 0.67 | HOUDHD | HOUPARRHN_OLDI_DMD | MKr20 | 2020 | 3.4401 | 0.032445 | [6 empty] | PAR | I | OLD |  |  | RHNBHDHD | 4 | 0.66667 | HOUPARRHNBHDHDN05_OLDI_FBHWPEE01 | 0.75 | HOUPARRHNBHDHDN05_OLDI | HOUPARRHNBHWPEE01_OLDI | BHWPEE01 | BHDHDN05 | PAR_OLDI | BHWPEE01_BHDHDN05 | 6 | 0 | 1 | New
HOUPARRHNBHDHDN05_OLDI_FBHWPEE01_D67 | Residential heating technology - Direct district heating substation - plus connection pipe - plus distribution (heating density: high ) - single-family house - existing building - distributed level 0.67 | HOUDHD | HOUPARRHN_OLDI_DMD | MKr20 | 2025 | 3.4002 | 0.032205 | [6 empty] | PAR | I | OLD |  |  | RHNBHDHD | 4 | 0.66667 | HOUPARRHNBHDHDN05_OLDI_FBHWPEE01 | 0.75 | HOUPARRHNBHDHDN05_OLDI | HOUPARRHNBHWPEE01_OLDI | BHWPEE01 | BHDHDN05 | PAR_OLDI | BHWPEE01_BHDHDN05 | 6 | 0 | 1 | New
HOUPARRHNBHDHDN05_OLDI_FBHWPEE01_D67 | Residential heating technology - Direct district heating substation - plus connection pipe - plus distribution (heating density: high ) - single-family house - existing building - distributed level 0.67 | HOUDHD | HOUPARRHN_OLDI_DMD | MKr20 | 2030 | 3.3669 | 0.03163 | [6 empty] | PAR | I | OLD |  |  | RHNBHDHD | 4 | 0.66667 | HOUPARRHNBHDHDN05_OLDI_FBHWPEE01 | 0.75 | HOUPARRHNBHDHDN05_OLDI | HOUPARRHNBHWPEE01_OLDI | BHWPEE01 | BHDHDN05 | PAR_OLDI | BHWPEE01_BHDHDN05 | 6 | 0 | 1 | New
HOUPARRHNBHDHDN05_OLDI_FBHWPEE01_D67 | Residential heating technology - Direct district heating substation - plus connection pipe - plus distribution (heating density: high ) - single-family house - existing building - distributed level 0.67 | HOUDHD | HOUPARRHN_OLDI_DMD | MKr20 | 2040 | 3.307 | 0.030268 | [6 empty] | PAR | I | OLD |  |  | RHNBHDHD | 4 | 0.66667 | HOUPARRHNBHDHDN05_OLDI_FBHWPEE01 | 0.75 | HOUPARRHNBHDHDN05_OLDI | HOUPARRHNBHWPEE01_OLDI | BHWPEE01 | BHDHDN05 | PAR_OLDI | BHWPEE01_BHDHDN05 | 6 | 0 | 1 | New
HOUPARRHNBHDHDN05_OLDI_FBHWPEE01_D67 | Residential heating technology - Direct district heating substation - plus connection pipe - plus distribution (heating density: high ) - single-family house - existing building - distributed level 0.67 | HOUDHD | HOUPARRHN_OLDI_DMD | MKr20 | 2050 | 3.2405 | 0.028286 | [6 empty] | PAR | I | OLD |  |  | RHNBHDHD | 4 | 0.66667 | HOUPARRHNBHDHDN05_OLDI_FBHWPEE01 | 0.75 | HOUPARRHNBHDHDN05_OLDI | HOUPARRHNBHWPEE01_OLDI | BHWPEE01 | BHDHDN05 | PAR_OLDI | BHWPEE01_BHDHDN05 | 6 | 0 | 1 | New
HOUPARRHNBHDHCN09_OLDI_FBHWPEE01_D67 | Residential heating technology - Direct district heating substation - plus connection pipe - plus distribution (heating density: low ) - single-family house - existing building - distributed level 0.67 | HOUDHC | HOUPARRHN_OLDI_DMD | MKr20 | 2020 | 11.2106 | 0.032445 | [6 empty] | PAR | I | OLD |  |  | RHNBHDHC | 4 | 0.66667 | HOUPARRHNBHDHCN09_OLDI_FBHWPEE01 | 0.75 | HOUPARRHNBHDHCN09_OLDI | HOUPARRHNBHWPEE01_OLDI | BHWPEE01 | BHDHCN09 | PAR_OLDI | BHWPEE01_BHDHCN09 | 6 | 0 | 1 | New
HOUPARRHNBHDHCN09_OLDI_FBHWPEE01_D67 | Residential heating technology - Direct district heating substation - plus connection pipe - plus distribution (heating density: low ) - single-family house - existing building - distributed level 0.67 | HOUDHC | HOUPARRHN_OLDI_DMD | MKr20 | 2025 | 11.1707 | 0.032205 | [6 empty] | PAR | I | OLD |  |  | RHNBHDHC | 4 | 0.66667 | HOUPARRHNBHDHCN09_OLDI_FBHWPEE01 | 0.75 | HOUPARRHNBHDHCN09_OLDI | HOUPARRHNBHWPEE01_OLDI | BHWPEE01 | BHDHCN09 | PAR_OLDI | BHWPEE01_BHDHCN09 | 6 | 0 | 1 | New
HOUPARRHNBHDHCN09_OLDI_FBHWPEE01_D67 | Residential heating technology - Direct district heating substation - plus connection pipe - plus distribution (heating density: low ) - single-family house - existing building - distributed level 0.67 | HOUDHC | HOUPARRHN_OLDI_DMD | MKr20 | 2030 | 11.1374 | 0.03163 | [6 empty] | PAR | I | OLD |  |  | RHNBHDHC | 4 | 0.66667 | HOUPARRHNBHDHCN09_OLDI_FBHWPEE01 | 0.75 | HOUPARRHNBHDHCN09_OLDI | HOUPARRHNBHWPEE01_OLDI | BHWPEE01 | BHDHCN09 | PAR_OLDI | BHWPEE01_BHDHCN09 | 6 | 0 | 1 | New
HOUPARRHNBHDHCN09_OLDI_FBHWPEE01_D67 | Residential heating technology - Direct district heating substation - plus connection pipe - plus distribution (heating density: low ) - single-family house - existing building - distributed level 0.67 | HOUDHC | HOUPARRHN_OLDI_DMD | MKr20 | 2040 | 11.0775 | 0.030268 | [6 empty] | PAR | I | OLD |  |  | RHNBHDHC | 4 | 0.66667 | HOUPARRHNBHDHCN09_OLDI_FBHWPEE01 | 0.75 | HOUPARRHNBHDHCN09_OLDI | HOUPARRHNBHWPEE01_OLDI | BHWPEE01 | BHDHCN09 | PAR_OLDI | BHWPEE01_BHDHCN09 | 6 | 0 | 1 | New
HOUPARRHNBHDHCN09_OLDI_FBHWPEE01_D67 | Residential heating technology - Direct district heating substation - plus connection pipe - plus distribution (heating density: low ) - single-family house - existing building - distributed level 0.67 | HOUDHC | HOUPARRHN_OLDI_DMD | MKr20 | 2050 | 11.011 | 0.028286 | [6 empty] | PAR | I | OLD |  |  | RHNBHDHC | 4 | 0.66667 | HOUPARRHNBHDHCN09_OLDI_FBHWPEE01 | 0.75 | HOUPARRHNBHDHCN09_OLDI | HOUPARRHNBHWPEE01_OLDI | BHWPEE01 | BHDHCN09 | PAR_OLDI | BHWPEE01_BHDHCN09 | 6 | 0 | 1 | New
HOUPARRHNBHDHCN07_OLDI_FBHWPEE01_D67 | Residential heating technology - Direct district heating substation - plus connection pipe - plus distribution (heating density: medium ) - single-family house - existing building - distributed level 0.67 | HOUDHC | HOUPARRHN_OLDI_DMD | MKr20 | 2020 | 4.5119 | 0.032445 | [6 empty] | PAR | I | OLD |  |  | RHNBHDHC | 4 | 0.66667 | HOUPARRHNBHDHCN07_OLDI_FBHWPEE01 | 0.75 | HOUPARRHNBHDHCN07_OLDI | HOUPARRHNBHWPEE01_OLDI | BHWPEE01 | BHDHCN07 | PAR_OLDI | BHWPEE01_BHDHCN07 | 6 | 0 | 1 | New
HOUPARRHNBHDHCN07_OLDI_FBHWPEE01_D67 | Residential heating technology - Direct district heating substation - plus connection pipe - plus distribution (heating density: medium ) - single-family house - existing building - distributed level 0.67 | HOUDHC | HOUPARRHN_OLDI_DMD | MKr20 | 2025 | 4.472 | 0.032205 | [6 empty] | PAR | I | OLD |  |  | RHNBHDHC | 4 | 0.66667 | HOUPARRHNBHDHCN07_OLDI_FBHWPEE01 | 0.75 | HOUPARRHNBHDHCN07_OLDI | HOUPARRHNBHWPEE01_OLDI | BHWPEE01 | BHDHCN07 | PAR_OLDI | BHWPEE01_BHDHCN07 | 6 | 0 | 1 | New
HOUPARRHNBHDHCN07_OLDI_FBHWPEE01_D67 | Residential heating technology - Direct district heating substation - plus connection pipe - plus distribution (heating density: medium ) - single-family house - existing building - distributed level 0.67 | HOUDHC | HOUPARRHN_OLDI_DMD | MKr20 | 2030 | 4.4387 | 0.03163 | [6 empty] | PAR | I | OLD |  |  | RHNBHDHC | 4 | 0.66667 | HOUPARRHNBHDHCN07_OLDI_FBHWPEE01 | 0.75 | HOUPARRHNBHDHCN07_OLDI | HOUPARRHNBHWPEE01_OLDI | BHWPEE01 | BHDHCN07 | PAR_OLDI | BHWPEE01_BHDHCN07 | 6 | 0 | 1 | New
HOUPARRHNBHDHCN07_OLDI_FBHWPEE01_D67 | Residential heating technology - Direct district heating substation - plus connection pipe - plus distribution (heating density: medium ) - single-family house - existing building - distributed level 0.67 | HOUDHC | HOUPARRHN_OLDI_DMD | MKr20 | 2040 | 4.3788 | 0.030268 | [6 empty] | PAR | I | OLD |  |  | RHNBHDHC | 4 | 0.66667 | HOUPARRHNBHDHCN07_OLDI_FBHWPEE01 | 0.75 | HOUPARRHNBHDHCN07_OLDI | HOUPARRHNBHWPEE01_OLDI | BHWPEE01 | BHDHCN07 | PAR_OLDI | BHWPEE01_BHDHCN07 | 6 | 0 | 1 | New
HOUPARRHNBHDHCN07_OLDI_FBHWPEE01_D67 | Residential heating technology - Direct district heating substation - plus connection pipe - plus distribution (heating density: medium ) - single-family house - existing building - distributed level 0.67 | HOUDHC | HOUPARRHN_OLDI_DMD | MKr20 | 2050 | 4.3123 | 0.028286 | [6 empty] | PAR | I | OLD |  |  | RHNBHDHC | 4 | 0.66667 | HOUPARRHNBHDHCN07_OLDI_FBHWPEE01 | 0.75 | HOUPARRHNBHDHCN07_OLDI | HOUPARRHNBHWPEE01_OLDI | BHWPEE01 | BHDHCN07 | PAR_OLDI | BHWPEE01_BHDHCN07 | 6 | 0 | 1 | New
HOUPARRHNBHDHCN05_OLDI_FBHWPEE01_D67 | Residential heating technology - Direct district heating substation - plus connection pipe - plus distribution (heating density: high ) - single-family house - existing building - distributed level 0.67 | HOUDHC | HOUPARRHN_OLDI_DMD | MKr20 | 2020 | 3.4401 | 0.032445 | [6 empty] | PAR | I | OLD |  |  | RHNBHDHC | 4 | 0.66667 | HOUPARRHNBHDHCN05_OLDI_FBHWPEE01 | 0.75 | HOUPARRHNBHDHCN05_OLDI | HOUPARRHNBHWPEE01_OLDI | BHWPEE01 | BHDHCN05 | PAR_OLDI | BHWPEE01_BHDHCN05 | 6 | 0 | 1 | New
HOUPARRHNBHDHCN05_OLDI_FBHWPEE01_D67 | Residential heating technology - Direct district heating substation - plus connection pipe - plus distribution (heating density: high ) - single-family house - existing building - distributed level 0.67 | HOUDHC | HOUPARRHN_OLDI_DMD | MKr20 | 2025 | 3.4002 | 0.032205 | [6 empty] | PAR | I | OLD |  |  | RHNBHDHC | 4 | 0.66667 | HOUPARRHNBHDHCN05_OLDI_FBHWPEE01 | 0.75 | HOUPARRHNBHDHCN05_OLDI | HOUPARRHNBHWPEE01_OLDI | BHWPEE01 | BHDHCN05 | PAR_OLDI | BHWPEE01_BHDHCN05 | 6 | 0 | 1 | New
HOUPARRHNBHDHCN05_OLDI_FBHWPEE01_D67 | Residential heating technology - Direct district heating substation - plus connection pipe - plus distribution (heating density: high ) - single-family house - existing building - distributed level 0.67 | HOUDHC | HOUPARRHN_OLDI_DMD | MKr20 | 2030 | 3.3669 | 0.03163 | [6 empty] | PAR | I | OLD |  |  | RHNBHDHC | 4 | 0.66667 | HOUPARRHNBHDHCN05_OLDI_FBHWPEE01 | 0.75 | HOUPARRHNBHDHCN05_OLDI | HOUPARRHNBHWPEE01_OLDI | BHWPEE01 | BHDHCN05 | PAR_OLDI | BHWPEE01_BHDHCN05 | 6 | 0 | 1 | New
HOUPARRHNBHDHCN05_OLDI_FBHWPEE01_D67 | Residential heating technology - Direct district heating substation - plus connection pipe - plus distribution (heating density: high ) - single-family house - existing building - distributed level 0.67 | HOUDHC | HOUPARRHN_OLDI_DMD | MKr20 | 2040 | 3.307 | 0.030268 | [6 empty] | PAR | I | OLD |  |  | RHNBHDHC | 4 | 0.66667 | HOUPARRHNBHDHCN05_OLDI_FBHWPEE01 | 0.75 | HOUPARRHNBHDHCN05_OLDI | HOUPARRHNBHWPEE01_OLDI | BHWPEE01 | BHDHCN05 | PAR_OLDI | BHWPEE01_BHDHCN05 | 6 | 0 | 1 | New
HOUPARRHNBHDHCN05_OLDI_FBHWPEE01_D67 | Residential heating technology - Direct district heating substation - plus connection pipe - plus distribution (heating density: high ) - single-family house - existing building - distributed level 0.67 | HOUDHC | HOUPARRHN_OLDI_DMD | MKr20 | 2050 | 3.2405 | 0.028286 | [6 empty] | PAR | I | OLD |  |  | RHNBHDHC | 4 | 0.66667 | HOUPARRHNBHDHCN05_OLDI_FBHWPEE01 | 0.75 | HOUPARRHNBHDHCN05_OLDI | HOUPARRHNBHWPEE01_OLDI | BHWPEE01 | BHDHCN05 | PAR_OLDI | BHWPEE01_BHDHCN05 | 6 | 0 | 1 | New
HOUPARRHNHPELCN05_NEWI_D67 | Residential heating technology - Heat pump, Air-to-water - leasing - single-family house - new building - distributed level 0.67 | HOUELC, HOUAMB | HOUPARRHN_NEWI_DMD | MKr20 | 2020 | 6.7959 | 1.0484 | 0.3516 | [5 empty] | PAR | I | NEW | 2.8441 |  | RHNHPELC | 4 | 0.66667 | HOUPARRHNHPELCN05_NEWI
HOUPARRHNHPELCN05_NEWI_D67 | Residential heating technology - Heat pump, Air-to-water - leasing - single-family house - new building - distributed level 0.67 | HOUELC, HOUAMB | HOUPARRHN_NEWI_DMD | MKr20 | 2025 | 6.411 | 0.88023 | 0.33459 | [5 empty] | PAR | I | NEW | 2.9887 |  | RHNHPELC | 4 | 0.66667 | HOUPARRHNHPELCN05_NEWI
HOUPARRHNHPELCN05_NEWI_D67 | Residential heating technology - Heat pump, Air-to-water - leasing - single-family house - new building - distributed level 0.67 | HOUELC, HOUAMB | HOUPARRHN_NEWI_DMD | MKr20 | 2030 | 6.0261 | 0.84067 | 0.31915 | [5 empty] | PAR | I | NEW | 3.1333 |  | RHNHPELC | 4 | 0.66667 | HOUPARRHNHPELCN05_NEWI
HOUPARRHNHPELCN05_NEWI_D67 | Residential heating technology - Heat pump, Air-to-water - leasing - single-family house - new building - distributed level 0.67 | HOUELC, HOUAMB | HOUPARRHN_NEWI_DMD | MKr20 | 2040 | 5.6865 | 0.80067 | 0.30507 | [5 empty] | PAR | I | NEW | 3.278 |  | RHNHPELC | 4 | 0.66667 | HOUPARRHNHPELCN05_NEWI
HOUPARRHNHPELCN05_NEWI_D67 | Residential heating technology - Heat pump, Air-to-water - leasing - single-family house - new building - distributed level 0.67 | HOUELC, HOUAMB | HOUPARRHN_NEWI_DMD | MKr20 | 2050 | 5.3469 | 0.76066 | 0.29635 | [5 empty] | PAR | I | NEW | 3.3744 |  | RHNHPELC | 4 | 0.66667 | HOUPARRHNHPELCN05_NEWI
HOUPARRHNHPELCN05_NEWD_D67 | Residential heating technology - Heat pump, Air-to-water - leasing - single-family house - new building - distributed level 0.67 | HOUELC, HOUAMB | HOUPARRHN_NEWD_DMD | MKr20 | 2020 | 6.7959 | 1.0484 | 0.3516 | [5 empty] | PAR | D | NEW | 2.8441 |  | RHNHPELC | 4 | 0.66667 | HOUPARRHNHPELCN05_NEWD
HOUPARRHNHPELCN05_NEWD_D67 | Residential heating technology - Heat pump, Air-to-water - leasing - single-family house - new building - distributed level 0.67 | HOUELC, HOUAMB | HOUPARRHN_NEWD_DMD | MKr20 | 2025 | 6.411 | 0.88023 | 0.33459 | [5 empty] | PAR | D | NEW | 2.9887 |  | RHNHPELC | 4 | 0.66667 | HOUPARRHNHPELCN05_NEWD
HOUPARRHNHPELCN05_NEWD_D67 | Residential heating technology - Heat pump, Air-to-water - leasing - single-family house - new building - distributed level 0.67 | HOUELC, HOUAMB | HOUPARRHN_NEWD_DMD | MKr20 | 2030 | 6.0261 | 0.84067 | 0.31915 | [5 empty] | PAR | D | NEW | 3.1333 |  | RHNHPELC | 4 | 0.66667 | HOUPARRHNHPELCN05_NEWD
HOUPARRHNHPELCN05_NEWD_D67 | Residential heating technology - Heat pump, Air-to-water - leasing - single-family house - new building - distributed level 0.67 | HOUELC, HOUAMB | HOUPARRHN_NEWD_DMD | MKr20 | 2040 | 5.6865 | 0.80067 | 0.30507 | [5 empty] | PAR | D | NEW | 3.278 |  | RHNHPELC | 4 | 0.66667 | HOUPARRHNHPELCN05_NEWD
HOUPARRHNHPELCN05_NEWD_D67 | Residential heating technology - Heat pump, Air-to-water - leasing - single-family house - new building - distributed level 0.67 | HOUELC, HOUAMB | HOUPARRHN_NEWD_DMD | MKr20 | 2050 | 5.3469 | 0.76066 | 0.29635 | [5 empty] | PAR | D | NEW | 3.3744 |  | RHNHPELC | 4 | 0.66667 | HOUPARRHNHPELCN05_NEWD
HOUPARRHNHPELCN05_NEWC_D67 | Residential heating technology - Heat pump, Air-to-water - leasing - single-family house - new building - distributed level 0.67 | HOUELC, HOUAMB | HOUPARRHN_NEWC_DMD | MKr20 | 2020 | 6.7959 | 1.0484 | 0.3516 | [5 empty] | PAR | C | NEW | 2.8441 |  | RHNHPELC | 4 | 0.66667 | HOUPARRHNHPELCN05_NEWC
HOUPARRHNHPELCN05_NEWC_D67 | Residential heating technology - Heat pump, Air-to-water - leasing - single-family house - new building - distributed level 0.67 | HOUELC, HOUAMB | HOUPARRHN_NEWC_DMD | MKr20 | 2025 | 6.411 | 0.88023 | 0.33459 | [5 empty] | PAR | C | NEW | 2.9887 |  | RHNHPELC | 4 | 0.66667 | HOUPARRHNHPELCN05_NEWC
HOUPARRHNHPELCN05_NEWC_D67 | Residential heating technology - Heat pump, Air-to-water - leasing - single-family house - new building - distributed level 0.67 | HOUELC, HOUAMB | HOUPARRHN_NEWC_DMD | MKr20 | 2030 | 6.0261 | 0.84067 | 0.31915 | [5 empty] | PAR | C | NEW | 3.1333 |  | RHNHPELC | 4 | 0.66667 | HOUPARRHNHPELCN05_NEWC
HOUPARRHNHPELCN05_NEWC_D67 | Residential heating technology - Heat pump, Air-to-water - leasing - single-family house - new building - distributed level 0.67 | HOUELC, HOUAMB | HOUPARRHN_NEWC_DMD | MKr20 | 2040 | 5.6865 | 0.80067 | 0.30507 | [5 empty] | PAR | C | NEW | 3.278 |  | RHNHPELC | 4 | 0.66667 | HOUPARRHNHPELCN05_NEWC
HOUPARRHNHPELCN05_NEWC_D67 | Residential heating technology - Heat pump, Air-to-water - leasing - single-family house - new building - distributed level 0.67 | HOUELC, HOUAMB | HOUPARRHN_NEWC_DMD | MKr20 | 2050 | 5.3469 | 0.76066 | 0.29635 | [5 empty] | PAR | C | NEW | 3.3744 |  | RHNHPELC | 4 | 0.66667 | HOUPARRHNHPELCN05_NEWC
HOUPARRHNHPELCN04_NEWI_D67 | Residential heating technology - Heat pump, Ground source - single-family house - new building - distributed level 0.67 | HOUELC, HOUAMB | HOUPARRHN_NEWI_DMD | MKr20 | 2020 | 21.6362 | 0.4387 | 0.31915 | [5 empty] | PAR | I | NEW | 3.1333 |  | RHNHPELC | 4 | 0.66667 | HOUPARRHNHPELCN04_NEWI
HOUPARRHNHPELCN04_NEWI_D67 | Residential heating technology - Heat pump, Ground source - single-family house - new building - distributed level 0.67 | HOUELC, HOUAMB | HOUPARRHN_NEWI_DMD | MKr20 | 2025 | 20.5544 | 0.30484 | 0.30962 | [5 empty] | PAR | I | NEW | 3.2298 |  | RHNHPELC | 4 | 0.66667 | HOUPARRHNHPELCN04_NEWI
HOUPARRHNHPELCN04_NEWI_D67 | Residential heating technology - Heat pump, Ground source - single-family house - new building - distributed level 0.67 | HOUELC, HOUAMB | HOUPARRHN_NEWI_DMD | MKr20 | 2030 | 19.4726 | 0.29961 | 0.30065 | [5 empty] | PAR | I | NEW | 3.3262 |  | RHNHPELC | 4 | 0.66667 | HOUPARRHNHPELCN04_NEWI
HOUPARRHNHPELCN04_NEWI_D67 | Residential heating technology - Heat pump, Ground source - single-family house - new building - distributed level 0.67 | HOUELC, HOUAMB | HOUPARRHN_NEWI_DMD | MKr20 | 2040 | 18.499 | 0.28988 | 0.28812 | [5 empty] | PAR | I | NEW | 3.4708 |  | RHNHPELC | 4 | 0.66667 | HOUPARRHNHPELCN04_NEWI
HOUPARRHNHPELCN04_NEWI_D67 | Residential heating technology - Heat pump, Ground source - single-family house - new building - distributed level 0.67 | HOUELC, HOUAMB | HOUPARRHN_NEWI_DMD | MKr20 | 2050 | 17.5253 | 0.28016 | 0.27659 | [5 empty] | PAR | I | NEW | 3.6154 |  | RHNHPELC | 4 | 0.66667 | HOUPARRHNHPELCN04_NEWI
HOUPARRHNHPELCN04_NEWD_D67 | Residential heating technology - Heat pump, Ground source - single-family house - new building - distributed level 0.67 | HOUELC, HOUAMB | HOUPARRHN_NEWD_DMD | MKr20 | 2020 | 21.6362 | 0.4387 | 0.31915 | [5 empty] | PAR | D | NEW | 3.1333 |  | RHNHPELC | 4 | 0.66667 | HOUPARRHNHPELCN04_NEWD
HOUPARRHNHPELCN04_NEWD_D67 | Residential heating technology - Heat pump, Ground source - single-family house - new building - distributed level 0.67 | HOUELC, HOUAMB | HOUPARRHN_NEWD_DMD | MKr20 | 2025 | 20.5544 | 0.30484 | 0.30962 | [5 empty] | PAR | D | NEW | 3.2298 |  | RHNHPELC | 4 | 0.66667 | HOUPARRHNHPELCN04_NEWD
HOUPARRHNHPELCN04_NEWD_D67 | Residential heating technology - Heat pump, Ground source - single-family house - new building - distributed level 0.67 | HOUELC, HOUAMB | HOUPARRHN_NEWD_DMD | MKr20 | 2030 | 19.4726 | 0.29961 | 0.30065 | [5 empty] | PAR | D | NEW | 3.3262 |  | RHNHPELC | 4 | 0.66667 | HOUPARRHNHPELCN04_NEWD
HOUPARRHNHPELCN04_NEWD_D67 | Residential heating technology - Heat pump, Ground source - single-family house - new building - distributed level 0.67 | HOUELC, HOUAMB | HOUPARRHN_NEWD_DMD | MKr20 | 2040 | 18.499 | 0.28988 | 0.28812 | [5 empty] | PAR | D | NEW | 3.4708 |  | RHNHPELC | 4 | 0.66667 | HOUPARRHNHPELCN04_NEWD
HOUPARRHNHPELCN04_NEWD_D67 | Residential heating technology - Heat pump, Ground source - single-family house - new building - distributed level 0.67 | HOUELC, HOUAMB | HOUPARRHN_NEWD_DMD | MKr20 | 2050 | 17.5253 | 0.28016 | 0.27659 | [5 empty] | PAR | D | NEW | 3.6154 |  | RHNHPELC | 4 | 0.66667 | HOUPARRHNHPELCN04_NEWD
HOUPARRHNHPELCN04_NEWC_D67 | Residential heating technology - Heat pump, Ground source - single-family house - new building - distributed level 0.67 | HOUELC, HOUAMB | HOUPARRHN_NEWC_DMD | MKr20 | 2020 | 21.6362 | 0.4387 | 0.31915 | [5 empty] | PAR | C | NEW | 3.1333 |  | RHNHPELC | 4 | 0.66667 | HOUPARRHNHPELCN04_NEWC
HOUPARRHNHPELCN04_NEWC_D67 | Residential heating technology - Heat pump, Ground source - single-family house - new building - distributed level 0.67 | HOUELC, HOUAMB | HOUPARRHN_NEWC_DMD | MKr20 | 2025 | 20.5544 | 0.30484 | 0.30962 | [5 empty] | PAR | C | NEW | 3.2298 |  | RHNHPELC | 4 | 0.66667 | HOUPARRHNHPELCN04_NEWC
HOUPARRHNHPELCN04_NEWC_D67 | Residential heating technology - Heat pump, Ground source - single-family house - new building - distributed level 0.67 | HOUELC, HOUAMB | HOUPARRHN_NEWC_DMD | MKr20 | 2030 | 19.4726 | 0.29961 | 0.30065 | [5 empty] | PAR | C | NEW | 3.3262 |  | RHNHPELC | 4 | 0.66667 | HOUPARRHNHPELCN04_NEWC
HOUPARRHNHPELCN04_NEWC_D67 | Residential heating technology - Heat pump, Ground source - single-family house - new building - distributed level 0.67 | HOUELC, HOUAMB | HOUPARRHN_NEWC_DMD | MKr20 | 2040 | 18.499 | 0.28988 | 0.28812 | [5 empty] | PAR | C | NEW | 3.4708 |  | RHNHPELC | 4 | 0.66667 | HOUPARRHNHPELCN04_NEWC
HOUPARRHNHPELCN04_NEWC_D67 | Residential heating technology - Heat pump, Ground source - single-family house - new building - distributed level 0.67 | HOUELC, HOUAMB | HOUPARRHN_NEWC_DMD | MKr20 | 2050 | 17.5253 | 0.28016 | 0.27659 | [5 empty] | PAR | C | NEW | 3.6154 |  | RHNHPELC | 4 | 0.66667 | HOUPARRHNHPELCN04_NEWC
HOUPARRHNHPELCN03_NEWI_D67 | Residential heating technology - Heat pump, Air-to-water - single-family house - new building - distributed level 0.67 | HOUELC, HOUAMB | HOUPARRHN_NEWI_DMD | MKr20 | 2020 | 13.5918 | 0.44244 | 0.3516 | [5 empty] | PAR | I | NEW | 2.8441 |  | RHNHPELC | 4 | 0.66667 | HOUPARRHNHPELCN03_NEWI
HOUPARRHNHPELCN03_NEWI_D67 | Residential heating technology - Heat pump, Air-to-water - single-family house - new building - distributed level 0.67 | HOUELC, HOUAMB | HOUPARRHN_NEWI_DMD | MKr20 | 2025 | 12.822 | 0.30859 | 0.33459 | [5 empty] | PAR | I | NEW | 2.9887 |  | RHNHPELC | 4 | 0.66667 | HOUPARRHNHPELCN03_NEWI
HOUPARRHNHPELCN03_NEWI_D67 | Residential heating technology - Heat pump, Air-to-water - single-family house - new building - distributed level 0.67 | HOUELC, HOUAMB | HOUPARRHN_NEWI_DMD | MKr20 | 2030 | 12.0523 | 0.30335 | 0.31915 | [5 empty] | PAR | I | NEW | 3.1333 |  | RHNHPELC | 4 | 0.66667 | HOUPARRHNHPELCN03_NEWI
HOUPARRHNHPELCN03_NEWI_D67 | Residential heating technology - Heat pump, Air-to-water - single-family house - new building - distributed level 0.67 | HOUELC, HOUAMB | HOUPARRHN_NEWI_DMD | MKr20 | 2040 | 11.373 | 0.29362 | 0.30507 | [5 empty] | PAR | I | NEW | 3.278 |  | RHNHPELC | 4 | 0.66667 | HOUPARRHNHPELCN03_NEWI
HOUPARRHNHPELCN03_NEWI_D67 | Residential heating technology - Heat pump, Air-to-water - single-family house - new building - distributed level 0.67 | HOUELC, HOUAMB | HOUPARRHN_NEWI_DMD | MKr20 | 2050 | 10.6938 | 0.2839 | 0.29635 | [5 empty] | PAR | I | NEW | 3.3744 |  | RHNHPELC | 4 | 0.66667 | HOUPARRHNHPELCN03_NEWI
HOUPARRHNHPELCN03_NEWD_D67 | Residential heating technology - Heat pump, Air-to-water - single-family house - new building - distributed level 0.67 | HOUELC, HOUAMB | HOUPARRHN_NEWD_DMD | MKr20 | 2020 | 13.5918 | 0.44244 | 0.3516 | [5 empty] | PAR | D | NEW | 2.8441 |  | RHNHPELC | 4 | 0.66667 | HOUPARRHNHPELCN03_NEWD
HOUPARRHNHPELCN03_NEWD_D67 | Residential heating technology - Heat pump, Air-to-water - single-family house - new building - distributed level 0.67 | HOUELC, HOUAMB | HOUPARRHN_NEWD_DMD | MKr20 | 2025 | 12.822 | 0.30859 | 0.33459 | [5 empty] | PAR | D | NEW | 2.9887 |  | RHNHPELC | 4 | 0.66667 | HOUPARRHNHPELCN03_NEWD
HOUPARRHNHPELCN03_NEWD_D67 | Residential heating technology - Heat pump, Air-to-water - single-family house - new building - distributed level 0.67 | HOUELC, HOUAMB | HOUPARRHN_NEWD_DMD | MKr20 | 2030 | 12.0523 | 0.30335 | 0.31915 | [5 empty] | PAR | D | NEW | 3.1333 |  | RHNHPELC | 4 | 0.66667 | HOUPARRHNHPELCN03_NEWD
HOUPARRHNHPELCN03_NEWD_D67 | Residential heating technology - Heat pump, Air-to-water - single-family house - new building - distributed level 0.67 | HOUELC, HOUAMB | HOUPARRHN_NEWD_DMD | MKr20 | 2040 | 11.373 | 0.29362 | 0.30507 | [5 empty] | PAR | D | NEW | 3.278 |  | RHNHPELC | 4 | 0.66667 | HOUPARRHNHPELCN03_NEWD
HOUPARRHNHPELCN03_NEWD_D67 | Residential heating technology - Heat pump, Air-to-water - single-family house - new building - distributed level 0.67 | HOUELC, HOUAMB | HOUPARRHN_NEWD_DMD | MKr20 | 2050 | 10.6938 | 0.2839 | 0.29635 | [5 empty] | PAR | D | NEW | 3.3744 |  | RHNHPELC | 4 | 0.66667 | HOUPARRHNHPELCN03_NEWD
HOUPARRHNHPELCN03_NEWC_D67 | Residential heating technology - Heat pump, Air-to-water - single-family house - new building - distributed level 0.67 | HOUELC, HOUAMB | HOUPARRHN_NEWC_DMD | MKr20 | 2020 | 13.5918 | 0.44244 | 0.3516 | [5 empty] | PAR | C | NEW | 2.8441 |  | RHNHPELC | 4 | 0.66667 | HOUPARRHNHPELCN03_NEWC
HOUPARRHNHPELCN03_NEWC_D67 | Residential heating technology - Heat pump, Air-to-water - single-family house - new building - distributed level 0.67 | HOUELC, HOUAMB | HOUPARRHN_NEWC_DMD | MKr20 | 2025 | 12.822 | 0.30859 | 0.33459 | [5 empty] | PAR | C | NEW | 2.9887 |  | RHNHPELC | 4 | 0.66667 | HOUPARRHNHPELCN03_NEWC
HOUPARRHNHPELCN03_NEWC_D67 | Residential heating technology - Heat pump, Air-to-water - single-family house - new building - distributed level 0.67 | HOUELC, HOUAMB | HOUPARRHN_NEWC_DMD | MKr20 | 2030 | 12.0523 | 0.30335 | 0.31915 | [5 empty] | PAR | C | NEW | 3.1333 |  | RHNHPELC | 4 | 0.66667 | HOUPARRHNHPELCN03_NEWC
HOUPARRHNHPELCN03_NEWC_D67 | Residential heating technology - Heat pump, Air-to-water - single-family house - new building - distributed level 0.67 | HOUELC, HOUAMB | HOUPARRHN_NEWC_DMD | MKr20 | 2040 | 11.373 | 0.29362 | 0.30507 | [5 empty] | PAR | C | NEW | 3.278 |  | RHNHPELC | 4 | 0.66667 | HOUPARRHNHPELCN03_NEWC
HOUPARRHNHPELCN03_NEWC_D67 | Residential heating technology - Heat pump, Air-to-water - single-family house - new building - distributed level 0.67 | HOUELC, HOUAMB | HOUPARRHN_NEWC_DMD | MKr20 | 2050 | 10.6938 | 0.2839 | 0.29635 | [5 empty] | PAR | C | NEW | 3.3744 |  | RHNHPELC | 4 | 0.66667 | HOUPARRHNHPELCN03_NEWC
HOUPARRHNHPELCN02_NEWI_D67 | Residential heating technology - Heat pump, Air-to-air - single-family house - new building - distributed level 0.67 | HOUELC, HOUAMB | HOUPARRHN_NEWI_DMD | MKr20 | 2020 | 4.9881 | 0.48016 | 0.22548 | [5 empty] | PAR | I | NEW | 4.4349 |  | RHNHPELC | 4 | 0.66667 | HOUPARRHNHPELCN02_NEWI
HOUPARRHNHPELCN02_NEWI_D67 | Residential heating technology - Heat pump, Air-to-air - single-family house - new building - distributed level 0.67 | HOUELC, HOUAMB | HOUPARRHN_NEWI_DMD | MKr20 | 2025 | 4.8662 | 0.32623 | 0.21386 | [5 empty] | PAR | I | NEW | 4.6759 |  | RHNHPELC | 4 | 0.66667 | HOUPARRHNHPELCN02_NEWI
HOUPARRHNHPELCN02_NEWI_D67 | Residential heating technology - Heat pump, Air-to-air - single-family house - new building - distributed level 0.67 | HOUELC, HOUAMB | HOUPARRHN_NEWI_DMD | MKr20 | 2030 | 4.7443 | 0.3202 | 0.20539 | [5 empty] | PAR | I | NEW | 4.8687 |  | RHNHPELC | 4 | 0.66667 | HOUPARRHNHPELCN02_NEWI
HOUPARRHNHPELCN02_NEWI_D67 | Residential heating technology - Heat pump, Air-to-air - single-family house - new building - distributed level 0.67 | HOUELC, HOUAMB | HOUPARRHN_NEWI_DMD | MKr20 | 2040 | 4.518 | 0.30902 | 0.19757 | [5 empty] | PAR | I | NEW | 5.0616 |  | RHNHPELC | 4 | 0.66667 | HOUPARRHNHPELCN02_NEWI
HOUPARRHNHPELCN02_NEWI_D67 | Residential heating technology - Heat pump, Air-to-air - single-family house - new building - distributed level 0.67 | HOUELC, HOUAMB | HOUPARRHN_NEWI_DMD | MKr20 | 2050 | 4.2917 | 0.29784 | 0.1957 | [5 empty] | PAR | I | NEW | 5.1098 |  | RHNHPELC | 4 | 0.66667 | HOUPARRHNHPELCN02_NEWI
HOUPARRHNHPELCN02_NEWD_D67 | Residential heating technology - Heat pump, Air-to-air - single-family house - new building - distributed level 0.67 | HOUELC, HOUAMB | HOUPARRHN_NEWD_DMD | MKr20 | 2020 | 4.9881 | 0.48016 | 0.22548 | [5 empty] | PAR | D | NEW | 4.4349 |  | RHNHPELC | 4 | 0.66667 | HOUPARRHNHPELCN02_NEWD
HOUPARRHNHPELCN02_NEWD_D67 | Residential heating technology - Heat pump, Air-to-air - single-family house - new building - distributed level 0.67 | HOUELC, HOUAMB | HOUPARRHN_NEWD_DMD | MKr20 | 2025 | 4.8662 | 0.32623 | 0.21386 | [5 empty] | PAR | D | NEW | 4.6759 |  | RHNHPELC | 4 | 0.66667 | HOUPARRHNHPELCN02_NEWD
HOUPARRHNHPELCN02_NEWD_D67 | Residential heating technology - Heat pump, Air-to-air - single-family house - new building - distributed level 0.67 | HOUELC, HOUAMB | HOUPARRHN_NEWD_DMD | MKr20 | 2030 | 4.7443 | 0.3202 | 0.20539 | [5 empty] | PAR | D | NEW | 4.8687 |  | RHNHPELC | 4 | 0.66667 | HOUPARRHNHPELCN02_NEWD
HOUPARRHNHPELCN02_NEWD_D67 | Residential heating technology - Heat pump, Air-to-air - single-family house - new building - distributed level 0.67 | HOUELC, HOUAMB | HOUPARRHN_NEWD_DMD | MKr20 | 2040 | 4.518 | 0.30902 | 0.19757 | [5 empty] | PAR | D | NEW | 5.0616 |  | RHNHPELC | 4 | 0.66667 | HOUPARRHNHPELCN02_NEWD
HOUPARRHNHPELCN02_NEWD_D67 | Residential heating technology - Heat pump, Air-to-air - single-family house - new building - distributed level 0.67 | HOUELC, HOUAMB | HOUPARRHN_NEWD_DMD | MKr20 | 2050 | 4.2917 | 0.29784 | 0.1957 | [5 empty] | PAR | D | NEW | 5.1098 |  | RHNHPELC | 4 | 0.66667 | HOUPARRHNHPELCN02_NEWD
HOUPARRHNHPELCN02_NEWC_D67 | Residential heating technology - Heat pump, Air-to-air - single-family house - new building - distributed level 0.67 | HOUELC, HOUAMB | HOUPARRHN_NEWC_DMD | MKr20 | 2020 | 4.9881 | 0.48016 | 0.22548 | [5 empty] | PAR | C | NEW | 4.4349 |  | RHNHPELC | 4 | 0.66667 | HOUPARRHNHPELCN02_NEWC
HOUPARRHNHPELCN02_NEWC_D67 | Residential heating technology - Heat pump, Air-to-air - single-family house - new building - distributed level 0.67 | HOUELC, HOUAMB | HOUPARRHN_NEWC_DMD | MKr20 | 2025 | 4.8662 | 0.32623 | 0.21386 | [5 empty] | PAR | C | NEW | 4.6759 |  | RHNHPELC | 4 | 0.66667 | HOUPARRHNHPELCN02_NEWC
HOUPARRHNHPELCN02_NEWC_D67 | Residential heating technology - Heat pump, Air-to-air - single-family house - new building - distributed level 0.67 | HOUELC, HOUAMB | HOUPARRHN_NEWC_DMD | MKr20 | 2030 | 4.7443 | 0.3202 | 0.20539 | [5 empty] | PAR | C | NEW | 4.8687 |  | RHNHPELC | 4 | 0.66667 | HOUPARRHNHPELCN02_NEWC
HOUPARRHNHPELCN02_NEWC_D67 | Residential heating technology - Heat pump, Air-to-air - single-family house - new building - distributed level 0.67 | HOUELC, HOUAMB | HOUPARRHN_NEWC_DMD | MKr20 | 2040 | 4.518 | 0.30902 | 0.19757 | [5 empty] | PAR | C | NEW | 5.0616 |  | RHNHPELC | 4 | 0.66667 | HOUPARRHNHPELCN02_NEWC
HOUPARRHNHPELCN02_NEWC_D67 | Residential heating technology - Heat pump, Air-to-air - single-family house - new building - distributed level 0.67 | HOUELC, HOUAMB | HOUPARRHN_NEWC_DMD | MKr20 | 2050 | 4.2917 | 0.29784 | 0.1957 | [5 empty] | PAR | C | NEW | 5.1098 |  | RHNHPELC | 4 | 0.66667 | HOUPARRHNHPELCN02_NEWC
HOUPARRHNDIELCN06_NEWI_D67 | Residential heating technology - Electric heating - electric panel from Bauhaus - single-family house - new building - distributed level 0.67 | HOUELC | HOUPARRHN_NEWI_DMD | MKr20 | 2020 | 0.58948 | 0 | [6 empty] | PAR | I | NEW |  |  | RHNDIELC | 4 | 0.66667 | HOUPARRHNDIELCN06_NEWI
HOUPARRHNDIELCN06_NEWI_D67 | Residential heating technology - Electric heating - electric panel from Bauhaus - single-family house - new building - distributed level 0.67 | HOUELC | HOUPARRHN_NEWI_DMD | MKr20 | 2025 | 0.58948 | 0 | [6 empty] | PAR | I | NEW |  |  | RHNDIELC | 4 | 0.66667 | HOUPARRHNDIELCN06_NEWI
HOUPARRHNDIELCN06_NEWI_D67 | Residential heating technology - Electric heating - electric panel from Bauhaus - single-family house - new building - distributed level 0.67 | HOUELC | HOUPARRHN_NEWI_DMD | MKr20 | 2030 | 0.58948 | 0 | [6 empty] | PAR | I | NEW |  |  | RHNDIELC | 4 | 0.66667 | HOUPARRHNDIELCN06_NEWI
HOUPARRHNDIELCN06_NEWI_D67 | Residential heating technology - Electric heating - electric panel from Bauhaus - single-family house - new building - distributed level 0.67 | HOUELC | HOUPARRHN_NEWI_DMD | MKr20 | 2040 | 0.58948 | 0 | [6 empty] | PAR | I | NEW |  |  | RHNDIELC | 4 | 0.66667 | HOUPARRHNDIELCN06_NEWI
HOUPARRHNDIELCN06_NEWI_D67 | Residential heating technology - Electric heating - electric panel from Bauhaus - single-family house - new building - distributed level 0.67 | HOUELC | HOUPARRHN_NEWI_DMD | MKr20 | 2050 | 0.58948 | 0 | [6 empty] | PAR | I | NEW |  |  | RHNDIELC | 4 | 0.66667 | HOUPARRHNDIELCN06_NEWI
HOUPARRHNDIELCN06_NEWD_D67 | Residential heating technology - Electric heating - electric panel from Bauhaus - single-family house - new building - distributed level 0.67 | HOUELC | HOUPARRHN_NEWD_DMD | MKr20 | 2020 | 0.58948 | 0 | [6 empty] | PAR | D | NEW |  |  | RHNDIELC | 4 | 0.66667 | HOUPARRHNDIELCN06_NEWD
HOUPARRHNDIELCN06_NEWD_D67 | Residential heating technology - Electric heating - electric panel from Bauhaus - single-family house - new building - distributed level 0.67 | HOUELC | HOUPARRHN_NEWD_DMD | MKr20 | 2025 | 0.58948 | 0 | [6 empty] | PAR | D | NEW |  |  | RHNDIELC | 4 | 0.66667 | HOUPARRHNDIELCN06_NEWD
HOUPARRHNDIELCN06_NEWD_D67 | Residential heating technology - Electric heating - electric panel from Bauhaus - single-family house - new building - distributed level 0.67 | HOUELC | HOUPARRHN_NEWD_DMD | MKr20 | 2030 | 0.58948 | 0 | [6 empty] | PAR | D | NEW |  |  | RHNDIELC | 4 | 0.66667 | HOUPARRHNDIELCN06_NEWD
HOUPARRHNDIELCN06_NEWD_D67 | Residential heating technology - Electric heating - electric panel from Bauhaus - single-family house - new building - distributed level 0.67 | HOUELC | HOUPARRHN_NEWD_DMD | MKr20 | 2040 | 0.58948 | 0 | [6 empty] | PAR | D | NEW |  |  | RHNDIELC | 4 | 0.66667 | HOUPARRHNDIELCN06_NEWD
HOUPARRHNDIELCN06_NEWD_D67 | Residential heating technology - Electric heating - electric panel from Bauhaus - single-family house - new building - distributed level 0.67 | HOUELC | HOUPARRHN_NEWD_DMD | MKr20 | 2050 | 0.58948 | 0 | [6 empty] | PAR | D | NEW |  |  | RHNDIELC | 4 | 0.66667 | HOUPARRHNDIELCN06_NEWD
HOUPARRHNDIELCN06_NEWC_D67 | Residential heating technology - Electric heating - electric panel from Bauhaus - single-family house - new building - distributed level 0.67 | HOUELC | HOUPARRHN_NEWC_DMD | MKr20 | 2020 | 0.58948 | 0 | [6 empty] | PAR | C | NEW |  |  | RHNDIELC | 4 | 0.66667 | HOUPARRHNDIELCN06_NEWC
HOUPARRHNDIELCN06_NEWC_D67 | Residential heating technology - Electric heating - electric panel from Bauhaus - single-family house - new building - distributed level 0.67 | HOUELC | HOUPARRHN_NEWC_DMD | MKr20 | 2025 | 0.58948 | 0 | [6 empty] | PAR | C | NEW |  |  | RHNDIELC | 4 | 0.66667 | HOUPARRHNDIELCN06_NEWC
HOUPARRHNDIELCN06_NEWC_D67 | Residential heating technology - Electric heating - electric panel from Bauhaus - single-family house - new building - distributed level 0.67 | HOUELC | HOUPARRHN_NEWC_DMD | MKr20 | 2030 | 0.58948 | 0 | [6 empty] | PAR | C | NEW |  |  | RHNDIELC | 4 | 0.66667 | HOUPARRHNDIELCN06_NEWC
HOUPARRHNDIELCN06_NEWC_D67 | Residential heating technology - Electric heating - electric panel from Bauhaus - single-family house - new building - distributed level 0.67 | HOUELC | HOUPARRHN_NEWC_DMD | MKr20 | 2040 | 0.58948 | 0 | [6 empty] | PAR | C | NEW |  |  | RHNDIELC | 4 | 0.66667 | HOUPARRHNDIELCN06_NEWC
HOUPARRHNDIELCN06_NEWC_D67 | Residential heating technology - Electric heating - electric panel from Bauhaus - single-family house - new building - distributed level 0.67 | HOUELC | HOUPARRHN_NEWC_DMD | MKr20 | 2050 | 0.58948 | 0 | [6 empty] | PAR | C | NEW |  |  | RHNDIELC | 4 | 0.66667 | HOUPARRHNDIELCN06_NEWC
HOUPARRHNDIELCN01_NEWI_D67 | Residential heating technology - Electric heating - single-family house - new building - distributed level 0.67 | HOUELC | HOUPARRHN_NEWI_DMD | MKr20 | 2020 | 7.1624 | 0.063879 | [6 empty] | PAR | I | NEW |  |  | RHNDIELC | 4 | 0.66667 | HOUPARRHNDIELCN01_NEWI
HOUPARRHNDIELCN01_NEWI_D67 | Residential heating technology - Electric heating - single-family house - new building - distributed level 0.67 | HOUELC | HOUPARRHN_NEWI_DMD | MKr20 | 2025 | 6.9851 | 0.063879 | [6 empty] | PAR | I | NEW |  |  | RHNDIELC | 4 | 0.66667 | HOUPARRHNDIELCN01_NEWI
HOUPARRHNDIELCN01_NEWI_D67 | Residential heating technology - Electric heating - single-family house - new building - distributed level 0.67 | HOUELC | HOUPARRHN_NEWI_DMD | MKr20 | 2030 | 6.8122 | 0.061217 | [6 empty] | PAR | I | NEW |  |  | RHNDIELC | 4 | 0.66667 | HOUPARRHNDIELCN01_NEWI
HOUPARRHNDIELCN01_NEWI_D67 | Residential heating technology - Electric heating - single-family house - new building - distributed level 0.67 | HOUELC | HOUPARRHN_NEWI_DMD | MKr20 | 2040 | 6.4792 | 0.058555 | [6 empty] | PAR | I | NEW |  |  | RHNDIELC | 4 | 0.66667 | HOUPARRHNDIELCN01_NEWI
HOUPARRHNDIELCN01_NEWI_D67 | Residential heating technology - Electric heating - single-family house - new building - distributed level 0.67 | HOUELC | HOUPARRHN_NEWI_DMD | MKr20 | 2050 | 6.1624 | 0.055894 | [6 empty] | PAR | I | NEW |  |  | RHNDIELC | 4 | 0.66667 | HOUPARRHNDIELCN01_NEWI
HOUPARRHNDIELCN01_NEWD_D67 | Residential heating technology - Electric heating - single-family house - new building - distributed level 0.67 | HOUELC | HOUPARRHN_NEWD_DMD | MKr20 | 2020 | 7.1624 | 0.063879 | [6 empty] | PAR | D | NEW |  |  | RHNDIELC | 4 | 0.66667 | HOUPARRHNDIELCN01_NEWD
HOUPARRHNDIELCN01_NEWD_D67 | Residential heating technology - Electric heating - single-family house - new building - distributed level 0.67 | HOUELC | HOUPARRHN_NEWD_DMD | MKr20 | 2025 | 6.9851 | 0.063879 | [6 empty] | PAR | D | NEW |  |  | RHNDIELC | 4 | 0.66667 | HOUPARRHNDIELCN01_NEWD
HOUPARRHNDIELCN01_NEWD_D67 | Residential heating technology - Electric heating - single-family house - new building - distributed level 0.67 | HOUELC | HOUPARRHN_NEWD_DMD | MKr20 | 2030 | 6.8122 | 0.061217 | [6 empty] | PAR | D | NEW |  |  | RHNDIELC | 4 | 0.66667 | HOUPARRHNDIELCN01_NEWD
HOUPARRHNDIELCN01_NEWD_D67 | Residential heating technology - Electric heating - single-family house - new building - distributed level 0.67 | HOUELC | HOUPARRHN_NEWD_DMD | MKr20 | 2040 | 6.4792 | 0.058555 | [6 empty] | PAR | D | NEW |  |  | RHNDIELC | 4 | 0.66667 | HOUPARRHNDIELCN01_NEWD
HOUPARRHNDIELCN01_NEWD_D67 | Residential heating technology - Electric heating - single-family house - new building - distributed level 0.67 | HOUELC | HOUPARRHN_NEWD_DMD | MKr20 | 2050 | 6.1624 | 0.055894 | [6 empty] | PAR | D | NEW |  |  | RHNDIELC | 4 | 0.66667 | HOUPARRHNDIELCN01_NEWD
HOUPARRHNDIELCN01_NEWC_D67 | Residential heating technology - Electric heating - single-family house - new building - distributed level 0.67 | HOUELC | HOUPARRHN_NEWC_DMD | MKr20 | 2020 | 7.1624 | 0.063879 | [6 empty] | PAR | C | NEW |  |  | RHNDIELC | 4 | 0.66667 | HOUPARRHNDIELCN01_NEWC
HOUPARRHNDIELCN01_NEWC_D67 | Residential heating technology - Electric heating - single-family house - new building - distributed level 0.67 | HOUELC | HOUPARRHN_NEWC_DMD | MKr20 | 2025 | 6.9851 | 0.063879 | [6 empty] | PAR | C | NEW |  |  | RHNDIELC | 4 | 0.66667 | HOUPARRHNDIELCN01_NEWC
HOUPARRHNDIELCN01_NEWC_D67 | Residential heating technology - Electric heating - single-family house - new building - distributed level 0.67 | HOUELC | HOUPARRHN_NEWC_DMD | MKr20 | 2030 | 6.8122 | 0.061217 | [6 empty] | PAR | C | NEW |  |  | RHNDIELC | 4 | 0.66667 | HOUPARRHNDIELCN01_NEWC
HOUPARRHNDIELCN01_NEWC_D67 | Residential heating technology - Electric heating - single-family house - new building - distributed level 0.67 | HOUELC | HOUPARRHN_NEWC_DMD | MKr20 | 2040 | 6.4792 | 0.058555 | [6 empty] | PAR | C | NEW |  |  | RHNDIELC | 4 | 0.66667 | HOUPARRHNDIELCN01_NEWC
HOUPARRHNDIELCN01_NEWC_D67 | Residential heating technology - Electric heating - single-family house - new building - distributed level 0.67 | HOUELC | HOUPARRHN_NEWC_DMD | MKr20 | 2050 | 6.1624 | 0.055894 | [6 empty] | PAR | C | NEW |  |  | RHNDIELC | 4 | 0.66667 | HOUPARRHNDIELCN01_NEWC
HOUPARRHNBHWPEN01_NEWI_D67 | Residential heating technology - Biomass boiler, automatic stoking , wood pellets or wood chips - single-family house - new building - distributed level 0.67 | HOUWPE | HOUPARRHN_NEWI_DMD | MKr20 | 2020 | 3.5224 | 0.29972 |  | 25 | 14 | 70 | 2 | 4 | PAR | I | NEW |  |  | RHNBHWPE | 4 | 0.66667 | HOUPARRHNBHWPEN01_NEWI
HOUPARRHNBHWPEN01_NEWI_D67 | Residential heating technology - Biomass boiler, automatic stoking , wood pellets or wood chips - single-family house - new building - distributed level 0.67 | HOUWPE | HOUPARRHN_NEWI_DMD | MKr20 | 2025 | 4.2941 | 0.36754 |  | 25 | 14 | 60 | 2 | 4 | PAR | I | NEW |  |  | RHNBHWPE | 4 | 0.66667 | HOUPARRHNBHWPEN01_NEWI
HOUPARRHNBHWPEN01_NEWI_D67 | Residential heating technology - Biomass boiler, automatic stoking , wood pellets or wood chips - single-family house - new building - distributed level 0.67 | HOUWPE | HOUPARRHN_NEWI_DMD | MKr20 | 2030 | 4.1878 | 0.36183 |  | 25 | 11 | 50 | 1 | 4 | PAR | I | NEW |  |  | RHNBHWPE | 4 | 0.66667 | HOUPARRHNBHWPEN01_NEWI
HOUPARRHNBHWPEN01_NEWI_D67 | Residential heating technology - Biomass boiler, automatic stoking , wood pellets or wood chips - single-family house - new building - distributed level 0.67 | HOUWPE | HOUPARRHN_NEWI_DMD | MKr20 | 2040 | 3.9831 | 0.34549 |  | 25 | 9 | 45 | 1 | 4 | PAR | I | NEW |  |  | RHNBHWPE | 4 | 0.66667 | HOUPARRHNBHWPEN01_NEWI
HOUPARRHNBHWPEN01_NEWI_D67 | Residential heating technology - Biomass boiler, automatic stoking , wood pellets or wood chips - single-family house - new building - distributed level 0.67 | HOUWPE | HOUPARRHN_NEWI_DMD | MKr20 | 2050 | 3.7883 | 0.32985 |  | 25 | 9 | 40 | 0 | 4 | PAR | I | NEW |  |  | RHNBHWPE | 4 | 0.66667 | HOUPARRHNBHWPEN01_NEWI
HOUPARRHNBHWPEN01_NEWD_D67 | Residential heating technology - Biomass boiler, automatic stoking , wood pellets or wood chips - single-family house - new building - distributed level 0.67 | HOUWPE | HOUPARRHN_NEWD_DMD | MKr20 | 2020 | 3.5224 | 0.29972 |  | 25 | 14 | 70 | 2 | 4 | PAR | D | NEW |  |  | RHNBHWPE | 4 | 0.66667 | HOUPARRHNBHWPEN01_NEWD
HOUPARRHNBHWPEN01_NEWD_D67 | Residential heating technology - Biomass boiler, automatic stoking , wood pellets or wood chips - single-family house - new building - distributed level 0.67 | HOUWPE | HOUPARRHN_NEWD_DMD | MKr20 | 2025 | 4.2941 | 0.36754 |  | 25 | 14 | 60 | 2 | 4 | PAR | D | NEW |  |  | RHNBHWPE | 4 | 0.66667 | HOUPARRHNBHWPEN01_NEWD
HOUPARRHNBHWPEN01_NEWD_D67 | Residential heating technology - Biomass boiler, automatic stoking , wood pellets or wood chips - single-family house - new building - distributed level 0.67 | HOUWPE | HOUPARRHN_NEWD_DMD | MKr20 | 2030 | 4.1878 | 0.36183 |  | 25 | 11 | 50 | 1 | 4 | PAR | D | NEW |  |  | RHNBHWPE | 4 | 0.66667 | HOUPARRHNBHWPEN01_NEWD
HOUPARRHNBHWPEN01_NEWD_D67 | Residential heating technology - Biomass boiler, automatic stoking , wood pellets or wood chips - single-family house - new building - distributed level 0.67 | HOUWPE | HOUPARRHN_NEWD_DMD | MKr20 | 2040 | 3.9831 | 0.34549 |  | 25 | 9 | 45 | 1 | 4 | PAR | D | NEW |  |  | RHNBHWPE | 4 | 0.66667 | HOUPARRHNBHWPEN01_NEWD
HOUPARRHNBHWPEN01_NEWD_D67 | Residential heating technology - Biomass boiler, automatic stoking , wood pellets or wood chips - single-family house - new building - distributed level 0.67 | HOUWPE | HOUPARRHN_NEWD_DMD | MKr20 | 2050 | 3.7883 | 0.32985 |  | 25 | 9 | 40 | 0 | 4 | PAR | D | NEW |  |  | RHNBHWPE | 4 | 0.66667 | HOUPARRHNBHWPEN01_NEWD
HOUPARRHNBHWPEN01_NEWC_D67 | Residential heating technology - Biomass boiler, automatic stoking , wood pellets or wood chips - single-family house - new building - distributed level 0.67 | HOUWPE | HOUPARRHN_NEWC_DMD | MKr20 | 2020 | 3.5224 | 0.29972 |  | 25 | 14 | 70 | 2 | 4 | PAR | C | NEW |  |  | RHNBHWPE | 4 | 0.66667 | HOUPARRHNBHWPEN01_NEWC
HOUPARRHNBHWPEN01_NEWC_D67 | Residential heating technology - Biomass boiler, automatic stoking , wood pellets or wood chips - single-family house - new building - distributed level 0.67 | HOUWPE | HOUPARRHN_NEWC_DMD | MKr20 | 2025 | 4.2941 | 0.36754 |  | 25 | 14 | 60 | 2 | 4 | PAR | C | NEW |  |  | RHNBHWPE | 4 | 0.66667 | HOUPARRHNBHWPEN01_NEWC
HOUPARRHNBHWPEN01_NEWC_D67 | Residential heating technology - Biomass boiler, automatic stoking , wood pellets or wood chips - single-family house - new building - distributed level 0.67 | HOUWPE | HOUPARRHN_NEWC_DMD | MKr20 | 2030 | 4.1878 | 0.36183 |  | 25 | 11 | 50 | 1 | 4 | PAR | C | NEW |  |  | RHNBHWPE | 4 | 0.66667 | HOUPARRHNBHWPEN01_NEWC
HOUPARRHNBHWPEN01_NEWC_D67 | Residential heating technology - Biomass boiler, automatic stoking , wood pellets or wood chips - single-family house - new building - distributed level 0.67 | HOUWPE | HOUPARRHN_NEWC_DMD | MKr20 | 2040 | 3.9831 | 0.34549 |  | 25 | 9 | 45 | 1 | 4 | PAR | C | NEW |  |  | RHNBHWPE | 4 | 0.66667 | HOUPARRHNBHWPEN01_NEWC
HOUPARRHNBHWPEN01_NEWC_D67 | Residential heating technology - Biomass boiler, automatic stoking , wood pellets or wood chips - single-family house - new building - distributed level 0.67 | HOUWPE | HOUPARRHN_NEWC_DMD | MKr20 | 2050 | 3.7883 | 0.32985 |  | 25 | 9 | 40 | 0 | 4 | PAR | C | NEW |  |  | RHNBHWPE | 4 | 0.66667 | HOUPARRHNBHWPEN01_NEWC
HOUPARRHNBHSOLN01_NEWI_D67 | Residential heating technology - Solar heating system - single-family house - new building - distributed level 0.67 | HOUSOL | HOUPARRHN_NEWI_DMD | MKr20 | 2020 | 4.5628 | 0.12633 | [6 empty] | PAR | I | NEW |  |  | RHNBHSOL | 4 | 0.66667 | HOUPARRHNBHSOLN01_NEWI
HOUPARRHNBHSOLN01_NEWI_D67 | Residential heating technology - Solar heating system - single-family house - new building - distributed level 0.67 | HOUSOL | HOUPARRHN_NEWI_DMD | MKr20 | 2025 | 4.2776 | 0.12405 | [6 empty] | PAR | I | NEW |  |  | RHNBHSOL | 4 | 0.66667 | HOUPARRHNBHSOLN01_NEWI
HOUPARRHNBHSOLN01_NEWI_D67 | Residential heating technology - Solar heating system - single-family house - new building - distributed level 0.67 | HOUSOL | HOUPARRHN_NEWI_DMD | MKr20 | 2030 | 3.9924 | 0.12367 | [6 empty] | PAR | I | NEW |  |  | RHNBHSOL | 4 | 0.66667 | HOUPARRHNBHSOLN01_NEWI
HOUPARRHNBHSOLN01_NEWI_D67 | Residential heating technology - Solar heating system - single-family house - new building - distributed level 0.67 | HOUSOL | HOUPARRHN_NEWI_DMD | MKr20 | 2040 | 3.8023 | 0.11873 | [6 empty] | PAR | I | NEW |  |  | RHNBHSOL | 4 | 0.66667 | HOUPARRHNBHSOLN01_NEWI
HOUPARRHNBHSOLN01_NEWI_D67 | Residential heating technology - Solar heating system - single-family house - new building - distributed level 0.67 | HOUSOL | HOUPARRHN_NEWI_DMD | MKr20 | 2050 | 3.6122 | 0.11378 | [6 empty] | PAR | I | NEW |  |  | RHNBHSOL | 4 | 0.66667 | HOUPARRHNBHSOLN01_NEWI
HOUPARRHNBHSOLN01_NEWD_D67 | Residential heating technology - Solar heating system - single-family house - new building - distributed level 0.67 | HOUSOL | HOUPARRHN_NEWD_DMD | MKr20 | 2020 | 4.5628 | 0.12633 | [6 empty] | PAR | D | NEW |  |  | RHNBHSOL | 4 | 0.66667 | HOUPARRHNBHSOLN01_NEWD
HOUPARRHNBHSOLN01_NEWD_D67 | Residential heating technology - Solar heating system - single-family house - new building - distributed level 0.67 | HOUSOL | HOUPARRHN_NEWD_DMD | MKr20 | 2025 | 4.2776 | 0.12405 | [6 empty] | PAR | D | NEW |  |  | RHNBHSOL | 4 | 0.66667 | HOUPARRHNBHSOLN01_NEWD
HOUPARRHNBHSOLN01_NEWD_D67 | Residential heating technology - Solar heating system - single-family house - new building - distributed level 0.67 | HOUSOL | HOUPARRHN_NEWD_DMD | MKr20 | 2030 | 3.9924 | 0.12367 | [6 empty] | PAR | D | NEW |  |  | RHNBHSOL | 4 | 0.66667 | HOUPARRHNBHSOLN01_NEWD
HOUPARRHNBHSOLN01_NEWD_D67 | Residential heating technology - Solar heating system - single-family house - new building - distributed level 0.67 | HOUSOL | HOUPARRHN_NEWD_DMD | MKr20 | 2040 | 3.8023 | 0.11873 | [6 empty] | PAR | D | NEW |  |  | RHNBHSOL | 4 | 0.66667 | HOUPARRHNBHSOLN01_NEWD
HOUPARRHNBHSOLN01_NEWD_D67 | Residential heating technology - Solar heating system - single-family house - new building - distributed level 0.67 | HOUSOL | HOUPARRHN_NEWD_DMD | MKr20 | 2050 | 3.6122 | 0.11378 | [6 empty] | PAR | D | NEW |  |  | RHNBHSOL | 4 | 0.66667 | HOUPARRHNBHSOLN01_NEWD
HOUPARRHNBHSOLN01_NEWC_D67 | Residential heating technology - Solar heating system - single-family house - new building - distributed level 0.67 | HOUSOL | HOUPARRHN_NEWC_DMD | MKr20 | 2020 | 4.5628 | 0.12633 | [6 empty] | PAR | C | NEW |  |  | RHNBHSOL | 4 | 0.66667 | HOUPARRHNBHSOLN01_NEWC
HOUPARRHNBHSOLN01_NEWC_D67 | Residential heating technology - Solar heating system - single-family house - new building - distributed level 0.67 | HOUSOL | HOUPARRHN_NEWC_DMD | MKr20 | 2025 | 4.2776 | 0.12405 | [6 empty] | PAR | C | NEW |  |  | RHNBHSOL | 4 | 0.66667 | HOUPARRHNBHSOLN01_NEWC
HOUPARRHNBHSOLN01_NEWC_D67 | Residential heating technology - Solar heating system - single-family house - new building - distributed level 0.67 | HOUSOL | HOUPARRHN_NEWC_DMD | MKr20 | 2030 | 3.9924 | 0.12367 | [6 empty] | PAR | C | NEW |  |  | RHNBHSOL | 4 | 0.66667 | HOUPARRHNBHSOLN01_NEWC
HOUPARRHNBHSOLN01_NEWC_D67 | Residential heating technology - Solar heating system - single-family house - new building - distributed level 0.67 | HOUSOL | HOUPARRHN_NEWC_DMD | MKr20 | 2040 | 3.8023 | 0.11873 | [6 empty] | PAR | C | NEW |  |  | RHNBHSOL | 4 | 0.66667 | HOUPARRHNBHSOLN01_NEWC
HOUPARRHNBHSOLN01_NEWC_D67 | Residential heating technology - Solar heating system - single-family house - new building - distributed level 0.67 | HOUSOL | HOUPARRHN_NEWC_DMD | MKr20 | 2050 | 3.6122 | 0.11378 | [6 empty] | PAR | C | NEW |  |  | RHNBHSOL | 4 | 0.66667 | HOUPARRHNBHSOLN01_NEWC
HOUPARRHNBHGASN03_NEWI_D67 | Residential heating technology - Natural gas boiler - plus connection pipe - single-family house - new building - distributed level 0.67 | HOUGAS | HOUPARRHN_NEWI_DMD | MKr20 | 2020 | 3.365 | 0.10927 |  | 0.43 | 0.1 | 20.4 | 1 | 1 | PAR | I | NEW |  |  | RHNBHGAS | 4 | 0.66667 | HOUPARRHNBHGASN03_NEWI
HOUPARRHNBHGASN03_NEWI_D67 | Residential heating technology - Natural gas boiler - plus connection pipe - single-family house - new building - distributed level 0.67 | HOUGAS | HOUPARRHN_NEWI_DMD | MKr20 | 2025 | 3.31 | 0.10742 |  | 0.43 | 0.1 | 20.4 | 1 | 1 | PAR | I | NEW |  |  | RHNBHGAS | 4 | 0.66667 | HOUPARRHNBHGASN03_NEWI
HOUPARRHNBHGASN03_NEWI_D67 | Residential heating technology - Natural gas boiler - plus connection pipe - single-family house - new building - distributed level 0.67 | HOUGAS | HOUPARRHN_NEWI_DMD | MKr20 | 2030 | 3.2563 | 0.1065 |  | 0.43 | 0.1 | 20.4 | 1 | 1 | PAR | I | NEW |  |  | RHNBHGAS | 4 | 0.66667 | HOUPARRHNBHGASN03_NEWI
HOUPARRHNBHGASN03_NEWI_D67 | Residential heating technology - Natural gas boiler - plus connection pipe - single-family house - new building - distributed level 0.67 | HOUGAS | HOUPARRHN_NEWI_DMD | MKr20 | 2040 | 3.1529 | 0.10069 |  | 0.43 | 0.1 | 20.4 | 1 | 1 | PAR | I | NEW |  |  | RHNBHGAS | 4 | 0.66667 | HOUPARRHNBHGASN03_NEWI
HOUPARRHNBHGASN03_NEWI_D67 | Residential heating technology - Natural gas boiler - plus connection pipe - single-family house - new building - distributed level 0.67 | HOUGAS | HOUPARRHN_NEWI_DMD | MKr20 | 2050 | 3.0545 | 0.097078 |  | 0.43 | 0.1 | 20.4 | 1 | 1 | PAR | I | NEW |  |  | RHNBHGAS | 4 | 0.66667 | HOUPARRHNBHGASN03_NEWI
HOUPARRHNBHGASN03_NEWD_D67 | Residential heating technology - Natural gas boiler - plus connection pipe - single-family house - new building - distributed level 0.67 | HOUGAS | HOUPARRHN_NEWD_DMD | MKr20 | 2020 | 3.365 | 0.10927 |  | 0.43 | 0.1 | 20.4 | 1 | 1 | PAR | D | NEW |  |  | RHNBHGAS | 4 | 0.66667 | HOUPARRHNBHGASN03_NEWD
HOUPARRHNBHGASN03_NEWD_D67 | Residential heating technology - Natural gas boiler - plus connection pipe - single-family house - new building - distributed level 0.67 | HOUGAS | HOUPARRHN_NEWD_DMD | MKr20 | 2025 | 3.31 | 0.10742 |  | 0.43 | 0.1 | 20.4 | 1 | 1 | PAR | D | NEW |  |  | RHNBHGAS | 4 | 0.66667 | HOUPARRHNBHGASN03_NEWD
HOUPARRHNBHGASN03_NEWD_D67 | Residential heating technology - Natural gas boiler - plus connection pipe - single-family house - new building - distributed level 0.67 | HOUGAS | HOUPARRHN_NEWD_DMD | MKr20 | 2030 | 3.2563 | 0.1065 |  | 0.43 | 0.1 | 20.4 | 1 | 1 | PAR | D | NEW |  |  | RHNBHGAS | 4 | 0.66667 | HOUPARRHNBHGASN03_NEWD
HOUPARRHNBHGASN03_NEWD_D67 | Residential heating technology - Natural gas boiler - plus connection pipe - single-family house - new building - distributed level 0.67 | HOUGAS | HOUPARRHN_NEWD_DMD | MKr20 | 2040 | 3.1529 | 0.10069 |  | 0.43 | 0.1 | 20.4 | 1 | 1 | PAR | D | NEW |  |  | RHNBHGAS | 4 | 0.66667 | HOUPARRHNBHGASN03_NEWD
HOUPARRHNBHGASN03_NEWD_D67 | Residential heating technology - Natural gas boiler - plus connection pipe - single-family house - new building - distributed level 0.67 | HOUGAS | HOUPARRHN_NEWD_DMD | MKr20 | 2050 | 3.0545 | 0.097078 |  | 0.43 | 0.1 | 20.4 | 1 | 1 | PAR | D | NEW |  |  | RHNBHGAS | 4 | 0.66667 | HOUPARRHNBHGASN03_NEWD
HOUPARRHNBHGASN03_NEWC_D67 | Residential heating technology - Natural gas boiler - plus connection pipe - single-family house - new building - distributed level 0.67 | HOUGAS | HOUPARRHN_NEWC_DMD | MKr20 | 2020 | 3.365 | 0.10927 |  | 0.43 | 0.1 | 20.4 | 1 | 1 | PAR | C | NEW |  |  | RHNBHGAS | 4 | 0.66667 | HOUPARRHNBHGASN03_NEWC
HOUPARRHNBHGASN03_NEWC_D67 | Residential heating technology - Natural gas boiler - plus connection pipe - single-family house - new building - distributed level 0.67 | HOUGAS | HOUPARRHN_NEWC_DMD | MKr20 | 2025 | 3.31 | 0.10742 |  | 0.43 | 0.1 | 20.4 | 1 | 1 | PAR | C | NEW |  |  | RHNBHGAS | 4 | 0.66667 | HOUPARRHNBHGASN03_NEWC
HOUPARRHNBHGASN03_NEWC_D67 | Residential heating technology - Natural gas boiler - plus connection pipe - single-family house - new building - distributed level 0.67 | HOUGAS | HOUPARRHN_NEWC_DMD | MKr20 | 2030 | 3.2563 | 0.1065 |  | 0.43 | 0.1 | 20.4 | 1 | 1 | PAR | C | NEW |  |  | RHNBHGAS | 4 | 0.66667 | HOUPARRHNBHGASN03_NEWC
HOUPARRHNBHGASN03_NEWC_D67 | Residential heating technology - Natural gas boiler - plus connection pipe - single-family house - new building - distributed level 0.67 | HOUGAS | HOUPARRHN_NEWC_DMD | MKr20 | 2040 | 3.1529 | 0.10069 |  | 0.43 | 0.1 | 20.4 | 1 | 1 | PAR | C | NEW |  |  | RHNBHGAS | 4 | 0.66667 | HOUPARRHNBHGASN03_NEWC
HOUPARRHNBHGASN03_NEWC_D67 | Residential heating technology - Natural gas boiler - plus connection pipe - single-family house - new building - distributed level 0.67 | HOUGAS | HOUPARRHN_NEWC_DMD | MKr20 | 2050 | 3.0545 | 0.097078 |  | 0.43 | 0.1 | 20.4 | 1 | 1 | PAR | C | NEW |  |  | RHNBHGAS | 4 | 0.66667 | HOUPARRHNBHGASN03_NEWC
HOUPARRHNBHDHDN09_NEWI_D67 | Residential heating technology - Direct district heating substation - plus connection pipe - plus distribution (heating density: low ) - single-family house - new building - distributed level 0.67 | HOUDHD | HOUPARRHN_NEWI_DMD | MKr20 | 2020 | 11.2106 | 0.032445 | [6 empty] | PAR | I | NEW |  |  | RHNBHDHD | 4 | 0.66667 | HOUPARRHNBHDHDN09_NEWI
HOUPARRHNBHDHDN09_NEWI_D67 | Residential heating technology - Direct district heating substation - plus connection pipe - plus distribution (heating density: low ) - single-family house - new building - distributed level 0.67 | HOUDHD | HOUPARRHN_NEWI_DMD | MKr20 | 2025 | 11.1707 | 0.032205 | [6 empty] | PAR | I | NEW |  |  | RHNBHDHD | 4 | 0.66667 | HOUPARRHNBHDHDN09_NEWI
HOUPARRHNBHDHDN09_NEWI_D67 | Residential heating technology - Direct district heating substation - plus connection pipe - plus distribution (heating density: low ) - single-family house - new building - distributed level 0.67 | HOUDHD | HOUPARRHN_NEWI_DMD | MKr20 | 2030 | 11.1374 | 0.03163 | [6 empty] | PAR | I | NEW |  |  | RHNBHDHD | 4 | 0.66667 | HOUPARRHNBHDHDN09_NEWI
HOUPARRHNBHDHDN09_NEWI_D67 | Residential heating technology - Direct district heating substation - plus connection pipe - plus distribution (heating density: low ) - single-family house - new building - distributed level 0.67 | HOUDHD | HOUPARRHN_NEWI_DMD | MKr20 | 2040 | 11.0775 | 0.030268 | [6 empty] | PAR | I | NEW |  |  | RHNBHDHD | 4 | 0.66667 | HOUPARRHNBHDHDN09_NEWI
HOUPARRHNBHDHDN09_NEWI_D67 | Residential heating technology - Direct district heating substation - plus connection pipe - plus distribution (heating density: low ) - single-family house - new building - distributed level 0.67 | HOUDHD | HOUPARRHN_NEWI_DMD | MKr20 | 2050 | 11.011 | 0.028286 | [6 empty] | PAR | I | NEW |  |  | RHNBHDHD | 4 | 0.66667 | HOUPARRHNBHDHDN09_NEWI
HOUPARRHNBHDHDN07_NEWI_D67 | Residential heating technology - Direct district heating substation - plus connection pipe - plus distribution (heating density: medium ) - single-family house - new building - distributed level 0.67 | HOUDHD | HOUPARRHN_NEWI_DMD | MKr20 | 2020 | 4.5119 | 0.032445 | [6 empty] | PAR | I | NEW |  |  | RHNBHDHD | 4 | 0.66667 | HOUPARRHNBHDHDN07_NEWI
HOUPARRHNBHDHDN07_NEWI_D67 | Residential heating technology - Direct district heating substation - plus connection pipe - plus distribution (heating density: medium ) - single-family house - new building - distributed level 0.67 | HOUDHD | HOUPARRHN_NEWI_DMD | MKr20 | 2025 | 4.472 | 0.032205 | [6 empty] | PAR | I | NEW |  |  | RHNBHDHD | 4 | 0.66667 | HOUPARRHNBHDHDN07_NEWI
HOUPARRHNBHDHDN07_NEWI_D67 | Residential heating technology - Direct district heating substation - plus connection pipe - plus distribution (heating density: medium ) - single-family house - new building - distributed level 0.67 | HOUDHD | HOUPARRHN_NEWI_DMD | MKr20 | 2030 | 4.4387 | 0.03163 | [6 empty] | PAR | I | NEW |  |  | RHNBHDHD | 4 | 0.66667 | HOUPARRHNBHDHDN07_NEWI
HOUPARRHNBHDHDN07_NEWI_D67 | Residential heating technology - Direct district heating substation - plus connection pipe - plus distribution (heating density: medium ) - single-family house - new building - distributed level 0.67 | HOUDHD | HOUPARRHN_NEWI_DMD | MKr20 | 2040 | 4.3788 | 0.030268 | [6 empty] | PAR | I | NEW |  |  | RHNBHDHD | 4 | 0.66667 | HOUPARRHNBHDHDN07_NEWI
HOUPARRHNBHDHDN07_NEWI_D67 | Residential heating technology - Direct district heating substation - plus connection pipe - plus distribution (heating density: medium ) - single-family house - new building - distributed level 0.67 | HOUDHD | HOUPARRHN_NEWI_DMD | MKr20 | 2050 | 4.3123 | 0.028286 | [6 empty] | PAR | I | NEW |  |  | RHNBHDHD | 4 | 0.66667 | HOUPARRHNBHDHDN07_NEWI
HOUPARRHNBHDHDN05_NEWI_D67 | Residential heating technology - Direct district heating substation - plus connection pipe - plus distribution (heating density: high ) - single-family house - new building - distributed level 0.67 | HOUDHD | HOUPARRHN_NEWI_DMD | MKr20 | 2020 | 3.4401 | 0.032445 | [6 empty] | PAR | I | NEW |  |  | RHNBHDHD | 4 | 0.66667 | HOUPARRHNBHDHDN05_NEWI
HOUPARRHNBHDHDN05_NEWI_D67 | Residential heating technology - Direct district heating substation - plus connection pipe - plus distribution (heating density: high ) - single-family house - new building - distributed level 0.67 | HOUDHD | HOUPARRHN_NEWI_DMD | MKr20 | 2025 | 3.4002 | 0.032205 | [6 empty] | PAR | I | NEW |  |  | RHNBHDHD | 4 | 0.66667 | HOUPARRHNBHDHDN05_NEWI
HOUPARRHNBHDHDN05_NEWI_D67 | Residential heating technology - Direct district heating substation - plus connection pipe - plus distribution (heating density: high ) - single-family house - new building - distributed level 0.67 | HOUDHD | HOUPARRHN_NEWI_DMD | MKr20 | 2030 | 3.3669 | 0.03163 | [6 empty] | PAR | I | NEW |  |  | RHNBHDHD | 4 | 0.66667 | HOUPARRHNBHDHDN05_NEWI
HOUPARRHNBHDHDN05_NEWI_D67 | Residential heating technology - Direct district heating substation - plus connection pipe - plus distribution (heating density: high ) - single-family house - new building - distributed level 0.67 | HOUDHD | HOUPARRHN_NEWI_DMD | MKr20 | 2040 | 3.307 | 0.030268 | [6 empty] | PAR | I | NEW |  |  | RHNBHDHD | 4 | 0.66667 | HOUPARRHNBHDHDN05_NEWI
HOUPARRHNBHDHDN05_NEWI_D67 | Residential heating technology - Direct district heating substation - plus connection pipe - plus distribution (heating density: high ) - single-family house - new building - distributed level 0.67 | HOUDHD | HOUPARRHN_NEWI_DMD | MKr20 | 2050 | 3.2405 | 0.028286 | [6 empty] | PAR | I | NEW |  |  | RHNBHDHD | 4 | 0.66667 | HOUPARRHNBHDHDN05_NEWI
HOUPARRHNBHDHDN03_NEWD_D67 | Residential heating technology - Direct district heating substation - plus connection pipe - single-family house - new building - distributed level 0.67 | HOUDHD | HOUPARRHN_NEWD_DMD | MKr20 | 2020 | 3.4401 | 0.032445 | [6 empty] | PAR | D | NEW |  |  | RHNBHDHD | 4 | 0.66667 | HOUPARRHNBHDHDN03_NEWD
HOUPARRHNBHDHDN03_NEWD_D67 | Residential heating technology - Direct district heating substation - plus connection pipe - single-family house - new building - distributed level 0.67 | HOUDHD | HOUPARRHN_NEWD_DMD | MKr20 | 2025 | 3.4002 | 0.032205 | [6 empty] | PAR | D | NEW |  |  | RHNBHDHD | 4 | 0.66667 | HOUPARRHNBHDHDN03_NEWD
HOUPARRHNBHDHDN03_NEWD_D67 | Residential heating technology - Direct district heating substation - plus connection pipe - single-family house - new building - distributed level 0.67 | HOUDHD | HOUPARRHN_NEWD_DMD | MKr20 | 2030 | 3.3669 | 0.03163 | [6 empty] | PAR | D | NEW |  |  | RHNBHDHD | 4 | 0.66667 | HOUPARRHNBHDHDN03_NEWD
HOUPARRHNBHDHDN03_NEWD_D67 | Residential heating technology - Direct district heating substation - plus connection pipe - single-family house - new building - distributed level 0.67 | HOUDHD | HOUPARRHN_NEWD_DMD | MKr20 | 2040 | 3.307 | 0.030268 | [6 empty] | PAR | D | NEW |  |  | RHNBHDHD | 4 | 0.66667 | HOUPARRHNBHDHDN03_NEWD
HOUPARRHNBHDHDN03_NEWD_D67 | Residential heating technology - Direct district heating substation - plus connection pipe - single-family house - new building - distributed level 0.67 | HOUDHD | HOUPARRHN_NEWD_DMD | MKr20 | 2050 | 3.2405 | 0.028286 | [6 empty] | PAR | D | NEW |  |  | RHNBHDHD | 4 | 0.66667 | HOUPARRHNBHDHDN03_NEWD
HOUPARRHNBHDHCN09_NEWI_D67 | Residential heating technology - Direct district heating substation - plus connection pipe - plus distribution (heating density: low ) - single-family house - new building - distributed level 0.67 | HOUDHC | HOUPARRHN_NEWI_DMD | MKr20 | 2020 | 11.2106 | 0.032445 | [6 empty] | PAR | I | NEW |  |  | RHNBHDHC | 4 | 0.66667 | HOUPARRHNBHDHCN09_NEWI
HOUPARRHNBHDHCN09_NEWI_D67 | Residential heating technology - Direct district heating substation - plus connection pipe - plus distribution (heating density: low ) - single-family house - new building - distributed level 0.67 | HOUDHC | HOUPARRHN_NEWI_DMD | MKr20 | 2025 | 11.1707 | 0.032205 | [6 empty] | PAR | I | NEW |  |  | RHNBHDHC | 4 | 0.66667 | HOUPARRHNBHDHCN09_NEWI
HOUPARRHNBHDHCN09_NEWI_D67 | Residential heating technology - Direct district heating substation - plus connection pipe - plus distribution (heating density: low ) - single-family house - new building - distributed level 0.67 | HOUDHC | HOUPARRHN_NEWI_DMD | MKr20 | 2030 | 11.1374 | 0.03163 | [6 empty] | PAR | I | NEW |  |  | RHNBHDHC | 4 | 0.66667 | HOUPARRHNBHDHCN09_NEWI
HOUPARRHNBHDHCN09_NEWI_D67 | Residential heating technology - Direct district heating substation - plus connection pipe - plus distribution (heating density: low ) - single-family house - new building - distributed level 0.67 | HOUDHC | HOUPARRHN_NEWI_DMD | MKr20 | 2040 | 11.0775 | 0.030268 | [6 empty] | PAR | I | NEW |  |  | RHNBHDHC | 4 | 0.66667 | HOUPARRHNBHDHCN09_NEWI
HOUPARRHNBHDHCN09_NEWI_D67 | Residential heating technology - Direct district heating substation - plus connection pipe - plus distribution (heating density: low ) - single-family house - new building - distributed level 0.67 | HOUDHC | HOUPARRHN_NEWI_DMD | MKr20 | 2050 | 11.011 | 0.028286 | [6 empty] | PAR | I | NEW |  |  | RHNBHDHC | 4 | 0.66667 | HOUPARRHNBHDHCN09_NEWI
HOUPARRHNBHDHCN07_NEWI_D67 | Residential heating technology - Direct district heating substation - plus connection pipe - plus distribution (heating density: medium ) - single-family house - new building - distributed level 0.67 | HOUDHC | HOUPARRHN_NEWI_DMD | MKr20 | 2020 | 4.5119 | 0.032445 | [6 empty] | PAR | I | NEW |  |  | RHNBHDHC | 4 | 0.66667 | HOUPARRHNBHDHCN07_NEWI
HOUPARRHNBHDHCN07_NEWI_D67 | Residential heating technology - Direct district heating substation - plus connection pipe - plus distribution (heating density: medium ) - single-family house - new building - distributed level 0.67 | HOUDHC | HOUPARRHN_NEWI_DMD | MKr20 | 2025 | 4.472 | 0.032205 | [6 empty] | PAR | I | NEW |  |  | RHNBHDHC | 4 | 0.66667 | HOUPARRHNBHDHCN07_NEWI
HOUPARRHNBHDHCN07_NEWI_D67 | Residential heating technology - Direct district heating substation - plus connection pipe - plus distribution (heating density: medium ) - single-family house - new building - distributed level 0.67 | HOUDHC | HOUPARRHN_NEWI_DMD | MKr20 | 2030 | 4.4387 | 0.03163 | [6 empty] | PAR | I | NEW |  |  | RHNBHDHC | 4 | 0.66667 | HOUPARRHNBHDHCN07_NEWI
HOUPARRHNBHDHCN07_NEWI_D67 | Residential heating technology - Direct district heating substation - plus connection pipe - plus distribution (heating density: medium ) - single-family house - new building - distributed level 0.67 | HOUDHC | HOUPARRHN_NEWI_DMD | MKr20 | 2040 | 4.3788 | 0.030268 | [6 empty] | PAR | I | NEW |  |  | RHNBHDHC | 4 | 0.66667 | HOUPARRHNBHDHCN07_NEWI
HOUPARRHNBHDHCN07_NEWI_D67 | Residential heating technology - Direct district heating substation - plus connection pipe - plus distribution (heating density: medium ) - single-family house - new building - distributed level 0.67 | HOUDHC | HOUPARRHN_NEWI_DMD | MKr20 | 2050 | 4.3123 | 0.028286 | [6 empty] | PAR | I | NEW |  |  | RHNBHDHC | 4 | 0.66667 | HOUPARRHNBHDHCN07_NEWI
HOUPARRHNBHDHCN05_NEWI_D67 | Residential heating technology - Direct district heating substation - plus connection pipe - plus distribution (heating density: high ) - single-family house - new building - distributed level 0.67 | HOUDHC | HOUPARRHN_NEWI_DMD | MKr20 | 2020 | 3.4401 | 0.032445 | [6 empty] | PAR | I | NEW |  |  | RHNBHDHC | 4 | 0.66667 | HOUPARRHNBHDHCN05_NEWI
HOUPARRHNBHDHCN05_NEWI_D67 | Residential heating technology - Direct district heating substation - plus connection pipe - plus distribution (heating density: high ) - single-family house - new building - distributed level 0.67 | HOUDHC | HOUPARRHN_NEWI_DMD | MKr20 | 2025 | 3.4002 | 0.032205 | [6 empty] | PAR | I | NEW |  |  | RHNBHDHC | 4 | 0.66667 | HOUPARRHNBHDHCN05_NEWI
HOUPARRHNBHDHCN05_NEWI_D67 | Residential heating technology - Direct district heating substation - plus connection pipe - plus distribution (heating density: high ) - single-family house - new building - distributed level 0.67 | HOUDHC | HOUPARRHN_NEWI_DMD | MKr20 | 2030 | 3.3669 | 0.03163 | [6 empty] | PAR | I | NEW |  |  | RHNBHDHC | 4 | 0.66667 | HOUPARRHNBHDHCN05_NEWI
HOUPARRHNBHDHCN05_NEWI_D67 | Residential heating technology - Direct district heating substation - plus connection pipe - plus distribution (heating density: high ) - single-family house - new building - distributed level 0.67 | HOUDHC | HOUPARRHN_NEWI_DMD | MKr20 | 2040 | 3.307 | 0.030268 | [6 empty] | PAR | I | NEW |  |  | RHNBHDHC | 4 | 0.66667 | HOUPARRHNBHDHCN05_NEWI
HOUPARRHNBHDHCN05_NEWI_D67 | Residential heating technology - Direct district heating substation - plus connection pipe - plus distribution (heating density: high ) - single-family house - new building - distributed level 0.67 | HOUDHC | HOUPARRHN_NEWI_DMD | MKr20 | 2050 | 3.2405 | 0.028286 | [6 empty] | PAR | I | NEW |  |  | RHNBHDHC | 4 | 0.66667 | HOUPARRHNBHDHCN05_NEWI
HOUPARRHNBHDHCN03_NEWC_D67 | Residential heating technology - Direct district heating substation - plus connection pipe - single-family house - new building - distributed level 0.67 | HOUDHC | HOUPARRHN_NEWC_DMD | MKr20 | 2020 | 3.4401 | 0.032445 | [6 empty] | PAR | C | NEW |  |  | RHNBHDHC | 4 | 0.66667 | HOUPARRHNBHDHCN03_NEWC
HOUPARRHNBHDHCN03_NEWC_D67 | Residential heating technology - Direct district heating substation - plus connection pipe - single-family house - new building - distributed level 0.67 | HOUDHC | HOUPARRHN_NEWC_DMD | MKr20 | 2025 | 3.4002 | 0.032205 | [6 empty] | PAR | C | NEW |  |  | RHNBHDHC | 4 | 0.66667 | HOUPARRHNBHDHCN03_NEWC
HOUPARRHNBHDHCN03_NEWC_D67 | Residential heating technology - Direct district heating substation - plus connection pipe - single-family house - new building - distributed level 0.67 | HOUDHC | HOUPARRHN_NEWC_DMD | MKr20 | 2030 | 3.3669 | 0.03163 | [6 empty] | PAR | C | NEW |  |  | RHNBHDHC | 4 | 0.66667 | HOUPARRHNBHDHCN03_NEWC
HOUPARRHNBHDHCN03_NEWC_D67 | Residential heating technology - Direct district heating substation - plus connection pipe - single-family house - new building - distributed level 0.67 | HOUDHC | HOUPARRHN_NEWC_DMD | MKr20 | 2040 | 3.307 | 0.030268 | [6 empty] | PAR | C | NEW |  |  | RHNBHDHC | 4 | 0.66667 | HOUPARRHNBHDHCN03_NEWC
HOUPARRHNBHDHCN03_NEWC_D67 | Residential heating technology - Direct district heating substation - plus connection pipe - single-family house - new building - distributed level 0.67 | HOUDHC | HOUPARRHN_NEWC_DMD | MKr20 | 2050 | 3.2405 | 0.028286 | [6 empty] | PAR | C | NEW |  |  | RHNBHDHC | 4 | 0.66667 | HOUPARRHNBHDHCN03_NEWC
HOUETARHNHPELCN05_NEWI_D67 | Residential heating technology - Heat pump, Air-to-water - leasing - apartment complex - new building - distributed level 0.67 | HOUELC, HOUAMB | HOUETARHN_NEWI_DMD | MKr20 | 2020 | 4.3197 | 0.41963 | 0.37717 | [5 empty] | ETA | I | NEW | 2.6513 |  | RHNHPELC | 4 | 0.66667 | HOUETARHNHPELCN05_NEWI
HOUETARHNHPELCN05_NEWI_D67 | Residential heating technology - Heat pump, Air-to-water - leasing - apartment complex - new building - distributed level 0.67 | HOUELC, HOUAMB | HOUETARHN_NEWI_DMD | MKr20 | 2025 | 3.861 | 0.38596 | 0.35767 | [5 empty] | ETA | I | NEW | 2.7959 |  | RHNHPELC | 4 | 0.66667 | HOUETARHNHPELCN05_NEWI
HOUETARHNHPELCN05_NEWI_D67 | Residential heating technology - Heat pump, Air-to-water - leasing - apartment complex - new building - distributed level 0.67 | HOUELC, HOUAMB | HOUETARHN_NEWI_DMD | MKr20 | 2030 | 3.4023 | 0.35226 | 0.34574 | [5 empty] | ETA | I | NEW | 2.8923 |  | RHNHPELC | 4 | 0.66667 | HOUETARHNHPELCN05_NEWI
HOUETARHNHPELCN05_NEWI_D67 | Residential heating technology - Heat pump, Air-to-water - leasing - apartment complex - new building - distributed level 0.67 | HOUELC, HOUAMB | HOUETARHN_NEWI_DMD | MKr20 | 2040 | 3.042 | 0.32434 | 0.32928 | [5 empty] | ETA | I | NEW | 3.0369 |  | RHNHPELC | 4 | 0.66667 | HOUETARHNHPELCN05_NEWI
HOUETARHNHPELCN05_NEWI_D67 | Residential heating technology - Heat pump, Air-to-water - leasing - apartment complex - new building - distributed level 0.67 | HOUELC, HOUAMB | HOUETARHN_NEWI_DMD | MKr20 | 2050 | 2.6817 | 0.29667 | 0.31915 | [5 empty] | ETA | I | NEW | 3.1333 |  | RHNHPELC | 4 | 0.66667 | HOUETARHNHPELCN05_NEWI
HOUETARHNHPELCN05_NEWD_D67 | Residential heating technology - Heat pump, Air-to-water - leasing - apartment complex - new building - distributed level 0.67 | HOUELC, HOUAMB | HOUETARHN_NEWD_DMD | MKr20 | 2020 | 4.3197 | 0.41963 | 0.37717 | [5 empty] | ETA | D | NEW | 2.6513 |  | RHNHPELC | 4 | 0.66667 | HOUETARHNHPELCN05_NEWD
HOUETARHNHPELCN05_NEWD_D67 | Residential heating technology - Heat pump, Air-to-water - leasing - apartment complex - new building - distributed level 0.67 | HOUELC, HOUAMB | HOUETARHN_NEWD_DMD | MKr20 | 2025 | 3.861 | 0.38596 | 0.35767 | [5 empty] | ETA | D | NEW | 2.7959 |  | RHNHPELC | 4 | 0.66667 | HOUETARHNHPELCN05_NEWD
HOUETARHNHPELCN05_NEWD_D67 | Residential heating technology - Heat pump, Air-to-water - leasing - apartment complex - new building - distributed level 0.67 | HOUELC, HOUAMB | HOUETARHN_NEWD_DMD | MKr20 | 2030 | 3.4023 | 0.35226 | 0.34574 | [5 empty] | ETA | D | NEW | 2.8923 |  | RHNHPELC | 4 | 0.66667 | HOUETARHNHPELCN05_NEWD
HOUETARHNHPELCN05_NEWD_D67 | Residential heating technology - Heat pump, Air-to-water - leasing - apartment complex - new building - distributed level 0.67 | HOUELC, HOUAMB | HOUETARHN_NEWD_DMD | MKr20 | 2040 | 3.042 | 0.32434 | 0.32928 | [5 empty] | ETA | D | NEW | 3.0369 |  | RHNHPELC | 4 | 0.66667 | HOUETARHNHPELCN05_NEWD
HOUETARHNHPELCN05_NEWD_D67 | Residential heating technology - Heat pump, Air-to-water - leasing - apartment complex - new building - distributed level 0.67 | HOUELC, HOUAMB | HOUETARHN_NEWD_DMD | MKr20 | 2050 | 2.6817 | 0.29667 | 0.31915 | [5 empty] | ETA | D | NEW | 3.1333 |  | RHNHPELC | 4 | 0.66667 | HOUETARHNHPELCN05_NEWD
HOUETARHNHPELCN05_NEWC_D67 | Residential heating technology - Heat pump, Air-to-water - leasing - apartment complex - new building - distributed level 0.67 | HOUELC, HOUAMB | HOUETARHN_NEWC_DMD | MKr20 | 2020 | 4.3197 | 0.41963 | 0.37717 | [5 empty] | ETA | C | NEW | 2.6513 |  | RHNHPELC | 4 | 0.66667 | HOUETARHNHPELCN05_NEWC
HOUETARHNHPELCN05_NEWC_D67 | Residential heating technology - Heat pump, Air-to-water - leasing - apartment complex - new building - distributed level 0.67 | HOUELC, HOUAMB | HOUETARHN_NEWC_DMD | MKr20 | 2025 | 3.861 | 0.38596 | 0.35767 | [5 empty] | ETA | C | NEW | 2.7959 |  | RHNHPELC | 4 | 0.66667 | HOUETARHNHPELCN05_NEWC
HOUETARHNHPELCN05_NEWC_D67 | Residential heating technology - Heat pump, Air-to-water - leasing - apartment complex - new building - distributed level 0.67 | HOUELC, HOUAMB | HOUETARHN_NEWC_DMD | MKr20 | 2030 | 3.4023 | 0.35226 | 0.34574 | [5 empty] | ETA | C | NEW | 2.8923 |  | RHNHPELC | 4 | 0.66667 | HOUETARHNHPELCN05_NEWC
HOUETARHNHPELCN05_NEWC_D67 | Residential heating technology - Heat pump, Air-to-water - leasing - apartment complex - new building - distributed level 0.67 | HOUELC, HOUAMB | HOUETARHN_NEWC_DMD | MKr20 | 2040 | 3.042 | 0.32434 | 0.32928 | [5 empty] | ETA | C | NEW | 3.0369 |  | RHNHPELC | 4 | 0.66667 | HOUETARHNHPELCN05_NEWC
HOUETARHNHPELCN05_NEWC_D67 | Residential heating technology - Heat pump, Air-to-water - leasing - apartment complex - new building - distributed level 0.67 | HOUELC, HOUAMB | HOUETARHN_NEWC_DMD | MKr20 | 2050 | 2.6817 | 0.29667 | 0.31915 | [5 empty] | ETA | C | NEW | 3.1333 |  | RHNHPELC | 4 | 0.66667 | HOUETARHNHPELCN05_NEWC
HOUETARHNHPELCN04_NEWI_D67 | Residential heating technology - Heat pump, Ground source - apartment complex - new building - distributed level 0.67 | HOUELC, HOUAMB | HOUETARHN_NEWI_DMD | MKr20 | 2020 | 8.1887 | 0.077015 | 0.35767 | [5 empty] | ETA | I | NEW | 2.7959 |  | RHNHPELC | 4 | 0.66667 | HOUETARHNHPELCN04_NEWI
HOUETARHNHPELCN04_NEWI_D67 | Residential heating technology - Heat pump, Ground source - apartment complex - new building - distributed level 0.67 | HOUELC, HOUAMB | HOUETARHN_NEWI_DMD | MKr20 | 2025 | 7.5746 | 0.076075 | 0.34574 | [5 empty] | ETA | I | NEW | 2.8923 |  | RHNHPELC | 4 | 0.66667 | HOUETARHNHPELCN04_NEWI
HOUETARHNHPELCN04_NEWI_D67 | Residential heating technology - Heat pump, Ground source - apartment complex - new building - distributed level 0.67 | HOUELC, HOUAMB | HOUETARHN_NEWI_DMD | MKr20 | 2030 | 6.9604 | 0.075095 | 0.33459 | [5 empty] | ETA | I | NEW | 2.9887 |  | RHNHPELC | 4 | 0.66667 | HOUETARHNHPELCN04_NEWI
HOUETARHNHPELCN04_NEWI_D67 | Residential heating technology - Heat pump, Ground source - apartment complex - new building - distributed level 0.67 | HOUELC, HOUAMB | HOUETARHN_NEWI_DMD | MKr20 | 2040 | 6.4384 | 0.072876 | 0.31915 | [5 empty] | ETA | I | NEW | 3.1333 |  | RHNHPELC | 4 | 0.66667 | HOUETARHNHPELCN04_NEWI
HOUETARHNHPELCN04_NEWI_D67 | Residential heating technology - Heat pump, Ground source - apartment complex - new building - distributed level 0.67 | HOUELC, HOUAMB | HOUETARHN_NEWI_DMD | MKr20 | 2050 | 5.9163 | 0.07091 | 0.30507 | [5 empty] | ETA | I | NEW | 3.278 |  | RHNHPELC | 4 | 0.66667 | HOUETARHNHPELCN04_NEWI
HOUETARHNHPELCN04_NEWD_D67 | Residential heating technology - Heat pump, Ground source - apartment complex - new building - distributed level 0.67 | HOUELC, HOUAMB | HOUETARHN_NEWD_DMD | MKr20 | 2020 | 8.1887 | 0.077015 | 0.35767 | [5 empty] | ETA | D | NEW | 2.7959 |  | RHNHPELC | 4 | 0.66667 | HOUETARHNHPELCN04_NEWD
HOUETARHNHPELCN04_NEWD_D67 | Residential heating technology - Heat pump, Ground source - apartment complex - new building - distributed level 0.67 | HOUELC, HOUAMB | HOUETARHN_NEWD_DMD | MKr20 | 2025 | 7.5746 | 0.076075 | 0.34574 | [5 empty] | ETA | D | NEW | 2.8923 |  | RHNHPELC | 4 | 0.66667 | HOUETARHNHPELCN04_NEWD
HOUETARHNHPELCN04_NEWD_D67 | Residential heating technology - Heat pump, Ground source - apartment complex - new building - distributed level 0.67 | HOUELC, HOUAMB | HOUETARHN_NEWD_DMD | MKr20 | 2030 | 6.9604 | 0.075095 | 0.33459 | [5 empty] | ETA | D | NEW | 2.9887 |  | RHNHPELC | 4 | 0.66667 | HOUETARHNHPELCN04_NEWD
HOUETARHNHPELCN04_NEWD_D67 | Residential heating technology - Heat pump, Ground source - apartment complex - new building - distributed level 0.67 | HOUELC, HOUAMB | HOUETARHN_NEWD_DMD | MKr20 | 2040 | 6.4384 | 0.072876 | 0.31915 | [5 empty] | ETA | D | NEW | 3.1333 |  | RHNHPELC | 4 | 0.66667 | HOUETARHNHPELCN04_NEWD
HOUETARHNHPELCN04_NEWD_D67 | Residential heating technology - Heat pump, Ground source - apartment complex - new building - distributed level 0.67 | HOUELC, HOUAMB | HOUETARHN_NEWD_DMD | MKr20 | 2050 | 5.9163 | 0.07091 | 0.30507 | [5 empty] | ETA | D | NEW | 3.278 |  | RHNHPELC | 4 | 0.66667 | HOUETARHNHPELCN04_NEWD
HOUETARHNHPELCN04_NEWC_D67 | Residential heating technology - Heat pump, Ground source - apartment complex - new building - distributed level 0.67 | HOUELC, HOUAMB | HOUETARHN_NEWC_DMD | MKr20 | 2020 | 8.1887 | 0.077015 | 0.35767 | [5 empty] | ETA | C | NEW | 2.7959 |  | RHNHPELC | 4 | 0.66667 | HOUETARHNHPELCN04_NEWC
HOUETARHNHPELCN04_NEWC_D67 | Residential heating technology - Heat pump, Ground source - apartment complex - new building - distributed level 0.67 | HOUELC, HOUAMB | HOUETARHN_NEWC_DMD | MKr20 | 2025 | 7.5746 | 0.076075 | 0.34574 | [5 empty] | ETA | C | NEW | 2.8923 |  | RHNHPELC | 4 | 0.66667 | HOUETARHNHPELCN04_NEWC
HOUETARHNHPELCN04_NEWC_D67 | Residential heating technology - Heat pump, Ground source - apartment complex - new building - distributed level 0.67 | HOUELC, HOUAMB | HOUETARHN_NEWC_DMD | MKr20 | 2030 | 6.9604 | 0.075095 | 0.33459 | [5 empty] | ETA | C | NEW | 2.9887 |  | RHNHPELC | 4 | 0.66667 | HOUETARHNHPELCN04_NEWC
HOUETARHNHPELCN04_NEWC_D67 | Residential heating technology - Heat pump, Ground source - apartment complex - new building - distributed level 0.67 | HOUELC, HOUAMB | HOUETARHN_NEWC_DMD | MKr20 | 2040 | 6.4384 | 0.072876 | 0.31915 | [5 empty] | ETA | C | NEW | 3.1333 |  | RHNHPELC | 4 | 0.66667 | HOUETARHNHPELCN04_NEWC
HOUETARHNHPELCN04_NEWC_D67 | Residential heating technology - Heat pump, Ground source - apartment complex - new building - distributed level 0.67 | HOUELC, HOUAMB | HOUETARHN_NEWC_DMD | MKr20 | 2050 | 5.9163 | 0.07091 | 0.30507 | [5 empty] | ETA | C | NEW | 3.278 |  | RHNHPELC | 4 | 0.66667 | HOUETARHNHPELCN04_NEWC
HOUETARHNHPELCN03_NEWI_D67 | Residential heating technology - Heat pump, Air-to-water - apartment complex - new building - distributed level 0.67 | HOUELC, HOUAMB | HOUETARHN_NEWI_DMD | MKr20 | 2020 | 8.6395 | 0.11149 | 0.37717 | [5 empty] | ETA | I | NEW | 2.6513 |  | RHNHPELC | 4 | 0.66667 | HOUETARHNHPELCN03_NEWI
HOUETARHNHPELCN03_NEWI_D67 | Residential heating technology - Heat pump, Air-to-water - apartment complex - new building - distributed level 0.67 | HOUELC, HOUAMB | HOUETARHN_NEWI_DMD | MKr20 | 2025 | 7.722 | 0.11055 | 0.35767 | [5 empty] | ETA | I | NEW | 2.7959 |  | RHNHPELC | 4 | 0.66667 | HOUETARHNHPELCN03_NEWI
HOUETARHNHPELCN03_NEWI_D67 | Residential heating technology - Heat pump, Air-to-water - apartment complex - new building - distributed level 0.67 | HOUELC, HOUAMB | HOUETARHN_NEWI_DMD | MKr20 | 2030 | 6.8045 | 0.10957 | 0.34574 | [5 empty] | ETA | I | NEW | 2.8923 |  | RHNHPELC | 4 | 0.66667 | HOUETARHNHPELCN03_NEWI
HOUETARHNHPELCN03_NEWI_D67 | Residential heating technology - Heat pump, Air-to-water - apartment complex - new building - distributed level 0.67 | HOUELC, HOUAMB | HOUETARHN_NEWI_DMD | MKr20 | 2040 | 6.0839 | 0.10735 | 0.32928 | [5 empty] | ETA | I | NEW | 3.0369 |  | RHNHPELC | 4 | 0.66667 | HOUETARHNHPELCN03_NEWI
HOUETARHNHPELCN03_NEWI_D67 | Residential heating technology - Heat pump, Air-to-water - apartment complex - new building - distributed level 0.67 | HOUELC, HOUAMB | HOUETARHN_NEWI_DMD | MKr20 | 2050 | 5.3633 | 0.10538 | 0.31915 | [5 empty] | ETA | I | NEW | 3.1333 |  | RHNHPELC | 4 | 0.66667 | HOUETARHNHPELCN03_NEWI
HOUETARHNHPELCN03_NEWD_D67 | Residential heating technology - Heat pump, Air-to-water - apartment complex - new building - distributed level 0.67 | HOUELC, HOUAMB | HOUETARHN_NEWD_DMD | MKr20 | 2020 | 8.6395 | 0.11149 | 0.37717 | [5 empty] | ETA | D | NEW | 2.6513 |  | RHNHPELC | 4 | 0.66667 | HOUETARHNHPELCN03_NEWD
HOUETARHNHPELCN03_NEWD_D67 | Residential heating technology - Heat pump, Air-to-water - apartment complex - new building - distributed level 0.67 | HOUELC, HOUAMB | HOUETARHN_NEWD_DMD | MKr20 | 2025 | 7.722 | 0.11055 | 0.35767 | [5 empty] | ETA | D | NEW | 2.7959 |  | RHNHPELC | 4 | 0.66667 | HOUETARHNHPELCN03_NEWD
HOUETARHNHPELCN03_NEWD_D67 | Residential heating technology - Heat pump, Air-to-water - apartment complex - new building - distributed level 0.67 | HOUELC, HOUAMB | HOUETARHN_NEWD_DMD | MKr20 | 2030 | 6.8045 | 0.10957 | 0.34574 | [5 empty] | ETA | D | NEW | 2.8923 |  | RHNHPELC | 4 | 0.66667 | HOUETARHNHPELCN03_NEWD
HOUETARHNHPELCN03_NEWD_D67 | Residential heating technology - Heat pump, Air-to-water - apartment complex - new building - distributed level 0.67 | HOUELC, HOUAMB | HOUETARHN_NEWD_DMD | MKr20 | 2040 | 6.0839 | 0.10735 | 0.32928 | [5 empty] | ETA | D | NEW | 3.0369 |  | RHNHPELC | 4 | 0.66667 | HOUETARHNHPELCN03_NEWD
HOUETARHNHPELCN03_NEWD_D67 | Residential heating technology - Heat pump, Air-to-water - apartment complex - new building - distributed level 0.67 | HOUELC, HOUAMB | HOUETARHN_NEWD_DMD | MKr20 | 2050 | 5.3633 | 0.10538 | 0.31915 | [5 empty] | ETA | D | NEW | 3.1333 |  | RHNHPELC | 4 | 0.66667 | HOUETARHNHPELCN03_NEWD
HOUETARHNHPELCN03_NEWC_D67 | Residential heating technology - Heat pump, Air-to-water - apartment complex - new building - distributed level 0.67 | HOUELC, HOUAMB | HOUETARHN_NEWC_DMD | MKr20 | 2020 | 8.6395 | 0.11149 | 0.37717 | [5 empty] | ETA | C | NEW | 2.6513 |  | RHNHPELC | 4 | 0.66667 | HOUETARHNHPELCN03_NEWC
HOUETARHNHPELCN03_NEWC_D67 | Residential heating technology - Heat pump, Air-to-water - apartment complex - new building - distributed level 0.67 | HOUELC, HOUAMB | HOUETARHN_NEWC_DMD | MKr20 | 2025 | 7.722 | 0.11055 | 0.35767 | [5 empty] | ETA | C | NEW | 2.7959 |  | RHNHPELC | 4 | 0.66667 | HOUETARHNHPELCN03_NEWC
HOUETARHNHPELCN03_NEWC_D67 | Residential heating technology - Heat pump, Air-to-water - apartment complex - new building - distributed level 0.67 | HOUELC, HOUAMB | HOUETARHN_NEWC_DMD | MKr20 | 2030 | 6.8045 | 0.10957 | 0.34574 | [5 empty] | ETA | C | NEW | 2.8923 |  | RHNHPELC | 4 | 0.66667 | HOUETARHNHPELCN03_NEWC
HOUETARHNHPELCN03_NEWC_D67 | Residential heating technology - Heat pump, Air-to-water - apartment complex - new building - distributed level 0.67 | HOUELC, HOUAMB | HOUETARHN_NEWC_DMD | MKr20 | 2040 | 6.0839 | 0.10735 | 0.32928 | [5 empty] | ETA | C | NEW | 3.0369 |  | RHNHPELC | 4 | 0.66667 | HOUETARHNHPELCN03_NEWC
HOUETARHNHPELCN03_NEWC_D67 | Residential heating technology - Heat pump, Air-to-water - apartment complex - new building - distributed level 0.67 | HOUELC, HOUAMB | HOUETARHN_NEWC_DMD | MKr20 | 2050 | 5.3633 | 0.10538 | 0.31915 | [5 empty] | ETA | C | NEW | 3.1333 |  | RHNHPELC | 4 | 0.66667 | HOUETARHNHPELCN03_NEWC
HOUETARHNHPELCN02_NEWI_D67 | Residential heating technology - Heat pump, Air-to-air - single-family house - new building - distributed level 0.67 | HOUELC, HOUAMB | HOUETARHN_NEWI_DMD | MKr20 | 2020 | 4.9881 | 0.48016 | 0.22548 | [5 empty] | ETA | I | NEW | 4.4349 |  | RHNHPELC | 4 | 0.66667 | HOUETARHNHPELCN02_NEWI
HOUETARHNHPELCN02_NEWI_D67 | Residential heating technology - Heat pump, Air-to-air - single-family house - new building - distributed level 0.67 | HOUELC, HOUAMB | HOUETARHN_NEWI_DMD | MKr20 | 2025 | 4.8662 | 0.32623 | 0.21386 | [5 empty] | ETA | I | NEW | 4.6759 |  | RHNHPELC | 4 | 0.66667 | HOUETARHNHPELCN02_NEWI
HOUETARHNHPELCN02_NEWI_D67 | Residential heating technology - Heat pump, Air-to-air - single-family house - new building - distributed level 0.67 | HOUELC, HOUAMB | HOUETARHN_NEWI_DMD | MKr20 | 2030 | 4.7443 | 0.3202 | 0.20539 | [5 empty] | ETA | I | NEW | 4.8687 |  | RHNHPELC | 4 | 0.66667 | HOUETARHNHPELCN02_NEWI
HOUETARHNHPELCN02_NEWI_D67 | Residential heating technology - Heat pump, Air-to-air - single-family house - new building - distributed level 0.67 | HOUELC, HOUAMB | HOUETARHN_NEWI_DMD | MKr20 | 2040 | 4.518 | 0.30902 | 0.19757 | [5 empty] | ETA | I | NEW | 5.0616 |  | RHNHPELC | 4 | 0.66667 | HOUETARHNHPELCN02_NEWI
HOUETARHNHPELCN02_NEWI_D67 | Residential heating technology - Heat pump, Air-to-air - single-family house - new building - distributed level 0.67 | HOUELC, HOUAMB | HOUETARHN_NEWI_DMD | MKr20 | 2050 | 4.2917 | 0.29784 | 0.1957 | [5 empty] | ETA | I | NEW | 5.1098 |  | RHNHPELC | 4 | 0.66667 | HOUETARHNHPELCN02_NEWI
HOUETARHNHPELCN02_NEWD_D67 | Residential heating technology - Heat pump, Air-to-air - single-family house - new building - distributed level 0.67 | HOUELC, HOUAMB | HOUETARHN_NEWD_DMD | MKr20 | 2020 | 4.9881 | 0.48016 | 0.22548 | [5 empty] | ETA | D | NEW | 4.4349 |  | RHNHPELC | 4 | 0.66667 | HOUETARHNHPELCN02_NEWD
HOUETARHNHPELCN02_NEWD_D67 | Residential heating technology - Heat pump, Air-to-air - single-family house - new building - distributed level 0.67 | HOUELC, HOUAMB | HOUETARHN_NEWD_DMD | MKr20 | 2025 | 4.8662 | 0.32623 | 0.21386 | [5 empty] | ETA | D | NEW | 4.6759 |  | RHNHPELC | 4 | 0.66667 | HOUETARHNHPELCN02_NEWD
HOUETARHNHPELCN02_NEWD_D67 | Residential heating technology - Heat pump, Air-to-air - single-family house - new building - distributed level 0.67 | HOUELC, HOUAMB | HOUETARHN_NEWD_DMD | MKr20 | 2030 | 4.7443 | 0.3202 | 0.20539 | [5 empty] | ETA | D | NEW | 4.8687 |  | RHNHPELC | 4 | 0.66667 | HOUETARHNHPELCN02_NEWD
HOUETARHNHPELCN02_NEWD_D67 | Residential heating technology - Heat pump, Air-to-air - single-family house - new building - distributed level 0.67 | HOUELC, HOUAMB | HOUETARHN_NEWD_DMD | MKr20 | 2040 | 4.518 | 0.30902 | 0.19757 | [5 empty] | ETA | D | NEW | 5.0616 |  | RHNHPELC | 4 | 0.66667 | HOUETARHNHPELCN02_NEWD
HOUETARHNHPELCN02_NEWD_D67 | Residential heating technology - Heat pump, Air-to-air - single-family house - new building - distributed level 0.67 | HOUELC, HOUAMB | HOUETARHN_NEWD_DMD | MKr20 | 2050 | 4.2917 | 0.29784 | 0.1957 | [5 empty] | ETA | D | NEW | 5.1098 |  | RHNHPELC | 4 | 0.66667 | HOUETARHNHPELCN02_NEWD
HOUETARHNHPELCN02_NEWC_D67 | Residential heating technology - Heat pump, Air-to-air - single-family house - new building - distributed level 0.67 | HOUELC, HOUAMB | HOUETARHN_NEWC_DMD | MKr20 | 2020 | 4.9881 | 0.48016 | 0.22548 | [5 empty] | ETA | C | NEW | 4.4349 |  | RHNHPELC | 4 | 0.66667 | HOUETARHNHPELCN02_NEWC
HOUETARHNHPELCN02_NEWC_D67 | Residential heating technology - Heat pump, Air-to-air - single-family house - new building - distributed level 0.67 | HOUELC, HOUAMB | HOUETARHN_NEWC_DMD | MKr20 | 2025 | 4.8662 | 0.32623 | 0.21386 | [5 empty] | ETA | C | NEW | 4.6759 |  | RHNHPELC | 4 | 0.66667 | HOUETARHNHPELCN02_NEWC
HOUETARHNHPELCN02_NEWC_D67 | Residential heating technology - Heat pump, Air-to-air - single-family house - new building - distributed level 0.67 | HOUELC, HOUAMB | HOUETARHN_NEWC_DMD | MKr20 | 2030 | 4.7443 | 0.3202 | 0.20539 | [5 empty] | ETA | C | NEW | 4.8687 |  | RHNHPELC | 4 | 0.66667 | HOUETARHNHPELCN02_NEWC
HOUETARHNHPELCN02_NEWC_D67 | Residential heating technology - Heat pump, Air-to-air - single-family house - new building - distributed level 0.67 | HOUELC, HOUAMB | HOUETARHN_NEWC_DMD | MKr20 | 2040 | 4.518 | 0.30902 | 0.19757 | [5 empty] | ETA | C | NEW | 5.0616 |  | RHNHPELC | 4 | 0.66667 | HOUETARHNHPELCN02_NEWC
HOUETARHNHPELCN02_NEWC_D67 | Residential heating technology - Heat pump, Air-to-air - single-family house - new building - distributed level 0.67 | HOUELC, HOUAMB | HOUETARHN_NEWC_DMD | MKr20 | 2050 | 4.2917 | 0.29784 | 0.1957 | [5 empty] | ETA | C | NEW | 5.1098 |  | RHNHPELC | 4 | 0.66667 | HOUETARHNHPELCN02_NEWC
HOUETARHNDIELCN06_NEWI_D67 | Residential heating technology - Electric heating - electric panel from Bauhaus - apartment complex - new building - distributed level 0.67 | HOUELC | HOUETARHN_NEWI_DMD | MKr20 | 2020 | 0.58948 | 0 | [6 empty] | ETA | I | NEW |  |  | RHNDIELC | 4 | 0.66667 | HOUETARHNDIELCN06_NEWI
HOUETARHNDIELCN06_NEWI_D67 | Residential heating technology - Electric heating - electric panel from Bauhaus - apartment complex - new building - distributed level 0.67 | HOUELC | HOUETARHN_NEWI_DMD | MKr20 | 2025 | 0.58948 | 0 | [6 empty] | ETA | I | NEW |  |  | RHNDIELC | 4 | 0.66667 | HOUETARHNDIELCN06_NEWI
HOUETARHNDIELCN06_NEWI_D67 | Residential heating technology - Electric heating - electric panel from Bauhaus - apartment complex - new building - distributed level 0.67 | HOUELC | HOUETARHN_NEWI_DMD | MKr20 | 2030 | 0.58948 | 0 | [6 empty] | ETA | I | NEW |  |  | RHNDIELC | 4 | 0.66667 | HOUETARHNDIELCN06_NEWI
HOUETARHNDIELCN06_NEWI_D67 | Residential heating technology - Electric heating - electric panel from Bauhaus - apartment complex - new building - distributed level 0.67 | HOUELC | HOUETARHN_NEWI_DMD | MKr20 | 2040 | 0.58948 | 0 | [6 empty] | ETA | I | NEW |  |  | RHNDIELC | 4 | 0.66667 | HOUETARHNDIELCN06_NEWI
HOUETARHNDIELCN06_NEWI_D67 | Residential heating technology - Electric heating - electric panel from Bauhaus - apartment complex - new building - distributed level 0.67 | HOUELC | HOUETARHN_NEWI_DMD | MKr20 | 2050 | 0.58948 | 0 | [6 empty] | ETA | I | NEW |  |  | RHNDIELC | 4 | 0.66667 | HOUETARHNDIELCN06_NEWI
HOUETARHNDIELCN06_NEWD_D67 | Residential heating technology - Electric heating - electric panel from Bauhaus - apartment complex - new building - distributed level 0.67 | HOUELC | HOUETARHN_NEWD_DMD | MKr20 | 2020 | 0.58948 | 0 | [6 empty] | ETA | D | NEW |  |  | RHNDIELC | 4 | 0.66667 | HOUETARHNDIELCN06_NEWD
HOUETARHNDIELCN06_NEWD_D67 | Residential heating technology - Electric heating - electric panel from Bauhaus - apartment complex - new building - distributed level 0.67 | HOUELC | HOUETARHN_NEWD_DMD | MKr20 | 2025 | 0.58948 | 0 | [6 empty] | ETA | D | NEW |  |  | RHNDIELC | 4 | 0.66667 | HOUETARHNDIELCN06_NEWD
HOUETARHNDIELCN06_NEWD_D67 | Residential heating technology - Electric heating - electric panel from Bauhaus - apartment complex - new building - distributed level 0.67 | HOUELC | HOUETARHN_NEWD_DMD | MKr20 | 2030 | 0.58948 | 0 | [6 empty] | ETA | D | NEW |  |  | RHNDIELC | 4 | 0.66667 | HOUETARHNDIELCN06_NEWD
HOUETARHNDIELCN06_NEWD_D67 | Residential heating technology - Electric heating - electric panel from Bauhaus - apartment complex - new building - distributed level 0.67 | HOUELC | HOUETARHN_NEWD_DMD | MKr20 | 2040 | 0.58948 | 0 | [6 empty] | ETA | D | NEW |  |  | RHNDIELC | 4 | 0.66667 | HOUETARHNDIELCN06_NEWD
HOUETARHNDIELCN06_NEWD_D67 | Residential heating technology - Electric heating - electric panel from Bauhaus - apartment complex - new building - distributed level 0.67 | HOUELC | HOUETARHN_NEWD_DMD | MKr20 | 2050 | 0.58948 | 0 | [6 empty] | ETA | D | NEW |  |  | RHNDIELC | 4 | 0.66667 | HOUETARHNDIELCN06_NEWD
HOUETARHNDIELCN06_NEWC_D67 | Residential heating technology - Electric heating - electric panel from Bauhaus - apartment complex - new building - distributed level 0.67 | HOUELC | HOUETARHN_NEWC_DMD | MKr20 | 2020 | 0.58948 | 0 | [6 empty] | ETA | C | NEW |  |  | RHNDIELC | 4 | 0.66667 | HOUETARHNDIELCN06_NEWC
HOUETARHNDIELCN06_NEWC_D67 | Residential heating technology - Electric heating - electric panel from Bauhaus - apartment complex - new building - distributed level 0.67 | HOUELC | HOUETARHN_NEWC_DMD | MKr20 | 2025 | 0.58948 | 0 | [6 empty] | ETA | C | NEW |  |  | RHNDIELC | 4 | 0.66667 | HOUETARHNDIELCN06_NEWC
HOUETARHNDIELCN06_NEWC_D67 | Residential heating technology - Electric heating - electric panel from Bauhaus - apartment complex - new building - distributed level 0.67 | HOUELC | HOUETARHN_NEWC_DMD | MKr20 | 2030 | 0.58948 | 0 | [6 empty] | ETA | C | NEW |  |  | RHNDIELC | 4 | 0.66667 | HOUETARHNDIELCN06_NEWC
HOUETARHNDIELCN06_NEWC_D67 | Residential heating technology - Electric heating - electric panel from Bauhaus - apartment complex - new building - distributed level 0.67 | HOUELC | HOUETARHN_NEWC_DMD | MKr20 | 2040 | 0.58948 | 0 | [6 empty] | ETA | C | NEW |  |  | RHNDIELC | 4 | 0.66667 | HOUETARHNDIELCN06_NEWC
HOUETARHNDIELCN06_NEWC_D67 | Residential heating technology - Electric heating - electric panel from Bauhaus - apartment complex - new building - distributed level 0.67 | HOUELC | HOUETARHN_NEWC_DMD | MKr20 | 2050 | 0.58948 | 0 | [6 empty] | ETA | C | NEW |  |  | RHNDIELC | 4 | 0.66667 | HOUETARHNDIELCN06_NEWC
HOUETARHNDIELCN01_NEWI_D67 | Residential heating technology - Electric heating - apartment complex - new building - distributed level 0.67 | HOUELC | HOUETARHN_NEWI_DMD | MKr20 | 2020 | 5.4751 | 0.0024454 | [6 empty] | ETA | I | NEW |  |  | RHNDIELC | 4 | 0.66667 | HOUETARHNDIELCN01_NEWI
HOUETARHNDIELCN01_NEWI_D67 | Residential heating technology - Electric heating - apartment complex - new building - distributed level 0.67 | HOUELC | HOUETARHN_NEWI_DMD | MKr20 | 2025 | 5.3396 | 0.0023455 | [6 empty] | ETA | I | NEW |  |  | RHNDIELC | 4 | 0.66667 | HOUETARHNDIELCN01_NEWI
HOUETARHNDIELCN01_NEWI_D67 | Residential heating technology - Electric heating - apartment complex - new building - distributed level 0.67 | HOUELC | HOUETARHN_NEWI_DMD | MKr20 | 2030 | 5.2074 | 0.0022956 | [6 empty] | ETA | I | NEW |  |  | RHNDIELC | 4 | 0.66667 | HOUETARHNDIELCN01_NEWI
HOUETARHNDIELCN01_NEWI_D67 | Residential heating technology - Electric heating - apartment complex - new building - distributed level 0.67 | HOUELC | HOUETARHN_NEWI_DMD | MKr20 | 2040 | 4.9528 | 0.0021958 | [6 empty] | ETA | I | NEW |  |  | RHNDIELC | 4 | 0.66667 | HOUETARHNDIELCN01_NEWI
HOUETARHNDIELCN01_NEWI_D67 | Residential heating technology - Electric heating - apartment complex - new building - distributed level 0.67 | HOUELC | HOUETARHN_NEWI_DMD | MKr20 | 2050 | 4.7107 | 0.002096 | [6 empty] | ETA | I | NEW |  |  | RHNDIELC | 4 | 0.66667 | HOUETARHNDIELCN01_NEWI
HOUETARHNDIELCN01_NEWD_D67 | Residential heating technology - Electric heating - apartment complex - new building - distributed level 0.67 | HOUELC | HOUETARHN_NEWD_DMD | MKr20 | 2020 | 5.4751 | 0.0024454 | [6 empty] | ETA | D | NEW |  |  | RHNDIELC | 4 | 0.66667 | HOUETARHNDIELCN01_NEWD
HOUETARHNDIELCN01_NEWD_D67 | Residential heating technology - Electric heating - apartment complex - new building - distributed level 0.67 | HOUELC | HOUETARHN_NEWD_DMD | MKr20 | 2025 | 5.3396 | 0.0023455 | [6 empty] | ETA | D | NEW |  |  | RHNDIELC | 4 | 0.66667 | HOUETARHNDIELCN01_NEWD
HOUETARHNDIELCN01_NEWD_D67 | Residential heating technology - Electric heating - apartment complex - new building - distributed level 0.67 | HOUELC | HOUETARHN_NEWD_DMD | MKr20 | 2030 | 5.2074 | 0.0022956 | [6 empty] | ETA | D | NEW |  |  | RHNDIELC | 4 | 0.66667 | HOUETARHNDIELCN01_NEWD
HOUETARHNDIELCN01_NEWD_D67 | Residential heating technology - Electric heating - apartment complex - new building - distributed level 0.67 | HOUELC | HOUETARHN_NEWD_DMD | MKr20 | 2040 | 4.9528 | 0.0021958 | [6 empty] | ETA | D | NEW |  |  | RHNDIELC | 4 | 0.66667 | HOUETARHNDIELCN01_NEWD
HOUETARHNDIELCN01_NEWD_D67 | Residential heating technology - Electric heating - apartment complex - new building - distributed level 0.67 | HOUELC | HOUETARHN_NEWD_DMD | MKr20 | 2050 | 4.7107 | 0.002096 | [6 empty] | ETA | D | NEW |  |  | RHNDIELC | 4 | 0.66667 | HOUETARHNDIELCN01_NEWD
HOUETARHNDIELCN01_NEWC_D67 | Residential heating technology - Electric heating - apartment complex - new building - distributed level 0.67 | HOUELC | HOUETARHN_NEWC_DMD | MKr20 | 2020 | 5.4751 | 0.0024454 | [6 empty] | ETA | C | NEW |  |  | RHNDIELC | 4 | 0.66667 | HOUETARHNDIELCN01_NEWC
HOUETARHNDIELCN01_NEWC_D67 | Residential heating technology - Electric heating - apartment complex - new building - distributed level 0.67 | HOUELC | HOUETARHN_NEWC_DMD | MKr20 | 2025 | 5.3396 | 0.0023455 | [6 empty] | ETA | C | NEW |  |  | RHNDIELC | 4 | 0.66667 | HOUETARHNDIELCN01_NEWC
HOUETARHNDIELCN01_NEWC_D67 | Residential heating technology - Electric heating - apartment complex - new building - distributed level 0.67 | HOUELC | HOUETARHN_NEWC_DMD | MKr20 | 2030 | 5.2074 | 0.0022956 | [6 empty] | ETA | C | NEW |  |  | RHNDIELC | 4 | 0.66667 | HOUETARHNDIELCN01_NEWC
HOUETARHNDIELCN01_NEWC_D67 | Residential heating technology - Electric heating - apartment complex - new building - distributed level 0.67 | HOUELC | HOUETARHN_NEWC_DMD | MKr20 | 2040 | 4.9528 | 0.0021958 | [6 empty] | ETA | C | NEW |  |  | RHNDIELC | 4 | 0.66667 | HOUETARHNDIELCN01_NEWC
HOUETARHNDIELCN01_NEWC_D67 | Residential heating technology - Electric heating - apartment complex - new building - distributed level 0.67 | HOUELC | HOUETARHN_NEWC_DMD | MKr20 | 2050 | 4.7107 | 0.002096 | [6 empty] | ETA | C | NEW |  |  | RHNDIELC | 4 | 0.66667 | HOUETARHNDIELCN01_NEWC
HOUETARHNBHWPEN01_NEWI_D67 | Residential heating technology - Biomass boiler, automatic stoking , wood pellets or wood chips - apartment complex - new building - distributed level 0.67 | HOUWPE | HOUETARHN_NEWI_DMD | MKr20 | 2020 | 2.4826 | 0.049896 |  | 25 | 14 | 70 | 2 | 4 | ETA | I | NEW |  |  | RHNBHWPE | 4 | 0.66667 | HOUETARHNBHWPEN01_NEWI
HOUETARHNBHWPEN01_NEWI_D67 | Residential heating technology - Biomass boiler, automatic stoking , wood pellets or wood chips - apartment complex - new building - distributed level 0.67 | HOUWPE | HOUETARHN_NEWI_DMD | MKr20 | 2025 | 2.4211 | 0.049466 |  | 25 | 14 | 60 | 2 | 4 | ETA | I | NEW |  |  | RHNBHWPE | 4 | 0.66667 | HOUETARHNBHWPEN01_NEWI
HOUETARHNBHWPEN01_NEWI_D67 | Residential heating technology - Biomass boiler, automatic stoking , wood pellets or wood chips - apartment complex - new building - distributed level 0.67 | HOUWPE | HOUETARHN_NEWI_DMD | MKr20 | 2030 | 2.3612 | 0.049459 |  | 25 | 11 | 50 | 1 | 4 | ETA | I | NEW |  |  | RHNBHWPE | 4 | 0.66667 | HOUETARHNBHWPEN01_NEWI
HOUETARHNBHWPEN01_NEWI_D67 | Residential heating technology - Biomass boiler, automatic stoking , wood pellets or wood chips - apartment complex - new building - distributed level 0.67 | HOUWPE | HOUETARHN_NEWI_DMD | MKr20 | 2040 | 2.2458 | 0.047612 |  | 25 | 9 | 45 | 1 | 4 | ETA | I | NEW |  |  | RHNBHWPE | 4 | 0.66667 | HOUETARHNBHWPEN01_NEWI
HOUETARHNBHWPEN01_NEWI_D67 | Residential heating technology - Biomass boiler, automatic stoking , wood pellets or wood chips - apartment complex - new building - distributed level 0.67 | HOUWPE | HOUETARHN_NEWI_DMD | MKr20 | 2050 | 2.136 | 0.045744 |  | 25 | 9 | 40 | 0 | 4 | ETA | I | NEW |  |  | RHNBHWPE | 4 | 0.66667 | HOUETARHNBHWPEN01_NEWI
HOUETARHNBHWPEN01_NEWD_D67 | Residential heating technology - Biomass boiler, automatic stoking , wood pellets or wood chips - apartment complex - new building - distributed level 0.67 | HOUWPE | HOUETARHN_NEWD_DMD | MKr20 | 2020 | 2.4826 | 0.049896 |  | 25 | 14 | 70 | 2 | 4 | ETA | D | NEW |  |  | RHNBHWPE | 4 | 0.66667 | HOUETARHNBHWPEN01_NEWD
HOUETARHNBHWPEN01_NEWD_D67 | Residential heating technology - Biomass boiler, automatic stoking , wood pellets or wood chips - apartment complex - new building - distributed level 0.67 | HOUWPE | HOUETARHN_NEWD_DMD | MKr20 | 2025 | 2.4211 | 0.049466 |  | 25 | 14 | 60 | 2 | 4 | ETA | D | NEW |  |  | RHNBHWPE | 4 | 0.66667 | HOUETARHNBHWPEN01_NEWD
HOUETARHNBHWPEN01_NEWD_D67 | Residential heating technology - Biomass boiler, automatic stoking , wood pellets or wood chips - apartment complex - new building - distributed level 0.67 | HOUWPE | HOUETARHN_NEWD_DMD | MKr20 | 2030 | 2.3612 | 0.049459 |  | 25 | 11 | 50 | 1 | 4 | ETA | D | NEW |  |  | RHNBHWPE | 4 | 0.66667 | HOUETARHNBHWPEN01_NEWD
HOUETARHNBHWPEN01_NEWD_D67 | Residential heating technology - Biomass boiler, automatic stoking , wood pellets or wood chips - apartment complex - new building - distributed level 0.67 | HOUWPE | HOUETARHN_NEWD_DMD | MKr20 | 2040 | 2.2458 | 0.047612 |  | 25 | 9 | 45 | 1 | 4 | ETA | D | NEW |  |  | RHNBHWPE | 4 | 0.66667 | HOUETARHNBHWPEN01_NEWD
HOUETARHNBHWPEN01_NEWD_D67 | Residential heating technology - Biomass boiler, automatic stoking , wood pellets or wood chips - apartment complex - new building - distributed level 0.67 | HOUWPE | HOUETARHN_NEWD_DMD | MKr20 | 2050 | 2.136 | 0.045744 |  | 25 | 9 | 40 | 0 | 4 | ETA | D | NEW |  |  | RHNBHWPE | 4 | 0.66667 | HOUETARHNBHWPEN01_NEWD
HOUETARHNBHWPEN01_NEWC_D67 | Residential heating technology - Biomass boiler, automatic stoking , wood pellets or wood chips - apartment complex - new building - distributed level 0.67 | HOUWPE | HOUETARHN_NEWC_DMD | MKr20 | 2020 | 2.4826 | 0.049896 |  | 25 | 14 | 70 | 2 | 4 | ETA | C | NEW |  |  | RHNBHWPE | 4 | 0.66667 | HOUETARHNBHWPEN01_NEWC
HOUETARHNBHWPEN01_NEWC_D67 | Residential heating technology - Biomass boiler, automatic stoking , wood pellets or wood chips - apartment complex - new building - distributed level 0.67 | HOUWPE | HOUETARHN_NEWC_DMD | MKr20 | 2025 | 2.4211 | 0.049466 |  | 25 | 14 | 60 | 2 | 4 | ETA | C | NEW |  |  | RHNBHWPE | 4 | 0.66667 | HOUETARHNBHWPEN01_NEWC
HOUETARHNBHWPEN01_NEWC_D67 | Residential heating technology - Biomass boiler, automatic stoking , wood pellets or wood chips - apartment complex - new building - distributed level 0.67 | HOUWPE | HOUETARHN_NEWC_DMD | MKr20 | 2030 | 2.3612 | 0.049459 |  | 25 | 11 | 50 | 1 | 4 | ETA | C | NEW |  |  | RHNBHWPE | 4 | 0.66667 | HOUETARHNBHWPEN01_NEWC
HOUETARHNBHWPEN01_NEWC_D67 | Residential heating technology - Biomass boiler, automatic stoking , wood pellets or wood chips - apartment complex - new building - distributed level 0.67 | HOUWPE | HOUETARHN_NEWC_DMD | MKr20 | 2040 | 2.2458 | 0.047612 |  | 25 | 9 | 45 | 1 | 4 | ETA | C | NEW |  |  | RHNBHWPE | 4 | 0.66667 | HOUETARHNBHWPEN01_NEWC
HOUETARHNBHWPEN01_NEWC_D67 | Residential heating technology - Biomass boiler, automatic stoking , wood pellets or wood chips - apartment complex - new building - distributed level 0.67 | HOUWPE | HOUETARHN_NEWC_DMD | MKr20 | 2050 | 2.136 | 0.045744 |  | 25 | 9 | 40 | 0 | 4 | ETA | C | NEW |  |  | RHNBHWPE | 4 | 0.66667 | HOUETARHNBHWPEN01_NEWC
HOUETARHNBHSOLN01_NEWI_D67 | Residential heating technology - Solar heating system - apartment complex - new building - distributed level 0.67 | HOUSOL | HOUETARHN_NEWI_DMD | MKr20 | 2020 | 4.6198 | 0.023612 | [6 empty] | ETA | I | NEW |  |  | RHNBHSOL | 4 | 0.66667 | HOUETARHNBHSOLN01_NEWI
HOUETARHNBHSOLN01_NEWI_D67 | Residential heating technology - Solar heating system - apartment complex - new building - distributed level 0.67 | HOUSOL | HOUETARHN_NEWI_DMD | MKr20 | 2025 | 4.4202 | 0.027377 | [6 empty] | ETA | I | NEW |  |  | RHNBHSOL | 4 | 0.66667 | HOUETARHNBHSOLN01_NEWI
HOUETARHNBHSOLN01_NEWI_D67 | Residential heating technology - Solar heating system - apartment complex - new building - distributed level 0.67 | HOUSOL | HOUETARHN_NEWI_DMD | MKr20 | 2030 | 4.2205 | 0.029915 | [6 empty] | ETA | I | NEW |  |  | RHNBHSOL | 4 | 0.66667 | HOUETARHNBHSOLN01_NEWI
HOUETARHNBHSOLN01_NEWI_D67 | Residential heating technology - Solar heating system - apartment complex - new building - distributed level 0.67 | HOUSOL | HOUETARHN_NEWI_DMD | MKr20 | 2040 | 4.0209 | 0.028703 | [6 empty] | ETA | I | NEW |  |  | RHNBHSOL | 4 | 0.66667 | HOUETARHNBHSOLN01_NEWI
HOUETARHNBHSOLN01_NEWI_D67 | Residential heating technology - Solar heating system - apartment complex - new building - distributed level 0.67 | HOUSOL | HOUETARHN_NEWI_DMD | MKr20 | 2050 | 3.8213 | 0.027719 | [6 empty] | ETA | I | NEW |  |  | RHNBHSOL | 4 | 0.66667 | HOUETARHNBHSOLN01_NEWI
HOUETARHNBHSOLN01_NEWD_D67 | Residential heating technology - Solar heating system - apartment complex - new building - distributed level 0.67 | HOUSOL | HOUETARHN_NEWD_DMD | MKr20 | 2020 | 4.6198 | 0.023612 | [6 empty] | ETA | D | NEW |  |  | RHNBHSOL | 4 | 0.66667 | HOUETARHNBHSOLN01_NEWD
HOUETARHNBHSOLN01_NEWD_D67 | Residential heating technology - Solar heating system - apartment complex - new building - distributed level 0.67 | HOUSOL | HOUETARHN_NEWD_DMD | MKr20 | 2025 | 4.4202 | 0.027377 | [6 empty] | ETA | D | NEW |  |  | RHNBHSOL | 4 | 0.66667 | HOUETARHNBHSOLN01_NEWD
HOUETARHNBHSOLN01_NEWD_D67 | Residential heating technology - Solar heating system - apartment complex - new building - distributed level 0.67 | HOUSOL | HOUETARHN_NEWD_DMD | MKr20 | 2030 | 4.2205 | 0.029915 | [6 empty] | ETA | D | NEW |  |  | RHNBHSOL | 4 | 0.66667 | HOUETARHNBHSOLN01_NEWD
HOUETARHNBHSOLN01_NEWD_D67 | Residential heating technology - Solar heating system - apartment complex - new building - distributed level 0.67 | HOUSOL | HOUETARHN_NEWD_DMD | MKr20 | 2040 | 4.0209 | 0.028703 | [6 empty] | ETA | D | NEW |  |  | RHNBHSOL | 4 | 0.66667 | HOUETARHNBHSOLN01_NEWD
HOUETARHNBHSOLN01_NEWD_D67 | Residential heating technology - Solar heating system - apartment complex - new building - distributed level 0.67 | HOUSOL | HOUETARHN_NEWD_DMD | MKr20 | 2050 | 3.8213 | 0.027719 | [6 empty] | ETA | D | NEW |  |  | RHNBHSOL | 4 | 0.66667 | HOUETARHNBHSOLN01_NEWD
HOUETARHNBHSOLN01_NEWC_D67 | Residential heating technology - Solar heating system - apartment complex - new building - distributed level 0.67 | HOUSOL | HOUETARHN_NEWC_DMD | MKr20 | 2020 | 4.6198 | 0.023612 | [6 empty] | ETA | C | NEW |  |  | RHNBHSOL | 4 | 0.66667 | HOUETARHNBHSOLN01_NEWC
HOUETARHNBHSOLN01_NEWC_D67 | Residential heating technology - Solar heating system - apartment complex - new building - distributed level 0.67 | HOUSOL | HOUETARHN_NEWC_DMD | MKr20 | 2025 | 4.4202 | 0.027377 | [6 empty] | ETA | C | NEW |  |  | RHNBHSOL | 4 | 0.66667 | HOUETARHNBHSOLN01_NEWC
HOUETARHNBHSOLN01_NEWC_D67 | Residential heating technology - Solar heating system - apartment complex - new building - distributed level 0.67 | HOUSOL | HOUETARHN_NEWC_DMD | MKr20 | 2030 | 4.2205 | 0.029915 | [6 empty] | ETA | C | NEW |  |  | RHNBHSOL | 4 | 0.66667 | HOUETARHNBHSOLN01_NEWC
HOUETARHNBHSOLN01_NEWC_D67 | Residential heating technology - Solar heating system - apartment complex - new building - distributed level 0.67 | HOUSOL | HOUETARHN_NEWC_DMD | MKr20 | 2040 | 4.0209 | 0.028703 | [6 empty] | ETA | C | NEW |  |  | RHNBHSOL | 4 | 0.66667 | HOUETARHNBHSOLN01_NEWC
HOUETARHNBHSOLN01_NEWC_D67 | Residential heating technology - Solar heating system - apartment complex - new building - distributed level 0.67 | HOUSOL | HOUETARHN_NEWC_DMD | MKr20 | 2050 | 3.8213 | 0.027719 | [6 empty] | ETA | C | NEW |  |  | RHNBHSOL | 4 | 0.66667 | HOUETARHNBHSOLN01_NEWC
HOUETARHNBHGASN03_NEWI_D67 | Residential heating technology - Natural gas boiler - plus connection pipe - apartment complex - new building - distributed level 0.67 | HOUGAS | HOUETARHN_NEWI_DMD | MKr20 | 2020 | 1.2317 | 0.033232 |  | 0.43 | 0.1 | 20.4 | 1 | 1 | ETA | I | NEW |  |  | RHNBHGAS | 4 | 0.66667 | HOUETARHNBHGASN03_NEWI
HOUETARHNBHGASN03_NEWI_D67 | Residential heating technology - Natural gas boiler - plus connection pipe - apartment complex - new building - distributed level 0.67 | HOUGAS | HOUETARHN_NEWI_DMD | MKr20 | 2025 | 1.2036 | 0.032974 |  | 0.43 | 0.1 | 20.4 | 1 | 1 | ETA | I | NEW |  |  | RHNBHGAS | 4 | 0.66667 | HOUETARHNBHGASN03_NEWI
HOUETARHNBHGASN03_NEWI_D67 | Residential heating technology - Natural gas boiler - plus connection pipe - apartment complex - new building - distributed level 0.67 | HOUGAS | HOUETARHN_NEWI_DMD | MKr20 | 2030 | 1.1763 | 0.032671 |  | 0.43 | 0.1 | 20.4 | 1 | 1 | ETA | I | NEW |  |  | RHNBHGAS | 4 | 0.66667 | HOUETARHNBHGASN03_NEWI
HOUETARHNBHGASN03_NEWI_D67 | Residential heating technology - Natural gas boiler - plus connection pipe - apartment complex - new building - distributed level 0.67 | HOUGAS | HOUETARHN_NEWI_DMD | MKr20 | 2040 | 1.1237 | 0.031328 |  | 0.43 | 0.1 | 20.4 | 1 | 1 | ETA | I | NEW |  |  | RHNBHGAS | 4 | 0.66667 | HOUETARHNBHGASN03_NEWI
HOUETARHNBHGASN03_NEWI_D67 | Residential heating technology - Natural gas boiler - plus connection pipe - apartment complex - new building - distributed level 0.67 | HOUGAS | HOUETARHN_NEWI_DMD | MKr20 | 2050 | 1.0736 | 0.0089355 |  | 0.43 | 0.1 | 20.4 | 1 | 1 | ETA | I | NEW |  |  | RHNBHGAS | 4 | 0.66667 | HOUETARHNBHGASN03_NEWI
HOUETARHNBHGASN03_NEWD_D67 | Residential heating technology - Natural gas boiler - plus connection pipe - apartment complex - new building - distributed level 0.67 | HOUGAS | HOUETARHN_NEWD_DMD | MKr20 | 2020 | 1.2317 | 0.033232 |  | 0.43 | 0.1 | 20.4 | 1 | 1 | ETA | D | NEW |  |  | RHNBHGAS | 4 | 0.66667 | HOUETARHNBHGASN03_NEWD
HOUETARHNBHGASN03_NEWD_D67 | Residential heating technology - Natural gas boiler - plus connection pipe - apartment complex - new building - distributed level 0.67 | HOUGAS | HOUETARHN_NEWD_DMD | MKr20 | 2025 | 1.2036 | 0.032974 |  | 0.43 | 0.1 | 20.4 | 1 | 1 | ETA | D | NEW |  |  | RHNBHGAS | 4 | 0.66667 | HOUETARHNBHGASN03_NEWD
HOUETARHNBHGASN03_NEWD_D67 | Residential heating technology - Natural gas boiler - plus connection pipe - apartment complex - new building - distributed level 0.67 | HOUGAS | HOUETARHN_NEWD_DMD | MKr20 | 2030 | 1.1763 | 0.032671 |  | 0.43 | 0.1 | 20.4 | 1 | 1 | ETA | D | NEW |  |  | RHNBHGAS | 4 | 0.66667 | HOUETARHNBHGASN03_NEWD
HOUETARHNBHGASN03_NEWD_D67 | Residential heating technology - Natural gas boiler - plus connection pipe - apartment complex - new building - distributed level 0.67 | HOUGAS | HOUETARHN_NEWD_DMD | MKr20 | 2040 | 1.1237 | 0.031328 |  | 0.43 | 0.1 | 20.4 | 1 | 1 | ETA | D | NEW |  |  | RHNBHGAS | 4 | 0.66667 | HOUETARHNBHGASN03_NEWD
HOUETARHNBHGASN03_NEWD_D67 | Residential heating technology - Natural gas boiler - plus connection pipe - apartment complex - new building - distributed level 0.67 | HOUGAS | HOUETARHN_NEWD_DMD | MKr20 | 2050 | 1.0736 | 0.0089355 |  | 0.43 | 0.1 | 20.4 | 1 | 1 | ETA | D | NEW |  |  | RHNBHGAS | 4 | 0.66667 | HOUETARHNBHGASN03_NEWD
HOUETARHNBHGASN03_NEWC_D67 | Residential heating technology - Natural gas boiler - plus connection pipe - apartment complex - new building - distributed level 0.67 | HOUGAS | HOUETARHN_NEWC_DMD | MKr20 | 2020 | 1.2317 | 0.033232 |  | 0.43 | 0.1 | 20.4 | 1 | 1 | ETA | C | NEW |  |  | RHNBHGAS | 4 | 0.66667 | HOUETARHNBHGASN03_NEWC
HOUETARHNBHGASN03_NEWC_D67 | Residential heating technology - Natural gas boiler - plus connection pipe - apartment complex - new building - distributed level 0.67 | HOUGAS | HOUETARHN_NEWC_DMD | MKr20 | 2025 | 1.2036 | 0.032974 |  | 0.43 | 0.1 | 20.4 | 1 | 1 | ETA | C | NEW |  |  | RHNBHGAS | 4 | 0.66667 | HOUETARHNBHGASN03_NEWC
HOUETARHNBHGASN03_NEWC_D67 | Residential heating technology - Natural gas boiler - plus connection pipe - apartment complex - new building - distributed level 0.67 | HOUGAS | HOUETARHN_NEWC_DMD | MKr20 | 2030 | 1.1763 | 0.032671 |  | 0.43 | 0.1 | 20.4 | 1 | 1 | ETA | C | NEW |  |  | RHNBHGAS | 4 | 0.66667 | HOUETARHNBHGASN03_NEWC
HOUETARHNBHGASN03_NEWC_D67 | Residential heating technology - Natural gas boiler - plus connection pipe - apartment complex - new building - distributed level 0.67 | HOUGAS | HOUETARHN_NEWC_DMD | MKr20 | 2040 | 1.1237 | 0.031328 |  | 0.43 | 0.1 | 20.4 | 1 | 1 | ETA | C | NEW |  |  | RHNBHGAS | 4 | 0.66667 | HOUETARHNBHGASN03_NEWC
HOUETARHNBHGASN03_NEWC_D67 | Residential heating technology - Natural gas boiler - plus connection pipe - apartment complex - new building - distributed level 0.67 | HOUGAS | HOUETARHN_NEWC_DMD | MKr20 | 2050 | 1.0736 | 0.0089355 |  | 0.43 | 0.1 | 20.4 | 1 | 1 | ETA | C | NEW |  |  | RHNBHGAS | 4 | 0.66667 | HOUETARHNBHGASN03_NEWC
HOUETARHNBHDHDN09_NEWI_D67 | Residential heating technology - Direct district heating substation - plus connection pipe - plus distribution (heating density: low ) - apartment complex - new building - distributed level 0.67 | HOUDHD | HOUETARHN_NEWI_DMD | MKr20 | 2020 | 0.75779 | 0.0038327 | [6 empty] | ETA | I | NEW |  |  | RHNBHDHD | 4 | 0.66667 | HOUETARHNBHDHDN09_NEWI
HOUETARHNBHDHDN09_NEWI_D67 | Residential heating technology - Direct district heating substation - plus connection pipe - plus distribution (heating density: low ) - apartment complex - new building - distributed level 0.67 | HOUDHD | HOUETARHN_NEWI_DMD | MKr20 | 2025 | 0.74729 | 0.0038963 | [6 empty] | ETA | I | NEW |  |  | RHNBHDHD | 4 | 0.66667 | HOUETARHNBHDHDN09_NEWI
HOUETARHNBHDHDN09_NEWI_D67 | Residential heating technology - Direct district heating substation - plus connection pipe - plus distribution (heating density: low ) - apartment complex - new building - distributed level 0.67 | HOUDHD | HOUETARHN_NEWI_DMD | MKr20 | 2030 | 0.73705 | 0.0039016 | [6 empty] | ETA | I | NEW |  |  | RHNBHDHD | 4 | 0.66667 | HOUETARHNBHDHDN09_NEWI
HOUETARHNBHDHDN09_NEWI_D67 | Residential heating technology - Direct district heating substation - plus connection pipe - plus distribution (heating density: low ) - apartment complex - new building - distributed level 0.67 | HOUDHD | HOUETARHN_NEWI_DMD | MKr20 | 2040 | 0.71732 | 0.0038215 | [6 empty] | ETA | I | NEW |  |  | RHNBHDHD | 4 | 0.66667 | HOUETARHNBHDHDN09_NEWI
HOUETARHNBHDHDN09_NEWI_D67 | Residential heating technology - Direct district heating substation - plus connection pipe - plus distribution (heating density: low ) - apartment complex - new building - distributed level 0.67 | HOUDHD | HOUETARHN_NEWI_DMD | MKr20 | 2050 | 0.69856 | 0.0036206 | [6 empty] | ETA | I | NEW |  |  | RHNBHDHD | 4 | 0.66667 | HOUETARHNBHDHDN09_NEWI
HOUETARHNBHDHDN07_NEWI_D67 | Residential heating technology - Direct district heating substation - plus connection pipe - plus distribution (heating density: medium ) - apartment complex - new building - distributed level 0.67 | HOUDHD | HOUETARHN_NEWI_DMD | MKr20 | 2020 | 0.6908 | 0.0038327 | [6 empty] | ETA | I | NEW |  |  | RHNBHDHD | 4 | 0.66667 | HOUETARHNBHDHDN07_NEWI
HOUETARHNBHDHDN07_NEWI_D67 | Residential heating technology - Direct district heating substation - plus connection pipe - plus distribution (heating density: medium ) - apartment complex - new building - distributed level 0.67 | HOUDHD | HOUETARHN_NEWI_DMD | MKr20 | 2025 | 0.6803 | 0.0038963 | [6 empty] | ETA | I | NEW |  |  | RHNBHDHD | 4 | 0.66667 | HOUETARHNBHDHDN07_NEWI
HOUETARHNBHDHDN07_NEWI_D67 | Residential heating technology - Direct district heating substation - plus connection pipe - plus distribution (heating density: medium ) - apartment complex - new building - distributed level 0.67 | HOUDHD | HOUETARHN_NEWI_DMD | MKr20 | 2030 | 0.67006 | 0.0039016 | [6 empty] | ETA | I | NEW |  |  | RHNBHDHD | 4 | 0.66667 | HOUETARHNBHDHDN07_NEWI
HOUETARHNBHDHDN07_NEWI_D67 | Residential heating technology - Direct district heating substation - plus connection pipe - plus distribution (heating density: medium ) - apartment complex - new building - distributed level 0.67 | HOUDHD | HOUETARHN_NEWI_DMD | MKr20 | 2040 | 0.65034 | 0.0038215 | [6 empty] | ETA | I | NEW |  |  | RHNBHDHD | 4 | 0.66667 | HOUETARHNBHDHDN07_NEWI
HOUETARHNBHDHDN07_NEWI_D67 | Residential heating technology - Direct district heating substation - plus connection pipe - plus distribution (heating density: medium ) - apartment complex - new building - distributed level 0.67 | HOUDHD | HOUETARHN_NEWI_DMD | MKr20 | 2050 | 0.63158 | 0.0036206 | [6 empty] | ETA | I | NEW |  |  | RHNBHDHD | 4 | 0.66667 | HOUETARHNBHDHDN07_NEWI
HOUETARHNBHDHDN05_NEWI_D67 | Residential heating technology - Direct district heating substation - plus connection pipe - plus distribution (heating density: high ) - apartment complex - new building - distributed level 0.67 | HOUDHD | HOUETARHN_NEWI_DMD | MKr20 | 2020 | 0.62381 | 0.0038327 | [6 empty] | ETA | I | NEW |  |  | RHNBHDHD | 4 | 0.66667 | HOUETARHNBHDHDN05_NEWI
HOUETARHNBHDHDN05_NEWI_D67 | Residential heating technology - Direct district heating substation - plus connection pipe - plus distribution (heating density: high ) - apartment complex - new building - distributed level 0.67 | HOUDHD | HOUETARHN_NEWI_DMD | MKr20 | 2025 | 0.61331 | 0.0038963 | [6 empty] | ETA | I | NEW |  |  | RHNBHDHD | 4 | 0.66667 | HOUETARHNBHDHDN05_NEWI
HOUETARHNBHDHDN05_NEWI_D67 | Residential heating technology - Direct district heating substation - plus connection pipe - plus distribution (heating density: high ) - apartment complex - new building - distributed level 0.67 | HOUDHD | HOUETARHN_NEWI_DMD | MKr20 | 2030 | 0.60308 | 0.0039016 | [6 empty] | ETA | I | NEW |  |  | RHNBHDHD | 4 | 0.66667 | HOUETARHNBHDHDN05_NEWI
HOUETARHNBHDHDN05_NEWI_D67 | Residential heating technology - Direct district heating substation - plus connection pipe - plus distribution (heating density: high ) - apartment complex - new building - distributed level 0.67 | HOUDHD | HOUETARHN_NEWI_DMD | MKr20 | 2040 | 0.58335 | 0.0038215 | [6 empty] | ETA | I | NEW |  |  | RHNBHDHD | 4 | 0.66667 | HOUETARHNBHDHDN05_NEWI
HOUETARHNBHDHDN05_NEWI_D67 | Residential heating technology - Direct district heating substation - plus connection pipe - plus distribution (heating density: high ) - apartment complex - new building - distributed level 0.67 | HOUDHD | HOUETARHN_NEWI_DMD | MKr20 | 2050 | 0.56459 | 0.0036206 | [6 empty] | ETA | I | NEW |  |  | RHNBHDHD | 4 | 0.66667 | HOUETARHNBHDHDN05_NEWI
HOUETARHNBHDHDN03_NEWD_D67 | Residential heating technology - Direct district heating substation - plus connection pipe - apartment complex - new building - distributed level 0.67 | HOUDHD | HOUETARHN_NEWD_DMD | MKr20 | 2020 | 0.62381 | 0.0038327 | [6 empty] | ETA | D | NEW |  |  | RHNBHDHD | 4 | 0.66667 | HOUETARHNBHDHDN03_NEWD
HOUETARHNBHDHDN03_NEWD_D67 | Residential heating technology - Direct district heating substation - plus connection pipe - apartment complex - new building - distributed level 0.67 | HOUDHD | HOUETARHN_NEWD_DMD | MKr20 | 2025 | 0.61331 | 0.0038963 | [6 empty] | ETA | D | NEW |  |  | RHNBHDHD | 4 | 0.66667 | HOUETARHNBHDHDN03_NEWD
HOUETARHNBHDHDN03_NEWD_D67 | Residential heating technology - Direct district heating substation - plus connection pipe - apartment complex - new building - distributed level 0.67 | HOUDHD | HOUETARHN_NEWD_DMD | MKr20 | 2030 | 0.60308 | 0.0039016 | [6 empty] | ETA | D | NEW |  |  | RHNBHDHD | 4 | 0.66667 | HOUETARHNBHDHDN03_NEWD
HOUETARHNBHDHDN03_NEWD_D67 | Residential heating technology - Direct district heating substation - plus connection pipe - apartment complex - new building - distributed level 0.67 | HOUDHD | HOUETARHN_NEWD_DMD | MKr20 | 2040 | 0.58335 | 0.0038215 | [6 empty] | ETA | D | NEW |  |  | RHNBHDHD | 4 | 0.66667 | HOUETARHNBHDHDN03_NEWD
HOUETARHNBHDHDN03_NEWD_D67 | Residential heating technology - Direct district heating substation - plus connection pipe - apartment complex - new building - distributed level 0.67 | HOUDHD | HOUETARHN_NEWD_DMD | MKr20 | 2050 | 0.56459 | 0.0036206 | [6 empty] | ETA | D | NEW |  |  | RHNBHDHD | 4 | 0.66667 | HOUETARHNBHDHDN03_NEWD
HOUETARHNBHDHCN09_NEWI_D67 | Residential heating technology - Direct district heating substation - plus connection pipe - plus distribution (heating density: low ) - apartment complex - new building - distributed level 0.67 | HOUDHC | HOUETARHN_NEWI_DMD | MKr20 | 2020 | 0.75779 | 0.0038327 | [6 empty] | ETA | I | NEW |  |  | RHNBHDHC | 4 | 0.66667 | HOUETARHNBHDHCN09_NEWI
HOUETARHNBHDHCN09_NEWI_D67 | Residential heating technology - Direct district heating substation - plus connection pipe - plus distribution (heating density: low ) - apartment complex - new building - distributed level 0.67 | HOUDHC | HOUETARHN_NEWI_DMD | MKr20 | 2025 | 0.74729 | 0.0038963 | [6 empty] | ETA | I | NEW |  |  | RHNBHDHC | 4 | 0.66667 | HOUETARHNBHDHCN09_NEWI
HOUETARHNBHDHCN09_NEWI_D67 | Residential heating technology - Direct district heating substation - plus connection pipe - plus distribution (heating density: low ) - apartment complex - new building - distributed level 0.67 | HOUDHC | HOUETARHN_NEWI_DMD | MKr20 | 2030 | 0.73705 | 0.0039016 | [6 empty] | ETA | I | NEW |  |  | RHNBHDHC | 4 | 0.66667 | HOUETARHNBHDHCN09_NEWI
HOUETARHNBHDHCN09_NEWI_D67 | Residential heating technology - Direct district heating substation - plus connection pipe - plus distribution (heating density: low ) - apartment complex - new building - distributed level 0.67 | HOUDHC | HOUETARHN_NEWI_DMD | MKr20 | 2040 | 0.71732 | 0.0038215 | [6 empty] | ETA | I | NEW |  |  | RHNBHDHC | 4 | 0.66667 | HOUETARHNBHDHCN09_NEWI
HOUETARHNBHDHCN09_NEWI_D67 | Residential heating technology - Direct district heating substation - plus connection pipe - plus distribution (heating density: low ) - apartment complex - new building - distributed level 0.67 | HOUDHC | HOUETARHN_NEWI_DMD | MKr20 | 2050 | 0.69856 | 0.0036206 | [6 empty] | ETA | I | NEW |  |  | RHNBHDHC | 4 | 0.66667 | HOUETARHNBHDHCN09_NEWI
HOUETARHNBHDHCN07_NEWI_D67 | Residential heating technology - Direct district heating substation - plus connection pipe - plus distribution (heating density: medium ) - apartment complex - new building - distributed level 0.67 | HOUDHC | HOUETARHN_NEWI_DMD | MKr20 | 2020 | 0.6908 | 0.0038327 | [6 empty] | ETA | I | NEW |  |  | RHNBHDHC | 4 | 0.66667 | HOUETARHNBHDHCN07_NEWI
HOUETARHNBHDHCN07_NEWI_D67 | Residential heating technology - Direct district heating substation - plus connection pipe - plus distribution (heating density: medium ) - apartment complex - new building - distributed level 0.67 | HOUDHC | HOUETARHN_NEWI_DMD | MKr20 | 2025 | 0.6803 | 0.0038963 | [6 empty] | ETA | I | NEW |  |  | RHNBHDHC | 4 | 0.66667 | HOUETARHNBHDHCN07_NEWI
HOUETARHNBHDHCN07_NEWI_D67 | Residential heating technology - Direct district heating substation - plus connection pipe - plus distribution (heating density: medium ) - apartment complex - new building - distributed level 0.67 | HOUDHC | HOUETARHN_NEWI_DMD | MKr20 | 2030 | 0.67006 | 0.0039016 | [6 empty] | ETA | I | NEW |  |  | RHNBHDHC | 4 | 0.66667 | HOUETARHNBHDHCN07_NEWI
HOUETARHNBHDHCN07_NEWI_D67 | Residential heating technology - Direct district heating substation - plus connection pipe - plus distribution (heating density: medium ) - apartment complex - new building - distributed level 0.67 | HOUDHC | HOUETARHN_NEWI_DMD | MKr20 | 2040 | 0.65034 | 0.0038215 | [6 empty] | ETA | I | NEW |  |  | RHNBHDHC | 4 | 0.66667 | HOUETARHNBHDHCN07_NEWI
HOUETARHNBHDHCN07_NEWI_D67 | Residential heating technology - Direct district heating substation - plus connection pipe - plus distribution (heating density: medium ) - apartment complex - new building - distributed level 0.67 | HOUDHC | HOUETARHN_NEWI_DMD | MKr20 | 2050 | 0.63158 | 0.0036206 | [6 empty] | ETA | I | NEW |  |  | RHNBHDHC | 4 | 0.66667 | HOUETARHNBHDHCN07_NEWI
HOUETARHNBHDHCN05_NEWI_D67 | Residential heating technology - Direct district heating substation - plus connection pipe - plus distribution (heating density: high ) - apartment complex - new building - distributed level 0.67 | HOUDHC | HOUETARHN_NEWI_DMD | MKr20 | 2020 | 0.62381 | 0.0038327 | [6 empty] | ETA | I | NEW |  |  | RHNBHDHC | 4 | 0.66667 | HOUETARHNBHDHCN05_NEWI
HOUETARHNBHDHCN05_NEWI_D67 | Residential heating technology - Direct district heating substation - plus connection pipe - plus distribution (heating density: high ) - apartment complex - new building - distributed level 0.67 | HOUDHC | HOUETARHN_NEWI_DMD | MKr20 | 2025 | 0.61331 | 0.0038963 | [6 empty] | ETA | I | NEW |  |  | RHNBHDHC | 4 | 0.66667 | HOUETARHNBHDHCN05_NEWI
HOUETARHNBHDHCN05_NEWI_D67 | Residential heating technology - Direct district heating substation - plus connection pipe - plus distribution (heating density: high ) - apartment complex - new building - distributed level 0.67 | HOUDHC | HOUETARHN_NEWI_DMD | MKr20 | 2030 | 0.60308 | 0.0039016 | [6 empty] | ETA | I | NEW |  |  | RHNBHDHC | 4 | 0.66667 | HOUETARHNBHDHCN05_NEWI
HOUETARHNBHDHCN05_NEWI_D67 | Residential heating technology - Direct district heating substation - plus connection pipe - plus distribution (heating density: high ) - apartment complex - new building - distributed level 0.67 | HOUDHC | HOUETARHN_NEWI_DMD | MKr20 | 2040 | 0.58335 | 0.0038215 | [6 empty] | ETA | I | NEW |  |  | RHNBHDHC | 4 | 0.66667 | HOUETARHNBHDHCN05_NEWI
HOUETARHNBHDHCN05_NEWI_D67 | Residential heating technology - Direct district heating substation - plus connection pipe - plus distribution (heating density: high ) - apartment complex - new building - distributed level 0.67 | HOUDHC | HOUETARHN_NEWI_DMD | MKr20 | 2050 | 0.56459 | 0.0036206 | [6 empty] | ETA | I | NEW |  |  | RHNBHDHC | 4 | 0.66667 | HOUETARHNBHDHCN05_NEWI
HOUETARHNBHDHCN03_NEWC_D67 | Residential heating technology - Direct district heating substation - plus connection pipe - apartment complex - new building - distributed level 0.67 | HOUDHC | HOUETARHN_NEWC_DMD | MKr20 | 2020 | 0.62381 | 0.0038327 | [6 empty] | ETA | C | NEW |  |  | RHNBHDHC | 4 | 0.66667 | HOUETARHNBHDHCN03_NEWC
HOUETARHNBHDHCN03_NEWC_D67 | Residential heating technology - Direct district heating substation - plus connection pipe - apartment complex - new building - distributed level 0.67 | HOUDHC | HOUETARHN_NEWC_DMD | MKr20 | 2025 | 0.61331 | 0.0038963 | [6 empty] | ETA | C | NEW |  |  | RHNBHDHC | 4 | 0.66667 | HOUETARHNBHDHCN03_NEWC
HOUETARHNBHDHCN03_NEWC_D67 | Residential heating technology - Direct district heating substation - plus connection pipe - apartment complex - new building - distributed level 0.67 | HOUDHC | HOUETARHN_NEWC_DMD | MKr20 | 2030 | 0.60308 | 0.0039016 | [6 empty] | ETA | C | NEW |  |  | RHNBHDHC | 4 | 0.66667 | HOUETARHNBHDHCN03_NEWC
HOUETARHNBHDHCN03_NEWC_D67 | Residential heating technology - Direct district heating substation - plus connection pipe - apartment complex - new building - distributed level 0.67 | HOUDHC | HOUETARHN_NEWC_DMD | MKr20 | 2040 | 0.58335 | 0.0038215 | [6 empty] | ETA | C | NEW |  |  | RHNBHDHC | 4 | 0.66667 | HOUETARHNBHDHCN03_NEWC
HOUETARHNBHDHCN03_NEWC_D67 | Residential heating technology - Direct district heating substation - plus connection pipe - apartment complex - new building - distributed level 0.67 | HOUDHC | HOUETARHN_NEWC_DMD | MKr20 | 2050 | 0.56459 | 0.0036206 | [6 empty] | ETA | C | NEW |  |  | RHNBHDHC | 4 | 0.66667 | HOUETARHNBHDHCN03_NEWC
HOUPARRHNHPELCN07_OLDIEXT39_D67 | Residential heating technology - Heat pump, Air-to-water, low-price product - single-family house - existing building - distributed level 0.67 | HOUELC, HOUAMB | HOUPARRHN_OLDI_DMD | MKr20 | 2025 | 9.5709 | 0.31473 | 0.32928 | [5 empty] | PAR | I | OLD | 3.0369 |  | RHNHPELC | 4 | 0.66667 | HOUPARRHNHPELCN07_OLDIEXT39
HOUPARRHNHPELCN07_OLDIEXT39_D67 | Residential heating technology - Heat pump, Air-to-water, low-price product - single-family house - existing building - distributed level 0.67 | HOUELC, HOUAMB | HOUPARRHN_OLDI_DMD | MKr20 | 2030 | 8.6797 | 0.31099 | 0.31431 | [5 empty] | PAR | I | OLD | 3.1815 |  | RHNHPELC | 4 | 0.66667 | HOUPARRHNHPELCN07_OLDIEXT39
HOUPARRHNHPELCN07_OLDIEXT39_D67 | Residential heating technology - Heat pump, Air-to-water, low-price product - single-family house - existing building - distributed level 0.67 | HOUELC, HOUAMB | HOUPARRHN_OLDI_DMD | MKr20 | 2040 | 7.9697 | 0.30404 | 0.30065 | [5 empty] | PAR | I | OLD | 3.3262 |  | RHNHPELC | 4 | 0.66667 | HOUPARRHNHPELCN07_OLDIEXT39
HOUPARRHNHPELCN07_OLDIEXT39_D67 | Residential heating technology - Heat pump, Air-to-water, low-price product - single-family house - existing building - distributed level 0.67 | HOUELC, HOUAMB | HOUPARRHN_OLDI_DMD | MKr20 | 2050 | 7.2597 | 0.2971 | 0.29218 | [5 empty] | PAR | I | OLD | 3.4226 |  | RHNHPELC | 4 | 0.66667 | HOUPARRHNHPELCN07_OLDIEXT39
HOUPARRHNHPELCN07_OLDDEXT39_D67 | Residential heating technology - Heat pump, Air-to-water, low-price product - single-family house - existing building - distributed level 0.67 | HOUELC, HOUAMB | HOUPARRHN_OLDD_DMD | MKr20 | 2025 | 9.5709 | 0.31473 | 0.32928 | [5 empty] | PAR | D | OLD | 3.0369 |  | RHNHPELC | 4 | 0.66667 | HOUPARRHNHPELCN07_OLDDEXT39
HOUPARRHNHPELCN07_OLDDEXT39_D67 | Residential heating technology - Heat pump, Air-to-water, low-price product - single-family house - existing building - distributed level 0.67 | HOUELC, HOUAMB | HOUPARRHN_OLDD_DMD | MKr20 | 2030 | 8.6797 | 0.31099 | 0.31431 | [5 empty] | PAR | D | OLD | 3.1815 |  | RHNHPELC | 4 | 0.66667 | HOUPARRHNHPELCN07_OLDDEXT39
HOUPARRHNHPELCN07_OLDDEXT39_D67 | Residential heating technology - Heat pump, Air-to-water, low-price product - single-family house - existing building - distributed level 0.67 | HOUELC, HOUAMB | HOUPARRHN_OLDD_DMD | MKr20 | 2040 | 7.9697 | 0.30404 | 0.30065 | [5 empty] | PAR | D | OLD | 3.3262 |  | RHNHPELC | 4 | 0.66667 | HOUPARRHNHPELCN07_OLDDEXT39
HOUPARRHNHPELCN07_OLDDEXT39_D67 | Residential heating technology - Heat pump, Air-to-water, low-price product - single-family house - existing building - distributed level 0.67 | HOUELC, HOUAMB | HOUPARRHN_OLDD_DMD | MKr20 | 2050 | 7.2597 | 0.2971 | 0.29218 | [5 empty] | PAR | D | OLD | 3.4226 |  | RHNHPELC | 4 | 0.66667 | HOUPARRHNHPELCN07_OLDDEXT39
HOUPARRHNHPELCN07_OLDCEXT39_D67 | Residential heating technology - Heat pump, Air-to-water, low-price product - single-family house - existing building - distributed level 0.67 | HOUELC, HOUAMB | HOUPARRHN_OLDC_DMD | MKr20 | 2025 | 9.5709 | 0.31473 | 0.32928 | [5 empty] | PAR | C | OLD | 3.0369 |  | RHNHPELC | 4 | 0.66667 | HOUPARRHNHPELCN07_OLDCEXT39
HOUPARRHNHPELCN07_OLDCEXT39_D67 | Residential heating technology - Heat pump, Air-to-water, low-price product - single-family house - existing building - distributed level 0.67 | HOUELC, HOUAMB | HOUPARRHN_OLDC_DMD | MKr20 | 2030 | 8.6797 | 0.31099 | 0.31431 | [5 empty] | PAR | C | OLD | 3.1815 |  | RHNHPELC | 4 | 0.66667 | HOUPARRHNHPELCN07_OLDCEXT39
HOUPARRHNHPELCN07_OLDCEXT39_D67 | Residential heating technology - Heat pump, Air-to-water, low-price product - single-family house - existing building - distributed level 0.67 | HOUELC, HOUAMB | HOUPARRHN_OLDC_DMD | MKr20 | 2040 | 7.9697 | 0.30404 | 0.30065 | [5 empty] | PAR | C | OLD | 3.3262 |  | RHNHPELC | 4 | 0.66667 | HOUPARRHNHPELCN07_OLDCEXT39
HOUPARRHNHPELCN07_OLDCEXT39_D67 | Residential heating technology - Heat pump, Air-to-water, low-price product - single-family house - existing building - distributed level 0.67 | HOUELC, HOUAMB | HOUPARRHN_OLDC_DMD | MKr20 | 2050 | 7.2597 | 0.2971 | 0.29218 | [5 empty] | PAR | C | OLD | 3.4226 |  | RHNHPELC | 4 | 0.66667 | HOUPARRHNHPELCN07_OLDCEXT39
HOUPARRHNHPELCN05_OLDIEXT39_D67 | Residential heating technology - Heat pump, Air-to-water - leasing - single-family house - existing building - distributed level 0.67 | HOUELC, HOUAMB | HOUPARRHN_OLDI_DMD | MKr20 | 2025 | 8.0778 | 0.97988 | 0.31431 | [5 empty] | PAR | I | OLD | 3.1815 |  | RHNHPELC | 4 | 0.66667 | HOUPARRHNHPELCN05_OLDIEXT39
HOUPARRHNHPELCN05_OLDIEXT39_D67 | Residential heating technology - Heat pump, Air-to-water - leasing - single-family house - existing building - distributed level 0.67 | HOUELC, HOUAMB | HOUPARRHN_OLDI_DMD | MKr20 | 2030 | 7.3982 | 0.91553 | 0.30065 | [5 empty] | PAR | I | OLD | 3.3262 |  | RHNHPELC | 4 | 0.66667 | HOUPARRHNHPELCN05_OLDIEXT39
HOUPARRHNHPELCN05_OLDIEXT39_D67 | Residential heating technology - Heat pump, Air-to-water - leasing - single-family house - existing building - distributed level 0.67 | HOUELC, HOUAMB | HOUPARRHN_OLDI_DMD | MKr20 | 2040 | 6.8469 | 0.85944 | 0.28812 | [5 empty] | PAR | I | OLD | 3.4708 |  | RHNHPELC | 4 | 0.66667 | HOUPARRHNHPELCN05_OLDIEXT39
HOUPARRHNHPELCN05_OLDIEXT39_D67 | Residential heating technology - Heat pump, Air-to-water - leasing - single-family house - existing building - distributed level 0.67 | HOUELC, HOUAMB | HOUPARRHN_OLDI_DMD | MKr20 | 2050 | 6.2957 | 0.80334 | 0.28033 | [5 empty] | PAR | I | OLD | 3.5672 |  | RHNHPELC | 4 | 0.66667 | HOUPARRHNHPELCN05_OLDIEXT39
HOUPARRHNHPELCN05_OLDDEXT39_D67 | Residential heating technology - Heat pump, Air-to-water - leasing - single-family house - existing building - distributed level 0.67 | HOUELC, HOUAMB | HOUPARRHN_OLDD_DMD | MKr20 | 2025 | 8.0778 | 0.97988 | 0.31431 | [5 empty] | PAR | D | OLD | 3.1815 |  | RHNHPELC | 4 | 0.66667 | HOUPARRHNHPELCN05_OLDDEXT39
HOUPARRHNHPELCN05_OLDDEXT39_D67 | Residential heating technology - Heat pump, Air-to-water - leasing - single-family house - existing building - distributed level 0.67 | HOUELC, HOUAMB | HOUPARRHN_OLDD_DMD | MKr20 | 2030 | 7.3982 | 0.91553 | 0.30065 | [5 empty] | PAR | D | OLD | 3.3262 |  | RHNHPELC | 4 | 0.66667 | HOUPARRHNHPELCN05_OLDDEXT39
HOUPARRHNHPELCN05_OLDDEXT39_D67 | Residential heating technology - Heat pump, Air-to-water - leasing - single-family house - existing building - distributed level 0.67 | HOUELC, HOUAMB | HOUPARRHN_OLDD_DMD | MKr20 | 2040 | 6.8469 | 0.85944 | 0.28812 | [5 empty] | PAR | D | OLD | 3.4708 |  | RHNHPELC | 4 | 0.66667 | HOUPARRHNHPELCN05_OLDDEXT39
HOUPARRHNHPELCN05_OLDDEXT39_D67 | Residential heating technology - Heat pump, Air-to-water - leasing - single-family house - existing building - distributed level 0.67 | HOUELC, HOUAMB | HOUPARRHN_OLDD_DMD | MKr20 | 2050 | 6.2957 | 0.80334 | 0.28033 | [5 empty] | PAR | D | OLD | 3.5672 |  | RHNHPELC | 4 | 0.66667 | HOUPARRHNHPELCN05_OLDDEXT39
HOUPARRHNHPELCN05_OLDCEXT39_D67 | Residential heating technology - Heat pump, Air-to-water - leasing - single-family house - existing building - distributed level 0.67 | HOUELC, HOUAMB | HOUPARRHN_OLDC_DMD | MKr20 | 2025 | 8.0778 | 0.97988 | 0.31431 | [5 empty] | PAR | C | OLD | 3.1815 |  | RHNHPELC | 4 | 0.66667 | HOUPARRHNHPELCN05_OLDCEXT39
HOUPARRHNHPELCN05_OLDCEXT39_D67 | Residential heating technology - Heat pump, Air-to-water - leasing - single-family house - existing building - distributed level 0.67 | HOUELC, HOUAMB | HOUPARRHN_OLDC_DMD | MKr20 | 2030 | 7.3982 | 0.91553 | 0.30065 | [5 empty] | PAR | C | OLD | 3.3262 |  | RHNHPELC | 4 | 0.66667 | HOUPARRHNHPELCN05_OLDCEXT39
HOUPARRHNHPELCN05_OLDCEXT39_D67 | Residential heating technology - Heat pump, Air-to-water - leasing - single-family house - existing building - distributed level 0.67 | HOUELC, HOUAMB | HOUPARRHN_OLDC_DMD | MKr20 | 2040 | 6.8469 | 0.85944 | 0.28812 | [5 empty] | PAR | C | OLD | 3.4708 |  | RHNHPELC | 4 | 0.66667 | HOUPARRHNHPELCN05_OLDCEXT39
HOUPARRHNHPELCN05_OLDCEXT39_D67 | Residential heating technology - Heat pump, Air-to-water - leasing - single-family house - existing building - distributed level 0.67 | HOUELC, HOUAMB | HOUPARRHN_OLDC_DMD | MKr20 | 2050 | 6.2957 | 0.80334 | 0.28033 | [5 empty] | PAR | C | OLD | 3.5672 |  | RHNHPELC | 4 | 0.66667 | HOUPARRHNHPELCN05_OLDCEXT39
HOUPARRHNHPELCN04_OLDIEXT39_D67 | Residential heating technology - Heat pump, Ground source - single-family house - existing building - distributed level 0.67 | HOUELC, HOUAMB | HOUPARRHN_OLDI_DMD | MKr20 | 2025 | 22.0362 | 0.23205 | 0.29218 | [5 empty] | PAR | I | OLD | 3.4226 |  | RHNHPELC | 4 | 0.66667 | HOUPARRHNHPELCN04_OLDIEXT39
HOUPARRHNHPELCN04_OLDIEXT39_D67 | Residential heating technology - Heat pump, Ground source - single-family house - existing building - distributed level 0.67 | HOUELC, HOUAMB | HOUPARRHN_OLDI_DMD | MKr20 | 2030 | 20.8764 | 0.22831 | 0.28417 | [5 empty] | PAR | I | OLD | 3.519 |  | RHNHPELC | 4 | 0.66667 | HOUPARRHNHPELCN04_OLDIEXT39
HOUPARRHNHPELCN04_OLDIEXT39_D67 | Residential heating technology - Heat pump, Ground source - single-family house - existing building - distributed level 0.67 | HOUELC, HOUAMB | HOUPARRHN_OLDI_DMD | MKr20 | 2040 | 19.8326 | 0.22136 | 0.27296 | [5 empty] | PAR | I | OLD | 3.6636 |  | RHNHPELC | 4 | 0.66667 | HOUPARRHNHPELCN04_OLDIEXT39
HOUPARRHNHPELCN04_OLDIEXT39_D67 | Residential heating technology - Heat pump, Ground source - single-family house - existing building - distributed level 0.67 | HOUELC, HOUAMB | HOUPARRHN_OLDI_DMD | MKr20 | 2050 | 18.7887 | 0.21442 | 0.26941 | [5 empty] | PAR | I | OLD | 3.7118 |  | RHNHPELC | 4 | 0.66667 | HOUPARRHNHPELCN04_OLDIEXT39
HOUPARRHNHPELCN04_OLDDEXT39_D67 | Residential heating technology - Heat pump, Ground source - single-family house - existing building - distributed level 0.67 | HOUELC, HOUAMB | HOUPARRHN_OLDD_DMD | MKr20 | 2025 | 22.0362 | 0.23205 | 0.29218 | [5 empty] | PAR | D | OLD | 3.4226 |  | RHNHPELC | 4 | 0.66667 | HOUPARRHNHPELCN04_OLDDEXT39
HOUPARRHNHPELCN04_OLDDEXT39_D67 | Residential heating technology - Heat pump, Ground source - single-family house - existing building - distributed level 0.67 | HOUELC, HOUAMB | HOUPARRHN_OLDD_DMD | MKr20 | 2030 | 20.8764 | 0.22831 | 0.28417 | [5 empty] | PAR | D | OLD | 3.519 |  | RHNHPELC | 4 | 0.66667 | HOUPARRHNHPELCN04_OLDDEXT39
HOUPARRHNHPELCN04_OLDDEXT39_D67 | Residential heating technology - Heat pump, Ground source - single-family house - existing building - distributed level 0.67 | HOUELC, HOUAMB | HOUPARRHN_OLDD_DMD | MKr20 | 2040 | 19.8326 | 0.22136 | 0.27296 | [5 empty] | PAR | D | OLD | 3.6636 |  | RHNHPELC | 4 | 0.66667 | HOUPARRHNHPELCN04_OLDDEXT39
HOUPARRHNHPELCN04_OLDDEXT39_D67 | Residential heating technology - Heat pump, Ground source - single-family house - existing building - distributed level 0.67 | HOUELC, HOUAMB | HOUPARRHN_OLDD_DMD | MKr20 | 2050 | 18.7887 | 0.21442 | 0.26941 | [5 empty] | PAR | D | OLD | 3.7118 |  | RHNHPELC | 4 | 0.66667 | HOUPARRHNHPELCN04_OLDDEXT39
HOUPARRHNHPELCN04_OLDCEXT39_D67 | Residential heating technology - Heat pump, Ground source - single-family house - existing building - distributed level 0.67 | HOUELC, HOUAMB | HOUPARRHN_OLDC_DMD | MKr20 | 2025 | 22.0362 | 0.23205 | 0.29218 | [5 empty] | PAR | C | OLD | 3.4226 |  | RHNHPELC | 4 | 0.66667 | HOUPARRHNHPELCN04_OLDCEXT39
HOUPARRHNHPELCN04_OLDCEXT39_D67 | Residential heating technology - Heat pump, Ground source - single-family house - existing building - distributed level 0.67 | HOUELC, HOUAMB | HOUPARRHN_OLDC_DMD | MKr20 | 2030 | 20.8764 | 0.22831 | 0.28417 | [5 empty] | PAR | C | OLD | 3.519 |  | RHNHPELC | 4 | 0.66667 | HOUPARRHNHPELCN04_OLDCEXT39
HOUPARRHNHPELCN04_OLDCEXT39_D67 | Residential heating technology - Heat pump, Ground source - single-family house - existing building - distributed level 0.67 | HOUELC, HOUAMB | HOUPARRHN_OLDC_DMD | MKr20 | 2040 | 19.8326 | 0.22136 | 0.27296 | [5 empty] | PAR | C | OLD | 3.6636 |  | RHNHPELC | 4 | 0.66667 | HOUPARRHNHPELCN04_OLDCEXT39
HOUPARRHNHPELCN04_OLDCEXT39_D67 | Residential heating technology - Heat pump, Ground source - single-family house - existing building - distributed level 0.67 | HOUELC, HOUAMB | HOUPARRHN_OLDC_DMD | MKr20 | 2050 | 18.7887 | 0.21442 | 0.26941 | [5 empty] | PAR | C | OLD | 3.7118 |  | RHNHPELC | 4 | 0.66667 | HOUPARRHNHPELCN04_OLDCEXT39
HOUPARRHNHPELCN03_OLDIEXT39_D67 | Residential heating technology - Heat pump, Air-to-water - single-family house - existing building - distributed level 0.67 | HOUELC, HOUAMB | HOUPARRHN_OLDI_DMD | MKr20 | 2025 | 16.1557 | 0.25961 | 0.31431 | [5 empty] | PAR | I | OLD | 3.1815 |  | RHNHPELC | 4 | 0.66667 | HOUPARRHNHPELCN03_OLDIEXT39
HOUPARRHNHPELCN03_OLDIEXT39_D67 | Residential heating technology - Heat pump, Air-to-water - single-family house - existing building - distributed level 0.67 | HOUELC, HOUAMB | HOUPARRHN_OLDI_DMD | MKr20 | 2030 | 14.7963 | 0.25587 | 0.30065 | [5 empty] | PAR | I | OLD | 3.3262 |  | RHNHPELC | 4 | 0.66667 | HOUPARRHNHPELCN03_OLDIEXT39
HOUPARRHNHPELCN03_OLDIEXT39_D67 | Residential heating technology - Heat pump, Air-to-water - single-family house - existing building - distributed level 0.67 | HOUELC, HOUAMB | HOUPARRHN_OLDI_DMD | MKr20 | 2040 | 13.6938 | 0.24892 | 0.28812 | [5 empty] | PAR | I | OLD | 3.4708 |  | RHNHPELC | 4 | 0.66667 | HOUPARRHNHPELCN03_OLDIEXT39
HOUPARRHNHPELCN03_OLDIEXT39_D67 | Residential heating technology - Heat pump, Air-to-water - single-family house - existing building - distributed level 0.67 | HOUELC, HOUAMB | HOUPARRHN_OLDI_DMD | MKr20 | 2050 | 12.5913 | 0.24198 | 0.28033 | [5 empty] | PAR | I | OLD | 3.5672 |  | RHNHPELC | 4 | 0.66667 | HOUPARRHNHPELCN03_OLDIEXT39
HOUPARRHNHPELCN03_OLDDEXT39_D67 | Residential heating technology - Heat pump, Air-to-water - single-family house - existing building - distributed level 0.67 | HOUELC, HOUAMB | HOUPARRHN_OLDD_DMD | MKr20 | 2025 | 16.1557 | 0.25961 | 0.31431 | [5 empty] | PAR | D | OLD | 3.1815 |  | RHNHPELC | 4 | 0.66667 | HOUPARRHNHPELCN03_OLDDEXT39
HOUPARRHNHPELCN03_OLDDEXT39_D67 | Residential heating technology - Heat pump, Air-to-water - single-family house - existing building - distributed level 0.67 | HOUELC, HOUAMB | HOUPARRHN_OLDD_DMD | MKr20 | 2030 | 14.7963 | 0.25587 | 0.30065 | [5 empty] | PAR | D | OLD | 3.3262 |  | RHNHPELC | 4 | 0.66667 | HOUPARRHNHPELCN03_OLDDEXT39
HOUPARRHNHPELCN03_OLDDEXT39_D67 | Residential heating technology - Heat pump, Air-to-water - single-family house - existing building - distributed level 0.67 | HOUELC, HOUAMB | HOUPARRHN_OLDD_DMD | MKr20 | 2040 | 13.6938 | 0.24892 | 0.28812 | [5 empty] | PAR | D | OLD | 3.4708 |  | RHNHPELC | 4 | 0.66667 | HOUPARRHNHPELCN03_OLDDEXT39
HOUPARRHNHPELCN03_OLDDEXT39_D67 | Residential heating technology - Heat pump, Air-to-water - single-family house - existing building - distributed level 0.67 | HOUELC, HOUAMB | HOUPARRHN_OLDD_DMD | MKr20 | 2050 | 12.5913 | 0.24198 | 0.28033 | [5 empty] | PAR | D | OLD | 3.5672 |  | RHNHPELC | 4 | 0.66667 | HOUPARRHNHPELCN03_OLDDEXT39
HOUPARRHNHPELCN03_OLDCEXT39_D67 | Residential heating technology - Heat pump, Air-to-water - single-family house - existing building - distributed level 0.67 | HOUELC, HOUAMB | HOUPARRHN_OLDC_DMD | MKr20 | 2025 | 16.1557 | 0.25961 | 0.31431 | [5 empty] | PAR | C | OLD | 3.1815 |  | RHNHPELC | 4 | 0.66667 | HOUPARRHNHPELCN03_OLDCEXT39
HOUPARRHNHPELCN03_OLDCEXT39_D67 | Residential heating technology - Heat pump, Air-to-water - single-family house - existing building - distributed level 0.67 | HOUELC, HOUAMB | HOUPARRHN_OLDC_DMD | MKr20 | 2030 | 14.7963 | 0.25587 | 0.30065 | [5 empty] | PAR | C | OLD | 3.3262 |  | RHNHPELC | 4 | 0.66667 | HOUPARRHNHPELCN03_OLDCEXT39
HOUPARRHNHPELCN03_OLDCEXT39_D67 | Residential heating technology - Heat pump, Air-to-water - single-family house - existing building - distributed level 0.67 | HOUELC, HOUAMB | HOUPARRHN_OLDC_DMD | MKr20 | 2040 | 13.6938 | 0.24892 | 0.28812 | [5 empty] | PAR | C | OLD | 3.4708 |  | RHNHPELC | 4 | 0.66667 | HOUPARRHNHPELCN03_OLDCEXT39
HOUPARRHNHPELCN03_OLDCEXT39_D67 | Residential heating technology - Heat pump, Air-to-water - single-family house - existing building - distributed level 0.67 | HOUELC, HOUAMB | HOUPARRHN_OLDC_DMD | MKr20 | 2050 | 12.5913 | 0.24198 | 0.28033 | [5 empty] | PAR | C | OLD | 3.5672 |  | RHNHPELC | 4 | 0.66667 | HOUPARRHNHPELCN03_OLDCEXT39
HOUPARRHNHPELCN02_OLDIEXT39_D67 | Residential heating technology - Heat pump, Air-to-air - single-family house - existing building - distributed level 0.67 | HOUELC, HOUAMB | HOUPARRHN_OLDI_DMD | MKr20 | 2025 | 2.8526 | 0.12547 | 0.20338 | [5 empty] | PAR | I | OLD | 4.9169 |  | RHNHPELC | 4 | 0.66667 | HOUPARRHNHPELCN02_OLDIEXT39
HOUPARRHNHPELCN02_OLDIEXT39_D67 | Residential heating technology - Heat pump, Air-to-air - single-family house - existing building - distributed level 0.67 | HOUELC, HOUAMB | HOUPARRHN_OLDI_DMD | MKr20 | 2030 | 2.7812 | 0.12315 | 0.1957 | [5 empty] | PAR | I | OLD | 5.1098 |  | RHNHPELC | 4 | 0.66667 | HOUPARRHNHPELCN02_OLDIEXT39
HOUPARRHNHPELCN02_OLDIEXT39_D67 | Residential heating technology - Heat pump, Air-to-air - single-family house - existing building - distributed level 0.67 | HOUELC, HOUAMB | HOUPARRHN_OLDI_DMD | MKr20 | 2040 | 2.6485 | 0.11885 | 0.18859 | [5 empty] | PAR | I | OLD | 5.3026 |  | RHNHPELC | 4 | 0.66667 | HOUPARRHNHPELCN02_OLDIEXT39
HOUPARRHNHPELCN02_OLDIEXT39_D67 | Residential heating technology - Heat pump, Air-to-air - single-family house - existing building - distributed level 0.67 | HOUELC, HOUAMB | HOUPARRHN_OLDI_DMD | MKr20 | 2050 | 2.5159 | 0.11455 | 0.18522 | [5 empty] | PAR | I | OLD | 5.399 |  | RHNHPELC | 4 | 0.66667 | HOUPARRHNHPELCN02_OLDIEXT39
HOUPARRHNHPELCN02_OLDDEXT39_D67 | Residential heating technology - Heat pump, Air-to-air - single-family house - existing building - distributed level 0.67 | HOUELC, HOUAMB | HOUPARRHN_OLDD_DMD | MKr20 | 2025 | 2.8526 | 0.12547 | 0.20338 | [5 empty] | PAR | D | OLD | 4.9169 |  | RHNHPELC | 4 | 0.66667 | HOUPARRHNHPELCN02_OLDDEXT39
HOUPARRHNHPELCN02_OLDDEXT39_D67 | Residential heating technology - Heat pump, Air-to-air - single-family house - existing building - distributed level 0.67 | HOUELC, HOUAMB | HOUPARRHN_OLDD_DMD | MKr20 | 2030 | 2.7812 | 0.12315 | 0.1957 | [5 empty] | PAR | D | OLD | 5.1098 |  | RHNHPELC | 4 | 0.66667 | HOUPARRHNHPELCN02_OLDDEXT39
HOUPARRHNHPELCN02_OLDDEXT39_D67 | Residential heating technology - Heat pump, Air-to-air - single-family house - existing building - distributed level 0.67 | HOUELC, HOUAMB | HOUPARRHN_OLDD_DMD | MKr20 | 2040 | 2.6485 | 0.11885 | 0.18859 | [5 empty] | PAR | D | OLD | 5.3026 |  | RHNHPELC | 4 | 0.66667 | HOUPARRHNHPELCN02_OLDDEXT39
HOUPARRHNHPELCN02_OLDDEXT39_D67 | Residential heating technology - Heat pump, Air-to-air - single-family house - existing building - distributed level 0.67 | HOUELC, HOUAMB | HOUPARRHN_OLDD_DMD | MKr20 | 2050 | 2.5159 | 0.11455 | 0.18522 | [5 empty] | PAR | D | OLD | 5.399 |  | RHNHPELC | 4 | 0.66667 | HOUPARRHNHPELCN02_OLDDEXT39
HOUPARRHNHPELCN02_OLDCEXT39_D67 | Residential heating technology - Heat pump, Air-to-air - single-family house - existing building - distributed level 0.67 | HOUELC, HOUAMB | HOUPARRHN_OLDC_DMD | MKr20 | 2025 | 2.8526 | 0.12547 | 0.20338 | [5 empty] | PAR | C | OLD | 4.9169 |  | RHNHPELC | 4 | 0.66667 | HOUPARRHNHPELCN02_OLDCEXT39
HOUPARRHNHPELCN02_OLDCEXT39_D67 | Residential heating technology - Heat pump, Air-to-air - single-family house - existing building - distributed level 0.67 | HOUELC, HOUAMB | HOUPARRHN_OLDC_DMD | MKr20 | 2030 | 2.7812 | 0.12315 | 0.1957 | [5 empty] | PAR | C | OLD | 5.1098 |  | RHNHPELC | 4 | 0.66667 | HOUPARRHNHPELCN02_OLDCEXT39
HOUPARRHNHPELCN02_OLDCEXT39_D67 | Residential heating technology - Heat pump, Air-to-air - single-family house - existing building - distributed level 0.67 | HOUELC, HOUAMB | HOUPARRHN_OLDC_DMD | MKr20 | 2040 | 2.6485 | 0.11885 | 0.18859 | [5 empty] | PAR | C | OLD | 5.3026 |  | RHNHPELC | 4 | 0.66667 | HOUPARRHNHPELCN02_OLDCEXT39
HOUPARRHNHPELCN02_OLDCEXT39_D67 | Residential heating technology - Heat pump, Air-to-air - single-family house - existing building - distributed level 0.67 | HOUELC, HOUAMB | HOUPARRHN_OLDC_DMD | MKr20 | 2050 | 2.5159 | 0.11455 | 0.18522 | [5 empty] | PAR | C | OLD | 5.399 |  | RHNHPELC | 4 | 0.66667 | HOUPARRHNHPELCN02_OLDCEXT39
HOUPARRHNDIELCN06_OLDIEXT39_D67 | Residential heating technology - Electric heating - electric panel from Bauhaus - single-family house - new building - distributed level 0.67 | HOUELC | HOUPARRHN_OLDI_DMD | MKr20 | 2025 | 0.58948 | 0 | [6 empty] | PAR | I | OLD |  |  | RHNDIELC | 4 | 0.66667 | HOUPARRHNDIELCN06_OLDIEXT39
HOUPARRHNDIELCN06_OLDIEXT39_D67 | Residential heating technology - Electric heating - electric panel from Bauhaus - single-family house - new building - distributed level 0.67 | HOUELC | HOUPARRHN_OLDI_DMD | MKr20 | 2030 | 0.58948 | 0 | [6 empty] | PAR | I | OLD |  |  | RHNDIELC | 4 | 0.66667 | HOUPARRHNDIELCN06_OLDIEXT39
HOUPARRHNDIELCN06_OLDIEXT39_D67 | Residential heating technology - Electric heating - electric panel from Bauhaus - single-family house - new building - distributed level 0.67 | HOUELC | HOUPARRHN_OLDI_DMD | MKr20 | 2040 | 0.58948 | 0 | [6 empty] | PAR | I | OLD |  |  | RHNDIELC | 4 | 0.66667 | HOUPARRHNDIELCN06_OLDIEXT39
HOUPARRHNDIELCN06_OLDIEXT39_D67 | Residential heating technology - Electric heating - electric panel from Bauhaus - single-family house - new building - distributed level 0.67 | HOUELC | HOUPARRHN_OLDI_DMD | MKr20 | 2050 | 0.58948 | 0 | [6 empty] | PAR | I | OLD |  |  | RHNDIELC | 4 | 0.66667 | HOUPARRHNDIELCN06_OLDIEXT39
HOUPARRHNDIELCN06_OLDDEXT39_D67 | Residential heating technology - Electric heating - electric panel from Bauhaus - single-family house - new building - distributed level 0.67 | HOUELC | HOUPARRHN_OLDD_DMD | MKr20 | 2025 | 0.58948 | 0 | [6 empty] | PAR | D | OLD |  |  | RHNDIELC | 4 | 0.66667 | HOUPARRHNDIELCN06_OLDDEXT39
HOUPARRHNDIELCN06_OLDDEXT39_D67 | Residential heating technology - Electric heating - electric panel from Bauhaus - single-family house - new building - distributed level 0.67 | HOUELC | HOUPARRHN_OLDD_DMD | MKr20 | 2030 | 0.58948 | 0 | [6 empty] | PAR | D | OLD |  |  | RHNDIELC | 4 | 0.66667 | HOUPARRHNDIELCN06_OLDDEXT39
HOUPARRHNDIELCN06_OLDDEXT39_D67 | Residential heating technology - Electric heating - electric panel from Bauhaus - single-family house - new building - distributed level 0.67 | HOUELC | HOUPARRHN_OLDD_DMD | MKr20 | 2040 | 0.58948 | 0 | [6 empty] | PAR | D | OLD |  |  | RHNDIELC | 4 | 0.66667 | HOUPARRHNDIELCN06_OLDDEXT39
HOUPARRHNDIELCN06_OLDDEXT39_D67 | Residential heating technology - Electric heating - electric panel from Bauhaus - single-family house - new building - distributed level 0.67 | HOUELC | HOUPARRHN_OLDD_DMD | MKr20 | 2050 | 0.58948 | 0 | [6 empty] | PAR | D | OLD |  |  | RHNDIELC | 4 | 0.66667 | HOUPARRHNDIELCN06_OLDDEXT39
HOUPARRHNDIELCN06_OLDCEXT39_D67 | Residential heating technology - Electric heating - electric panel from Bauhaus - single-family house - new building - distributed level 0.67 | HOUELC | HOUPARRHN_OLDC_DMD | MKr20 | 2025 | 0.58948 | 0 | [6 empty] | PAR | C | OLD |  |  | RHNDIELC | 4 | 0.66667 | HOUPARRHNDIELCN06_OLDCEXT39
HOUPARRHNDIELCN06_OLDCEXT39_D67 | Residential heating technology - Electric heating - electric panel from Bauhaus - single-family house - new building - distributed level 0.67 | HOUELC | HOUPARRHN_OLDC_DMD | MKr20 | 2030 | 0.58948 | 0 | [6 empty] | PAR | C | OLD |  |  | RHNDIELC | 4 | 0.66667 | HOUPARRHNDIELCN06_OLDCEXT39
HOUPARRHNDIELCN06_OLDCEXT39_D67 | Residential heating technology - Electric heating - electric panel from Bauhaus - single-family house - new building - distributed level 0.67 | HOUELC | HOUPARRHN_OLDC_DMD | MKr20 | 2040 | 0.58948 | 0 | [6 empty] | PAR | C | OLD |  |  | RHNDIELC | 4 | 0.66667 | HOUPARRHNDIELCN06_OLDCEXT39
HOUPARRHNDIELCN06_OLDCEXT39_D67 | Residential heating technology - Electric heating - electric panel from Bauhaus - single-family house - new building - distributed level 0.67 | HOUELC | HOUPARRHN_OLDC_DMD | MKr20 | 2050 | 0.58948 | 0 | [6 empty] | PAR | C | OLD |  |  | RHNDIELC | 4 | 0.66667 | HOUPARRHNDIELCN06_OLDCEXT39
HOUPARRHNDIELCN01_OLDIEXT39_D67 | Residential heating technology - Electric heating - single-family house - new building - distributed level 0.67 | HOUELC | HOUPARRHN_OLDI_DMD | MKr20 | 2025 | 6.9851 | 0.063879 | [6 empty] | PAR | I | OLD |  |  | RHNDIELC | 4 | 0.66667 | HOUPARRHNDIELCN01_OLDIEXT39
HOUPARRHNDIELCN01_OLDIEXT39_D67 | Residential heating technology - Electric heating - single-family house - new building - distributed level 0.67 | HOUELC | HOUPARRHN_OLDI_DMD | MKr20 | 2030 | 6.8122 | 0.061217 | [6 empty] | PAR | I | OLD |  |  | RHNDIELC | 4 | 0.66667 | HOUPARRHNDIELCN01_OLDIEXT39
HOUPARRHNDIELCN01_OLDIEXT39_D67 | Residential heating technology - Electric heating - single-family house - new building - distributed level 0.67 | HOUELC | HOUPARRHN_OLDI_DMD | MKr20 | 2040 | 6.4792 | 0.058555 | [6 empty] | PAR | I | OLD |  |  | RHNDIELC | 4 | 0.66667 | HOUPARRHNDIELCN01_OLDIEXT39
HOUPARRHNDIELCN01_OLDIEXT39_D67 | Residential heating technology - Electric heating - single-family house - new building - distributed level 0.67 | HOUELC | HOUPARRHN_OLDI_DMD | MKr20 | 2050 | 6.1624 | 0.055894 | [6 empty] | PAR | I | OLD |  |  | RHNDIELC | 4 | 0.66667 | HOUPARRHNDIELCN01_OLDIEXT39
HOUPARRHNDIELCN01_OLDDEXT39_D67 | Residential heating technology - Electric heating - single-family house - new building - distributed level 0.67 | HOUELC | HOUPARRHN_OLDD_DMD | MKr20 | 2025 | 6.9851 | 0.063879 | [6 empty] | PAR | D | OLD |  |  | RHNDIELC | 4 | 0.66667 | HOUPARRHNDIELCN01_OLDDEXT39
HOUPARRHNDIELCN01_OLDDEXT39_D67 | Residential heating technology - Electric heating - single-family house - new building - distributed level 0.67 | HOUELC | HOUPARRHN_OLDD_DMD | MKr20 | 2030 | 6.8122 | 0.061217 | [6 empty] | PAR | D | OLD |  |  | RHNDIELC | 4 | 0.66667 | HOUPARRHNDIELCN01_OLDDEXT39
HOUPARRHNDIELCN01_OLDDEXT39_D67 | Residential heating technology - Electric heating - single-family house - new building - distributed level 0.67 | HOUELC | HOUPARRHN_OLDD_DMD | MKr20 | 2040 | 6.4792 | 0.058555 | [6 empty] | PAR | D | OLD |  |  | RHNDIELC | 4 | 0.66667 | HOUPARRHNDIELCN01_OLDDEXT39
HOUPARRHNDIELCN01_OLDDEXT39_D67 | Residential heating technology - Electric heating - single-family house - new building - distributed level 0.67 | HOUELC | HOUPARRHN_OLDD_DMD | MKr20 | 2050 | 6.1624 | 0.055894 | [6 empty] | PAR | D | OLD |  |  | RHNDIELC | 4 | 0.66667 | HOUPARRHNDIELCN01_OLDDEXT39
HOUPARRHNDIELCN01_OLDCEXT39_D67 | Residential heating technology - Electric heating - single-family house - new building - distributed level 0.67 | HOUELC | HOUPARRHN_OLDC_DMD | MKr20 | 2025 | 6.9851 | 0.063879 | [6 empty] | PAR | C | OLD |  |  | RHNDIELC | 4 | 0.66667 | HOUPARRHNDIELCN01_OLDCEXT39
HOUPARRHNDIELCN01_OLDCEXT39_D67 | Residential heating technology - Electric heating - single-family house - new building - distributed level 0.67 | HOUELC | HOUPARRHN_OLDC_DMD | MKr20 | 2030 | 6.8122 | 0.061217 | [6 empty] | PAR | C | OLD |  |  | RHNDIELC | 4 | 0.66667 | HOUPARRHNDIELCN01_OLDCEXT39
HOUPARRHNDIELCN01_OLDCEXT39_D67 | Residential heating technology - Electric heating - single-family house - new building - distributed level 0.67 | HOUELC | HOUPARRHN_OLDC_DMD | MKr20 | 2040 | 6.4792 | 0.058555 | [6 empty] | PAR | C | OLD |  |  | RHNDIELC | 4 | 0.66667 | HOUPARRHNDIELCN01_OLDCEXT39
HOUPARRHNDIELCN01_OLDCEXT39_D67 | Residential heating technology - Electric heating - single-family house - new building - distributed level 0.67 | HOUELC | HOUPARRHN_OLDC_DMD | MKr20 | 2050 | 6.1624 | 0.055894 | [6 empty] | PAR | C | OLD |  |  | RHNDIELC | 4 | 0.66667 | HOUPARRHNDIELCN01_OLDCEXT39
HOUPARRHNBHWPEN01_OLDIEXT39_D67 | Residential heating technology - Biomass boiler, automatic stoking , wood pellets or wood chips - single-family house - existing building - distributed level 0.67 | HOUWPE | HOUPARRHN_OLDI_DMD | MKr20 | 2025 | 3.5555 | 0.29358 |  | 25 | 14 | 60 | 2 | 4 | PAR | I | OLD |  |  | RHNBHWPE | 4 | 0.66667 | HOUPARRHNBHWPEN01_OLDIEXT39
HOUPARRHNBHWPEN01_OLDIEXT39_D67 | Residential heating technology - Biomass boiler, automatic stoking , wood pellets or wood chips - single-family house - existing building - distributed level 0.67 | HOUWPE | HOUPARRHN_OLDI_DMD | MKr20 | 2030 | 3.4675 | 0.28966 |  | 25 | 11 | 50 | 1 | 4 | PAR | I | OLD |  |  | RHNBHWPE | 4 | 0.66667 | HOUPARRHNBHWPEN01_OLDIEXT39
HOUPARRHNBHWPEN01_OLDIEXT39_D67 | Residential heating technology - Biomass boiler, automatic stoking , wood pellets or wood chips - single-family house - existing building - distributed level 0.67 | HOUWPE | HOUPARRHN_OLDI_DMD | MKr20 | 2040 | 3.298 | 0.27684 |  | 25 | 9 | 45 | 1 | 4 | PAR | I | OLD |  |  | RHNBHWPE | 4 | 0.66667 | HOUPARRHNBHWPEN01_OLDIEXT39
HOUPARRHNBHWPEN01_OLDIEXT39_D67 | Residential heating technology - Biomass boiler, automatic stoking , wood pellets or wood chips - single-family house - existing building - distributed level 0.67 | HOUWPE | HOUPARRHN_OLDI_DMD | MKr20 | 2050 | 3.9209 | 0.33074 |  | 25 | 9 | 40 | 0 | 4 | PAR | I | OLD |  |  | RHNBHWPE | 4 | 0.66667 | HOUPARRHNBHWPEN01_OLDIEXT39
HOUPARRHNBHWPEN01_OLDDEXT39_D67 | Residential heating technology - Biomass boiler, automatic stoking , wood pellets or wood chips - single-family house - existing building - distributed level 0.67 | HOUWPE | HOUPARRHN_OLDD_DMD | MKr20 | 2025 | 3.5555 | 0.29358 |  | 25 | 14 | 60 | 2 | 4 | PAR | D | OLD |  |  | RHNBHWPE | 4 | 0.66667 | HOUPARRHNBHWPEN01_OLDDEXT39
HOUPARRHNBHWPEN01_OLDDEXT39_D67 | Residential heating technology - Biomass boiler, automatic stoking , wood pellets or wood chips - single-family house - existing building - distributed level 0.67 | HOUWPE | HOUPARRHN_OLDD_DMD | MKr20 | 2030 | 3.4675 | 0.28966 |  | 25 | 11 | 50 | 1 | 4 | PAR | D | OLD |  |  | RHNBHWPE | 4 | 0.66667 | HOUPARRHNBHWPEN01_OLDDEXT39
HOUPARRHNBHWPEN01_OLDDEXT39_D67 | Residential heating technology - Biomass boiler, automatic stoking , wood pellets or wood chips - single-family house - existing building - distributed level 0.67 | HOUWPE | HOUPARRHN_OLDD_DMD | MKr20 | 2040 | 3.298 | 0.27684 |  | 25 | 9 | 45 | 1 | 4 | PAR | D | OLD |  |  | RHNBHWPE | 4 | 0.66667 | HOUPARRHNBHWPEN01_OLDDEXT39
HOUPARRHNBHWPEN01_OLDDEXT39_D67 | Residential heating technology - Biomass boiler, automatic stoking , wood pellets or wood chips - single-family house - existing building - distributed level 0.67 | HOUWPE | HOUPARRHN_OLDD_DMD | MKr20 | 2050 | 3.9209 | 0.33074 |  | 25 | 9 | 40 | 0 | 4 | PAR | D | OLD |  |  | RHNBHWPE | 4 | 0.66667 | HOUPARRHNBHWPEN01_OLDDEXT39
HOUPARRHNBHWPEN01_OLDCEXT39_D67 | Residential heating technology - Biomass boiler, automatic stoking , wood pellets or wood chips - single-family house - existing building - distributed level 0.67 | HOUWPE | HOUPARRHN_OLDC_DMD | MKr20 | 2025 | 3.5555 | 0.29358 |  | 25 | 14 | 60 | 2 | 4 | PAR | C | OLD |  |  | RHNBHWPE | 4 | 0.66667 | HOUPARRHNBHWPEN01_OLDCEXT39
HOUPARRHNBHWPEN01_OLDCEXT39_D67 | Residential heating technology - Biomass boiler, automatic stoking , wood pellets or wood chips - single-family house - existing building - distributed level 0.67 | HOUWPE | HOUPARRHN_OLDC_DMD | MKr20 | 2030 | 3.4675 | 0.28966 |  | 25 | 11 | 50 | 1 | 4 | PAR | C | OLD |  |  | RHNBHWPE | 4 | 0.66667 | HOUPARRHNBHWPEN01_OLDCEXT39
HOUPARRHNBHWPEN01_OLDCEXT39_D67 | Residential heating technology - Biomass boiler, automatic stoking , wood pellets or wood chips - single-family house - existing building - distributed level 0.67 | HOUWPE | HOUPARRHN_OLDC_DMD | MKr20 | 2040 | 3.298 | 0.27684 |  | 25 | 9 | 45 | 1 | 4 | PAR | C | OLD |  |  | RHNBHWPE | 4 | 0.66667 | HOUPARRHNBHWPEN01_OLDCEXT39
HOUPARRHNBHWPEN01_OLDCEXT39_D67 | Residential heating technology - Biomass boiler, automatic stoking , wood pellets or wood chips - single-family house - existing building - distributed level 0.67 | HOUWPE | HOUPARRHN_OLDC_DMD | MKr20 | 2050 | 3.9209 | 0.33074 |  | 25 | 9 | 40 | 0 | 4 | PAR | C | OLD |  |  | RHNBHWPE | 4 | 0.66667 | HOUPARRHNBHWPEN01_OLDCEXT39
HOUPARRHNBHSOLN01_OLDIEXT39_D67 | Residential heating technology - Solar heating system - single-family house - existing building - distributed level 0.67 | HOUSOL | HOUPARRHN_OLDI_DMD | MKr20 | 2025 | 7.6759 | 0.093632 | [6 empty] | PAR | I | OLD |  |  | RHNBHSOL | 4 | 0.66667 | HOUPARRHNBHSOLN01_OLDIEXT39
HOUPARRHNBHSOLN01_OLDIEXT39_D67 | Residential heating technology - Solar heating system - single-family house - existing building - distributed level 0.67 | HOUSOL | HOUPARRHN_OLDI_DMD | MKr20 | 2030 | 7.486 | 0.09135 | [6 empty] | PAR | I | OLD |  |  | RHNBHSOL | 4 | 0.66667 | HOUPARRHNBHSOLN01_OLDIEXT39
HOUPARRHNBHSOLN01_OLDIEXT39_D67 | Residential heating technology - Solar heating system - single-family house - existing building - distributed level 0.67 | HOUSOL | HOUPARRHN_OLDI_DMD | MKr20 | 2040 | 7.12 | 0.086407 | [6 empty] | PAR | I | OLD |  |  | RHNBHSOL | 4 | 0.66667 | HOUPARRHNBHSOLN01_OLDIEXT39
HOUPARRHNBHSOLN01_OLDIEXT39_D67 | Residential heating technology - Solar heating system - single-family house - existing building - distributed level 0.67 | HOUSOL | HOUPARRHN_OLDI_DMD | MKr20 | 2050 | 6.7719 | 0.081464 | [6 empty] | PAR | I | OLD |  |  | RHNBHSOL | 4 | 0.66667 | HOUPARRHNBHSOLN01_OLDIEXT39
HOUPARRHNBHSOLN01_OLDDEXT39_D67 | Residential heating technology - Solar heating system - single-family house - existing building - distributed level 0.67 | HOUSOL | HOUPARRHN_OLDD_DMD | MKr20 | 2025 | 7.6759 | 0.093632 | [6 empty] | PAR | D | OLD |  |  | RHNBHSOL | 4 | 0.66667 | HOUPARRHNBHSOLN01_OLDDEXT39
HOUPARRHNBHSOLN01_OLDDEXT39_D67 | Residential heating technology - Solar heating system - single-family house - existing building - distributed level 0.67 | HOUSOL | HOUPARRHN_OLDD_DMD | MKr20 | 2030 | 7.486 | 0.09135 | [6 empty] | PAR | D | OLD |  |  | RHNBHSOL | 4 | 0.66667 | HOUPARRHNBHSOLN01_OLDDEXT39
HOUPARRHNBHSOLN01_OLDDEXT39_D67 | Residential heating technology - Solar heating system - single-family house - existing building - distributed level 0.67 | HOUSOL | HOUPARRHN_OLDD_DMD | MKr20 | 2040 | 7.12 | 0.086407 | [6 empty] | PAR | D | OLD |  |  | RHNBHSOL | 4 | 0.66667 | HOUPARRHNBHSOLN01_OLDDEXT39
HOUPARRHNBHSOLN01_OLDDEXT39_D67 | Residential heating technology - Solar heating system - single-family house - existing building - distributed level 0.67 | HOUSOL | HOUPARRHN_OLDD_DMD | MKr20 | 2050 | 6.7719 | 0.081464 | [6 empty] | PAR | D | OLD |  |  | RHNBHSOL | 4 | 0.66667 | HOUPARRHNBHSOLN01_OLDDEXT39
HOUPARRHNBHSOLN01_OLDCEXT39_D67 | Residential heating technology - Solar heating system - single-family house - existing building - distributed level 0.67 | HOUSOL | HOUPARRHN_OLDC_DMD | MKr20 | 2025 | 7.6759 | 0.093632 | [6 empty] | PAR | C | OLD |  |  | RHNBHSOL | 4 | 0.66667 | HOUPARRHNBHSOLN01_OLDCEXT39
HOUPARRHNBHSOLN01_OLDCEXT39_D67 | Residential heating technology - Solar heating system - single-family house - existing building - distributed level 0.67 | HOUSOL | HOUPARRHN_OLDC_DMD | MKr20 | 2030 | 7.486 | 0.09135 | [6 empty] | PAR | C | OLD |  |  | RHNBHSOL | 4 | 0.66667 | HOUPARRHNBHSOLN01_OLDCEXT39
HOUPARRHNBHSOLN01_OLDCEXT39_D67 | Residential heating technology - Solar heating system - single-family house - existing building - distributed level 0.67 | HOUSOL | HOUPARRHN_OLDC_DMD | MKr20 | 2040 | 7.12 | 0.086407 | [6 empty] | PAR | C | OLD |  |  | RHNBHSOL | 4 | 0.66667 | HOUPARRHNBHSOLN01_OLDCEXT39
HOUPARRHNBHSOLN01_OLDCEXT39_D67 | Residential heating technology - Solar heating system - single-family house - existing building - distributed level 0.67 | HOUSOL | HOUPARRHN_OLDC_DMD | MKr20 | 2050 | 6.7719 | 0.081464 | [6 empty] | PAR | C | OLD |  |  | RHNBHSOL | 4 | 0.66667 | HOUPARRHNBHSOLN01_OLDCEXT39
HOUPARRHNBHOILN01_OLDIEXT39_D67 | Residential heating technology - Oil boiler (mineral oil fired, < 10 % FAME) - single-family house - existing building - distributed level 0.67 | HOUOIL, HOUDSB, HOUDSE | HOUPARRHN_OLDI_DMD | MKr20 | 2025 | 2.1933 | 0.072401 |  | 6.7 | 5 | 52 | 0 | 0 | PAR | I | OLD |  |  | RHNBHOIL | 4 | 0.66667 | HOUPARRHNBHOILN01_OLDIEXT39
HOUPARRHNBHOILN01_OLDIEXT39_D67 | Residential heating technology - Oil boiler (mineral oil fired, < 10 % FAME) - single-family house - existing building - distributed level 0.67 | HOUOIL, HOUDSB, HOUDSE | HOUPARRHN_OLDI_DMD | MKr20 | 2030 | 2.1518 | 0.071357 |  | 6.7 | 5 | 52 | 0 | 0 | PAR | I | OLD |  |  | RHNBHOIL | 4 | 0.66667 | HOUPARRHNBHOILN01_OLDIEXT39
HOUPARRHNBHOILN01_OLDIEXT39_D67 | Residential heating technology - Oil boiler (mineral oil fired, < 10 % FAME) - single-family house - existing building - distributed level 0.67 | HOUOIL, HOUDSB, HOUDSE | HOUPARRHN_OLDI_DMD | MKr20 | 2040 | 2.072 | 0.06772 |  | 6.7 | 5 | 52 | 0 | 0 | PAR | I | OLD |  |  | RHNBHOIL | 4 | 0.66667 | HOUPARRHNBHOILN01_OLDIEXT39
HOUPARRHNBHOILN01_OLDIEXT39_D67 | Residential heating technology - Oil boiler (mineral oil fired, < 10 % FAME) - single-family house - existing building - distributed level 0.67 | HOUOIL, HOUDSB, HOUDSE | HOUPARRHN_OLDI_DMD | MKr20 | 2050 | 1.9961 | 0.064051 |  | 6.7 | 5 | 52 | 0 | 0 | PAR | I | OLD |  |  | RHNBHOIL | 4 | 0.66667 | HOUPARRHNBHOILN01_OLDIEXT39
HOUPARRHNBHOILN01_OLDDEXT39_D67 | Residential heating technology - Oil boiler (mineral oil fired, < 10 % FAME) - single-family house - existing building - distributed level 0.67 | HOUOIL, HOUDSB, HOUDSE | HOUPARRHN_OLDD_DMD | MKr20 | 2025 | 2.1933 | 0.072401 |  | 6.7 | 5 | 52 | 0 | 0 | PAR | D | OLD |  |  | RHNBHOIL | 4 | 0.66667 | HOUPARRHNBHOILN01_OLDDEXT39
HOUPARRHNBHOILN01_OLDDEXT39_D67 | Residential heating technology - Oil boiler (mineral oil fired, < 10 % FAME) - single-family house - existing building - distributed level 0.67 | HOUOIL, HOUDSB, HOUDSE | HOUPARRHN_OLDD_DMD | MKr20 | 2030 | 2.1518 | 0.071357 |  | 6.7 | 5 | 52 | 0 | 0 | PAR | D | OLD |  |  | RHNBHOIL | 4 | 0.66667 | HOUPARRHNBHOILN01_OLDDEXT39
HOUPARRHNBHOILN01_OLDDEXT39_D67 | Residential heating technology - Oil boiler (mineral oil fired, < 10 % FAME) - single-family house - existing building - distributed level 0.67 | HOUOIL, HOUDSB, HOUDSE | HOUPARRHN_OLDD_DMD | MKr20 | 2040 | 2.072 | 0.06772 |  | 6.7 | 5 | 52 | 0 | 0 | PAR | D | OLD |  |  | RHNBHOIL | 4 | 0.66667 | HOUPARRHNBHOILN01_OLDDEXT39
HOUPARRHNBHOILN01_OLDDEXT39_D67 | Residential heating technology - Oil boiler (mineral oil fired, < 10 % FAME) - single-family house - existing building - distributed level 0.67 | HOUOIL, HOUDSB, HOUDSE | HOUPARRHN_OLDD_DMD | MKr20 | 2050 | 1.9961 | 0.064051 |  | 6.7 | 5 | 52 | 0 | 0 | PAR | D | OLD |  |  | RHNBHOIL | 4 | 0.66667 | HOUPARRHNBHOILN01_OLDDEXT39
HOUPARRHNBHOILN01_OLDCEXT39_D67 | Residential heating technology - Oil boiler (mineral oil fired, < 10 % FAME) - single-family house - existing building - distributed level 0.67 | HOUOIL, HOUDSB, HOUDSE | HOUPARRHN_OLDC_DMD | MKr20 | 2025 | 2.1933 | 0.072401 |  | 6.7 | 5 | 52 | 0 | 0 | PAR | C | OLD |  |  | RHNBHOIL | 4 | 0.66667 | HOUPARRHNBHOILN01_OLDCEXT39
HOUPARRHNBHOILN01_OLDCEXT39_D67 | Residential heating technology - Oil boiler (mineral oil fired, < 10 % FAME) - single-family house - existing building - distributed level 0.67 | HOUOIL, HOUDSB, HOUDSE | HOUPARRHN_OLDC_DMD | MKr20 | 2030 | 2.1518 | 0.071357 |  | 6.7 | 5 | 52 | 0 | 0 | PAR | C | OLD |  |  | RHNBHOIL | 4 | 0.66667 | HOUPARRHNBHOILN01_OLDCEXT39
HOUPARRHNBHOILN01_OLDCEXT39_D67 | Residential heating technology - Oil boiler (mineral oil fired, < 10 % FAME) - single-family house - existing building - distributed level 0.67 | HOUOIL, HOUDSB, HOUDSE | HOUPARRHN_OLDC_DMD | MKr20 | 2040 | 2.072 | 0.06772 |  | 6.7 | 5 | 52 | 0 | 0 | PAR | C | OLD |  |  | RHNBHOIL | 4 | 0.66667 | HOUPARRHNBHOILN01_OLDCEXT39
HOUPARRHNBHOILN01_OLDCEXT39_D67 | Residential heating technology - Oil boiler (mineral oil fired, < 10 % FAME) - single-family house - existing building - distributed level 0.67 | HOUOIL, HOUDSB, HOUDSE | HOUPARRHN_OLDC_DMD | MKr20 | 2050 | 1.9961 | 0.064051 |  | 6.7 | 5 | 52 | 0 | 0 | PAR | C | OLD |  |  | RHNBHOIL | 4 | 0.66667 | HOUPARRHNBHOILN01_OLDCEXT39
HOUPARRHNBHGASN01_OLDIEXT39_D67 | Residential heating technology - Natural gas boiler - single-family house - existing building - distributed level 0.67 | HOUGAS | HOUPARRHN_OLDI_DMD | MKr20 | 2025 | 2.1693 | 0.10742 |  | 0.43 | 0.1 | 20.4 | 1 | 1 | PAR | I | OLD |  |  | RHNBHGAS | 4 | 0.66667 | HOUPARRHNBHGASN01_OLDIEXT39
HOUPARRHNBHGASN01_OLDIEXT39_D67 | Residential heating technology - Natural gas boiler - single-family house - existing building - distributed level 0.67 | HOUGAS | HOUPARRHN_OLDI_DMD | MKr20 | 2030 | 2.1156 | 0.1065 |  | 0.43 | 0.1 | 20.4 | 1 | 1 | PAR | I | OLD |  |  | RHNBHGAS | 4 | 0.66667 | HOUPARRHNBHGASN01_OLDIEXT39
HOUPARRHNBHGASN01_OLDIEXT39_D67 | Residential heating technology - Natural gas boiler - single-family house - existing building - distributed level 0.67 | HOUGAS | HOUPARRHN_OLDI_DMD | MKr20 | 2040 | 2.0122 | 0.10069 |  | 0.43 | 0.1 | 20.4 | 1 | 1 | PAR | I | OLD |  |  | RHNBHGAS | 4 | 0.66667 | HOUPARRHNBHGASN01_OLDIEXT39
HOUPARRHNBHGASN01_OLDIEXT39_D67 | Residential heating technology - Natural gas boiler - single-family house - existing building - distributed level 0.67 | HOUGAS | HOUPARRHN_OLDI_DMD | MKr20 | 2050 | 1.9138 | 0.097078 |  | 0.43 | 0.1 | 20.4 | 1 | 1 | PAR | I | OLD |  |  | RHNBHGAS | 4 | 0.66667 | HOUPARRHNBHGASN01_OLDIEXT39
HOUPARRHNBHGASN01_OLDDEXT39_D67 | Residential heating technology - Natural gas boiler - single-family house - existing building - distributed level 0.67 | HOUGAS | HOUPARRHN_OLDD_DMD | MKr20 | 2025 | 2.1693 | 0.10742 |  | 0.43 | 0.1 | 20.4 | 1 | 1 | PAR | D | OLD |  |  | RHNBHGAS | 4 | 0.66667 | HOUPARRHNBHGASN01_OLDDEXT39
HOUPARRHNBHGASN01_OLDDEXT39_D67 | Residential heating technology - Natural gas boiler - single-family house - existing building - distributed level 0.67 | HOUGAS | HOUPARRHN_OLDD_DMD | MKr20 | 2030 | 2.1156 | 0.1065 |  | 0.43 | 0.1 | 20.4 | 1 | 1 | PAR | D | OLD |  |  | RHNBHGAS | 4 | 0.66667 | HOUPARRHNBHGASN01_OLDDEXT39
HOUPARRHNBHGASN01_OLDDEXT39_D67 | Residential heating technology - Natural gas boiler - single-family house - existing building - distributed level 0.67 | HOUGAS | HOUPARRHN_OLDD_DMD | MKr20 | 2040 | 2.0122 | 0.10069 |  | 0.43 | 0.1 | 20.4 | 1 | 1 | PAR | D | OLD |  |  | RHNBHGAS | 4 | 0.66667 | HOUPARRHNBHGASN01_OLDDEXT39
HOUPARRHNBHGASN01_OLDDEXT39_D67 | Residential heating technology - Natural gas boiler - single-family house - existing building - distributed level 0.67 | HOUGAS | HOUPARRHN_OLDD_DMD | MKr20 | 2050 | 1.9138 | 0.097078 |  | 0.43 | 0.1 | 20.4 | 1 | 1 | PAR | D | OLD |  |  | RHNBHGAS | 4 | 0.66667 | HOUPARRHNBHGASN01_OLDDEXT39
HOUPARRHNBHGASN01_OLDCEXT39_D67 | Residential heating technology - Natural gas boiler - single-family house - existing building - distributed level 0.67 | HOUGAS | HOUPARRHN_OLDC_DMD | MKr20 | 2025 | 2.1693 | 0.10742 |  | 0.43 | 0.1 | 20.4 | 1 | 1 | PAR | C | OLD |  |  | RHNBHGAS | 4 | 0.66667 | HOUPARRHNBHGASN01_OLDCEXT39
HOUPARRHNBHGASN01_OLDCEXT39_D67 | Residential heating technology - Natural gas boiler - single-family house - existing building - distributed level 0.67 | HOUGAS | HOUPARRHN_OLDC_DMD | MKr20 | 2030 | 2.1156 | 0.1065 |  | 0.43 | 0.1 | 20.4 | 1 | 1 | PAR | C | OLD |  |  | RHNBHGAS | 4 | 0.66667 | HOUPARRHNBHGASN01_OLDCEXT39
HOUPARRHNBHGASN01_OLDCEXT39_D67 | Residential heating technology - Natural gas boiler - single-family house - existing building - distributed level 0.67 | HOUGAS | HOUPARRHN_OLDC_DMD | MKr20 | 2040 | 2.0122 | 0.10069 |  | 0.43 | 0.1 | 20.4 | 1 | 1 | PAR | C | OLD |  |  | RHNBHGAS | 4 | 0.66667 | HOUPARRHNBHGASN01_OLDCEXT39
HOUPARRHNBHGASN01_OLDCEXT39_D67 | Residential heating technology - Natural gas boiler - single-family house - existing building - distributed level 0.67 | HOUGAS | HOUPARRHN_OLDC_DMD | MKr20 | 2050 | 1.9138 | 0.097078 |  | 0.43 | 0.1 | 20.4 | 1 | 1 | PAR | C | OLD |  |  | RHNBHGAS | 4 | 0.66667 | HOUPARRHNBHGASN01_OLDCEXT39
HOUPARRHNBHDHDN09_OLDIEXT39_D67 | Residential heating technology - Direct district heating substation - plus connection pipe - plus distribution (heating density: low ) - single-family house - existing building - distributed level 0.67 | HOUDHD | HOUPARRHN_OLDI_DMD | MKr20 | 2025 | 11.1707 | 0.032205 | [6 empty] | PAR | I | OLD |  |  | RHNBHDHD | 4 | 0.66667 | HOUPARRHNBHDHDN09_OLDIEXT39
HOUPARRHNBHDHDN09_OLDIEXT39_D67 | Residential heating technology - Direct district heating substation - plus connection pipe - plus distribution (heating density: low ) - single-family house - existing building - distributed level 0.67 | HOUDHD | HOUPARRHN_OLDI_DMD | MKr20 | 2030 | 11.1374 | 0.03163 | [6 empty] | PAR | I | OLD |  |  | RHNBHDHD | 4 | 0.66667 | HOUPARRHNBHDHDN09_OLDIEXT39
HOUPARRHNBHDHDN09_OLDIEXT39_D67 | Residential heating technology - Direct district heating substation - plus connection pipe - plus distribution (heating density: low ) - single-family house - existing building - distributed level 0.67 | HOUDHD | HOUPARRHN_OLDI_DMD | MKr20 | 2040 | 11.0775 | 0.030268 | [6 empty] | PAR | I | OLD |  |  | RHNBHDHD | 4 | 0.66667 | HOUPARRHNBHDHDN09_OLDIEXT39
HOUPARRHNBHDHDN09_OLDIEXT39_D67 | Residential heating technology - Direct district heating substation - plus connection pipe - plus distribution (heating density: low ) - single-family house - existing building - distributed level 0.67 | HOUDHD | HOUPARRHN_OLDI_DMD | MKr20 | 2050 | 11.011 | 0.028286 | [6 empty] | PAR | I | OLD |  |  | RHNBHDHD | 4 | 0.66667 | HOUPARRHNBHDHDN09_OLDIEXT39
HOUPARRHNBHDHDN07_OLDIEXT39_D67 | Residential heating technology - Direct district heating substation - plus connection pipe - plus distribution (heating density: medium ) - single-family house - existing building - distributed level 0.67 | HOUDHD | HOUPARRHN_OLDI_DMD | MKr20 | 2025 | 4.472 | 0.032205 | [6 empty] | PAR | I | OLD |  |  | RHNBHDHD | 4 | 0.66667 | HOUPARRHNBHDHDN07_OLDIEXT39
HOUPARRHNBHDHDN07_OLDIEXT39_D67 | Residential heating technology - Direct district heating substation - plus connection pipe - plus distribution (heating density: medium ) - single-family house - existing building - distributed level 0.67 | HOUDHD | HOUPARRHN_OLDI_DMD | MKr20 | 2030 | 4.4387 | 0.03163 | [6 empty] | PAR | I | OLD |  |  | RHNBHDHD | 4 | 0.66667 | HOUPARRHNBHDHDN07_OLDIEXT39
HOUPARRHNBHDHDN07_OLDIEXT39_D67 | Residential heating technology - Direct district heating substation - plus connection pipe - plus distribution (heating density: medium ) - single-family house - existing building - distributed level 0.67 | HOUDHD | HOUPARRHN_OLDI_DMD | MKr20 | 2040 | 4.3788 | 0.030268 | [6 empty] | PAR | I | OLD |  |  | RHNBHDHD | 4 | 0.66667 | HOUPARRHNBHDHDN07_OLDIEXT39
HOUPARRHNBHDHDN07_OLDIEXT39_D67 | Residential heating technology - Direct district heating substation - plus connection pipe - plus distribution (heating density: medium ) - single-family house - existing building - distributed level 0.67 | HOUDHD | HOUPARRHN_OLDI_DMD | MKr20 | 2050 | 4.3123 | 0.028286 | [6 empty] | PAR | I | OLD |  |  | RHNBHDHD | 4 | 0.66667 | HOUPARRHNBHDHDN07_OLDIEXT39
HOUPARRHNBHDHDN05_OLDIEXT39_D67 | Residential heating technology - Direct district heating substation - plus connection pipe - plus distribution (heating density: high ) - single-family house - existing building - distributed level 0.67 | HOUDHD | HOUPARRHN_OLDI_DMD | MKr20 | 2025 | 3.4002 | 0.032205 | [6 empty] | PAR | I | OLD |  |  | RHNBHDHD | 4 | 0.66667 | HOUPARRHNBHDHDN05_OLDIEXT39
HOUPARRHNBHDHDN05_OLDIEXT39_D67 | Residential heating technology - Direct district heating substation - plus connection pipe - plus distribution (heating density: high ) - single-family house - existing building - distributed level 0.67 | HOUDHD | HOUPARRHN_OLDI_DMD | MKr20 | 2030 | 3.3669 | 0.03163 | [6 empty] | PAR | I | OLD |  |  | RHNBHDHD | 4 | 0.66667 | HOUPARRHNBHDHDN05_OLDIEXT39
HOUPARRHNBHDHDN05_OLDIEXT39_D67 | Residential heating technology - Direct district heating substation - plus connection pipe - plus distribution (heating density: high ) - single-family house - existing building - distributed level 0.67 | HOUDHD | HOUPARRHN_OLDI_DMD | MKr20 | 2040 | 3.307 | 0.030268 | [6 empty] | PAR | I | OLD |  |  | RHNBHDHD | 4 | 0.66667 | HOUPARRHNBHDHDN05_OLDIEXT39
HOUPARRHNBHDHDN05_OLDIEXT39_D67 | Residential heating technology - Direct district heating substation - plus connection pipe - plus distribution (heating density: high ) - single-family house - existing building - distributed level 0.67 | HOUDHD | HOUPARRHN_OLDI_DMD | MKr20 | 2050 | 3.2405 | 0.028286 | [6 empty] | PAR | I | OLD |  |  | RHNBHDHD | 4 | 0.66667 | HOUPARRHNBHDHDN05_OLDIEXT39
HOUPARRHNBHDHDN03_OLDDEXT39_D67 | Residential heating technology - Direct district heating substation - plus connection pipe - single-family house - existing building - distributed level 0.67 | HOUDHD | HOUPARRHN_OLDD_DMD | MKr20 | 2025 | 3.4002 | 0.032205 | [6 empty] | PAR | D | OLD |  |  | RHNBHDHD | 4 | 0.66667 | HOUPARRHNBHDHDN03_OLDDEXT39
HOUPARRHNBHDHDN03_OLDDEXT39_D67 | Residential heating technology - Direct district heating substation - plus connection pipe - single-family house - existing building - distributed level 0.67 | HOUDHD | HOUPARRHN_OLDD_DMD | MKr20 | 2030 | 3.3669 | 0.03163 | [6 empty] | PAR | D | OLD |  |  | RHNBHDHD | 4 | 0.66667 | HOUPARRHNBHDHDN03_OLDDEXT39
HOUPARRHNBHDHDN03_OLDDEXT39_D67 | Residential heating technology - Direct district heating substation - plus connection pipe - single-family house - existing building - distributed level 0.67 | HOUDHD | HOUPARRHN_OLDD_DMD | MKr20 | 2040 | 3.307 | 0.030268 | [6 empty] | PAR | D | OLD |  |  | RHNBHDHD | 4 | 0.66667 | HOUPARRHNBHDHDN03_OLDDEXT39
HOUPARRHNBHDHDN03_OLDDEXT39_D67 | Residential heating technology - Direct district heating substation - plus connection pipe - single-family house - existing building - distributed level 0.67 | HOUDHD | HOUPARRHN_OLDD_DMD | MKr20 | 2050 | 3.2405 | 0.028286 | [6 empty] | PAR | D | OLD |  |  | RHNBHDHD | 4 | 0.66667 | HOUPARRHNBHDHDN03_OLDDEXT39
HOUPARRHNBHDHDN01_OLDDEXT39_D67 | Residential heating technology - Direct district heating substation - single-family house - existing building - distributed level 0.67 | HOUDHD | HOUPARRHN_OLDD_DMD | MKr20 | 2025 | 1.404 | 0.032205 | [6 empty] | PAR | D | OLD |  |  | RHNBHDHD | 4 | 0.66667 | HOUPARRHNBHDHDN01_OLDDEXT39
HOUPARRHNBHDHDN01_OLDDEXT39_D67 | Residential heating technology - Direct district heating substation - single-family house - existing building - distributed level 0.67 | HOUDHD | HOUPARRHN_OLDD_DMD | MKr20 | 2030 | 1.3707 | 0.03163 | [6 empty] | PAR | D | OLD |  |  | RHNBHDHD | 4 | 0.66667 | HOUPARRHNBHDHDN01_OLDDEXT39
HOUPARRHNBHDHDN01_OLDDEXT39_D67 | Residential heating technology - Direct district heating substation - single-family house - existing building - distributed level 0.67 | HOUDHD | HOUPARRHN_OLDD_DMD | MKr20 | 2040 | 1.3108 | 0.030268 | [6 empty] | PAR | D | OLD |  |  | RHNBHDHD | 4 | 0.66667 | HOUPARRHNBHDHDN01_OLDDEXT39
HOUPARRHNBHDHDN01_OLDDEXT39_D67 | Residential heating technology - Direct district heating substation - single-family house - existing building - distributed level 0.67 | HOUDHD | HOUPARRHN_OLDD_DMD | MKr20 | 2050 | 1.2443 | 0.028286 | [6 empty] | PAR | D | OLD |  |  | RHNBHDHD | 4 | 0.66667 | HOUPARRHNBHDHDN01_OLDDEXT39
HOUPARRHNBHDHCN09_OLDIEXT39_D67 | Residential heating technology - Direct district heating substation - plus connection pipe - plus distribution (heating density: low ) - single-family house - existing building - distributed level 0.67 | HOUDHC | HOUPARRHN_OLDI_DMD | MKr20 | 2025 | 11.1707 | 0.032205 | [6 empty] | PAR | I | OLD |  |  | RHNBHDHC | 4 | 0.66667 | HOUPARRHNBHDHCN09_OLDIEXT39
HOUPARRHNBHDHCN09_OLDIEXT39_D67 | Residential heating technology - Direct district heating substation - plus connection pipe - plus distribution (heating density: low ) - single-family house - existing building - distributed level 0.67 | HOUDHC | HOUPARRHN_OLDI_DMD | MKr20 | 2030 | 11.1374 | 0.03163 | [6 empty] | PAR | I | OLD |  |  | RHNBHDHC | 4 | 0.66667 | HOUPARRHNBHDHCN09_OLDIEXT39
HOUPARRHNBHDHCN09_OLDIEXT39_D67 | Residential heating technology - Direct district heating substation - plus connection pipe - plus distribution (heating density: low ) - single-family house - existing building - distributed level 0.67 | HOUDHC | HOUPARRHN_OLDI_DMD | MKr20 | 2040 | 11.0775 | 0.030268 | [6 empty] | PAR | I | OLD |  |  | RHNBHDHC | 4 | 0.66667 | HOUPARRHNBHDHCN09_OLDIEXT39
HOUPARRHNBHDHCN09_OLDIEXT39_D67 | Residential heating technology - Direct district heating substation - plus connection pipe - plus distribution (heating density: low ) - single-family house - existing building - distributed level 0.67 | HOUDHC | HOUPARRHN_OLDI_DMD | MKr20 | 2050 | 11.011 | 0.028286 | [6 empty] | PAR | I | OLD |  |  | RHNBHDHC | 4 | 0.66667 | HOUPARRHNBHDHCN09_OLDIEXT39
HOUPARRHNBHDHCN07_OLDIEXT39_D67 | Residential heating technology - Direct district heating substation - plus connection pipe - plus distribution (heating density: medium ) - single-family house - existing building - distributed level 0.67 | HOUDHC | HOUPARRHN_OLDI_DMD | MKr20 | 2025 | 4.472 | 0.032205 | [6 empty] | PAR | I | OLD |  |  | RHNBHDHC | 4 | 0.66667 | HOUPARRHNBHDHCN07_OLDIEXT39
HOUPARRHNBHDHCN07_OLDIEXT39_D67 | Residential heating technology - Direct district heating substation - plus connection pipe - plus distribution (heating density: medium ) - single-family house - existing building - distributed level 0.67 | HOUDHC | HOUPARRHN_OLDI_DMD | MKr20 | 2030 | 4.4387 | 0.03163 | [6 empty] | PAR | I | OLD |  |  | RHNBHDHC | 4 | 0.66667 | HOUPARRHNBHDHCN07_OLDIEXT39
HOUPARRHNBHDHCN07_OLDIEXT39_D67 | Residential heating technology - Direct district heating substation - plus connection pipe - plus distribution (heating density: medium ) - single-family house - existing building - distributed level 0.67 | HOUDHC | HOUPARRHN_OLDI_DMD | MKr20 | 2040 | 4.3788 | 0.030268 | [6 empty] | PAR | I | OLD |  |  | RHNBHDHC | 4 | 0.66667 | HOUPARRHNBHDHCN07_OLDIEXT39
HOUPARRHNBHDHCN07_OLDIEXT39_D67 | Residential heating technology - Direct district heating substation - plus connection pipe - plus distribution (heating density: medium ) - single-family house - existing building - distributed level 0.67 | HOUDHC | HOUPARRHN_OLDI_DMD | MKr20 | 2050 | 4.3123 | 0.028286 | [6 empty] | PAR | I | OLD |  |  | RHNBHDHC | 4 | 0.66667 | HOUPARRHNBHDHCN07_OLDIEXT39
HOUPARRHNBHDHCN05_OLDIEXT39_D67 | Residential heating technology - Direct district heating substation - plus connection pipe - plus distribution (heating density: high ) - single-family house - existing building - distributed level 0.67 | HOUDHC | HOUPARRHN_OLDI_DMD | MKr20 | 2025 | 3.4002 | 0.032205 | [6 empty] | PAR | I | OLD |  |  | RHNBHDHC | 4 | 0.66667 | HOUPARRHNBHDHCN05_OLDIEXT39
HOUPARRHNBHDHCN05_OLDIEXT39_D67 | Residential heating technology - Direct district heating substation - plus connection pipe - plus distribution (heating density: high ) - single-family house - existing building - distributed level 0.67 | HOUDHC | HOUPARRHN_OLDI_DMD | MKr20 | 2030 | 3.3669 | 0.03163 | [6 empty] | PAR | I | OLD |  |  | RHNBHDHC | 4 | 0.66667 | HOUPARRHNBHDHCN05_OLDIEXT39
HOUPARRHNBHDHCN05_OLDIEXT39_D67 | Residential heating technology - Direct district heating substation - plus connection pipe - plus distribution (heating density: high ) - single-family house - existing building - distributed level 0.67 | HOUDHC | HOUPARRHN_OLDI_DMD | MKr20 | 2040 | 3.307 | 0.030268 | [6 empty] | PAR | I | OLD |  |  | RHNBHDHC | 4 | 0.66667 | HOUPARRHNBHDHCN05_OLDIEXT39
HOUPARRHNBHDHCN05_OLDIEXT39_D67 | Residential heating technology - Direct district heating substation - plus connection pipe - plus distribution (heating density: high ) - single-family house - existing building - distributed level 0.67 | HOUDHC | HOUPARRHN_OLDI_DMD | MKr20 | 2050 | 3.2405 | 0.028286 | [6 empty] | PAR | I | OLD |  |  | RHNBHDHC | 4 | 0.66667 | HOUPARRHNBHDHCN05_OLDIEXT39
HOUPARRHNBHDHCN03_OLDCEXT39_D67 | Residential heating technology - Direct district heating substation - plus connection pipe - single-family house - existing building - distributed level 0.67 | HOUDHC | HOUPARRHN_OLDC_DMD | MKr20 | 2025 | 3.4002 | 0.032205 | [6 empty] | PAR | C | OLD |  |  | RHNBHDHC | 4 | 0.66667 | HOUPARRHNBHDHCN03_OLDCEXT39
HOUPARRHNBHDHCN03_OLDCEXT39_D67 | Residential heating technology - Direct district heating substation - plus connection pipe - single-family house - existing building - distributed level 0.67 | HOUDHC | HOUPARRHN_OLDC_DMD | MKr20 | 2030 | 3.3669 | 0.03163 | [6 empty] | PAR | C | OLD |  |  | RHNBHDHC | 4 | 0.66667 | HOUPARRHNBHDHCN03_OLDCEXT39
HOUPARRHNBHDHCN03_OLDCEXT39_D67 | Residential heating technology - Direct district heating substation - plus connection pipe - single-family house - existing building - distributed level 0.67 | HOUDHC | HOUPARRHN_OLDC_DMD | MKr20 | 2040 | 3.307 | 0.030268 | [6 empty] | PAR | C | OLD |  |  | RHNBHDHC | 4 | 0.66667 | HOUPARRHNBHDHCN03_OLDCEXT39
HOUPARRHNBHDHCN03_OLDCEXT39_D67 | Residential heating technology - Direct district heating substation - plus connection pipe - single-family house - existing building - distributed level 0.67 | HOUDHC | HOUPARRHN_OLDC_DMD | MKr20 | 2050 | 3.2405 | 0.028286 | [6 empty] | PAR | C | OLD |  |  | RHNBHDHC | 4 | 0.66667 | HOUPARRHNBHDHCN03_OLDCEXT39
HOUPARRHNBHDHCN01_OLDCEXT39_D67 | Residential heating technology - Direct district heating substation - single-family house - existing building - distributed level 0.67 | HOUDHC | HOUPARRHN_OLDC_DMD | MKr20 | 2025 | 1.404 | 0.032205 | [6 empty] | PAR | C | OLD |  |  | RHNBHDHC | 4 | 0.66667 | HOUPARRHNBHDHCN01_OLDCEXT39
HOUPARRHNBHDHCN01_OLDCEXT39_D67 | Residential heating technology - Direct district heating substation - single-family house - existing building - distributed level 0.67 | HOUDHC | HOUPARRHN_OLDC_DMD | MKr20 | 2030 | 1.3707 | 0.03163 | [6 empty] | PAR | C | OLD |  |  | RHNBHDHC | 4 | 0.66667 | HOUPARRHNBHDHCN01_OLDCEXT39
HOUPARRHNBHDHCN01_OLDCEXT39_D67 | Residential heating technology - Direct district heating substation - single-family house - existing building - distributed level 0.67 | HOUDHC | HOUPARRHN_OLDC_DMD | MKr20 | 2040 | 1.3108 | 0.030268 | [6 empty] | PAR | C | OLD |  |  | RHNBHDHC | 4 | 0.66667 | HOUPARRHNBHDHCN01_OLDCEXT39
HOUPARRHNBHDHCN01_OLDCEXT39_D67 | Residential heating technology - Direct district heating substation - single-family house - existing building - distributed level 0.67 | HOUDHC | HOUPARRHN_OLDC_DMD | MKr20 | 2050 | 1.2443 | 0.028286 | [6 empty] | PAR | C | OLD |  |  | RHNBHDHC | 4 | 0.66667 | HOUPARRHNBHDHCN01_OLDCEXT39
HOUETARHNHPELCN05_OLDIEXT39_D67 | Residential heating technology - Heat pump, Air-to-water - leasing - apartment complex - existing building - distributed level 0.67 | HOUELC, HOUAMB | HOUETARHN_OLDI_DMD | MKr20 | 2025 | 3.4476 | 0.33198 | 0.34008 | [5 empty] | ETA | I | OLD | 2.9405 |  | RHNHPELC | 4 | 0.66667 | HOUETARHNHPELCN05_OLDIEXT39
HOUETARHNHPELCN05_OLDIEXT39_D67 | Residential heating technology - Heat pump, Air-to-water - leasing - apartment complex - existing building - distributed level 0.67 | HOUELC, HOUAMB | HOUETARHN_OLDI_DMD | MKr20 | 2030 | 3.0449 | 0.3028 | 0.32413 | [5 empty] | ETA | I | OLD | 3.0851 |  | RHNHPELC | 4 | 0.66667 | HOUETARHNHPELCN05_OLDIEXT39
HOUETARHNHPELCN05_OLDIEXT39_D67 | Residential heating technology - Heat pump, Air-to-water - leasing - apartment complex - existing building - distributed level 0.67 | HOUELC, HOUAMB | HOUETARHN_OLDI_DMD | MKr20 | 2040 | 2.7272 | 0.27907 | 0.30962 | [5 empty] | ETA | I | OLD | 3.2298 |  | RHNHPELC | 4 | 0.66667 | HOUETARHNHPELCN05_OLDIEXT39
HOUETARHNHPELCN05_OLDIEXT39_D67 | Residential heating technology - Heat pump, Air-to-water - leasing - apartment complex - existing building - distributed level 0.67 | HOUELC, HOUAMB | HOUETARHN_OLDI_DMD | MKr20 | 2050 | 2.4095 | 0.25532 | 0.29635 | [5 empty] | ETA | I | OLD | 3.3744 |  | RHNHPELC | 4 | 0.66667 | HOUETARHNHPELCN05_OLDIEXT39
HOUETARHNHPELCN05_OLDDEXT39_D67 | Residential heating technology - Heat pump, Air-to-water - leasing - apartment complex - existing building - distributed level 0.67 | HOUELC, HOUAMB | HOUETARHN_OLDD_DMD | MKr20 | 2025 | 3.4476 | 0.33198 | 0.34008 | [5 empty] | ETA | D | OLD | 2.9405 |  | RHNHPELC | 4 | 0.66667 | HOUETARHNHPELCN05_OLDDEXT39
HOUETARHNHPELCN05_OLDDEXT39_D67 | Residential heating technology - Heat pump, Air-to-water - leasing - apartment complex - existing building - distributed level 0.67 | HOUELC, HOUAMB | HOUETARHN_OLDD_DMD | MKr20 | 2030 | 3.0449 | 0.3028 | 0.32413 | [5 empty] | ETA | D | OLD | 3.0851 |  | RHNHPELC | 4 | 0.66667 | HOUETARHNHPELCN05_OLDDEXT39
HOUETARHNHPELCN05_OLDDEXT39_D67 | Residential heating technology - Heat pump, Air-to-water - leasing - apartment complex - existing building - distributed level 0.67 | HOUELC, HOUAMB | HOUETARHN_OLDD_DMD | MKr20 | 2040 | 2.7272 | 0.27907 | 0.30962 | [5 empty] | ETA | D | OLD | 3.2298 |  | RHNHPELC | 4 | 0.66667 | HOUETARHNHPELCN05_OLDDEXT39
HOUETARHNHPELCN05_OLDDEXT39_D67 | Residential heating technology - Heat pump, Air-to-water - leasing - apartment complex - existing building - distributed level 0.67 | HOUELC, HOUAMB | HOUETARHN_OLDD_DMD | MKr20 | 2050 | 2.4095 | 0.25532 | 0.29635 | [5 empty] | ETA | D | OLD | 3.3744 |  | RHNHPELC | 4 | 0.66667 | HOUETARHNHPELCN05_OLDDEXT39
HOUETARHNHPELCN05_OLDCEXT39_D67 | Residential heating technology - Heat pump, Air-to-water - leasing - apartment complex - existing building - distributed level 0.67 | HOUELC, HOUAMB | HOUETARHN_OLDC_DMD | MKr20 | 2025 | 3.4476 | 0.33198 | 0.34008 | [5 empty] | ETA | C | OLD | 2.9405 |  | RHNHPELC | 4 | 0.66667 | HOUETARHNHPELCN05_OLDCEXT39
HOUETARHNHPELCN05_OLDCEXT39_D67 | Residential heating technology - Heat pump, Air-to-water - leasing - apartment complex - existing building - distributed level 0.67 | HOUELC, HOUAMB | HOUETARHN_OLDC_DMD | MKr20 | 2030 | 3.0449 | 0.3028 | 0.32413 | [5 empty] | ETA | C | OLD | 3.0851 |  | RHNHPELC | 4 | 0.66667 | HOUETARHNHPELCN05_OLDCEXT39
HOUETARHNHPELCN05_OLDCEXT39_D67 | Residential heating technology - Heat pump, Air-to-water - leasing - apartment complex - existing building - distributed level 0.67 | HOUELC, HOUAMB | HOUETARHN_OLDC_DMD | MKr20 | 2040 | 2.7272 | 0.27907 | 0.30962 | [5 empty] | ETA | C | OLD | 3.2298 |  | RHNHPELC | 4 | 0.66667 | HOUETARHNHPELCN05_OLDCEXT39
HOUETARHNHPELCN05_OLDCEXT39_D67 | Residential heating technology - Heat pump, Air-to-water - leasing - apartment complex - existing building - distributed level 0.67 | HOUELC, HOUAMB | HOUETARHN_OLDC_DMD | MKr20 | 2050 | 2.4095 | 0.25532 | 0.29635 | [5 empty] | ETA | C | OLD | 3.3744 |  | RHNHPELC | 4 | 0.66667 | HOUETARHNHPELCN05_OLDCEXT39
HOUETARHNHPELCN04_OLDIEXT39_D67 | Residential heating technology - Heat pump, Ground source - apartment complex - existing building - distributed level 0.67 | HOUELC, HOUAMB | HOUETARHN_OLDI_DMD | MKr20 | 2025 | 6.6364 | 0.053094 | 0.31431 | [5 empty] | ETA | I | OLD | 3.1815 |  | RHNHPELC | 4 | 0.66667 | HOUETARHNHPELCN04_OLDIEXT39
HOUETARHNHPELCN04_OLDIEXT39_D67 | Residential heating technology - Heat pump, Ground source - apartment complex - existing building - distributed level 0.67 | HOUELC, HOUAMB | HOUETARHN_OLDI_DMD | MKr20 | 2030 | 6.0983 | 0.052631 | 0.30507 | [5 empty] | ETA | I | OLD | 3.278 |  | RHNHPELC | 4 | 0.66667 | HOUETARHNHPELCN04_OLDIEXT39
HOUETARHNHPELCN04_OLDIEXT39_D67 | Residential heating technology - Heat pump, Ground source - apartment complex - existing building - distributed level 0.67 | HOUELC, HOUAMB | HOUETARHN_OLDI_DMD | MKr20 | 2040 | 5.641 | 0.051561 | 0.29218 | [5 empty] | ETA | I | OLD | 3.4226 |  | RHNHPELC | 4 | 0.66667 | HOUETARHNHPELCN04_OLDIEXT39
HOUETARHNHPELCN04_OLDIEXT39_D67 | Residential heating technology - Heat pump, Ground source - apartment complex - existing building - distributed level 0.67 | HOUELC, HOUAMB | HOUETARHN_OLDI_DMD | MKr20 | 2050 | 5.1836 | 0.050472 | 0.28812 | [5 empty] | ETA | I | OLD | 3.4708 |  | RHNHPELC | 4 | 0.66667 | HOUETARHNHPELCN04_OLDIEXT39
HOUETARHNHPELCN04_OLDDEXT39_D67 | Residential heating technology - Heat pump, Ground source - apartment complex - existing building - distributed level 0.67 | HOUELC, HOUAMB | HOUETARHN_OLDD_DMD | MKr20 | 2025 | 6.6364 | 0.053094 | 0.31431 | [5 empty] | ETA | D | OLD | 3.1815 |  | RHNHPELC | 4 | 0.66667 | HOUETARHNHPELCN04_OLDDEXT39
HOUETARHNHPELCN04_OLDDEXT39_D67 | Residential heating technology - Heat pump, Ground source - apartment complex - existing building - distributed level 0.67 | HOUELC, HOUAMB | HOUETARHN_OLDD_DMD | MKr20 | 2030 | 6.0983 | 0.052631 | 0.30507 | [5 empty] | ETA | D | OLD | 3.278 |  | RHNHPELC | 4 | 0.66667 | HOUETARHNHPELCN04_OLDDEXT39
HOUETARHNHPELCN04_OLDDEXT39_D67 | Residential heating technology - Heat pump, Ground source - apartment complex - existing building - distributed level 0.67 | HOUELC, HOUAMB | HOUETARHN_OLDD_DMD | MKr20 | 2040 | 5.641 | 0.051561 | 0.29218 | [5 empty] | ETA | D | OLD | 3.4226 |  | RHNHPELC | 4 | 0.66667 | HOUETARHNHPELCN04_OLDDEXT39
HOUETARHNHPELCN04_OLDDEXT39_D67 | Residential heating technology - Heat pump, Ground source - apartment complex - existing building - distributed level 0.67 | HOUELC, HOUAMB | HOUETARHN_OLDD_DMD | MKr20 | 2050 | 5.1836 | 0.050472 | 0.28812 | [5 empty] | ETA | D | OLD | 3.4708 |  | RHNHPELC | 4 | 0.66667 | HOUETARHNHPELCN04_OLDDEXT39
HOUETARHNHPELCN04_OLDCEXT39_D67 | Residential heating technology - Heat pump, Ground source - apartment complex - existing building - distributed level 0.67 | HOUELC, HOUAMB | HOUETARHN_OLDC_DMD | MKr20 | 2025 | 6.6364 | 0.053094 | 0.31431 | [5 empty] | ETA | C | OLD | 3.1815 |  | RHNHPELC | 4 | 0.66667 | HOUETARHNHPELCN04_OLDCEXT39
HOUETARHNHPELCN04_OLDCEXT39_D67 | Residential heating technology - Heat pump, Ground source - apartment complex - existing building - distributed level 0.67 | HOUELC, HOUAMB | HOUETARHN_OLDC_DMD | MKr20 | 2030 | 6.0983 | 0.052631 | 0.30507 | [5 empty] | ETA | C | OLD | 3.278 |  | RHNHPELC | 4 | 0.66667 | HOUETARHNHPELCN04_OLDCEXT39
HOUETARHNHPELCN04_OLDCEXT39_D67 | Residential heating technology - Heat pump, Ground source - apartment complex - existing building - distributed level 0.67 | HOUELC, HOUAMB | HOUETARHN_OLDC_DMD | MKr20 | 2040 | 5.641 | 0.051561 | 0.29218 | [5 empty] | ETA | C | OLD | 3.4226 |  | RHNHPELC | 4 | 0.66667 | HOUETARHNHPELCN04_OLDCEXT39
HOUETARHNHPELCN04_OLDCEXT39_D67 | Residential heating technology - Heat pump, Ground source - apartment complex - existing building - distributed level 0.67 | HOUELC, HOUAMB | HOUETARHN_OLDC_DMD | MKr20 | 2050 | 5.1836 | 0.050472 | 0.28812 | [5 empty] | ETA | C | OLD | 3.4708 |  | RHNHPELC | 4 | 0.66667 | HOUETARHNHPELCN04_OLDCEXT39
HOUETARHNHPELCN03_OLDIEXT39_D67 | Residential heating technology - Heat pump, Air-to-water - apartment complex - existing building - distributed level 0.67 | HOUELC, HOUAMB | HOUETARHN_OLDI_DMD | MKr20 | 2025 | 6.8951 | 0.086059 | 0.34008 | [5 empty] | ETA | I | OLD | 2.9405 |  | RHNHPELC | 4 | 0.66667 | HOUETARHNHPELCN03_OLDIEXT39
HOUETARHNHPELCN03_OLDIEXT39_D67 | Residential heating technology - Heat pump, Air-to-water - apartment complex - existing building - distributed level 0.67 | HOUELC, HOUAMB | HOUETARHN_OLDI_DMD | MKr20 | 2030 | 6.0899 | 0.085596 | 0.32413 | [5 empty] | ETA | I | OLD | 3.0851 |  | RHNHPELC | 4 | 0.66667 | HOUETARHNHPELCN03_OLDIEXT39
HOUETARHNHPELCN03_OLDIEXT39_D67 | Residential heating technology - Heat pump, Air-to-water - apartment complex - existing building - distributed level 0.67 | HOUELC, HOUAMB | HOUETARHN_OLDI_DMD | MKr20 | 2040 | 5.4545 | 0.084526 | 0.30962 | [5 empty] | ETA | I | OLD | 3.2298 |  | RHNHPELC | 4 | 0.66667 | HOUETARHNHPELCN03_OLDIEXT39
HOUETARHNHPELCN03_OLDIEXT39_D67 | Residential heating technology - Heat pump, Air-to-water - apartment complex - existing building - distributed level 0.67 | HOUELC, HOUAMB | HOUETARHN_OLDI_DMD | MKr20 | 2050 | 4.8191 | 0.083437 | 0.29635 | [5 empty] | ETA | I | OLD | 3.3744 |  | RHNHPELC | 4 | 0.66667 | HOUETARHNHPELCN03_OLDIEXT39
HOUETARHNHPELCN03_OLDDEXT39_D67 | Residential heating technology - Heat pump, Air-to-water - apartment complex - existing building - distributed level 0.67 | HOUELC, HOUAMB | HOUETARHN_OLDD_DMD | MKr20 | 2025 | 6.8951 | 0.086059 | 0.34008 | [5 empty] | ETA | D | OLD | 2.9405 |  | RHNHPELC | 4 | 0.66667 | HOUETARHNHPELCN03_OLDDEXT39
HOUETARHNHPELCN03_OLDDEXT39_D67 | Residential heating technology - Heat pump, Air-to-water - apartment complex - existing building - distributed level 0.67 | HOUELC, HOUAMB | HOUETARHN_OLDD_DMD | MKr20 | 2030 | 6.0899 | 0.085596 | 0.32413 | [5 empty] | ETA | D | OLD | 3.0851 |  | RHNHPELC | 4 | 0.66667 | HOUETARHNHPELCN03_OLDDEXT39
HOUETARHNHPELCN03_OLDDEXT39_D67 | Residential heating technology - Heat pump, Air-to-water - apartment complex - existing building - distributed level 0.67 | HOUELC, HOUAMB | HOUETARHN_OLDD_DMD | MKr20 | 2040 | 5.4545 | 0.084526 | 0.30962 | [5 empty] | ETA | D | OLD | 3.2298 |  | RHNHPELC | 4 | 0.66667 | HOUETARHNHPELCN03_OLDDEXT39
HOUETARHNHPELCN03_OLDDEXT39_D67 | Residential heating technology - Heat pump, Air-to-water - apartment complex - existing building - distributed level 0.67 | HOUELC, HOUAMB | HOUETARHN_OLDD_DMD | MKr20 | 2050 | 4.8191 | 0.083437 | 0.29635 | [5 empty] | ETA | D | OLD | 3.3744 |  | RHNHPELC | 4 | 0.66667 | HOUETARHNHPELCN03_OLDDEXT39
HOUETARHNHPELCN03_OLDCEXT39_D67 | Residential heating technology - Heat pump, Air-to-water - apartment complex - existing building - distributed level 0.67 | HOUELC, HOUAMB | HOUETARHN_OLDC_DMD | MKr20 | 2025 | 6.8951 | 0.086059 | 0.34008 | [5 empty] | ETA | C | OLD | 2.9405 |  | RHNHPELC | 4 | 0.66667 | HOUETARHNHPELCN03_OLDCEXT39
HOUETARHNHPELCN03_OLDCEXT39_D67 | Residential heating technology - Heat pump, Air-to-water - apartment complex - existing building - distributed level 0.67 | HOUELC, HOUAMB | HOUETARHN_OLDC_DMD | MKr20 | 2030 | 6.0899 | 0.085596 | 0.32413 | [5 empty] | ETA | C | OLD | 3.0851 |  | RHNHPELC | 4 | 0.66667 | HOUETARHNHPELCN03_OLDCEXT39
HOUETARHNHPELCN03_OLDCEXT39_D67 | Residential heating technology - Heat pump, Air-to-water - apartment complex - existing building - distributed level 0.67 | HOUELC, HOUAMB | HOUETARHN_OLDC_DMD | MKr20 | 2040 | 5.4545 | 0.084526 | 0.30962 | [5 empty] | ETA | C | OLD | 3.2298 |  | RHNHPELC | 4 | 0.66667 | HOUETARHNHPELCN03_OLDCEXT39
HOUETARHNHPELCN03_OLDCEXT39_D67 | Residential heating technology - Heat pump, Air-to-water - apartment complex - existing building - distributed level 0.67 | HOUELC, HOUAMB | HOUETARHN_OLDC_DMD | MKr20 | 2050 | 4.8191 | 0.083437 | 0.29635 | [5 empty] | ETA | C | OLD | 3.3744 |  | RHNHPELC | 4 | 0.66667 | HOUETARHNHPELCN03_OLDCEXT39
HOUETARHNHPELCN02_OLDIEXT39_D67 | Residential heating technology - Heat pump, Air-to-air - single-family house - existing building - distributed level 0.67 | HOUELC, HOUAMB | HOUETARHN_OLDI_DMD | MKr20 | 2025 | 2.8526 | 0.12547 | 0.20338 | [5 empty] | ETA | I | OLD | 4.9169 |  | RHNHPELC | 4 | 0.66667 | HOUETARHNHPELCN02_OLDIEXT39
HOUETARHNHPELCN02_OLDIEXT39_D67 | Residential heating technology - Heat pump, Air-to-air - single-family house - existing building - distributed level 0.67 | HOUELC, HOUAMB | HOUETARHN_OLDI_DMD | MKr20 | 2030 | 2.7812 | 0.12315 | 0.1957 | [5 empty] | ETA | I | OLD | 5.1098 |  | RHNHPELC | 4 | 0.66667 | HOUETARHNHPELCN02_OLDIEXT39
HOUETARHNHPELCN02_OLDIEXT39_D67 | Residential heating technology - Heat pump, Air-to-air - single-family house - existing building - distributed level 0.67 | HOUELC, HOUAMB | HOUETARHN_OLDI_DMD | MKr20 | 2040 | 2.6485 | 0.11885 | 0.18859 | [5 empty] | ETA | I | OLD | 5.3026 |  | RHNHPELC | 4 | 0.66667 | HOUETARHNHPELCN02_OLDIEXT39
HOUETARHNHPELCN02_OLDIEXT39_D67 | Residential heating technology - Heat pump, Air-to-air - single-family house - existing building - distributed level 0.67 | HOUELC, HOUAMB | HOUETARHN_OLDI_DMD | MKr20 | 2050 | 2.5159 | 0.11455 | 0.18522 | [5 empty] | ETA | I | OLD | 5.399 |  | RHNHPELC | 4 | 0.66667 | HOUETARHNHPELCN02_OLDIEXT39
HOUETARHNHPELCN02_OLDDEXT39_D67 | Residential heating technology - Heat pump, Air-to-air - single-family house - existing building - distributed level 0.67 | HOUELC, HOUAMB | HOUETARHN_OLDD_DMD | MKr20 | 2025 | 2.8526 | 0.12547 | 0.20338 | [5 empty] | ETA | D | OLD | 4.9169 |  | RHNHPELC | 4 | 0.66667 | HOUETARHNHPELCN02_OLDDEXT39
HOUETARHNHPELCN02_OLDDEXT39_D67 | Residential heating technology - Heat pump, Air-to-air - single-family house - existing building - distributed level 0.67 | HOUELC, HOUAMB | HOUETARHN_OLDD_DMD | MKr20 | 2030 | 2.7812 | 0.12315 | 0.1957 | [5 empty] | ETA | D | OLD | 5.1098 |  | RHNHPELC | 4 | 0.66667 | HOUETARHNHPELCN02_OLDDEXT39
HOUETARHNHPELCN02_OLDDEXT39_D67 | Residential heating technology - Heat pump, Air-to-air - single-family house - existing building - distributed level 0.67 | HOUELC, HOUAMB | HOUETARHN_OLDD_DMD | MKr20 | 2040 | 2.6485 | 0.11885 | 0.18859 | [5 empty] | ETA | D | OLD | 5.3026 |  | RHNHPELC | 4 | 0.66667 | HOUETARHNHPELCN02_OLDDEXT39
HOUETARHNHPELCN02_OLDDEXT39_D67 | Residential heating technology - Heat pump, Air-to-air - single-family house - existing building - distributed level 0.67 | HOUELC, HOUAMB | HOUETARHN_OLDD_DMD | MKr20 | 2050 | 2.5159 | 0.11455 | 0.18522 | [5 empty] | ETA | D | OLD | 5.399 |  | RHNHPELC | 4 | 0.66667 | HOUETARHNHPELCN02_OLDDEXT39
HOUETARHNHPELCN02_OLDCEXT39_D67 | Residential heating technology - Heat pump, Air-to-air - single-family house - existing building - distributed level 0.67 | HOUELC, HOUAMB | HOUETARHN_OLDC_DMD | MKr20 | 2025 | 2.8526 | 0.12547 | 0.20338 | [5 empty] | ETA | C | OLD | 4.9169 |  | RHNHPELC | 4 | 0.66667 | HOUETARHNHPELCN02_OLDCEXT39
HOUETARHNHPELCN02_OLDCEXT39_D67 | Residential heating technology - Heat pump, Air-to-air - single-family house - existing building - distributed level 0.67 | HOUELC, HOUAMB | HOUETARHN_OLDC_DMD | MKr20 | 2030 | 2.7812 | 0.12315 | 0.1957 | [5 empty] | ETA | C | OLD | 5.1098 |  | RHNHPELC | 4 | 0.66667 | HOUETARHNHPELCN02_OLDCEXT39
HOUETARHNHPELCN02_OLDCEXT39_D67 | Residential heating technology - Heat pump, Air-to-air - single-family house - existing building - distributed level 0.67 | HOUELC, HOUAMB | HOUETARHN_OLDC_DMD | MKr20 | 2040 | 2.6485 | 0.11885 | 0.18859 | [5 empty] | ETA | C | OLD | 5.3026 |  | RHNHPELC | 4 | 0.66667 | HOUETARHNHPELCN02_OLDCEXT39
HOUETARHNHPELCN02_OLDCEXT39_D67 | Residential heating technology - Heat pump, Air-to-air - single-family house - existing building - distributed level 0.67 | HOUELC, HOUAMB | HOUETARHN_OLDC_DMD | MKr20 | 2050 | 2.5159 | 0.11455 | 0.18522 | [5 empty] | ETA | C | OLD | 5.399 |  | RHNHPELC | 4 | 0.66667 | HOUETARHNHPELCN02_OLDCEXT39
HOUETARHNDIELCN06_OLDIEXT39_D67 | Residential heating technology - Electric heating - electric panel from Bauhaus - apartment complex - new building - distributed level 0.67 | HOUELC | HOUETARHN_OLDI_DMD | MKr20 | 2025 | 0.58948 | 0 | [6 empty] | ETA | I | OLD |  |  | RHNDIELC | 4 | 0.66667 | HOUETARHNDIELCN06_OLDIEXT39
HOUETARHNDIELCN06_OLDIEXT39_D67 | Residential heating technology - Electric heating - electric panel from Bauhaus - apartment complex - new building - distributed level 0.67 | HOUELC | HOUETARHN_OLDI_DMD | MKr20 | 2030 | 0.58948 | 0 | [6 empty] | ETA | I | OLD |  |  | RHNDIELC | 4 | 0.66667 | HOUETARHNDIELCN06_OLDIEXT39
HOUETARHNDIELCN06_OLDIEXT39_D67 | Residential heating technology - Electric heating - electric panel from Bauhaus - apartment complex - new building - distributed level 0.67 | HOUELC | HOUETARHN_OLDI_DMD | MKr20 | 2040 | 0.58948 | 0 | [6 empty] | ETA | I | OLD |  |  | RHNDIELC | 4 | 0.66667 | HOUETARHNDIELCN06_OLDIEXT39
HOUETARHNDIELCN06_OLDIEXT39_D67 | Residential heating technology - Electric heating - electric panel from Bauhaus - apartment complex - new building - distributed level 0.67 | HOUELC | HOUETARHN_OLDI_DMD | MKr20 | 2050 | 0.58948 | 0 | [6 empty] | ETA | I | OLD |  |  | RHNDIELC | 4 | 0.66667 | HOUETARHNDIELCN06_OLDIEXT39
HOUETARHNDIELCN06_OLDDEXT39_D67 | Residential heating technology - Electric heating - electric panel from Bauhaus - apartment complex - new building - distributed level 0.67 | HOUELC | HOUETARHN_OLDD_DMD | MKr20 | 2025 | 0.58948 | 0 | [6 empty] | ETA | D | OLD |  |  | RHNDIELC | 4 | 0.66667 | HOUETARHNDIELCN06_OLDDEXT39
HOUETARHNDIELCN06_OLDDEXT39_D67 | Residential heating technology - Electric heating - electric panel from Bauhaus - apartment complex - new building - distributed level 0.67 | HOUELC | HOUETARHN_OLDD_DMD | MKr20 | 2030 | 0.58948 | 0 | [6 empty] | ETA | D | OLD |  |  | RHNDIELC | 4 | 0.66667 | HOUETARHNDIELCN06_OLDDEXT39
HOUETARHNDIELCN06_OLDDEXT39_D67 | Residential heating technology - Electric heating - electric panel from Bauhaus - apartment complex - new building - distributed level 0.67 | HOUELC | HOUETARHN_OLDD_DMD | MKr20 | 2040 | 0.58948 | 0 | [6 empty] | ETA | D | OLD |  |  | RHNDIELC | 4 | 0.66667 | HOUETARHNDIELCN06_OLDDEXT39
HOUETARHNDIELCN06_OLDDEXT39_D67 | Residential heating technology - Electric heating - electric panel from Bauhaus - apartment complex - new building - distributed level 0.67 | HOUELC | HOUETARHN_OLDD_DMD | MKr20 | 2050 | 0.58948 | 0 | [6 empty] | ETA | D | OLD |  |  | RHNDIELC | 4 | 0.66667 | HOUETARHNDIELCN06_OLDDEXT39
HOUETARHNDIELCN06_OLDCEXT39_D67 | Residential heating technology - Electric heating - electric panel from Bauhaus - apartment complex - new building - distributed level 0.67 | HOUELC | HOUETARHN_OLDC_DMD | MKr20 | 2025 | 0.58948 | 0 | [6 empty] | ETA | C | OLD |  |  | RHNDIELC | 4 | 0.66667 | HOUETARHNDIELCN06_OLDCEXT39
HOUETARHNDIELCN06_OLDCEXT39_D67 | Residential heating technology - Electric heating - electric panel from Bauhaus - apartment complex - new building - distributed level 0.67 | HOUELC | HOUETARHN_OLDC_DMD | MKr20 | 2030 | 0.58948 | 0 | [6 empty] | ETA | C | OLD |  |  | RHNDIELC | 4 | 0.66667 | HOUETARHNDIELCN06_OLDCEXT39
HOUETARHNDIELCN06_OLDCEXT39_D67 | Residential heating technology - Electric heating - electric panel from Bauhaus - apartment complex - new building - distributed level 0.67 | HOUELC | HOUETARHN_OLDC_DMD | MKr20 | 2040 | 0.58948 | 0 | [6 empty] | ETA | C | OLD |  |  | RHNDIELC | 4 | 0.66667 | HOUETARHNDIELCN06_OLDCEXT39
HOUETARHNDIELCN06_OLDCEXT39_D67 | Residential heating technology - Electric heating - electric panel from Bauhaus - apartment complex - new building - distributed level 0.67 | HOUELC | HOUETARHN_OLDC_DMD | MKr20 | 2050 | 0.58948 | 0 | [6 empty] | ETA | C | OLD |  |  | RHNDIELC | 4 | 0.66667 | HOUETARHNDIELCN06_OLDCEXT39
HOUETARHNDIELCN01_OLDIEXT39_D67 | Residential heating technology - Electric heating - apartment complex - new building - distributed level 0.67 | HOUELC | HOUETARHN_OLDI_DMD | MKr20 | 2025 | 5.3396 | 0.0023455 | [6 empty] | ETA | I | OLD |  |  | RHNDIELC | 4 | 0.66667 | HOUETARHNDIELCN01_OLDIEXT39
HOUETARHNDIELCN01_OLDIEXT39_D67 | Residential heating technology - Electric heating - apartment complex - new building - distributed level 0.67 | HOUELC | HOUETARHN_OLDI_DMD | MKr20 | 2030 | 5.2074 | 0.0022956 | [6 empty] | ETA | I | OLD |  |  | RHNDIELC | 4 | 0.66667 | HOUETARHNDIELCN01_OLDIEXT39
HOUETARHNDIELCN01_OLDIEXT39_D67 | Residential heating technology - Electric heating - apartment complex - new building - distributed level 0.67 | HOUELC | HOUETARHN_OLDI_DMD | MKr20 | 2040 | 4.9528 | 0.0021958 | [6 empty] | ETA | I | OLD |  |  | RHNDIELC | 4 | 0.66667 | HOUETARHNDIELCN01_OLDIEXT39
HOUETARHNDIELCN01_OLDIEXT39_D67 | Residential heating technology - Electric heating - apartment complex - new building - distributed level 0.67 | HOUELC | HOUETARHN_OLDI_DMD | MKr20 | 2050 | 4.7107 | 0.002096 | [6 empty] | ETA | I | OLD |  |  | RHNDIELC | 4 | 0.66667 | HOUETARHNDIELCN01_OLDIEXT39
HOUETARHNDIELCN01_OLDDEXT39_D67 | Residential heating technology - Electric heating - apartment complex - new building - distributed level 0.67 | HOUELC | HOUETARHN_OLDD_DMD | MKr20 | 2025 | 5.3396 | 0.0023455 | [6 empty] | ETA | D | OLD |  |  | RHNDIELC | 4 | 0.66667 | HOUETARHNDIELCN01_OLDDEXT39
HOUETARHNDIELCN01_OLDDEXT39_D67 | Residential heating technology - Electric heating - apartment complex - new building - distributed level 0.67 | HOUELC | HOUETARHN_OLDD_DMD | MKr20 | 2030 | 5.2074 | 0.0022956 | [6 empty] | ETA | D | OLD |  |  | RHNDIELC | 4 | 0.66667 | HOUETARHNDIELCN01_OLDDEXT39
HOUETARHNDIELCN01_OLDDEXT39_D67 | Residential heating technology - Electric heating - apartment complex - new building - distributed level 0.67 | HOUELC | HOUETARHN_OLDD_DMD | MKr20 | 2040 | 4.9528 | 0.0021958 | [6 empty] | ETA | D | OLD |  |  | RHNDIELC | 4 | 0.66667 | HOUETARHNDIELCN01_OLDDEXT39
HOUETARHNDIELCN01_OLDDEXT39_D67 | Residential heating technology - Electric heating - apartment complex - new building - distributed level 0.67 | HOUELC | HOUETARHN_OLDD_DMD | MKr20 | 2050 | 4.7107 | 0.002096 | [6 empty] | ETA | D | OLD |  |  | RHNDIELC | 4 | 0.66667 | HOUETARHNDIELCN01_OLDDEXT39
HOUETARHNDIELCN01_OLDCEXT39_D67 | Residential heating technology - Electric heating - apartment complex - new building - distributed level 0.67 | HOUELC | HOUETARHN_OLDC_DMD | MKr20 | 2025 | 5.3396 | 0.0023455 | [6 empty] | ETA | C | OLD |  |  | RHNDIELC | 4 | 0.66667 | HOUETARHNDIELCN01_OLDCEXT39
HOUETARHNDIELCN01_OLDCEXT39_D67 | Residential heating technology - Electric heating - apartment complex - new building - distributed level 0.67 | HOUELC | HOUETARHN_OLDC_DMD | MKr20 | 2030 | 5.2074 | 0.0022956 | [6 empty] | ETA | C | OLD |  |  | RHNDIELC | 4 | 0.66667 | HOUETARHNDIELCN01_OLDCEXT39
HOUETARHNDIELCN01_OLDCEXT39_D67 | Residential heating technology - Electric heating - apartment complex - new building - distributed level 0.67 | HOUELC | HOUETARHN_OLDC_DMD | MKr20 | 2040 | 4.9528 | 0.0021958 | [6 empty] | ETA | C | OLD |  |  | RHNDIELC | 4 | 0.66667 | HOUETARHNDIELCN01_OLDCEXT39
HOUETARHNDIELCN01_OLDCEXT39_D67 | Residential heating technology - Electric heating - apartment complex - new building - distributed level 0.67 | HOUELC | HOUETARHN_OLDC_DMD | MKr20 | 2050 | 4.7107 | 0.002096 | [6 empty] | ETA | C | OLD |  |  | RHNDIELC | 4 | 0.66667 | HOUETARHNDIELCN01_OLDCEXT39
HOUETARHNBHWPEN01_OLDIEXT39_D67 | Residential heating technology - Biomass boiler, automatic stoking , wood pellets or wood chips - apartment complex - existing building - distributed level 0.67 | HOUWPE | HOUETARHN_OLDI_DMD | MKr20 | 2025 | 1.608 | 0.029758 |  | 25 | 14 | 60 | 2 | 4 | ETA | I | OLD |  |  | RHNBHWPE | 4 | 0.66667 | HOUETARHNBHWPEN01_OLDIEXT39
HOUETARHNBHWPEN01_OLDIEXT39_D67 | Residential heating technology - Biomass boiler, automatic stoking , wood pellets or wood chips - apartment complex - existing building - distributed level 0.67 | HOUWPE | HOUETARHN_OLDI_DMD | MKr20 | 2030 | 1.5682 | 0.029892 |  | 25 | 11 | 50 | 1 | 4 | ETA | I | OLD |  |  | RHNBHWPE | 4 | 0.66667 | HOUETARHNBHWPEN01_OLDIEXT39
HOUETARHNBHWPEN01_OLDIEXT39_D67 | Residential heating technology - Biomass boiler, automatic stoking , wood pellets or wood chips - apartment complex - existing building - distributed level 0.67 | HOUWPE | HOUETARHN_OLDI_DMD | MKr20 | 2040 | 1.4915 | 0.028937 |  | 25 | 9 | 45 | 1 | 4 | ETA | I | OLD |  |  | RHNBHWPE | 4 | 0.66667 | HOUETARHNBHWPEN01_OLDIEXT39
HOUETARHNBHWPEN01_OLDIEXT39_D67 | Residential heating technology - Biomass boiler, automatic stoking , wood pellets or wood chips - apartment complex - existing building - distributed level 0.67 | HOUWPE | HOUETARHN_OLDI_DMD | MKr20 | 2050 | 1.4186 | 0.027691 |  | 25 | 9 | 40 | 0 | 4 | ETA | I | OLD |  |  | RHNBHWPE | 4 | 0.66667 | HOUETARHNBHWPEN01_OLDIEXT39
HOUETARHNBHWPEN01_OLDDEXT39_D67 | Residential heating technology - Biomass boiler, automatic stoking , wood pellets or wood chips - apartment complex - existing building - distributed level 0.67 | HOUWPE | HOUETARHN_OLDD_DMD | MKr20 | 2025 | 1.608 | 0.029758 |  | 25 | 14 | 60 | 2 | 4 | ETA | D | OLD |  |  | RHNBHWPE | 4 | 0.66667 | HOUETARHNBHWPEN01_OLDDEXT39
HOUETARHNBHWPEN01_OLDDEXT39_D67 | Residential heating technology - Biomass boiler, automatic stoking , wood pellets or wood chips - apartment complex - existing building - distributed level 0.67 | HOUWPE | HOUETARHN_OLDD_DMD | MKr20 | 2030 | 1.5682 | 0.029892 |  | 25 | 11 | 50 | 1 | 4 | ETA | D | OLD |  |  | RHNBHWPE | 4 | 0.66667 | HOUETARHNBHWPEN01_OLDDEXT39
HOUETARHNBHWPEN01_OLDDEXT39_D67 | Residential heating technology - Biomass boiler, automatic stoking , wood pellets or wood chips - apartment complex - existing building - distributed level 0.67 | HOUWPE | HOUETARHN_OLDD_DMD | MKr20 | 2040 | 1.4915 | 0.028937 |  | 25 | 9 | 45 | 1 | 4 | ETA | D | OLD |  |  | RHNBHWPE | 4 | 0.66667 | HOUETARHNBHWPEN01_OLDDEXT39
HOUETARHNBHWPEN01_OLDDEXT39_D67 | Residential heating technology - Biomass boiler, automatic stoking , wood pellets or wood chips - apartment complex - existing building - distributed level 0.67 | HOUWPE | HOUETARHN_OLDD_DMD | MKr20 | 2050 | 1.4186 | 0.027691 |  | 25 | 9 | 40 | 0 | 4 | ETA | D | OLD |  |  | RHNBHWPE | 4 | 0.66667 | HOUETARHNBHWPEN01_OLDDEXT39
HOUETARHNBHWPEN01_OLDCEXT39_D67 | Residential heating technology - Biomass boiler, automatic stoking , wood pellets or wood chips - apartment complex - existing building - distributed level 0.67 | HOUWPE | HOUETARHN_OLDC_DMD | MKr20 | 2025 | 1.608 | 0.029758 |  | 25 | 14 | 60 | 2 | 4 | ETA | C | OLD |  |  | RHNBHWPE | 4 | 0.66667 | HOUETARHNBHWPEN01_OLDCEXT39
HOUETARHNBHWPEN01_OLDCEXT39_D67 | Residential heating technology - Biomass boiler, automatic stoking , wood pellets or wood chips - apartment complex - existing building - distributed level 0.67 | HOUWPE | HOUETARHN_OLDC_DMD | MKr20 | 2030 | 1.5682 | 0.029892 |  | 25 | 11 | 50 | 1 | 4 | ETA | C | OLD |  |  | RHNBHWPE | 4 | 0.66667 | HOUETARHNBHWPEN01_OLDCEXT39
HOUETARHNBHWPEN01_OLDCEXT39_D67 | Residential heating technology - Biomass boiler, automatic stoking , wood pellets or wood chips - apartment complex - existing building - distributed level 0.67 | HOUWPE | HOUETARHN_OLDC_DMD | MKr20 | 2040 | 1.4915 | 0.028937 |  | 25 | 9 | 45 | 1 | 4 | ETA | C | OLD |  |  | RHNBHWPE | 4 | 0.66667 | HOUETARHNBHWPEN01_OLDCEXT39
HOUETARHNBHWPEN01_OLDCEXT39_D67 | Residential heating technology - Biomass boiler, automatic stoking , wood pellets or wood chips - apartment complex - existing building - distributed level 0.67 | HOUWPE | HOUETARHN_OLDC_DMD | MKr20 | 2050 | 1.4186 | 0.027691 |  | 25 | 9 | 40 | 0 | 4 | ETA | C | OLD |  |  | RHNBHWPE | 4 | 0.66667 | HOUETARHNBHWPEN01_OLDCEXT39
HOUETARHNBHSOLN01_OLDIEXT39_D67 | Residential heating technology - Solar heating system - apartment complex - existing building - distributed level 0.67 | HOUSOL | HOUETARHN_OLDI_DMD | MKr20 | 2025 | 4.4202 | 0.025209 | [6 empty] | ETA | I | OLD |  |  | RHNBHSOL | 4 | 0.66667 | HOUETARHNBHSOLN01_OLDIEXT39
HOUETARHNBHSOLN01_OLDIEXT39_D67 | Residential heating technology - Solar heating system - apartment complex - existing building - distributed level 0.67 | HOUSOL | HOUETARHN_OLDI_DMD | MKr20 | 2030 | 4.2205 | 0.025751 | [6 empty] | ETA | I | OLD |  |  | RHNBHSOL | 4 | 0.66667 | HOUETARHNBHSOLN01_OLDIEXT39
HOUETARHNBHSOLN01_OLDIEXT39_D67 | Residential heating technology - Solar heating system - apartment complex - existing building - distributed level 0.67 | HOUSOL | HOUETARHN_OLDI_DMD | MKr20 | 2040 | 4.0209 | 0.025052 | [6 empty] | ETA | I | OLD |  |  | RHNBHSOL | 4 | 0.66667 | HOUETARHNBHSOLN01_OLDIEXT39
HOUETARHNBHSOLN01_OLDIEXT39_D67 | Residential heating technology - Solar heating system - apartment complex - existing building - distributed level 0.67 | HOUSOL | HOUETARHN_OLDI_DMD | MKr20 | 2050 | 3.8213 | 0.023783 | [6 empty] | ETA | I | OLD |  |  | RHNBHSOL | 4 | 0.66667 | HOUETARHNBHSOLN01_OLDIEXT39
HOUETARHNBHSOLN01_OLDDEXT39_D67 | Residential heating technology - Solar heating system - apartment complex - existing building - distributed level 0.67 | HOUSOL | HOUETARHN_OLDD_DMD | MKr20 | 2025 | 4.4202 | 0.025209 | [6 empty] | ETA | D | OLD |  |  | RHNBHSOL | 4 | 0.66667 | HOUETARHNBHSOLN01_OLDDEXT39
HOUETARHNBHSOLN01_OLDDEXT39_D67 | Residential heating technology - Solar heating system - apartment complex - existing building - distributed level 0.67 | HOUSOL | HOUETARHN_OLDD_DMD | MKr20 | 2030 | 4.2205 | 0.025751 | [6 empty] | ETA | D | OLD |  |  | RHNBHSOL | 4 | 0.66667 | HOUETARHNBHSOLN01_OLDDEXT39
HOUETARHNBHSOLN01_OLDDEXT39_D67 | Residential heating technology - Solar heating system - apartment complex - existing building - distributed level 0.67 | HOUSOL | HOUETARHN_OLDD_DMD | MKr20 | 2040 | 4.0209 | 0.025052 | [6 empty] | ETA | D | OLD |  |  | RHNBHSOL | 4 | 0.66667 | HOUETARHNBHSOLN01_OLDDEXT39
HOUETARHNBHSOLN01_OLDDEXT39_D67 | Residential heating technology - Solar heating system - apartment complex - existing building - distributed level 0.67 | HOUSOL | HOUETARHN_OLDD_DMD | MKr20 | 2050 | 3.8213 | 0.023783 | [6 empty] | ETA | D | OLD |  |  | RHNBHSOL | 4 | 0.66667 | HOUETARHNBHSOLN01_OLDDEXT39
HOUETARHNBHSOLN01_OLDCEXT39_D67 | Residential heating technology - Solar heating system - apartment complex - existing building - distributed level 0.67 | HOUSOL | HOUETARHN_OLDC_DMD | MKr20 | 2025 | 4.4202 | 0.025209 | [6 empty] | ETA | C | OLD |  |  | RHNBHSOL | 4 | 0.66667 | HOUETARHNBHSOLN01_OLDCEXT39
HOUETARHNBHSOLN01_OLDCEXT39_D67 | Residential heating technology - Solar heating system - apartment complex - existing building - distributed level 0.67 | HOUSOL | HOUETARHN_OLDC_DMD | MKr20 | 2030 | 4.2205 | 0.025751 | [6 empty] | ETA | C | OLD |  |  | RHNBHSOL | 4 | 0.66667 | HOUETARHNBHSOLN01_OLDCEXT39
HOUETARHNBHSOLN01_OLDCEXT39_D67 | Residential heating technology - Solar heating system - apartment complex - existing building - distributed level 0.67 | HOUSOL | HOUETARHN_OLDC_DMD | MKr20 | 2040 | 4.0209 | 0.025052 | [6 empty] | ETA | C | OLD |  |  | RHNBHSOL | 4 | 0.66667 | HOUETARHNBHSOLN01_OLDCEXT39
HOUETARHNBHSOLN01_OLDCEXT39_D67 | Residential heating technology - Solar heating system - apartment complex - existing building - distributed level 0.67 | HOUSOL | HOUETARHN_OLDC_DMD | MKr20 | 2050 | 3.8213 | 0.023783 | [6 empty] | ETA | C | OLD |  |  | RHNBHSOL | 4 | 0.66667 | HOUETARHNBHSOLN01_OLDCEXT39
HOUETARHNBHOILN01_OLDIEXT39_D67 | Residential heating technology - Oil boiler (mineral oil fired, < 10 % FAME) - apartment complex - existing building - distributed level 0.67 | HOUOIL, HOUDSB, HOUDSE | HOUETARHN_OLDI_DMD | MKr20 | 2025 | 0.6347 | 0.020817 |  | 6.7 | 5 | 52 | 0 | 0 | ETA | I | OLD |  |  | RHNBHOIL | 4 | 0.66667 | HOUETARHNBHOILN01_OLDIEXT39
HOUETARHNBHOILN01_OLDIEXT39_D67 | Residential heating technology - Oil boiler (mineral oil fired, < 10 % FAME) - apartment complex - existing building - distributed level 0.67 | HOUOIL, HOUDSB, HOUDSE | HOUETARHN_OLDI_DMD | MKr20 | 2030 | 0.61899 | 0.021118 |  | 6.7 | 5 | 52 | 0 | 0 | ETA | I | OLD |  |  | RHNBHOIL | 4 | 0.66667 | HOUETARHNBHOILN01_OLDIEXT39
HOUETARHNBHOILN01_OLDIEXT39_D67 | Residential heating technology - Oil boiler (mineral oil fired, < 10 % FAME) - apartment complex - existing building - distributed level 0.67 | HOUOIL, HOUDSB, HOUDSE | HOUETARHN_OLDI_DMD | MKr20 | 2040 | 0.58873 | 0.021312 |  | 6.7 | 5 | 52 | 0 | 0 | ETA | I | OLD |  |  | RHNBHOIL | 4 | 0.66667 | HOUETARHNBHOILN01_OLDIEXT39
HOUETARHNBHOILN01_OLDIEXT39_D67 | Residential heating technology - Oil boiler (mineral oil fired, < 10 % FAME) - apartment complex - existing building - distributed level 0.67 | HOUOIL, HOUDSB, HOUDSE | HOUETARHN_OLDI_DMD | MKr20 | 2050 | 0.55995 | 0.02149 |  | 6.7 | 5 | 52 | 0 | 0 | ETA | I | OLD |  |  | RHNBHOIL | 4 | 0.66667 | HOUETARHNBHOILN01_OLDIEXT39
HOUETARHNBHOILN01_OLDDEXT39_D67 | Residential heating technology - Oil boiler (mineral oil fired, < 10 % FAME) - apartment complex - existing building - distributed level 0.67 | HOUOIL, HOUDSB, HOUDSE | HOUETARHN_OLDD_DMD | MKr20 | 2025 | 0.6347 | 0.020817 |  | 6.7 | 5 | 52 | 0 | 0 | ETA | D | OLD |  |  | RHNBHOIL | 4 | 0.66667 | HOUETARHNBHOILN01_OLDDEXT39
HOUETARHNBHOILN01_OLDDEXT39_D67 | Residential heating technology - Oil boiler (mineral oil fired, < 10 % FAME) - apartment complex - existing building - distributed level 0.67 | HOUOIL, HOUDSB, HOUDSE | HOUETARHN_OLDD_DMD | MKr20 | 2030 | 0.61899 | 0.021118 |  | 6.7 | 5 | 52 | 0 | 0 | ETA | D | OLD |  |  | RHNBHOIL | 4 | 0.66667 | HOUETARHNBHOILN01_OLDDEXT39
HOUETARHNBHOILN01_OLDDEXT39_D67 | Residential heating technology - Oil boiler (mineral oil fired, < 10 % FAME) - apartment complex - existing building - distributed level 0.67 | HOUOIL, HOUDSB, HOUDSE | HOUETARHN_OLDD_DMD | MKr20 | 2040 | 0.58873 | 0.021312 |  | 6.7 | 5 | 52 | 0 | 0 | ETA | D | OLD |  |  | RHNBHOIL | 4 | 0.66667 | HOUETARHNBHOILN01_OLDDEXT39
HOUETARHNBHOILN01_OLDDEXT39_D67 | Residential heating technology - Oil boiler (mineral oil fired, < 10 % FAME) - apartment complex - existing building - distributed level 0.67 | HOUOIL, HOUDSB, HOUDSE | HOUETARHN_OLDD_DMD | MKr20 | 2050 | 0.55995 | 0.02149 |  | 6.7 | 5 | 52 | 0 | 0 | ETA | D | OLD |  |  | RHNBHOIL | 4 | 0.66667 | HOUETARHNBHOILN01_OLDDEXT39
HOUETARHNBHOILN01_OLDCEXT39_D67 | Residential heating technology - Oil boiler (mineral oil fired, < 10 % FAME) - apartment complex - existing building - distributed level 0.67 | HOUOIL, HOUDSB, HOUDSE | HOUETARHN_OLDC_DMD | MKr20 | 2025 | 0.6347 | 0.020817 |  | 6.7 | 5 | 52 | 0 | 0 | ETA | C | OLD |  |  | RHNBHOIL | 4 | 0.66667 | HOUETARHNBHOILN01_OLDCEXT39
HOUETARHNBHOILN01_OLDCEXT39_D67 | Residential heating technology - Oil boiler (mineral oil fired, < 10 % FAME) - apartment complex - existing building - distributed level 0.67 | HOUOIL, HOUDSB, HOUDSE | HOUETARHN_OLDC_DMD | MKr20 | 2030 | 0.61899 | 0.021118 |  | 6.7 | 5 | 52 | 0 | 0 | ETA | C | OLD |  |  | RHNBHOIL | 4 | 0.66667 | HOUETARHNBHOILN01_OLDCEXT39
HOUETARHNBHOILN01_OLDCEXT39_D67 | Residential heating technology - Oil boiler (mineral oil fired, < 10 % FAME) - apartment complex - existing building - distributed level 0.67 | HOUOIL, HOUDSB, HOUDSE | HOUETARHN_OLDC_DMD | MKr20 | 2040 | 0.58873 | 0.021312 |  | 6.7 | 5 | 52 | 0 | 0 | ETA | C | OLD |  |  | RHNBHOIL | 4 | 0.66667 | HOUETARHNBHOILN01_OLDCEXT39
HOUETARHNBHOILN01_OLDCEXT39_D67 | Residential heating technology - Oil boiler (mineral oil fired, < 10 % FAME) - apartment complex - existing building - distributed level 0.67 | HOUOIL, HOUDSB, HOUDSE | HOUETARHN_OLDC_DMD | MKr20 | 2050 | 0.55995 | 0.02149 |  | 6.7 | 5 | 52 | 0 | 0 | ETA | C | OLD |  |  | RHNBHOIL | 4 | 0.66667 | HOUETARHNBHOILN01_OLDCEXT39
HOUETARHNBHGASN01_OLDIEXT39_D67 | Residential heating technology - Natural gas boiler - apartment complex - existing building - distributed level 0.67 | HOUGAS | HOUETARHN_OLDI_DMD | MKr20 | 2025 | 0.53684 | 0.01319 |  | 0.43 | 0.1 | 20.4 | 1 | 1 | ETA | I | OLD |  |  | RHNBHGAS | 4 | 0.66667 | HOUETARHNBHGASN01_OLDIEXT39
HOUETARHNBHGASN01_OLDIEXT39_D67 | Residential heating technology - Natural gas boiler - apartment complex - existing building - distributed level 0.67 | HOUGAS | HOUETARHN_OLDI_DMD | MKr20 | 2030 | 0.52552 | 0.013068 |  | 0.43 | 0.1 | 20.4 | 1 | 1 | ETA | I | OLD |  |  | RHNBHGAS | 4 | 0.66667 | HOUETARHNBHGASN01_OLDIEXT39
HOUETARHNBHGASN01_OLDIEXT39_D67 | Residential heating technology - Natural gas boiler - apartment complex - existing building - distributed level 0.67 | HOUGAS | HOUETARHN_OLDI_DMD | MKr20 | 2040 | 0.50374 | 0.012531 |  | 0.43 | 0.1 | 20.4 | 1 | 1 | ETA | I | OLD |  |  | RHNBHGAS | 4 | 0.66667 | HOUETARHNBHGASN01_OLDIEXT39
HOUETARHNBHGASN01_OLDIEXT39_D67 | Residential heating technology - Natural gas boiler - apartment complex - existing building - distributed level 0.67 | HOUGAS | HOUETARHN_OLDI_DMD | MKr20 | 2050 | 0.48301 | 0.0035742 |  | 0.43 | 0.1 | 20.4 | 1 | 1 | ETA | I | OLD |  |  | RHNBHGAS | 4 | 0.66667 | HOUETARHNBHGASN01_OLDIEXT39
HOUETARHNBHGASN01_OLDDEXT39_D67 | Residential heating technology - Natural gas boiler - apartment complex - existing building - distributed level 0.67 | HOUGAS | HOUETARHN_OLDD_DMD | MKr20 | 2025 | 0.53684 | 0.01319 |  | 0.43 | 0.1 | 20.4 | 1 | 1 | ETA | D | OLD |  |  | RHNBHGAS | 4 | 0.66667 | HOUETARHNBHGASN01_OLDDEXT39
HOUETARHNBHGASN01_OLDDEXT39_D67 | Residential heating technology - Natural gas boiler - apartment complex - existing building - distributed level 0.67 | HOUGAS | HOUETARHN_OLDD_DMD | MKr20 | 2030 | 0.52552 | 0.013068 |  | 0.43 | 0.1 | 20.4 | 1 | 1 | ETA | D | OLD |  |  | RHNBHGAS | 4 | 0.66667 | HOUETARHNBHGASN01_OLDDEXT39
HOUETARHNBHGASN01_OLDDEXT39_D67 | Residential heating technology - Natural gas boiler - apartment complex - existing building - distributed level 0.67 | HOUGAS | HOUETARHN_OLDD_DMD | MKr20 | 2040 | 0.50374 | 0.012531 |  | 0.43 | 0.1 | 20.4 | 1 | 1 | ETA | D | OLD |  |  | RHNBHGAS | 4 | 0.66667 | HOUETARHNBHGASN01_OLDDEXT39
HOUETARHNBHGASN01_OLDDEXT39_D67 | Residential heating technology - Natural gas boiler - apartment complex - existing building - distributed level 0.67 | HOUGAS | HOUETARHN_OLDD_DMD | MKr20 | 2050 | 0.48301 | 0.0035742 |  | 0.43 | 0.1 | 20.4 | 1 | 1 | ETA | D | OLD |  |  | RHNBHGAS | 4 | 0.66667 | HOUETARHNBHGASN01_OLDDEXT39
HOUETARHNBHGASN01_OLDCEXT39_D67 | Residential heating technology - Natural gas boiler - apartment complex - existing building - distributed level 0.67 | HOUGAS | HOUETARHN_OLDC_DMD | MKr20 | 2025 | 0.53684 | 0.01319 |  | 0.43 | 0.1 | 20.4 | 1 | 1 | ETA | C | OLD |  |  | RHNBHGAS | 4 | 0.66667 | HOUETARHNBHGASN01_OLDCEXT39
HOUETARHNBHGASN01_OLDCEXT39_D67 | Residential heating technology - Natural gas boiler - apartment complex - existing building - distributed level 0.67 | HOUGAS | HOUETARHN_OLDC_DMD | MKr20 | 2030 | 0.52552 | 0.013068 |  | 0.43 | 0.1 | 20.4 | 1 | 1 | ETA | C | OLD |  |  | RHNBHGAS | 4 | 0.66667 | HOUETARHNBHGASN01_OLDCEXT39
HOUETARHNBHGASN01_OLDCEXT39_D67 | Residential heating technology - Natural gas boiler - apartment complex - existing building - distributed level 0.67 | HOUGAS | HOUETARHN_OLDC_DMD | MKr20 | 2040 | 0.50374 | 0.012531 |  | 0.43 | 0.1 | 20.4 | 1 | 1 | ETA | C | OLD |  |  | RHNBHGAS | 4 | 0.66667 | HOUETARHNBHGASN01_OLDCEXT39
HOUETARHNBHGASN01_OLDCEXT39_D67 | Residential heating technology - Natural gas boiler - apartment complex - existing building - distributed level 0.67 | HOUGAS | HOUETARHN_OLDC_DMD | MKr20 | 2050 | 0.48301 | 0.0035742 |  | 0.43 | 0.1 | 20.4 | 1 | 1 | ETA | C | OLD |  |  | RHNBHGAS | 4 | 0.66667 | HOUETARHNBHGASN01_OLDCEXT39
HOUETARHNBHDHDN09_OLDIEXT39_D67 | Residential heating technology - Direct district heating substation - plus connection pipe - plus distribution (heating density: low ) - apartment complex - existing building - distributed level 0.67 | HOUDHD | HOUETARHN_OLDI_DMD | MKr20 | 2025 | 0.4536 | 0.0017966 | [6 empty] | ETA | I | OLD |  |  | RHNBHDHD | 4 | 0.66667 | HOUETARHNBHDHDN09_OLDIEXT39
HOUETARHNBHDHDN09_OLDIEXT39_D67 | Residential heating technology - Direct district heating substation - plus connection pipe - plus distribution (heating density: low ) - apartment complex - existing building - distributed level 0.67 | HOUDHD | HOUETARHN_OLDI_DMD | MKr20 | 2030 | 0.44766 | 0.0017701 | [6 empty] | ETA | I | OLD |  |  | RHNBHDHD | 4 | 0.66667 | HOUETARHNBHDHDN09_OLDIEXT39
HOUETARHNBHDHDN09_OLDIEXT39_D67 | Residential heating technology - Direct district heating substation - plus connection pipe - plus distribution (heating density: low ) - apartment complex - existing building - distributed level 0.67 | HOUDHD | HOUETARHN_OLDI_DMD | MKr20 | 2040 | 0.43623 | 0.0017164 | [6 empty] | ETA | I | OLD |  |  | RHNBHDHD | 4 | 0.66667 | HOUETARHNBHDHDN09_OLDIEXT39
HOUETARHNBHDHDN09_OLDIEXT39_D67 | Residential heating technology - Direct district heating substation - plus connection pipe - plus distribution (heating density: low ) - apartment complex - existing building - distributed level 0.67 | HOUDHD | HOUETARHN_OLDI_DMD | MKr20 | 2050 | 0.42536 | 0.0016479 | [6 empty] | ETA | I | OLD |  |  | RHNBHDHD | 4 | 0.66667 | HOUETARHNBHDHDN09_OLDIEXT39
HOUETARHNBHDHDN07_OLDIEXT39_D67 | Residential heating technology - Direct district heating substation - plus connection pipe - plus distribution (heating density: medium ) - apartment complex - existing building - distributed level 0.67 | HOUDHD | HOUETARHN_OLDI_DMD | MKr20 | 2025 | 0.38661 | 0.0017966 | [6 empty] | ETA | I | OLD |  |  | RHNBHDHD | 4 | 0.66667 | HOUETARHNBHDHDN07_OLDIEXT39
HOUETARHNBHDHDN07_OLDIEXT39_D67 | Residential heating technology - Direct district heating substation - plus connection pipe - plus distribution (heating density: medium ) - apartment complex - existing building - distributed level 0.67 | HOUDHD | HOUETARHN_OLDI_DMD | MKr20 | 2030 | 0.38068 | 0.0017701 | [6 empty] | ETA | I | OLD |  |  | RHNBHDHD | 4 | 0.66667 | HOUETARHNBHDHDN07_OLDIEXT39
HOUETARHNBHDHDN07_OLDIEXT39_D67 | Residential heating technology - Direct district heating substation - plus connection pipe - plus distribution (heating density: medium ) - apartment complex - existing building - distributed level 0.67 | HOUDHD | HOUETARHN_OLDI_DMD | MKr20 | 2040 | 0.36924 | 0.0017164 | [6 empty] | ETA | I | OLD |  |  | RHNBHDHD | 4 | 0.66667 | HOUETARHNBHDHDN07_OLDIEXT39
HOUETARHNBHDHDN07_OLDIEXT39_D67 | Residential heating technology - Direct district heating substation - plus connection pipe - plus distribution (heating density: medium ) - apartment complex - existing building - distributed level 0.67 | HOUDHD | HOUETARHN_OLDI_DMD | MKr20 | 2050 | 0.35837 | 0.0016479 | [6 empty] | ETA | I | OLD |  |  | RHNBHDHD | 4 | 0.66667 | HOUETARHNBHDHDN07_OLDIEXT39
HOUETARHNBHDHDN05_OLDIEXT39_D67 | Residential heating technology - Direct district heating substation - plus connection pipe - plus distribution (heating density: high ) - apartment complex - existing building - distributed level 0.67 | HOUDHD | HOUETARHN_OLDI_DMD | MKr20 | 2025 | 0.31963 | 0.0017966 | [6 empty] | ETA | I | OLD |  |  | RHNBHDHD | 4 | 0.66667 | HOUETARHNBHDHDN05_OLDIEXT39
HOUETARHNBHDHDN05_OLDIEXT39_D67 | Residential heating technology - Direct district heating substation - plus connection pipe - plus distribution (heating density: high ) - apartment complex - existing building - distributed level 0.67 | HOUDHD | HOUETARHN_OLDI_DMD | MKr20 | 2030 | 0.31369 | 0.0017701 | [6 empty] | ETA | I | OLD |  |  | RHNBHDHD | 4 | 0.66667 | HOUETARHNBHDHDN05_OLDIEXT39
HOUETARHNBHDHDN05_OLDIEXT39_D67 | Residential heating technology - Direct district heating substation - plus connection pipe - plus distribution (heating density: high ) - apartment complex - existing building - distributed level 0.67 | HOUDHD | HOUETARHN_OLDI_DMD | MKr20 | 2040 | 0.30226 | 0.0017164 | [6 empty] | ETA | I | OLD |  |  | RHNBHDHD | 4 | 0.66667 | HOUETARHNBHDHDN05_OLDIEXT39
HOUETARHNBHDHDN05_OLDIEXT39_D67 | Residential heating technology - Direct district heating substation - plus connection pipe - plus distribution (heating density: high ) - apartment complex - existing building - distributed level 0.67 | HOUDHD | HOUETARHN_OLDI_DMD | MKr20 | 2050 | 0.29138 | 0.0016479 | [6 empty] | ETA | I | OLD |  |  | RHNBHDHD | 4 | 0.66667 | HOUETARHNBHDHDN05_OLDIEXT39
HOUETARHNBHDHDN03_OLDDEXT39_D67 | Residential heating technology - Direct district heating substation - plus connection pipe - apartment complex - existing building - distributed level 0.67 | HOUDHD | HOUETARHN_OLDD_DMD | MKr20 | 2025 | 0.31963 | 0.0017966 | [6 empty] | ETA | D | OLD |  |  | RHNBHDHD | 4 | 0.66667 | HOUETARHNBHDHDN03_OLDDEXT39
HOUETARHNBHDHDN03_OLDDEXT39_D67 | Residential heating technology - Direct district heating substation - plus connection pipe - apartment complex - existing building - distributed level 0.67 | HOUDHD | HOUETARHN_OLDD_DMD | MKr20 | 2030 | 0.31369 | 0.0017701 | [6 empty] | ETA | D | OLD |  |  | RHNBHDHD | 4 | 0.66667 | HOUETARHNBHDHDN03_OLDDEXT39
HOUETARHNBHDHDN03_OLDDEXT39_D67 | Residential heating technology - Direct district heating substation - plus connection pipe - apartment complex - existing building - distributed level 0.67 | HOUDHD | HOUETARHN_OLDD_DMD | MKr20 | 2040 | 0.30226 | 0.0017164 | [6 empty] | ETA | D | OLD |  |  | RHNBHDHD | 4 | 0.66667 | HOUETARHNBHDHDN03_OLDDEXT39
HOUETARHNBHDHDN03_OLDDEXT39_D67 | Residential heating technology - Direct district heating substation - plus connection pipe - apartment complex - existing building - distributed level 0.67 | HOUDHD | HOUETARHN_OLDD_DMD | MKr20 | 2050 | 0.29138 | 0.0016479 | [6 empty] | ETA | D | OLD |  |  | RHNBHDHD | 4 | 0.66667 | HOUETARHNBHDHDN03_OLDDEXT39
HOUETARHNBHDHDN01_OLDDEXT39_D67 | Residential heating technology - Direct district heating substation - apartment complex - existing building - distributed level 0.67 | HOUDHD | HOUETARHN_OLDD_DMD | MKr20 | 2025 | 0.23978 | 0.0017966 | [6 empty] | ETA | D | OLD |  |  | RHNBHDHD | 4 | 0.66667 | HOUETARHNBHDHDN01_OLDDEXT39
HOUETARHNBHDHDN01_OLDDEXT39_D67 | Residential heating technology - Direct district heating substation - apartment complex - existing building - distributed level 0.67 | HOUDHD | HOUETARHN_OLDD_DMD | MKr20 | 2030 | 0.23384 | 0.0017701 | [6 empty] | ETA | D | OLD |  |  | RHNBHDHD | 4 | 0.66667 | HOUETARHNBHDHDN01_OLDDEXT39
HOUETARHNBHDHDN01_OLDDEXT39_D67 | Residential heating technology - Direct district heating substation - apartment complex - existing building - distributed level 0.67 | HOUDHD | HOUETARHN_OLDD_DMD | MKr20 | 2040 | 0.22241 | 0.0017164 | [6 empty] | ETA | D | OLD |  |  | RHNBHDHD | 4 | 0.66667 | HOUETARHNBHDHDN01_OLDDEXT39
HOUETARHNBHDHDN01_OLDDEXT39_D67 | Residential heating technology - Direct district heating substation - apartment complex - existing building - distributed level 0.67 | HOUDHD | HOUETARHN_OLDD_DMD | MKr20 | 2050 | 0.21154 | 0.0016479 | [6 empty] | ETA | D | OLD |  |  | RHNBHDHD | 4 | 0.66667 | HOUETARHNBHDHDN01_OLDDEXT39
HOUETARHNBHDHCN09_OLDIEXT39_D67 | Residential heating technology - Direct district heating substation - plus connection pipe - plus distribution (heating density: low ) - apartment complex - existing building - distributed level 0.67 | HOUDHC | HOUETARHN_OLDI_DMD | MKr20 | 2025 | 0.4536 | 0.0017966 | [6 empty] | ETA | I | OLD |  |  | RHNBHDHC | 4 | 0.66667 | HOUETARHNBHDHCN09_OLDIEXT39
HOUETARHNBHDHCN09_OLDIEXT39_D67 | Residential heating technology - Direct district heating substation - plus connection pipe - plus distribution (heating density: low ) - apartment complex - existing building - distributed level 0.67 | HOUDHC | HOUETARHN_OLDI_DMD | MKr20 | 2030 | 0.44766 | 0.0017701 | [6 empty] | ETA | I | OLD |  |  | RHNBHDHC | 4 | 0.66667 | HOUETARHNBHDHCN09_OLDIEXT39
HOUETARHNBHDHCN09_OLDIEXT39_D67 | Residential heating technology - Direct district heating substation - plus connection pipe - plus distribution (heating density: low ) - apartment complex - existing building - distributed level 0.67 | HOUDHC | HOUETARHN_OLDI_DMD | MKr20 | 2040 | 0.43623 | 0.0017164 | [6 empty] | ETA | I | OLD |  |  | RHNBHDHC | 4 | 0.66667 | HOUETARHNBHDHCN09_OLDIEXT39
HOUETARHNBHDHCN09_OLDIEXT39_D67 | Residential heating technology - Direct district heating substation - plus connection pipe - plus distribution (heating density: low ) - apartment complex - existing building - distributed level 0.67 | HOUDHC | HOUETARHN_OLDI_DMD | MKr20 | 2050 | 0.42536 | 0.0016479 | [6 empty] | ETA | I | OLD |  |  | RHNBHDHC | 4 | 0.66667 | HOUETARHNBHDHCN09_OLDIEXT39
HOUETARHNBHDHCN07_OLDIEXT39_D67 | Residential heating technology - Direct district heating substation - plus connection pipe - plus distribution (heating density: medium ) - apartment complex - existing building - distributed level 0.67 | HOUDHC | HOUETARHN_OLDI_DMD | MKr20 | 2025 | 0.38661 | 0.0017966 | [6 empty] | ETA | I | OLD |  |  | RHNBHDHC | 4 | 0.66667 | HOUETARHNBHDHCN07_OLDIEXT39
HOUETARHNBHDHCN07_OLDIEXT39_D67 | Residential heating technology - Direct district heating substation - plus connection pipe - plus distribution (heating density: medium ) - apartment complex - existing building - distributed level 0.67 | HOUDHC | HOUETARHN_OLDI_DMD | MKr20 | 2030 | 0.38068 | 0.0017701 | [6 empty] | ETA | I | OLD |  |  | RHNBHDHC | 4 | 0.66667 | HOUETARHNBHDHCN07_OLDIEXT39
HOUETARHNBHDHCN07_OLDIEXT39_D67 | Residential heating technology - Direct district heating substation - plus connection pipe - plus distribution (heating density: medium ) - apartment complex - existing building - distributed level 0.67 | HOUDHC | HOUETARHN_OLDI_DMD | MKr20 | 2040 | 0.36924 | 0.0017164 | [6 empty] | ETA | I | OLD |  |  | RHNBHDHC | 4 | 0.66667 | HOUETARHNBHDHCN07_OLDIEXT39
HOUETARHNBHDHCN07_OLDIEXT39_D67 | Residential heating technology - Direct district heating substation - plus connection pipe - plus distribution (heating density: medium ) - apartment complex - existing building - distributed level 0.67 | HOUDHC | HOUETARHN_OLDI_DMD | MKr20 | 2050 | 0.35837 | 0.0016479 | [6 empty] | ETA | I | OLD |  |  | RHNBHDHC | 4 | 0.66667 | HOUETARHNBHDHCN07_OLDIEXT39
HOUETARHNBHDHCN05_OLDIEXT39_D67 | Residential heating technology - Direct district heating substation - plus connection pipe - plus distribution (heating density: high ) - apartment complex - existing building - distributed level 0.67 | HOUDHC | HOUETARHN_OLDI_DMD | MKr20 | 2025 | 0.31963 | 0.0017966 | [6 empty] | ETA | I | OLD |  |  | RHNBHDHC | 4 | 0.66667 | HOUETARHNBHDHCN05_OLDIEXT39
HOUETARHNBHDHCN05_OLDIEXT39_D67 | Residential heating technology - Direct district heating substation - plus connection pipe - plus distribution (heating density: high ) - apartment complex - existing building - distributed level 0.67 | HOUDHC | HOUETARHN_OLDI_DMD | MKr20 | 2030 | 0.31369 | 0.0017701 | [6 empty] | ETA | I | OLD |  |  | RHNBHDHC | 4 | 0.66667 | HOUETARHNBHDHCN05_OLDIEXT39
HOUETARHNBHDHCN05_OLDIEXT39_D67 | Residential heating technology - Direct district heating substation - plus connection pipe - plus distribution (heating density: high ) - apartment complex - existing building - distributed level 0.67 | HOUDHC | HOUETARHN_OLDI_DMD | MKr20 | 2040 | 0.30226 | 0.0017164 | [6 empty] | ETA | I | OLD |  |  | RHNBHDHC | 4 | 0.66667 | HOUETARHNBHDHCN05_OLDIEXT39
HOUETARHNBHDHCN05_OLDIEXT39_D67 | Residential heating technology - Direct district heating substation - plus connection pipe - plus distribution (heating density: high ) - apartment complex - existing building - distributed level 0.67 | HOUDHC | HOUETARHN_OLDI_DMD | MKr20 | 2050 | 0.29138 | 0.0016479 | [6 empty] | ETA | I | OLD |  |  | RHNBHDHC | 4 | 0.66667 | HOUETARHNBHDHCN05_OLDIEXT39
HOUETARHNBHDHCN03_OLDCEXT39_D67 | Residential heating technology - Direct district heating substation - plus connection pipe - apartment complex - existing building - distributed level 0.67 | HOUDHC | HOUETARHN_OLDC_DMD | MKr20 | 2025 | 0.31963 | 0.0017966 | [6 empty] | ETA | C | OLD |  |  | RHNBHDHC | 4 | 0.66667 | HOUETARHNBHDHCN03_OLDCEXT39
HOUETARHNBHDHCN03_OLDCEXT39_D67 | Residential heating technology - Direct district heating substation - plus connection pipe - apartment complex - existing building - distributed level 0.67 | HOUDHC | HOUETARHN_OLDC_DMD | MKr20 | 2030 | 0.31369 | 0.0017701 | [6 empty] | ETA | C | OLD |  |  | RHNBHDHC | 4 | 0.66667 | HOUETARHNBHDHCN03_OLDCEXT39
HOUETARHNBHDHCN03_OLDCEXT39_D67 | Residential heating technology - Direct district heating substation - plus connection pipe - apartment complex - existing building - distributed level 0.67 | HOUDHC | HOUETARHN_OLDC_DMD | MKr20 | 2040 | 0.30226 | 0.0017164 | [6 empty] | ETA | C | OLD |  |  | RHNBHDHC | 4 | 0.66667 | HOUETARHNBHDHCN03_OLDCEXT39
HOUETARHNBHDHCN03_OLDCEXT39_D67 | Residential heating technology - Direct district heating substation - plus connection pipe - apartment complex - existing building - distributed level 0.67 | HOUDHC | HOUETARHN_OLDC_DMD | MKr20 | 2050 | 0.29138 | 0.0016479 | [6 empty] | ETA | C | OLD |  |  | RHNBHDHC | 4 | 0.66667 | HOUETARHNBHDHCN03_OLDCEXT39
HOUETARHNBHDHCN01_OLDCEXT39_D67 | Residential heating technology - Direct district heating substation - apartment complex - existing building - distributed level 0.67 | HOUDHC | HOUETARHN_OLDC_DMD | MKr20 | 2025 | 0.23978 | 0.0017966 | [6 empty] | ETA | C | OLD |  |  | RHNBHDHC | 4 | 0.66667 | HOUETARHNBHDHCN01_OLDCEXT39
HOUETARHNBHDHCN01_OLDCEXT39_D67 | Residential heating technology - Direct district heating substation - apartment complex - existing building - distributed level 0.67 | HOUDHC | HOUETARHN_OLDC_DMD | MKr20 | 2030 | 0.23384 | 0.0017701 | [6 empty] | ETA | C | OLD |  |  | RHNBHDHC | 4 | 0.66667 | HOUETARHNBHDHCN01_OLDCEXT39
HOUETARHNBHDHCN01_OLDCEXT39_D67 | Residential heating technology - Direct district heating substation - apartment complex - existing building - distributed level 0.67 | HOUDHC | HOUETARHN_OLDC_DMD | MKr20 | 2040 | 0.22241 | 0.0017164 | [6 empty] | ETA | C | OLD |  |  | RHNBHDHC | 4 | 0.66667 | HOUETARHNBHDHCN01_OLDCEXT39
HOUETARHNBHDHCN01_OLDCEXT39_D67 | Residential heating technology - Direct district heating substation - apartment complex - existing building - distributed level 0.67 | HOUDHC | HOUETARHN_OLDC_DMD | MKr20 | 2050 | 0.21154 | 0.0016479 | [6 empty] | ETA | C | OLD |  |  | RHNBHDHC | 4 | 0.66667 | HOUETARHNBHDHCN01_OLDCEXT39
HOUETARHNBHDHCN01_OLDC_FBHDHCE01_D83 | Residential heating technology - Direct district heating substation - apartment complex - existing building - distributed level 0.83 | HOUDHC | HOUETARHN_OLDC_DMD | MKr20 | 2020 | 0.23974 | 0.0019206 | [6 empty] | ETA | C | OLD |  |  | RHNBHDHC | 5 | 0.83333 | HOUETARHNBHDHCN01_OLDC_FBHDHCE01 | 0.95 | HOUETARHNBHDHCN01_OLDC | HOUETARHNBHDHCE01_OLDC | BHDHCE01 | BHDHCN01 | ETA_OLDC | BHDHCE01_BHDHCN01 | 2 | 0 | 0.9 | Same
HOUETARHNBHDHCN01_OLDC_FBHDHCE01_D83 | Residential heating technology - Direct district heating substation - apartment complex - existing building - distributed level 0.83 | HOUDHC | HOUETARHN_OLDC_DMD | MKr20 | 2025 | 0.23381 | 0.0019465 | [6 empty] | ETA | C | OLD |  |  | RHNBHDHC | 5 | 0.83333 | HOUETARHNBHDHCN01_OLDC_FBHDHCE01 | 0.95 | HOUETARHNBHDHCN01_OLDC | HOUETARHNBHDHCE01_OLDC | BHDHCE01 | BHDHCN01 | ETA_OLDC | BHDHCE01_BHDHCN01 | 2 | 0 | 0.9 | Same
HOUETARHNBHDHCN01_OLDC_FBHDHCE01_D83 | Residential heating technology - Direct district heating substation - apartment complex - existing building - distributed level 0.83 | HOUDHC | HOUETARHN_OLDC_DMD | MKr20 | 2030 | 0.22802 | 0.0019179 | [6 empty] | ETA | C | OLD |  |  | RHNBHDHC | 5 | 0.83333 | HOUETARHNBHDHCN01_OLDC_FBHDHCE01 | 0.95 | HOUETARHNBHDHCN01_OLDC | HOUETARHNBHDHCE01_OLDC | BHDHCE01 | BHDHCN01 | ETA_OLDC | BHDHCE01_BHDHCN01 | 2 | 0 | 0.9 | Same
HOUETARHNBHDHCN01_OLDC_FBHDHCE01_D83 | Residential heating technology - Direct district heating substation - apartment complex - existing building - distributed level 0.83 | HOUDHC | HOUETARHN_OLDC_DMD | MKr20 | 2040 | 0.21687 | 0.0018597 | [6 empty] | ETA | C | OLD |  |  | RHNBHDHC | 5 | 0.83333 | HOUETARHNBHDHCN01_OLDC_FBHDHCE01 | 0.95 | HOUETARHNBHDHCN01_OLDC | HOUETARHNBHDHCE01_OLDC | BHDHCE01 | BHDHCN01 | ETA_OLDC | BHDHCE01_BHDHCN01 | 2 | 0 | 0.9 | Same
HOUETARHNBHDHCN01_OLDC_FBHDHCE01_D83 | Residential heating technology - Direct district heating substation - apartment complex - existing building - distributed level 0.83 | HOUDHC | HOUETARHN_OLDC_DMD | MKr20 | 2050 | 0.20627 | 0.0017854 | [6 empty] | ETA | C | OLD |  |  | RHNBHDHC | 5 | 0.83333 | HOUETARHNBHDHCN01_OLDC_FBHDHCE01 | 0.95 | HOUETARHNBHDHCN01_OLDC | HOUETARHNBHDHCE01_OLDC | BHDHCE01 | BHDHCN01 | ETA_OLDC | BHDHCE01_BHDHCN01 | 2 | 0 | 0.9 | Same
HOUPARRHNBHDHCN01_OLDC_FBHDHCE01_D83 | Residential heating technology - Direct district heating substation - single-family house - existing building - distributed level 0.83 | HOUDHC | HOUPARRHN_OLDC_DMD | MKr20 | 2020 | 1.408 | 0.035153 | [6 empty] | PAR | C | OLD |  |  | RHNBHDHC | 5 | 0.83333 | HOUPARRHNBHDHCN01_OLDC_FBHDHCE01 | 0.95 | HOUPARRHNBHDHCN01_OLDC | HOUPARRHNBHDHCE01_OLDC | BHDHCE01 | BHDHCN01 | PAR_OLDC | BHDHCE01_BHDHCN01 | 2 | 0 | 0.9 | Same
HOUPARRHNBHDHCN01_OLDC_FBHDHCE01_D83 | Residential heating technology - Direct district heating substation - single-family house - existing building - distributed level 0.83 | HOUDHC | HOUPARRHN_OLDC_DMD | MKr20 | 2025 | 1.3691 | 0.034893 | [6 empty] | PAR | C | OLD |  |  | RHNBHDHC | 5 | 0.83333 | HOUPARRHNBHDHCN01_OLDC_FBHDHCE01 | 0.95 | HOUPARRHNBHDHCN01_OLDC | HOUPARRHNBHDHCE01_OLDC | BHDHCE01 | BHDHCN01 | PAR_OLDC | BHDHCE01_BHDHCN01 | 2 | 0 | 0.9 | Same
HOUPARRHNBHDHCN01_OLDC_FBHDHCE01_D83 | Residential heating technology - Direct district heating substation - single-family house - existing building - distributed level 0.83 | HOUDHC | HOUPARRHN_OLDC_DMD | MKr20 | 2030 | 1.3366 | 0.03427 | [6 empty] | PAR | C | OLD |  |  | RHNBHDHC | 5 | 0.83333 | HOUPARRHNBHDHCN01_OLDC_FBHDHCE01 | 0.95 | HOUPARRHNBHDHCN01_OLDC | HOUPARRHNBHDHCE01_OLDC | BHDHCE01 | BHDHCN01 | PAR_OLDC | BHDHCE01_BHDHCN01 | 2 | 0 | 0.9 | Same
HOUPARRHNBHDHCN01_OLDC_FBHDHCE01_D83 | Residential heating technology - Direct district heating substation - single-family house - existing building - distributed level 0.83 | HOUDHC | HOUPARRHN_OLDC_DMD | MKr20 | 2040 | 1.2782 | 0.032794 | [6 empty] | PAR | C | OLD |  |  | RHNBHDHC | 5 | 0.83333 | HOUPARRHNBHDHCN01_OLDC_FBHDHCE01 | 0.95 | HOUPARRHNBHDHCN01_OLDC | HOUPARRHNBHDHCE01_OLDC | BHDHCE01 | BHDHCN01 | PAR_OLDC | BHDHCE01_BHDHCN01 | 2 | 0 | 0.9 | Same
HOUPARRHNBHDHCN01_OLDC_FBHDHCE01_D83 | Residential heating technology - Direct district heating substation - single-family house - existing building - distributed level 0.83 | HOUDHC | HOUPARRHN_OLDC_DMD | MKr20 | 2050 | 1.2133 | 0.030647 | [6 empty] | PAR | C | OLD |  |  | RHNBHDHC | 5 | 0.83333 | HOUPARRHNBHDHCN01_OLDC_FBHDHCE01 | 0.95 | HOUPARRHNBHDHCN01_OLDC | HOUPARRHNBHDHCE01_OLDC | BHDHCE01 | BHDHCN01 | PAR_OLDC | BHDHCE01_BHDHCN01 | 2 | 0 | 0.9 | Same
HOUETARHNBHDHDN01_OLDD_FBHDHDE01_D83 | Residential heating technology - Direct district heating substation - apartment complex - existing building - distributed level 0.83 | HOUDHD | HOUETARHN_OLDD_DMD | MKr20 | 2020 | 0.23974 | 0.0019206 | [6 empty] | ETA | D | OLD |  |  | RHNBHDHD | 5 | 0.83333 | HOUETARHNBHDHDN01_OLDD_FBHDHDE01 | 0.95 | HOUETARHNBHDHDN01_OLDD | HOUETARHNBHDHDE01_OLDD | BHDHDE01 | BHDHDN01 | ETA_OLDD | BHDHDE01_BHDHDN01 | 2 | 0 | 0.9 | Same
HOUETARHNBHDHDN01_OLDD_FBHDHDE01_D83 | Residential heating technology - Direct district heating substation - apartment complex - existing building - distributed level 0.83 | HOUDHD | HOUETARHN_OLDD_DMD | MKr20 | 2025 | 0.23381 | 0.0019465 | [6 empty] | ETA | D | OLD |  |  | RHNBHDHD | 5 | 0.83333 | HOUETARHNBHDHDN01_OLDD_FBHDHDE01 | 0.95 | HOUETARHNBHDHDN01_OLDD | HOUETARHNBHDHDE01_OLDD | BHDHDE01 | BHDHDN01 | ETA_OLDD | BHDHDE01_BHDHDN01 | 2 | 0 | 0.9 | Same
HOUETARHNBHDHDN01_OLDD_FBHDHDE01_D83 | Residential heating technology - Direct district heating substation - apartment complex - existing building - distributed level 0.83 | HOUDHD | HOUETARHN_OLDD_DMD | MKr20 | 2030 | 0.22802 | 0.0019179 | [6 empty] | ETA | D | OLD |  |  | RHNBHDHD | 5 | 0.83333 | HOUETARHNBHDHDN01_OLDD_FBHDHDE01 | 0.95 | HOUETARHNBHDHDN01_OLDD | HOUETARHNBHDHDE01_OLDD | BHDHDE01 | BHDHDN01 | ETA_OLDD | BHDHDE01_BHDHDN01 | 2 | 0 | 0.9 | Same
HOUETARHNBHDHDN01_OLDD_FBHDHDE01_D83 | Residential heating technology - Direct district heating substation - apartment complex - existing building - distributed level 0.83 | HOUDHD | HOUETARHN_OLDD_DMD | MKr20 | 2040 | 0.21687 | 0.0018597 | [6 empty] | ETA | D | OLD |  |  | RHNBHDHD | 5 | 0.83333 | HOUETARHNBHDHDN01_OLDD_FBHDHDE01 | 0.95 | HOUETARHNBHDHDN01_OLDD | HOUETARHNBHDHDE01_OLDD | BHDHDE01 | BHDHDN01 | ETA_OLDD | BHDHDE01_BHDHDN01 | 2 | 0 | 0.9 | Same
HOUETARHNBHDHDN01_OLDD_FBHDHDE01_D83 | Residential heating technology - Direct district heating substation - apartment complex - existing building - distributed level 0.83 | HOUDHD | HOUETARHN_OLDD_DMD | MKr20 | 2050 | 0.20627 | 0.0017854 | [6 empty] | ETA | D | OLD |  |  | RHNBHDHD | 5 | 0.83333 | HOUETARHNBHDHDN01_OLDD_FBHDHDE01 | 0.95 | HOUETARHNBHDHDN01_OLDD | HOUETARHNBHDHDE01_OLDD | BHDHDE01 | BHDHDN01 | ETA_OLDD | BHDHDE01_BHDHDN01 | 2 | 0 | 0.9 | Same
HOUPARRHNBHDHDN01_OLDD_FBHDHDE01_D83 | Residential heating technology - Direct district heating substation - single-family house - existing building - distributed level 0.83 | HOUDHD | HOUPARRHN_OLDD_DMD | MKr20 | 2020 | 1.408 | 0.035153 | [6 empty] | PAR | D | OLD |  |  | RHNBHDHD | 5 | 0.83333 | HOUPARRHNBHDHDN01_OLDD_FBHDHDE01 | 0.95 | HOUPARRHNBHDHDN01_OLDD | HOUPARRHNBHDHDE01_OLDD | BHDHDE01 | BHDHDN01 | PAR_OLDD | BHDHDE01_BHDHDN01 | 2 | 0 | 0.9 | Same
HOUPARRHNBHDHDN01_OLDD_FBHDHDE01_D83 | Residential heating technology - Direct district heating substation - single-family house - existing building - distributed level 0.83 | HOUDHD | HOUPARRHN_OLDD_DMD | MKr20 | 2025 | 1.3691 | 0.034893 | [6 empty] | PAR | D | OLD |  |  | RHNBHDHD | 5 | 0.83333 | HOUPARRHNBHDHDN01_OLDD_FBHDHDE01 | 0.95 | HOUPARRHNBHDHDN01_OLDD | HOUPARRHNBHDHDE01_OLDD | BHDHDE01 | BHDHDN01 | PAR_OLDD | BHDHDE01_BHDHDN01 | 2 | 0 | 0.9 | Same
HOUPARRHNBHDHDN01_OLDD_FBHDHDE01_D83 | Residential heating technology - Direct district heating substation - single-family house - existing building - distributed level 0.83 | HOUDHD | HOUPARRHN_OLDD_DMD | MKr20 | 2030 | 1.3366 | 0.03427 | [6 empty] | PAR | D | OLD |  |  | RHNBHDHD | 5 | 0.83333 | HOUPARRHNBHDHDN01_OLDD_FBHDHDE01 | 0.95 | HOUPARRHNBHDHDN01_OLDD | HOUPARRHNBHDHDE01_OLDD | BHDHDE01 | BHDHDN01 | PAR_OLDD | BHDHDE01_BHDHDN01 | 2 | 0 | 0.9 | Same
HOUPARRHNBHDHDN01_OLDD_FBHDHDE01_D83 | Residential heating technology - Direct district heating substation - single-family house - existing building - distributed level 0.83 | HOUDHD | HOUPARRHN_OLDD_DMD | MKr20 | 2040 | 1.2782 | 0.032794 | [6 empty] | PAR | D | OLD |  |  | RHNBHDHD | 5 | 0.83333 | HOUPARRHNBHDHDN01_OLDD_FBHDHDE01 | 0.95 | HOUPARRHNBHDHDN01_OLDD | HOUPARRHNBHDHDE01_OLDD | BHDHDE01 | BHDHDN01 | PAR_OLDD | BHDHDE01_BHDHDN01 | 2 | 0 | 0.9 | Same
HOUPARRHNBHDHDN01_OLDD_FBHDHDE01_D83 | Residential heating technology - Direct district heating substation - single-family house - existing building - distributed level 0.83 | HOUDHD | HOUPARRHN_OLDD_DMD | MKr20 | 2050 | 1.2133 | 0.030647 | [6 empty] | PAR | D | OLD |  |  | RHNBHDHD | 5 | 0.83333 | HOUPARRHNBHDHDN01_OLDD_FBHDHDE01 | 0.95 | HOUPARRHNBHDHDN01_OLDD | HOUPARRHNBHDHDE01_OLDD | BHDHDE01 | BHDHDN01 | PAR_OLDD | BHDHDE01_BHDHDN01 | 2 | 0 | 0.9 | Same
HOUETARHNHPELCN05_OLDC_FDIELCE01_D83 | Residential heating technology - Heat pump, Air-to-water - leasing - apartment complex - existing building - distributed level 0.83 | HOUELC, HOUAMB | HOUETARHN_OLDC_DMD | MKr20 | 2020 | 6.0002 | 0.39127 | 0.37506 | [5 empty] | ETA | C | OLD | 2.6662 |  | RHNHPELC | 5 | 0.83333 | HOUETARHNHPELCN05_OLDC_FDIELCE01 | 0.97 | HOUETARHNHPELCN05_OLDC | HOUETARHNDIELCE01_OLDC | DIELCE01 | HPELCN05 | ETA_OLDC | DIELCE01_HPELCN05 | 5 | 0 | 1.1 | Unlikely
HOUETARHNHPELCN05_OLDC_FDIELCE01_D83 | Residential heating technology - Heat pump, Air-to-water - leasing - apartment complex - existing building - distributed level 0.83 | HOUELC, HOUAMB | HOUETARHN_OLDC_DMD | MKr20 | 2025 | 5.3727 | 0.35969 | 0.35662 | [5 empty] | ETA | C | OLD | 2.8041 |  | RHNHPELC | 5 | 0.83333 | HOUETARHNHPELCN05_OLDC_FDIELCE01 | 0.97 | HOUETARHNHPELCN05_OLDC | HOUETARHNDIELCE01_OLDC | DIELCE01 | HPELCN05 | ETA_OLDC | DIELCE01_HPELCN05 | 5 | 0 | 1.1 | Unlikely
HOUETARHNHPELCN05_OLDC_FDIELCE01_D83 | Residential heating technology - Heat pump, Air-to-water - leasing - apartment complex - existing building - distributed level 0.83 | HOUELC, HOUAMB | HOUETARHN_OLDC_DMD | MKr20 | 2030 | 4.7452 | 0.32807 | 0.3399 | [5 empty] | ETA | C | OLD | 2.942 |  | RHNHPELC | 5 | 0.83333 | HOUETARHNHPELCN05_OLDC_FDIELCE01 | 0.97 | HOUETARHNHPELCN05_OLDC | HOUETARHNDIELCE01_OLDC | DIELCE01 | HPELCN05 | ETA_OLDC | DIELCE01_HPELCN05 | 5 | 0 | 1.1 | Unlikely
HOUETARHNHPELCN05_OLDC_FDIELCE01_D83 | Residential heating technology - Heat pump, Air-to-water - leasing - apartment complex - existing building - distributed level 0.83 | HOUELC, HOUAMB | HOUETARHN_OLDC_DMD | MKr20 | 2040 | 4.2501 | 0.30236 | 0.32468 | [5 empty] | ETA | C | OLD | 3.0799 |  | RHNHPELC | 5 | 0.83333 | HOUETARHNHPELCN05_OLDC_FDIELCE01 | 0.97 | HOUETARHNHPELCN05_OLDC | HOUETARHNDIELCE01_OLDC | DIELCE01 | HPELCN05 | ETA_OLDC | DIELCE01_HPELCN05 | 5 | 0 | 1.1 | Unlikely
HOUETARHNHPELCN05_OLDC_FDIELCE01_D83 | Residential heating technology - Heat pump, Air-to-water - leasing - apartment complex - existing building - distributed level 0.83 | HOUELC, HOUAMB | HOUETARHN_OLDC_DMD | MKr20 | 2050 | 3.755 | 0.27662 | 0.31077 | [5 empty] | ETA | C | OLD | 3.2178 |  | RHNHPELC | 5 | 0.83333 | HOUETARHNHPELCN05_OLDC_FDIELCE01 | 0.97 | HOUETARHNHPELCN05_OLDC | HOUETARHNDIELCE01_OLDC | DIELCE01 | HPELCN05 | ETA_OLDC | DIELCE01_HPELCN05 | 5 | 0 | 1.1 | Unlikely
HOUETARHNHPELCN04_OLDC_FDIELCE01_D83 | Residential heating technology - Heat pump, Ground source - apartment complex - existing building - distributed level 0.83 | HOUELC, HOUAMB | HOUETARHN_OLDC_DMD | MKr20 | 2020 | 10.1643 | 0.057983 | 0.3399 | [5 empty] | ETA | C | OLD | 2.942 |  | RHNHPELC | 5 | 0.83333 | HOUETARHNHPELCN04_OLDC_FDIELCE01 | 0.97 | HOUETARHNHPELCN04_OLDC | HOUETARHNDIELCE01_OLDC | DIELCE01 | HPELCN04 | ETA_OLDC | DIELCE01_HPELCN04 | 6 | 0 | 1 | New
HOUETARHNHPELCN04_OLDC_FDIELCE01_D83 | Residential heating technology - Heat pump, Ground source - apartment complex - existing building - distributed level 0.83 | HOUELC, HOUAMB | HOUETARHN_OLDC_DMD | MKr20 | 2025 | 9.402 | 0.057525 | 0.3296 | [5 empty] | ETA | C | OLD | 3.034 |  | RHNHPELC | 5 | 0.83333 | HOUETARHNHPELCN04_OLDC_FDIELCE01 | 0.97 | HOUETARHNHPELCN04_OLDC | HOUETARHNDIELCE01_OLDC | DIELCE01 | HPELCN04 | ETA_OLDC | DIELCE01_HPELCN04 | 6 | 0 | 1 | New
HOUETARHNHPELCN04_OLDC_FDIELCE01_D83 | Residential heating technology - Heat pump, Ground source - apartment complex - existing building - distributed level 0.83 | HOUELC, HOUAMB | HOUETARHN_OLDC_DMD | MKr20 | 2030 | 8.6397 | 0.057023 | 0.31991 | [5 empty] | ETA | C | OLD | 3.1259 |  | RHNHPELC | 5 | 0.83333 | HOUETARHNHPELCN04_OLDC_FDIELCE01 | 0.97 | HOUETARHNHPELCN04_OLDC | HOUETARHNDIELCE01_OLDC | DIELCE01 | HPELCN04 | ETA_OLDC | DIELCE01_HPELCN04 | 6 | 0 | 1 | New
HOUETARHNHPELCN04_OLDC_FDIELCE01_D83 | Residential heating technology - Heat pump, Ground source - apartment complex - existing building - distributed level 0.83 | HOUELC, HOUAMB | HOUETARHN_OLDC_DMD | MKr20 | 2040 | 7.9917 | 0.055864 | 0.30639 | [5 empty] | ETA | C | OLD | 3.2638 |  | RHNHPELC | 5 | 0.83333 | HOUETARHNHPELCN04_OLDC_FDIELCE01 | 0.97 | HOUETARHNHPELCN04_OLDC | HOUETARHNDIELCE01_OLDC | DIELCE01 | HPELCN04 | ETA_OLDC | DIELCE01_HPELCN04 | 6 | 0 | 1 | New
HOUETARHNHPELCN04_OLDC_FDIELCE01_D83 | Residential heating technology - Heat pump, Ground source - apartment complex - existing building - distributed level 0.83 | HOUELC, HOUAMB | HOUETARHN_OLDC_DMD | MKr20 | 2050 | 7.3437 | 0.054684 | 0.30214 | [5 empty] | ETA | C | OLD | 3.3098 |  | RHNHPELC | 5 | 0.83333 | HOUETARHNHPELCN04_OLDC_FDIELCE01 | 0.97 | HOUETARHNHPELCN04_OLDC | HOUETARHNDIELCE01_OLDC | DIELCE01 | HPELCN04 | ETA_OLDC | DIELCE01_HPELCN04 | 6 | 0 | 1 | New
HOUETARHNHPELCN03_OLDC_FDIELCE01_D83 | Residential heating technology - Heat pump, Air-to-water - apartment complex - existing building - distributed level 0.83 | HOUELC, HOUAMB | HOUETARHN_OLDC_DMD | MKr20 | 2020 | 10.9094 | 0.0937 | 0.37506 | [5 empty] | ETA | C | OLD | 2.6662 |  | RHNHPELC | 5 | 0.83333 | HOUETARHNHPELCN03_OLDC_FDIELCE01 | 0.97 | HOUETARHNHPELCN03_OLDC | HOUETARHNDIELCE01_OLDC | DIELCE01 | HPELCN03 | ETA_OLDC | DIELCE01_HPELCN03 | 6 | 0 | 1 | New
HOUETARHNHPELCN03_OLDC_FDIELCE01_D83 | Residential heating technology - Heat pump, Air-to-water - apartment complex - existing building - distributed level 0.83 | HOUELC, HOUAMB | HOUETARHN_OLDC_DMD | MKr20 | 2025 | 9.7685 | 0.093241 | 0.35662 | [5 empty] | ETA | C | OLD | 2.8041 |  | RHNHPELC | 5 | 0.83333 | HOUETARHNHPELCN03_OLDC_FDIELCE01 | 0.97 | HOUETARHNHPELCN03_OLDC | HOUETARHNDIELCE01_OLDC | DIELCE01 | HPELCN03 | ETA_OLDC | DIELCE01_HPELCN03 | 6 | 0 | 1 | New
HOUETARHNHPELCN03_OLDC_FDIELCE01_D83 | Residential heating technology - Heat pump, Air-to-water - apartment complex - existing building - distributed level 0.83 | HOUELC, HOUAMB | HOUETARHN_OLDC_DMD | MKr20 | 2030 | 8.6277 | 0.092739 | 0.3399 | [5 empty] | ETA | C | OLD | 2.942 |  | RHNHPELC | 5 | 0.83333 | HOUETARHNHPELCN03_OLDC_FDIELCE01 | 0.97 | HOUETARHNHPELCN03_OLDC | HOUETARHNDIELCE01_OLDC | DIELCE01 | HPELCN03 | ETA_OLDC | DIELCE01_HPELCN03 | 6 | 0 | 1 | New
HOUETARHNHPELCN03_OLDC_FDIELCE01_D83 | Residential heating technology - Heat pump, Air-to-water - apartment complex - existing building - distributed level 0.83 | HOUELC, HOUAMB | HOUETARHN_OLDC_DMD | MKr20 | 2040 | 7.7275 | 0.091581 | 0.32468 | [5 empty] | ETA | C | OLD | 3.0799 |  | RHNHPELC | 5 | 0.83333 | HOUETARHNHPELCN03_OLDC_FDIELCE01 | 0.97 | HOUETARHNHPELCN03_OLDC | HOUETARHNDIELCE01_OLDC | DIELCE01 | HPELCN03 | ETA_OLDC | DIELCE01_HPELCN03 | 6 | 0 | 1 | New
HOUETARHNHPELCN03_OLDC_FDIELCE01_D83 | Residential heating technology - Heat pump, Air-to-water - apartment complex - existing building - distributed level 0.83 | HOUELC, HOUAMB | HOUETARHN_OLDC_DMD | MKr20 | 2050 | 6.8273 | 0.0904 | 0.31077 | [5 empty] | ETA | C | OLD | 3.2178 |  | RHNHPELC | 5 | 0.83333 | HOUETARHNHPELCN03_OLDC_FDIELCE01 | 0.97 | HOUETARHNHPELCN03_OLDC | HOUETARHNDIELCE01_OLDC | DIELCE01 | HPELCN03 | ETA_OLDC | DIELCE01_HPELCN03 | 6 | 0 | 1 | New
HOUETARHNHPELCN02_OLDC_FDIELCE01_D83 | Residential heating technology - Heat pump, Air-to-air - single-family house - existing building - distributed level 0.83 | HOUELC, HOUAMB | HOUETARHN_OLDC_DMD | MKr20 | 2020 | 4.557 | 0.20009 | 0.22427 | [5 empty] | ETA | C | OLD | 4.459 |  | RHNHPELC | 5 | 0.83333 | HOUETARHNHPELCN02_OLDC_FDIELCE01 | 0.97 | HOUETARHNHPELCN02_OLDC | HOUETARHNDIELCE01_OLDC | DIELCE01 | HPELCN02 | ETA_OLDC | DIELCE01_HPELCN02 | 5 | 0 | 1.1 | Unlikely
HOUETARHNHPELCN02_OLDC_FDIELCE01_D83 | Residential heating technology - Heat pump, Air-to-air - single-family house - existing building - distributed level 0.83 | HOUELC, HOUAMB | HOUETARHN_OLDC_DMD | MKr20 | 2025 | 4.4456 | 0.13594 | 0.21327 | [5 empty] | ETA | C | OLD | 4.6888 |  | RHNHPELC | 5 | 0.83333 | HOUETARHNHPELCN02_OLDC_FDIELCE01 | 0.97 | HOUETARHNHPELCN02_OLDC | HOUETARHNDIELCE01_OLDC | DIELCE01 | HPELCN02 | ETA_OLDC | DIELCE01_HPELCN02 | 5 | 0 | 1.1 | Unlikely
HOUETARHNHPELCN02_OLDC_FDIELCE01_D83 | Residential heating technology - Heat pump, Air-to-air - single-family house - existing building - distributed level 0.83 | HOUELC, HOUAMB | HOUETARHN_OLDC_DMD | MKr20 | 2030 | 4.3342 | 0.13343 | 0.20522 | [5 empty] | ETA | C | OLD | 4.8727 |  | RHNHPELC | 5 | 0.83333 | HOUETARHNHPELCN02_OLDC_FDIELCE01 | 0.97 | HOUETARHNHPELCN02_OLDC | HOUETARHNDIELCE01_OLDC | DIELCE01 | HPELCN02 | ETA_OLDC | DIELCE01_HPELCN02 | 5 | 0 | 1.1 | Unlikely
HOUETARHNHPELCN02_OLDC_FDIELCE01_D83 | Residential heating technology - Heat pump, Air-to-air - single-family house - existing building - distributed level 0.83 | HOUELC, HOUAMB | HOUETARHN_OLDC_DMD | MKr20 | 2040 | 4.1275 | 0.12877 | 0.19776 | [5 empty] | ETA | C | OLD | 5.0566 |  | RHNHPELC | 5 | 0.83333 | HOUETARHNHPELCN02_OLDC_FDIELCE01 | 0.97 | HOUETARHNHPELCN02_OLDC | HOUETARHNDIELCE01_OLDC | DIELCE01 | HPELCN02 | ETA_OLDC | DIELCE01_HPELCN02 | 5 | 0 | 1.1 | Unlikely
HOUETARHNHPELCN02_OLDC_FDIELCE01_D83 | Residential heating technology - Heat pump, Air-to-air - single-family house - existing building - distributed level 0.83 | HOUELC, HOUAMB | HOUETARHN_OLDC_DMD | MKr20 | 2050 | 3.9207 | 0.12411 | 0.19423 | [5 empty] | ETA | C | OLD | 5.1485 |  | RHNHPELC | 5 | 0.83333 | HOUETARHNHPELCN02_OLDC_FDIELCE01 | 0.97 | HOUETARHNHPELCN02_OLDC | HOUETARHNDIELCE01_OLDC | DIELCE01 | HPELCN02 | ETA_OLDC | DIELCE01_HPELCN02 | 5 | 0 | 1.1 | Unlikely
HOUETARHNDIELCN06_OLDC_FDIELCE01_D83 | Residential heating technology - Electric heating - electric panel from Bauhaus - apartment complex - new building - distributed level 0.83 | HOUELC | HOUETARHN_OLDC_DMD | MKr20 | 2020 | 0.57481 | 0 | [6 empty] | ETA | C | OLD |  |  | RHNDIELC | 5 | 0.83333 | HOUETARHNDIELCN06_OLDC_FDIELCE01 | 0.97 | HOUETARHNDIELCN06_OLDC | HOUETARHNDIELCE01_OLDC | DIELCE01 | DIELCN06 | ETA_OLDC | DIELCE01_DIELCN06 | 2 | 0 | 0.9 | Same
HOUETARHNDIELCN06_OLDC_FDIELCE01_D83 | Residential heating technology - Electric heating - electric panel from Bauhaus - apartment complex - new building - distributed level 0.83 | HOUELC | HOUETARHN_OLDC_DMD | MKr20 | 2025 | 0.57481 | 0 | [6 empty] | ETA | C | OLD |  |  | RHNDIELC | 5 | 0.83333 | HOUETARHNDIELCN06_OLDC_FDIELCE01 | 0.97 | HOUETARHNDIELCN06_OLDC | HOUETARHNDIELCE01_OLDC | DIELCE01 | DIELCN06 | ETA_OLDC | DIELCE01_DIELCN06 | 2 | 0 | 0.9 | Same
HOUETARHNDIELCN06_OLDC_FDIELCE01_D83 | Residential heating technology - Electric heating - electric panel from Bauhaus - apartment complex - new building - distributed level 0.83 | HOUELC | HOUETARHN_OLDC_DMD | MKr20 | 2030 | 0.57481 | 0 | [6 empty] | ETA | C | OLD |  |  | RHNDIELC | 5 | 0.83333 | HOUETARHNDIELCN06_OLDC_FDIELCE01 | 0.97 | HOUETARHNDIELCN06_OLDC | HOUETARHNDIELCE01_OLDC | DIELCE01 | DIELCN06 | ETA_OLDC | DIELCE01_DIELCN06 | 2 | 0 | 0.9 | Same
HOUETARHNDIELCN06_OLDC_FDIELCE01_D83 | Residential heating technology - Electric heating - electric panel from Bauhaus - apartment complex - new building - distributed level 0.83 | HOUELC | HOUETARHN_OLDC_DMD | MKr20 | 2040 | 0.57481 | 0 | [6 empty] | ETA | C | OLD |  |  | RHNDIELC | 5 | 0.83333 | HOUETARHNDIELCN06_OLDC_FDIELCE01 | 0.97 | HOUETARHNDIELCN06_OLDC | HOUETARHNDIELCE01_OLDC | DIELCE01 | DIELCN06 | ETA_OLDC | DIELCE01_DIELCN06 | 2 | 0 | 0.9 | Same
HOUETARHNDIELCN06_OLDC_FDIELCE01_D83 | Residential heating technology - Electric heating - electric panel from Bauhaus - apartment complex - new building - distributed level 0.83 | HOUELC | HOUETARHN_OLDC_DMD | MKr20 | 2050 | 0.57481 | 0 | [6 empty] | ETA | C | OLD |  |  | RHNDIELC | 5 | 0.83333 | HOUETARHNDIELCN06_OLDC_FDIELCE01 | 0.97 | HOUETARHNDIELCN06_OLDC | HOUETARHNDIELCE01_OLDC | DIELCE01 | DIELCN06 | ETA_OLDC | DIELCE01_DIELCN06 | 2 | 0 | 0.9 | Same
HOUETARHNDIELCN01_OLDC_FDIELCE01_D83 | Residential heating technology - Electric heating - apartment complex - new building - distributed level 0.83 | HOUELC | HOUETARHN_OLDC_DMD | MKr20 | 2020 | 5.3388 | 0.0026494 | [6 empty] | ETA | C | OLD |  |  | RHNDIELC | 5 | 0.83333 | HOUETARHNDIELCN01_OLDC_FDIELCE01 | 0.97 | HOUETARHNDIELCN01_OLDC | HOUETARHNDIELCE01_OLDC | DIELCE01 | DIELCN01 | ETA_OLDC | DIELCE01_DIELCN01 | 2 | 0 | 0.9 | Same
HOUETARHNDIELCN01_OLDC_FDIELCE01_D83 | Residential heating technology - Electric heating - apartment complex - new building - distributed level 0.83 | HOUELC | HOUETARHN_OLDC_DMD | MKr20 | 2025 | 5.2067 | 0.0025413 | [6 empty] | ETA | C | OLD |  |  | RHNDIELC | 5 | 0.83333 | HOUETARHNDIELCN01_OLDC_FDIELCE01 | 0.97 | HOUETARHNDIELCN01_OLDC | HOUETARHNDIELCE01_OLDC | DIELCE01 | DIELCN01 | ETA_OLDC | DIELCE01_DIELCN01 | 2 | 0 | 0.9 | Same
HOUETARHNDIELCN01_OLDC_FDIELCE01_D83 | Residential heating technology - Electric heating - apartment complex - new building - distributed level 0.83 | HOUELC | HOUETARHN_OLDC_DMD | MKr20 | 2030 | 5.0778 | 0.0024872 | [6 empty] | ETA | C | OLD |  |  | RHNDIELC | 5 | 0.83333 | HOUETARHNDIELCN01_OLDC_FDIELCE01 | 0.97 | HOUETARHNDIELCN01_OLDC | HOUETARHNDIELCE01_OLDC | DIELCE01 | DIELCN01 | ETA_OLDC | DIELCE01_DIELCN01 | 2 | 0 | 0.9 | Same
HOUETARHNDIELCN01_OLDC_FDIELCE01_D83 | Residential heating technology - Electric heating - apartment complex - new building - distributed level 0.83 | HOUELC | HOUETARHN_OLDC_DMD | MKr20 | 2040 | 4.8296 | 0.0023791 | [6 empty] | ETA | C | OLD |  |  | RHNDIELC | 5 | 0.83333 | HOUETARHNDIELCN01_OLDC_FDIELCE01 | 0.97 | HOUETARHNDIELCN01_OLDC | HOUETARHNDIELCE01_OLDC | DIELCE01 | DIELCN01 | ETA_OLDC | DIELCE01_DIELCN01 | 2 | 0 | 0.9 | Same
HOUETARHNDIELCN01_OLDC_FDIELCE01_D83 | Residential heating technology - Electric heating - apartment complex - new building - distributed level 0.83 | HOUELC | HOUETARHN_OLDC_DMD | MKr20 | 2050 | 4.5934 | 0.0022709 | [6 empty] | ETA | C | OLD |  |  | RHNDIELC | 5 | 0.83333 | HOUETARHNDIELCN01_OLDC_FDIELCE01 | 0.97 | HOUETARHNDIELCN01_OLDC | HOUETARHNDIELCE01_OLDC | DIELCE01 | DIELCN01 | ETA_OLDC | DIELCE01_DIELCN01 | 2 | 0 | 0.9 | Same
HOUETARHNBHSOLN01_OLDC_FDIELCE01_D83 | Residential heating technology - Solar heating system - apartment complex - existing building - distributed level 0.83 | HOUSOL | HOUETARHN_OLDC_DMD | MKr20 | 2020 | 5.5059 | 0.025768 | [6 empty] | ETA | C | OLD |  |  | RHNBHSOL | 5 | 0.83333 | HOUETARHNBHSOLN01_OLDC_FDIELCE01 | 0.97 | HOUETARHNBHSOLN01_OLDC | HOUETARHNDIELCE01_OLDC | DIELCE01 | BHSOLN01 | ETA_OLDC | DIELCE01_BHSOLN01 | 5 | 0 | 1.1 | Unlikely
HOUETARHNBHSOLN01_OLDC_FDIELCE01_D83 | Residential heating technology - Solar heating system - apartment complex - existing building - distributed level 0.83 | HOUSOL | HOUETARHN_OLDC_DMD | MKr20 | 2025 | 5.268 | 0.027313 | [6 empty] | ETA | C | OLD |  |  | RHNBHSOL | 5 | 0.83333 | HOUETARHNBHSOLN01_OLDC_FDIELCE01 | 0.97 | HOUETARHNBHSOLN01_OLDC | HOUETARHNDIELCE01_OLDC | DIELCE01 | BHSOLN01 | ETA_OLDC | DIELCE01_BHSOLN01 | 5 | 0 | 1.1 | Unlikely
HOUETARHNBHSOLN01_OLDC_FDIELCE01_D83 | Residential heating technology - Solar heating system - apartment complex - existing building - distributed level 0.83 | HOUSOL | HOUETARHN_OLDC_DMD | MKr20 | 2030 | 5.0301 | 0.0279 | [6 empty] | ETA | C | OLD |  |  | RHNBHSOL | 5 | 0.83333 | HOUETARHNBHSOLN01_OLDC_FDIELCE01 | 0.97 | HOUETARHNBHSOLN01_OLDC | HOUETARHNDIELCE01_OLDC | DIELCE01 | BHSOLN01 | ETA_OLDC | DIELCE01_BHSOLN01 | 5 | 0 | 1.1 | Unlikely
HOUETARHNBHSOLN01_OLDC_FDIELCE01_D83 | Residential heating technology - Solar heating system - apartment complex - existing building - distributed level 0.83 | HOUSOL | HOUETARHN_OLDC_DMD | MKr20 | 2040 | 4.7922 | 0.027143 | [6 empty] | ETA | C | OLD |  |  | RHNBHSOL | 5 | 0.83333 | HOUETARHNBHSOLN01_OLDC_FDIELCE01 | 0.97 | HOUETARHNBHSOLN01_OLDC | HOUETARHNDIELCE01_OLDC | DIELCE01 | BHSOLN01 | ETA_OLDC | DIELCE01_BHSOLN01 | 5 | 0 | 1.1 | Unlikely
HOUETARHNBHSOLN01_OLDC_FDIELCE01_D83 | Residential heating technology - Solar heating system - apartment complex - existing building - distributed level 0.83 | HOUSOL | HOUETARHN_OLDC_DMD | MKr20 | 2050 | 4.5542 | 0.025768 | [6 empty] | ETA | C | OLD |  |  | RHNBHSOL | 5 | 0.83333 | HOUETARHNBHSOLN01_OLDC_FDIELCE01 | 0.97 | HOUETARHNBHSOLN01_OLDC | HOUETARHNDIELCE01_OLDC | DIELCE01 | BHSOLN01 | ETA_OLDC | DIELCE01_BHSOLN01 | 5 | 0 | 1.1 | Unlikely
HOUETARHNBHDHCN03_OLDC_FDIELCE01_D83 | Residential heating technology - Direct district heating substation - plus connection pipe - apartment complex - existing building - distributed level 0.83 | HOUDHC | HOUETARHN_OLDC_DMD | MKr20 | 2020 | 0.35289 | 0.0019206 | [6 empty] | ETA | C | OLD |  |  | RHNBHDHC | 5 | 0.83333 | HOUETARHNBHDHCN03_OLDC_FDIELCE01 | 0.97 | HOUETARHNBHDHCN03_OLDC | HOUETARHNDIELCE01_OLDC | DIELCE01 | BHDHCN03 | ETA_OLDC | DIELCE01_BHDHCN03 | 6 | 0 | 1 | New
HOUETARHNBHDHCN03_OLDC_FDIELCE01_D83 | Residential heating technology - Direct district heating substation - plus connection pipe - apartment complex - existing building - distributed level 0.83 | HOUDHC | HOUETARHN_OLDC_DMD | MKr20 | 2025 | 0.3463 | 0.0019465 | [6 empty] | ETA | C | OLD |  |  | RHNBHDHC | 5 | 0.83333 | HOUETARHNBHDHCN03_OLDC_FDIELCE01 | 0.97 | HOUETARHNBHDHCN03_OLDC | HOUETARHNDIELCE01_OLDC | DIELCE01 | BHDHCN03 | ETA_OLDC | DIELCE01_BHDHCN03 | 6 | 0 | 1 | New
HOUETARHNBHDHCN03_OLDC_FDIELCE01_D83 | Residential heating technology - Direct district heating substation - plus connection pipe - apartment complex - existing building - distributed level 0.83 | HOUDHC | HOUETARHN_OLDC_DMD | MKr20 | 2030 | 0.33987 | 0.0019179 | [6 empty] | ETA | C | OLD |  |  | RHNBHDHC | 5 | 0.83333 | HOUETARHNBHDHCN03_OLDC_FDIELCE01 | 0.97 | HOUETARHNBHDHCN03_OLDC | HOUETARHNDIELCE01_OLDC | DIELCE01 | BHDHCN03 | ETA_OLDC | DIELCE01_BHDHCN03 | 6 | 0 | 1 | New
HOUETARHNBHDHCN03_OLDC_FDIELCE01_D83 | Residential heating technology - Direct district heating substation - plus connection pipe - apartment complex - existing building - distributed level 0.83 | HOUDHC | HOUETARHN_OLDC_DMD | MKr20 | 2040 | 0.32748 | 0.0018597 | [6 empty] | ETA | C | OLD |  |  | RHNBHDHC | 5 | 0.83333 | HOUETARHNBHDHCN03_OLDC_FDIELCE01 | 0.97 | HOUETARHNBHDHCN03_OLDC | HOUETARHNDIELCE01_OLDC | DIELCE01 | BHDHCN03 | ETA_OLDC | DIELCE01_BHDHCN03 | 6 | 0 | 1 | New
HOUETARHNBHDHCN03_OLDC_FDIELCE01_D83 | Residential heating technology - Direct district heating substation - plus connection pipe - apartment complex - existing building - distributed level 0.83 | HOUDHC | HOUETARHN_OLDC_DMD | MKr20 | 2050 | 0.3157 | 0.0017854 | [6 empty] | ETA | C | OLD |  |  | RHNBHDHC | 5 | 0.83333 | HOUETARHNBHDHCN03_OLDC_FDIELCE01 | 0.97 | HOUETARHNBHDHCN03_OLDC | HOUETARHNDIELCE01_OLDC | DIELCE01 | BHDHCN03 | ETA_OLDC | DIELCE01_BHDHCN03 | 6 | 0 | 1 | New
HOUETARHNHPELCN05_OLDD_FDIELCE01_D83 | Residential heating technology - Heat pump, Air-to-water - leasing - apartment complex - existing building - distributed level 0.83 | HOUELC, HOUAMB | HOUETARHN_OLDD_DMD | MKr20 | 2020 | 6.0002 | 0.39127 | 0.37506 | [5 empty] | ETA | D | OLD | 2.6662 |  | RHNHPELC | 5 | 0.83333 | HOUETARHNHPELCN05_OLDD_FDIELCE01 | 0.97 | HOUETARHNHPELCN05_OLDD | HOUETARHNDIELCE01_OLDD | DIELCE01 | HPELCN05 | ETA_OLDD | DIELCE01_HPELCN05 | 5 | 0 | 1.1 | Unlikely
HOUETARHNHPELCN05_OLDD_FDIELCE01_D83 | Residential heating technology - Heat pump, Air-to-water - leasing - apartment complex - existing building - distributed level 0.83 | HOUELC, HOUAMB | HOUETARHN_OLDD_DMD | MKr20 | 2025 | 5.3727 | 0.35969 | 0.35662 | [5 empty] | ETA | D | OLD | 2.8041 |  | RHNHPELC | 5 | 0.83333 | HOUETARHNHPELCN05_OLDD_FDIELCE01 | 0.97 | HOUETARHNHPELCN05_OLDD | HOUETARHNDIELCE01_OLDD | DIELCE01 | HPELCN05 | ETA_OLDD | DIELCE01_HPELCN05 | 5 | 0 | 1.1 | Unlikely
HOUETARHNHPELCN05_OLDD_FDIELCE01_D83 | Residential heating technology - Heat pump, Air-to-water - leasing - apartment complex - existing building - distributed level 0.83 | HOUELC, HOUAMB | HOUETARHN_OLDD_DMD | MKr20 | 2030 | 4.7452 | 0.32807 | 0.3399 | [5 empty] | ETA | D | OLD | 2.942 |  | RHNHPELC | 5 | 0.83333 | HOUETARHNHPELCN05_OLDD_FDIELCE01 | 0.97 | HOUETARHNHPELCN05_OLDD | HOUETARHNDIELCE01_OLDD | DIELCE01 | HPELCN05 | ETA_OLDD | DIELCE01_HPELCN05 | 5 | 0 | 1.1 | Unlikely
HOUETARHNHPELCN05_OLDD_FDIELCE01_D83 | Residential heating technology - Heat pump, Air-to-water - leasing - apartment complex - existing building - distributed level 0.83 | HOUELC, HOUAMB | HOUETARHN_OLDD_DMD | MKr20 | 2040 | 4.2501 | 0.30236 | 0.32468 | [5 empty] | ETA | D | OLD | 3.0799 |  | RHNHPELC | 5 | 0.83333 | HOUETARHNHPELCN05_OLDD_FDIELCE01 | 0.97 | HOUETARHNHPELCN05_OLDD | HOUETARHNDIELCE01_OLDD | DIELCE01 | HPELCN05 | ETA_OLDD | DIELCE01_HPELCN05 | 5 | 0 | 1.1 | Unlikely
HOUETARHNHPELCN05_OLDD_FDIELCE01_D83 | Residential heating technology - Heat pump, Air-to-water - leasing - apartment complex - existing building - distributed level 0.83 | HOUELC, HOUAMB | HOUETARHN_OLDD_DMD | MKr20 | 2050 | 3.755 | 0.27662 | 0.31077 | [5 empty] | ETA | D | OLD | 3.2178 |  | RHNHPELC | 5 | 0.83333 | HOUETARHNHPELCN05_OLDD_FDIELCE01 | 0.97 | HOUETARHNHPELCN05_OLDD | HOUETARHNDIELCE01_OLDD | DIELCE01 | HPELCN05 | ETA_OLDD | DIELCE01_HPELCN05 | 5 | 0 | 1.1 | Unlikely
HOUETARHNHPELCN04_OLDD_FDIELCE01_D83 | Residential heating technology - Heat pump, Ground source - apartment complex - existing building - distributed level 0.83 | HOUELC, HOUAMB | HOUETARHN_OLDD_DMD | MKr20 | 2020 | 10.1643 | 0.057983 | 0.3399 | [5 empty] | ETA | D | OLD | 2.942 |  | RHNHPELC | 5 | 0.83333 | HOUETARHNHPELCN04_OLDD_FDIELCE01 | 0.97 | HOUETARHNHPELCN04_OLDD | HOUETARHNDIELCE01_OLDD | DIELCE01 | HPELCN04 | ETA_OLDD | DIELCE01_HPELCN04 | 6 | 0 | 1 | New
HOUETARHNHPELCN04_OLDD_FDIELCE01_D83 | Residential heating technology - Heat pump, Ground source - apartment complex - existing building - distributed level 0.83 | HOUELC, HOUAMB | HOUETARHN_OLDD_DMD | MKr20 | 2025 | 9.402 | 0.057525 | 0.3296 | [5 empty] | ETA | D | OLD | 3.034 |  | RHNHPELC | 5 | 0.83333 | HOUETARHNHPELCN04_OLDD_FDIELCE01 | 0.97 | HOUETARHNHPELCN04_OLDD | HOUETARHNDIELCE01_OLDD | DIELCE01 | HPELCN04 | ETA_OLDD | DIELCE01_HPELCN04 | 6 | 0 | 1 | New
HOUETARHNHPELCN04_OLDD_FDIELCE01_D83 | Residential heating technology - Heat pump, Ground source - apartment complex - existing building - distributed level 0.83 | HOUELC, HOUAMB | HOUETARHN_OLDD_DMD | MKr20 | 2030 | 8.6397 | 0.057023 | 0.31991 | [5 empty] | ETA | D | OLD | 3.1259 |  | RHNHPELC | 5 | 0.83333 | HOUETARHNHPELCN04_OLDD_FDIELCE01 | 0.97 | HOUETARHNHPELCN04_OLDD | HOUETARHNDIELCE01_OLDD | DIELCE01 | HPELCN04 | ETA_OLDD | DIELCE01_HPELCN04 | 6 | 0 | 1 | New
HOUETARHNHPELCN04_OLDD_FDIELCE01_D83 | Residential heating technology - Heat pump, Ground source - apartment complex - existing building - distributed level 0.83 | HOUELC, HOUAMB | HOUETARHN_OLDD_DMD | MKr20 | 2040 | 7.9917 | 0.055864 | 0.30639 | [5 empty] | ETA | D | OLD | 3.2638 |  | RHNHPELC | 5 | 0.83333 | HOUETARHNHPELCN04_OLDD_FDIELCE01 | 0.97 | HOUETARHNHPELCN04_OLDD | HOUETARHNDIELCE01_OLDD | DIELCE01 | HPELCN04 | ETA_OLDD | DIELCE01_HPELCN04 | 6 | 0 | 1 | New
HOUETARHNHPELCN04_OLDD_FDIELCE01_D83 | Residential heating technology - Heat pump, Ground source - apartment complex - existing building - distributed level 0.83 | HOUELC, HOUAMB | HOUETARHN_OLDD_DMD | MKr20 | 2050 | 7.3437 | 0.054684 | 0.30214 | [5 empty] | ETA | D | OLD | 3.3098 |  | RHNHPELC | 5 | 0.83333 | HOUETARHNHPELCN04_OLDD_FDIELCE01 | 0.97 | HOUETARHNHPELCN04_OLDD | HOUETARHNDIELCE01_OLDD | DIELCE01 | HPELCN04 | ETA_OLDD | DIELCE01_HPELCN04 | 6 | 0 | 1 | New
HOUETARHNHPELCN03_OLDD_FDIELCE01_D83 | Residential heating technology - Heat pump, Air-to-water - apartment complex - existing building - distributed level 0.83 | HOUELC, HOUAMB | HOUETARHN_OLDD_DMD | MKr20 | 2020 | 10.9094 | 0.0937 | 0.37506 | [5 empty] | ETA | D | OLD | 2.6662 |  | RHNHPELC | 5 | 0.83333 | HOUETARHNHPELCN03_OLDD_FDIELCE01 | 0.97 | HOUETARHNHPELCN03_OLDD | HOUETARHNDIELCE01_OLDD | DIELCE01 | HPELCN03 | ETA_OLDD | DIELCE01_HPELCN03 | 6 | 0 | 1 | New
HOUETARHNHPELCN03_OLDD_FDIELCE01_D83 | Residential heating technology - Heat pump, Air-to-water - apartment complex - existing building - distributed level 0.83 | HOUELC, HOUAMB | HOUETARHN_OLDD_DMD | MKr20 | 2025 | 9.7685 | 0.093241 | 0.35662 | [5 empty] | ETA | D | OLD | 2.8041 |  | RHNHPELC | 5 | 0.83333 | HOUETARHNHPELCN03_OLDD_FDIELCE01 | 0.97 | HOUETARHNHPELCN03_OLDD | HOUETARHNDIELCE01_OLDD | DIELCE01 | HPELCN03 | ETA_OLDD | DIELCE01_HPELCN03 | 6 | 0 | 1 | New
HOUETARHNHPELCN03_OLDD_FDIELCE01_D83 | Residential heating technology - Heat pump, Air-to-water - apartment complex - existing building - distributed level 0.83 | HOUELC, HOUAMB | HOUETARHN_OLDD_DMD | MKr20 | 2030 | 8.6277 | 0.092739 | 0.3399 | [5 empty] | ETA | D | OLD | 2.942 |  | RHNHPELC | 5 | 0.83333 | HOUETARHNHPELCN03_OLDD_FDIELCE01 | 0.97 | HOUETARHNHPELCN03_OLDD | HOUETARHNDIELCE01_OLDD | DIELCE01 | HPELCN03 | ETA_OLDD | DIELCE01_HPELCN03 | 6 | 0 | 1 | New
HOUETARHNHPELCN03_OLDD_FDIELCE01_D83 | Residential heating technology - Heat pump, Air-to-water - apartment complex - existing building - distributed level 0.83 | HOUELC, HOUAMB | HOUETARHN_OLDD_DMD | MKr20 | 2040 | 7.7275 | 0.091581 | 0.32468 | [5 empty] | ETA | D | OLD | 3.0799 |  | RHNHPELC | 5 | 0.83333 | HOUETARHNHPELCN03_OLDD_FDIELCE01 | 0.97 | HOUETARHNHPELCN03_OLDD | HOUETARHNDIELCE01_OLDD | DIELCE01 | HPELCN03 | ETA_OLDD | DIELCE01_HPELCN03 | 6 | 0 | 1 | New
HOUETARHNHPELCN03_OLDD_FDIELCE01_D83 | Residential heating technology - Heat pump, Air-to-water - apartment complex - existing building - distributed level 0.83 | HOUELC, HOUAMB | HOUETARHN_OLDD_DMD | MKr20 | 2050 | 6.8273 | 0.0904 | 0.31077 | [5 empty] | ETA | D | OLD | 3.2178 |  | RHNHPELC | 5 | 0.83333 | HOUETARHNHPELCN03_OLDD_FDIELCE01 | 0.97 | HOUETARHNHPELCN03_OLDD | HOUETARHNDIELCE01_OLDD | DIELCE01 | HPELCN03 | ETA_OLDD | DIELCE01_HPELCN03 | 6 | 0 | 1 | New
HOUETARHNHPELCN02_OLDD_FDIELCE01_D83 | Residential heating technology - Heat pump, Air-to-air - single-family house - existing building - distributed level 0.83 | HOUELC, HOUAMB | HOUETARHN_OLDD_DMD | MKr20 | 2020 | 4.557 | 0.20009 | 0.22427 | [5 empty] | ETA | D | OLD | 4.459 |  | RHNHPELC | 5 | 0.83333 | HOUETARHNHPELCN02_OLDD_FDIELCE01 | 0.97 | HOUETARHNHPELCN02_OLDD | HOUETARHNDIELCE01_OLDD | DIELCE01 | HPELCN02 | ETA_OLDD | DIELCE01_HPELCN02 | 5 | 0 | 1.1 | Unlikely
HOUETARHNHPELCN02_OLDD_FDIELCE01_D83 | Residential heating technology - Heat pump, Air-to-air - single-family house - existing building - distributed level 0.83 | HOUELC, HOUAMB | HOUETARHN_OLDD_DMD | MKr20 | 2025 | 4.4456 | 0.13594 | 0.21327 | [5 empty] | ETA | D | OLD | 4.6888 |  | RHNHPELC | 5 | 0.83333 | HOUETARHNHPELCN02_OLDD_FDIELCE01 | 0.97 | HOUETARHNHPELCN02_OLDD | HOUETARHNDIELCE01_OLDD | DIELCE01 | HPELCN02 | ETA_OLDD | DIELCE01_HPELCN02 | 5 | 0 | 1.1 | Unlikely
HOUETARHNHPELCN02_OLDD_FDIELCE01_D83 | Residential heating technology - Heat pump, Air-to-air - single-family house - existing building - distributed level 0.83 | HOUELC, HOUAMB | HOUETARHN_OLDD_DMD | MKr20 | 2030 | 4.3342 | 0.13343 | 0.20522 | [5 empty] | ETA | D | OLD | 4.8727 |  | RHNHPELC | 5 | 0.83333 | HOUETARHNHPELCN02_OLDD_FDIELCE01 | 0.97 | HOUETARHNHPELCN02_OLDD | HOUETARHNDIELCE01_OLDD | DIELCE01 | HPELCN02 | ETA_OLDD | DIELCE01_HPELCN02 | 5 | 0 | 1.1 | Unlikely
HOUETARHNHPELCN02_OLDD_FDIELCE01_D83 | Residential heating technology - Heat pump, Air-to-air - single-family house - existing building - distributed level 0.83 | HOUELC, HOUAMB | HOUETARHN_OLDD_DMD | MKr20 | 2040 | 4.1275 | 0.12877 | 0.19776 | [5 empty] | ETA | D | OLD | 5.0566 |  | RHNHPELC | 5 | 0.83333 | HOUETARHNHPELCN02_OLDD_FDIELCE01 | 0.97 | HOUETARHNHPELCN02_OLDD | HOUETARHNDIELCE01_OLDD | DIELCE01 | HPELCN02 | ETA_OLDD | DIELCE01_HPELCN02 | 5 | 0 | 1.1 | Unlikely
HOUETARHNHPELCN02_OLDD_FDIELCE01_D83 | Residential heating technology - Heat pump, Air-to-air - single-family house - existing building - distributed level 0.83 | HOUELC, HOUAMB | HOUETARHN_OLDD_DMD | MKr20 | 2050 | 3.9207 | 0.12411 | 0.19423 | [5 empty] | ETA | D | OLD | 5.1485 |  | RHNHPELC | 5 | 0.83333 | HOUETARHNHPELCN02_OLDD_FDIELCE01 | 0.97 | HOUETARHNHPELCN02_OLDD | HOUETARHNDIELCE01_OLDD | DIELCE01 | HPELCN02 | ETA_OLDD | DIELCE01_HPELCN02 | 5 | 0 | 1.1 | Unlikely
HOUETARHNDIELCN06_OLDD_FDIELCE01_D83 | Residential heating technology - Electric heating - electric panel from Bauhaus - apartment complex - new building - distributed level 0.83 | HOUELC | HOUETARHN_OLDD_DMD | MKr20 | 2020 | 0.57481 | 0 | [6 empty] | ETA | D | OLD |  |  | RHNDIELC | 5 | 0.83333 | HOUETARHNDIELCN06_OLDD_FDIELCE01 | 0.97 | HOUETARHNDIELCN06_OLDD | HOUETARHNDIELCE01_OLDD | DIELCE01 | DIELCN06 | ETA_OLDD | DIELCE01_DIELCN06 | 2 | 0 | 0.9 | Same
HOUETARHNDIELCN06_OLDD_FDIELCE01_D83 | Residential heating technology - Electric heating - electric panel from Bauhaus - apartment complex - new building - distributed level 0.83 | HOUELC | HOUETARHN_OLDD_DMD | MKr20 | 2025 | 0.57481 | 0 | [6 empty] | ETA | D | OLD |  |  | RHNDIELC | 5 | 0.83333 | HOUETARHNDIELCN06_OLDD_FDIELCE01 | 0.97 | HOUETARHNDIELCN06_OLDD | HOUETARHNDIELCE01_OLDD | DIELCE01 | DIELCN06 | ETA_OLDD | DIELCE01_DIELCN06 | 2 | 0 | 0.9 | Same
HOUETARHNDIELCN06_OLDD_FDIELCE01_D83 | Residential heating technology - Electric heating - electric panel from Bauhaus - apartment complex - new building - distributed level 0.83 | HOUELC | HOUETARHN_OLDD_DMD | MKr20 | 2030 | 0.57481 | 0 | [6 empty] | ETA | D | OLD |  |  | RHNDIELC | 5 | 0.83333 | HOUETARHNDIELCN06_OLDD_FDIELCE01 | 0.97 | HOUETARHNDIELCN06_OLDD | HOUETARHNDIELCE01_OLDD | DIELCE01 | DIELCN06 | ETA_OLDD | DIELCE01_DIELCN06 | 2 | 0 | 0.9 | Same
HOUETARHNDIELCN06_OLDD_FDIELCE01_D83 | Residential heating technology - Electric heating - electric panel from Bauhaus - apartment complex - new building - distributed level 0.83 | HOUELC | HOUETARHN_OLDD_DMD | MKr20 | 2040 | 0.57481 | 0 | [6 empty] | ETA | D | OLD |  |  | RHNDIELC | 5 | 0.83333 | HOUETARHNDIELCN06_OLDD_FDIELCE01 | 0.97 | HOUETARHNDIELCN06_OLDD | HOUETARHNDIELCE01_OLDD | DIELCE01 | DIELCN06 | ETA_OLDD | DIELCE01_DIELCN06 | 2 | 0 | 0.9 | Same
HOUETARHNDIELCN06_OLDD_FDIELCE01_D83 | Residential heating technology - Electric heating - electric panel from Bauhaus - apartment complex - new building - distributed level 0.83 | HOUELC | HOUETARHN_OLDD_DMD | MKr20 | 2050 | 0.57481 | 0 | [6 empty] | ETA | D | OLD |  |  | RHNDIELC | 5 | 0.83333 | HOUETARHNDIELCN06_OLDD_FDIELCE01 | 0.97 | HOUETARHNDIELCN06_OLDD | HOUETARHNDIELCE01_OLDD | DIELCE01 | DIELCN06 | ETA_OLDD | DIELCE01_DIELCN06 | 2 | 0 | 0.9 | Same
HOUETARHNDIELCN01_OLDD_FDIELCE01_D83 | Residential heating technology - Electric heating - apartment complex - new building - distributed level 0.83 | HOUELC | HOUETARHN_OLDD_DMD | MKr20 | 2020 | 5.3388 | 0.0026494 | [6 empty] | ETA | D | OLD |  |  | RHNDIELC | 5 | 0.83333 | HOUETARHNDIELCN01_OLDD_FDIELCE01 | 0.97 | HOUETARHNDIELCN01_OLDD | HOUETARHNDIELCE01_OLDD | DIELCE01 | DIELCN01 | ETA_OLDD | DIELCE01_DIELCN01 | 2 | 0 | 0.9 | Same
HOUETARHNDIELCN01_OLDD_FDIELCE01_D83 | Residential heating technology - Electric heating - apartment complex - new building - distributed level 0.83 | HOUELC | HOUETARHN_OLDD_DMD | MKr20 | 2025 | 5.2067 | 0.0025413 | [6 empty] | ETA | D | OLD |  |  | RHNDIELC | 5 | 0.83333 | HOUETARHNDIELCN01_OLDD_FDIELCE01 | 0.97 | HOUETARHNDIELCN01_OLDD | HOUETARHNDIELCE01_OLDD | DIELCE01 | DIELCN01 | ETA_OLDD | DIELCE01_DIELCN01 | 2 | 0 | 0.9 | Same
HOUETARHNDIELCN01_OLDD_FDIELCE01_D83 | Residential heating technology - Electric heating - apartment complex - new building - distributed level 0.83 | HOUELC | HOUETARHN_OLDD_DMD | MKr20 | 2030 | 5.0778 | 0.0024872 | [6 empty] | ETA | D | OLD |  |  | RHNDIELC | 5 | 0.83333 | HOUETARHNDIELCN01_OLDD_FDIELCE01 | 0.97 | HOUETARHNDIELCN01_OLDD | HOUETARHNDIELCE01_OLDD | DIELCE01 | DIELCN01 | ETA_OLDD | DIELCE01_DIELCN01 | 2 | 0 | 0.9 | Same
HOUETARHNDIELCN01_OLDD_FDIELCE01_D83 | Residential heating technology - Electric heating - apartment complex - new building - distributed level 0.83 | HOUELC | HOUETARHN_OLDD_DMD | MKr20 | 2040 | 4.8296 | 0.0023791 | [6 empty] | ETA | D | OLD |  |  | RHNDIELC | 5 | 0.83333 | HOUETARHNDIELCN01_OLDD_FDIELCE01 | 0.97 | HOUETARHNDIELCN01_OLDD | HOUETARHNDIELCE01_OLDD | DIELCE01 | DIELCN01 | ETA_OLDD | DIELCE01_DIELCN01 | 2 | 0 | 0.9 | Same
HOUETARHNDIELCN01_OLDD_FDIELCE01_D83 | Residential heating technology - Electric heating - apartment complex - new building - distributed level 0.83 | HOUELC | HOUETARHN_OLDD_DMD | MKr20 | 2050 | 4.5934 | 0.0022709 | [6 empty] | ETA | D | OLD |  |  | RHNDIELC | 5 | 0.83333 | HOUETARHNDIELCN01_OLDD_FDIELCE01 | 0.97 | HOUETARHNDIELCN01_OLDD | HOUETARHNDIELCE01_OLDD | DIELCE01 | DIELCN01 | ETA_OLDD | DIELCE01_DIELCN01 | 2 | 0 | 0.9 | Same
HOUETARHNBHSOLN01_OLDD_FDIELCE01_D83 | Residential heating technology - Solar heating system - apartment complex - existing building - distributed level 0.83 | HOUSOL | HOUETARHN_OLDD_DMD | MKr20 | 2020 | 5.5059 | 0.025768 | [6 empty] | ETA | D | OLD |  |  | RHNBHSOL | 5 | 0.83333 | HOUETARHNBHSOLN01_OLDD_FDIELCE01 | 0.97 | HOUETARHNBHSOLN01_OLDD | HOUETARHNDIELCE01_OLDD | DIELCE01 | BHSOLN01 | ETA_OLDD | DIELCE01_BHSOLN01 | 5 | 0 | 1.1 | Unlikely
HOUETARHNBHSOLN01_OLDD_FDIELCE01_D83 | Residential heating technology - Solar heating system - apartment complex - existing building - distributed level 0.83 | HOUSOL | HOUETARHN_OLDD_DMD | MKr20 | 2025 | 5.268 | 0.027313 | [6 empty] | ETA | D | OLD |  |  | RHNBHSOL | 5 | 0.83333 | HOUETARHNBHSOLN01_OLDD_FDIELCE01 | 0.97 | HOUETARHNBHSOLN01_OLDD | HOUETARHNDIELCE01_OLDD | DIELCE01 | BHSOLN01 | ETA_OLDD | DIELCE01_BHSOLN01 | 5 | 0 | 1.1 | Unlikely
HOUETARHNBHSOLN01_OLDD_FDIELCE01_D83 | Residential heating technology - Solar heating system - apartment complex - existing building - distributed level 0.83 | HOUSOL | HOUETARHN_OLDD_DMD | MKr20 | 2030 | 5.0301 | 0.0279 | [6 empty] | ETA | D | OLD |  |  | RHNBHSOL | 5 | 0.83333 | HOUETARHNBHSOLN01_OLDD_FDIELCE01 | 0.97 | HOUETARHNBHSOLN01_OLDD | HOUETARHNDIELCE01_OLDD | DIELCE01 | BHSOLN01 | ETA_OLDD | DIELCE01_BHSOLN01 | 5 | 0 | 1.1 | Unlikely
HOUETARHNBHSOLN01_OLDD_FDIELCE01_D83 | Residential heating technology - Solar heating system - apartment complex - existing building - distributed level 0.83 | HOUSOL | HOUETARHN_OLDD_DMD | MKr20 | 2040 | 4.7922 | 0.027143 | [6 empty] | ETA | D | OLD |  |  | RHNBHSOL | 5 | 0.83333 | HOUETARHNBHSOLN01_OLDD_FDIELCE01 | 0.97 | HOUETARHNBHSOLN01_OLDD | HOUETARHNDIELCE01_OLDD | DIELCE01 | BHSOLN01 | ETA_OLDD | DIELCE01_BHSOLN01 | 5 | 0 | 1.1 | Unlikely
HOUETARHNBHSOLN01_OLDD_FDIELCE01_D83 | Residential heating technology - Solar heating system - apartment complex - existing building - distributed level 0.83 | HOUSOL | HOUETARHN_OLDD_DMD | MKr20 | 2050 | 4.5542 | 0.025768 | [6 empty] | ETA | D | OLD |  |  | RHNBHSOL | 5 | 0.83333 | HOUETARHNBHSOLN01_OLDD_FDIELCE01 | 0.97 | HOUETARHNBHSOLN01_OLDD | HOUETARHNDIELCE01_OLDD | DIELCE01 | BHSOLN01 | ETA_OLDD | DIELCE01_BHSOLN01 | 5 | 0 | 1.1 | Unlikely
HOUETARHNBHDHDN03_OLDD_FDIELCE01_D83 | Residential heating technology - Direct district heating substation - plus connection pipe - apartment complex - existing building - distributed level 0.83 | HOUDHD | HOUETARHN_OLDD_DMD | MKr20 | 2020 | 0.38818 | 0.0019206 | [6 empty] | ETA | D | OLD |  |  | RHNBHDHD | 5 | 0.83333 | HOUETARHNBHDHDN03_OLDD_FDIELCE01 | 0.97 | HOUETARHNBHDHDN03_OLDD | HOUETARHNDIELCE01_OLDD | DIELCE01 | BHDHDN03 | ETA_OLDD | DIELCE01_BHDHDN03 | 5 | 0 | 1.1 | Unlikely
HOUETARHNBHDHDN03_OLDD_FDIELCE01_D83 | Residential heating technology - Direct district heating substation - plus connection pipe - apartment complex - existing building - distributed level 0.83 | HOUDHD | HOUETARHN_OLDD_DMD | MKr20 | 2025 | 0.38093 | 0.0019465 | [6 empty] | ETA | D | OLD |  |  | RHNBHDHD | 5 | 0.83333 | HOUETARHNBHDHDN03_OLDD_FDIELCE01 | 0.97 | HOUETARHNBHDHDN03_OLDD | HOUETARHNDIELCE01_OLDD | DIELCE01 | BHDHDN03 | ETA_OLDD | DIELCE01_BHDHDN03 | 5 | 0 | 1.1 | Unlikely
HOUETARHNBHDHDN03_OLDD_FDIELCE01_D83 | Residential heating technology - Direct district heating substation - plus connection pipe - apartment complex - existing building - distributed level 0.83 | HOUDHD | HOUETARHN_OLDD_DMD | MKr20 | 2030 | 0.37386 | 0.0019179 | [6 empty] | ETA | D | OLD |  |  | RHNBHDHD | 5 | 0.83333 | HOUETARHNBHDHDN03_OLDD_FDIELCE01 | 0.97 | HOUETARHNBHDHDN03_OLDD | HOUETARHNDIELCE01_OLDD | DIELCE01 | BHDHDN03 | ETA_OLDD | DIELCE01_BHDHDN03 | 5 | 0 | 1.1 | Unlikely
HOUETARHNBHDHDN03_OLDD_FDIELCE01_D83 | Residential heating technology - Direct district heating substation - plus connection pipe - apartment complex - existing building - distributed level 0.83 | HOUDHD | HOUETARHN_OLDD_DMD | MKr20 | 2040 | 0.36023 | 0.0018597 | [6 empty] | ETA | D | OLD |  |  | RHNBHDHD | 5 | 0.83333 | HOUETARHNBHDHDN03_OLDD_FDIELCE01 | 0.97 | HOUETARHNBHDHDN03_OLDD | HOUETARHNDIELCE01_OLDD | DIELCE01 | BHDHDN03 | ETA_OLDD | DIELCE01_BHDHDN03 | 5 | 0 | 1.1 | Unlikely
HOUETARHNBHDHDN03_OLDD_FDIELCE01_D83 | Residential heating technology - Direct district heating substation - plus connection pipe - apartment complex - existing building - distributed level 0.83 | HOUDHD | HOUETARHN_OLDD_DMD | MKr20 | 2050 | 0.34727 | 0.0017854 | [6 empty] | ETA | D | OLD |  |  | RHNBHDHD | 5 | 0.83333 | HOUETARHNBHDHDN03_OLDD_FDIELCE01 | 0.97 | HOUETARHNBHDHDN03_OLDD | HOUETARHNDIELCE01_OLDD | DIELCE01 | BHDHDN03 | ETA_OLDD | DIELCE01_BHDHDN03 | 5 | 0 | 1.1 | Unlikely
HOUETARHNHPELCN05_OLDI_FDIELCE01_D83 | Residential heating technology - Heat pump, Air-to-water - leasing - apartment complex - existing building - distributed level 0.83 | HOUELC, HOUAMB | HOUETARHN_OLDI_DMD | MKr20 | 2020 | 6.0002 | 0.39127 | 0.37506 | [5 empty] | ETA | I | OLD | 2.6662 |  | RHNHPELC | 5 | 0.83333 | HOUETARHNHPELCN05_OLDI_FDIELCE01 | 0.97 | HOUETARHNHPELCN05_OLDI | HOUETARHNDIELCE01_OLDI | DIELCE01 | HPELCN05 | ETA_OLDI | DIELCE01_HPELCN05 | 5 | 0 | 1.1 | Unlikely
HOUETARHNHPELCN05_OLDI_FDIELCE01_D83 | Residential heating technology - Heat pump, Air-to-water - leasing - apartment complex - existing building - distributed level 0.83 | HOUELC, HOUAMB | HOUETARHN_OLDI_DMD | MKr20 | 2025 | 5.3727 | 0.35969 | 0.35662 | [5 empty] | ETA | I | OLD | 2.8041 |  | RHNHPELC | 5 | 0.83333 | HOUETARHNHPELCN05_OLDI_FDIELCE01 | 0.97 | HOUETARHNHPELCN05_OLDI | HOUETARHNDIELCE01_OLDI | DIELCE01 | HPELCN05 | ETA_OLDI | DIELCE01_HPELCN05 | 5 | 0 | 1.1 | Unlikely
HOUETARHNHPELCN05_OLDI_FDIELCE01_D83 | Residential heating technology - Heat pump, Air-to-water - leasing - apartment complex - existing building - distributed level 0.83 | HOUELC, HOUAMB | HOUETARHN_OLDI_DMD | MKr20 | 2030 | 4.7452 | 0.32807 | 0.3399 | [5 empty] | ETA | I | OLD | 2.942 |  | RHNHPELC | 5 | 0.83333 | HOUETARHNHPELCN05_OLDI_FDIELCE01 | 0.97 | HOUETARHNHPELCN05_OLDI | HOUETARHNDIELCE01_OLDI | DIELCE01 | HPELCN05 | ETA_OLDI | DIELCE01_HPELCN05 | 5 | 0 | 1.1 | Unlikely
HOUETARHNHPELCN05_OLDI_FDIELCE01_D83 | Residential heating technology - Heat pump, Air-to-water - leasing - apartment complex - existing building - distributed level 0.83 | HOUELC, HOUAMB | HOUETARHN_OLDI_DMD | MKr20 | 2040 | 4.2501 | 0.30236 | 0.32468 | [5 empty] | ETA | I | OLD | 3.0799 |  | RHNHPELC | 5 | 0.83333 | HOUETARHNHPELCN05_OLDI_FDIELCE01 | 0.97 | HOUETARHNHPELCN05_OLDI | HOUETARHNDIELCE01_OLDI | DIELCE01 | HPELCN05 | ETA_OLDI | DIELCE01_HPELCN05 | 5 | 0 | 1.1 | Unlikely
HOUETARHNHPELCN05_OLDI_FDIELCE01_D83 | Residential heating technology - Heat pump, Air-to-water - leasing - apartment complex - existing building - distributed level 0.83 | HOUELC, HOUAMB | HOUETARHN_OLDI_DMD | MKr20 | 2050 | 3.755 | 0.27662 | 0.31077 | [5 empty] | ETA | I | OLD | 3.2178 |  | RHNHPELC | 5 | 0.83333 | HOUETARHNHPELCN05_OLDI_FDIELCE01 | 0.97 | HOUETARHNHPELCN05_OLDI | HOUETARHNDIELCE01_OLDI | DIELCE01 | HPELCN05 | ETA_OLDI | DIELCE01_HPELCN05 | 5 | 0 | 1.1 | Unlikely
HOUETARHNHPELCN04_OLDI_FDIELCE01_D83 | Residential heating technology - Heat pump, Ground source - apartment complex - existing building - distributed level 0.83 | HOUELC, HOUAMB | HOUETARHN_OLDI_DMD | MKr20 | 2020 | 10.1643 | 0.057983 | 0.3399 | [5 empty] | ETA | I | OLD | 2.942 |  | RHNHPELC | 5 | 0.83333 | HOUETARHNHPELCN04_OLDI_FDIELCE01 | 0.97 | HOUETARHNHPELCN04_OLDI | HOUETARHNDIELCE01_OLDI | DIELCE01 | HPELCN04 | ETA_OLDI | DIELCE01_HPELCN04 | 6 | 0 | 1 | New
HOUETARHNHPELCN04_OLDI_FDIELCE01_D83 | Residential heating technology - Heat pump, Ground source - apartment complex - existing building - distributed level 0.83 | HOUELC, HOUAMB | HOUETARHN_OLDI_DMD | MKr20 | 2025 | 9.402 | 0.057525 | 0.3296 | [5 empty] | ETA | I | OLD | 3.034 |  | RHNHPELC | 5 | 0.83333 | HOUETARHNHPELCN04_OLDI_FDIELCE01 | 0.97 | HOUETARHNHPELCN04_OLDI | HOUETARHNDIELCE01_OLDI | DIELCE01 | HPELCN04 | ETA_OLDI | DIELCE01_HPELCN04 | 6 | 0 | 1 | New
HOUETARHNHPELCN04_OLDI_FDIELCE01_D83 | Residential heating technology - Heat pump, Ground source - apartment complex - existing building - distributed level 0.83 | HOUELC, HOUAMB | HOUETARHN_OLDI_DMD | MKr20 | 2030 | 8.6397 | 0.057023 | 0.31991 | [5 empty] | ETA | I | OLD | 3.1259 |  | RHNHPELC | 5 | 0.83333 | HOUETARHNHPELCN04_OLDI_FDIELCE01 | 0.97 | HOUETARHNHPELCN04_OLDI | HOUETARHNDIELCE01_OLDI | DIELCE01 | HPELCN04 | ETA_OLDI | DIELCE01_HPELCN04 | 6 | 0 | 1 | New
HOUETARHNHPELCN04_OLDI_FDIELCE01_D83 | Residential heating technology - Heat pump, Ground source - apartment complex - existing building - distributed level 0.83 | HOUELC, HOUAMB | HOUETARHN_OLDI_DMD | MKr20 | 2040 | 7.9917 | 0.055864 | 0.30639 | [5 empty] | ETA | I | OLD | 3.2638 |  | RHNHPELC | 5 | 0.83333 | HOUETARHNHPELCN04_OLDI_FDIELCE01 | 0.97 | HOUETARHNHPELCN04_OLDI | HOUETARHNDIELCE01_OLDI | DIELCE01 | HPELCN04 | ETA_OLDI | DIELCE01_HPELCN04 | 6 | 0 | 1 | New
HOUETARHNHPELCN04_OLDI_FDIELCE01_D83 | Residential heating technology - Heat pump, Ground source - apartment complex - existing building - distributed level 0.83 | HOUELC, HOUAMB | HOUETARHN_OLDI_DMD | MKr20 | 2050 | 7.3437 | 0.054684 | 0.30214 | [5 empty] | ETA | I | OLD | 3.3098 |  | RHNHPELC | 5 | 0.83333 | HOUETARHNHPELCN04_OLDI_FDIELCE01 | 0.97 | HOUETARHNHPELCN04_OLDI | HOUETARHNDIELCE01_OLDI | DIELCE01 | HPELCN04 | ETA_OLDI | DIELCE01_HPELCN04 | 6 | 0 | 1 | New
HOUETARHNHPELCN03_OLDI_FDIELCE01_D83 | Residential heating technology - Heat pump, Air-to-water - apartment complex - existing building - distributed level 0.83 | HOUELC, HOUAMB | HOUETARHN_OLDI_DMD | MKr20 | 2020 | 10.9094 | 0.0937 | 0.37506 | [5 empty] | ETA | I | OLD | 2.6662 |  | RHNHPELC | 5 | 0.83333 | HOUETARHNHPELCN03_OLDI_FDIELCE01 | 0.97 | HOUETARHNHPELCN03_OLDI | HOUETARHNDIELCE01_OLDI | DIELCE01 | HPELCN03 | ETA_OLDI | DIELCE01_HPELCN03 | 6 | 0 | 1 | New
HOUETARHNHPELCN03_OLDI_FDIELCE01_D83 | Residential heating technology - Heat pump, Air-to-water - apartment complex - existing building - distributed level 0.83 | HOUELC, HOUAMB | HOUETARHN_OLDI_DMD | MKr20 | 2025 | 9.7685 | 0.093241 | 0.35662 | [5 empty] | ETA | I | OLD | 2.8041 |  | RHNHPELC | 5 | 0.83333 | HOUETARHNHPELCN03_OLDI_FDIELCE01 | 0.97 | HOUETARHNHPELCN03_OLDI | HOUETARHNDIELCE01_OLDI | DIELCE01 | HPELCN03 | ETA_OLDI | DIELCE01_HPELCN03 | 6 | 0 | 1 | New
HOUETARHNHPELCN03_OLDI_FDIELCE01_D83 | Residential heating technology - Heat pump, Air-to-water - apartment complex - existing building - distributed level 0.83 | HOUELC, HOUAMB | HOUETARHN_OLDI_DMD | MKr20 | 2030 | 8.6277 | 0.092739 | 0.3399 | [5 empty] | ETA | I | OLD | 2.942 |  | RHNHPELC | 5 | 0.83333 | HOUETARHNHPELCN03_OLDI_FDIELCE01 | 0.97 | HOUETARHNHPELCN03_OLDI | HOUETARHNDIELCE01_OLDI | DIELCE01 | HPELCN03 | ETA_OLDI | DIELCE01_HPELCN03 | 6 | 0 | 1 | New
HOUETARHNHPELCN03_OLDI_FDIELCE01_D83 | Residential heating technology - Heat pump, Air-to-water - apartment complex - existing building - distributed level 0.83 | HOUELC, HOUAMB | HOUETARHN_OLDI_DMD | MKr20 | 2040 | 7.7275 | 0.091581 | 0.32468 | [5 empty] | ETA | I | OLD | 3.0799 |  | RHNHPELC | 5 | 0.83333 | HOUETARHNHPELCN03_OLDI_FDIELCE01 | 0.97 | HOUETARHNHPELCN03_OLDI | HOUETARHNDIELCE01_OLDI | DIELCE01 | HPELCN03 | ETA_OLDI | DIELCE01_HPELCN03 | 6 | 0 | 1 | New
HOUETARHNHPELCN03_OLDI_FDIELCE01_D83 | Residential heating technology - Heat pump, Air-to-water - apartment complex - existing building - distributed level 0.83 | HOUELC, HOUAMB | HOUETARHN_OLDI_DMD | MKr20 | 2050 | 6.8273 | 0.0904 | 0.31077 | [5 empty] | ETA | I | OLD | 3.2178 |  | RHNHPELC | 5 | 0.83333 | HOUETARHNHPELCN03_OLDI_FDIELCE01 | 0.97 | HOUETARHNHPELCN03_OLDI | HOUETARHNDIELCE01_OLDI | DIELCE01 | HPELCN03 | ETA_OLDI | DIELCE01_HPELCN03 | 6 | 0 | 1 | New
HOUETARHNHPELCN02_OLDI_FDIELCE01_D83 | Residential heating technology - Heat pump, Air-to-air - single-family house - existing building - distributed level 0.83 | HOUELC, HOUAMB | HOUETARHN_OLDI_DMD | MKr20 | 2020 | 4.557 | 0.20009 | 0.22427 | [5 empty] | ETA | I | OLD | 4.459 |  | RHNHPELC | 5 | 0.83333 | HOUETARHNHPELCN02_OLDI_FDIELCE01 | 0.97 | HOUETARHNHPELCN02_OLDI | HOUETARHNDIELCE01_OLDI | DIELCE01 | HPELCN02 | ETA_OLDI | DIELCE01_HPELCN02 | 5 | 0 | 1.1 | Unlikely
HOUETARHNHPELCN02_OLDI_FDIELCE01_D83 | Residential heating technology - Heat pump, Air-to-air - single-family house - existing building - distributed level 0.83 | HOUELC, HOUAMB | HOUETARHN_OLDI_DMD | MKr20 | 2025 | 4.4456 | 0.13594 | 0.21327 | [5 empty] | ETA | I | OLD | 4.6888 |  | RHNHPELC | 5 | 0.83333 | HOUETARHNHPELCN02_OLDI_FDIELCE01 | 0.97 | HOUETARHNHPELCN02_OLDI | HOUETARHNDIELCE01_OLDI | DIELCE01 | HPELCN02 | ETA_OLDI | DIELCE01_HPELCN02 | 5 | 0 | 1.1 | Unlikely
HOUETARHNHPELCN02_OLDI_FDIELCE01_D83 | Residential heating technology - Heat pump, Air-to-air - single-family house - existing building - distributed level 0.83 | HOUELC, HOUAMB | HOUETARHN_OLDI_DMD | MKr20 | 2030 | 4.3342 | 0.13343 | 0.20522 | [5 empty] | ETA | I | OLD | 4.8727 |  | RHNHPELC | 5 | 0.83333 | HOUETARHNHPELCN02_OLDI_FDIELCE01 | 0.97 | HOUETARHNHPELCN02_OLDI | HOUETARHNDIELCE01_OLDI | DIELCE01 | HPELCN02 | ETA_OLDI | DIELCE01_HPELCN02 | 5 | 0 | 1.1 | Unlikely
HOUETARHNHPELCN02_OLDI_FDIELCE01_D83 | Residential heating technology - Heat pump, Air-to-air - single-family house - existing building - distributed level 0.83 | HOUELC, HOUAMB | HOUETARHN_OLDI_DMD | MKr20 | 2040 | 4.1275 | 0.12877 | 0.19776 | [5 empty] | ETA | I | OLD | 5.0566 |  | RHNHPELC | 5 | 0.83333 | HOUETARHNHPELCN02_OLDI_FDIELCE01 | 0.97 | HOUETARHNHPELCN02_OLDI | HOUETARHNDIELCE01_OLDI | DIELCE01 | HPELCN02 | ETA_OLDI | DIELCE01_HPELCN02 | 5 | 0 | 1.1 | Unlikely
HOUETARHNHPELCN02_OLDI_FDIELCE01_D83 | Residential heating technology - Heat pump, Air-to-air - single-family house - existing building - distributed level 0.83 | HOUELC, HOUAMB | HOUETARHN_OLDI_DMD | MKr20 | 2050 | 3.9207 | 0.12411 | 0.19423 | [5 empty] | ETA | I | OLD | 5.1485 |  | RHNHPELC | 5 | 0.83333 | HOUETARHNHPELCN02_OLDI_FDIELCE01 | 0.97 | HOUETARHNHPELCN02_OLDI | HOUETARHNDIELCE01_OLDI | DIELCE01 | HPELCN02 | ETA_OLDI | DIELCE01_HPELCN02 | 5 | 0 | 1.1 | Unlikely
HOUETARHNDIELCN06_OLDI_FDIELCE01_D83 | Residential heating technology - Electric heating - electric panel from Bauhaus - apartment complex - new building - distributed level 0.83 | HOUELC | HOUETARHN_OLDI_DMD | MKr20 | 2020 | 0.57481 | 0 | [6 empty] | ETA | I | OLD |  |  | RHNDIELC | 5 | 0.83333 | HOUETARHNDIELCN06_OLDI_FDIELCE01 | 0.97 | HOUETARHNDIELCN06_OLDI | HOUETARHNDIELCE01_OLDI | DIELCE01 | DIELCN06 | ETA_OLDI | DIELCE01_DIELCN06 | 2 | 0 | 0.9 | Same
HOUETARHNDIELCN06_OLDI_FDIELCE01_D83 | Residential heating technology - Electric heating - electric panel from Bauhaus - apartment complex - new building - distributed level 0.83 | HOUELC | HOUETARHN_OLDI_DMD | MKr20 | 2025 | 0.57481 | 0 | [6 empty] | ETA | I | OLD |  |  | RHNDIELC | 5 | 0.83333 | HOUETARHNDIELCN06_OLDI_FDIELCE01 | 0.97 | HOUETARHNDIELCN06_OLDI | HOUETARHNDIELCE01_OLDI | DIELCE01 | DIELCN06 | ETA_OLDI | DIELCE01_DIELCN06 | 2 | 0 | 0.9 | Same
HOUETARHNDIELCN06_OLDI_FDIELCE01_D83 | Residential heating technology - Electric heating - electric panel from Bauhaus - apartment complex - new building - distributed level 0.83 | HOUELC | HOUETARHN_OLDI_DMD | MKr20 | 2030 | 0.57481 | 0 | [6 empty] | ETA | I | OLD |  |  | RHNDIELC | 5 | 0.83333 | HOUETARHNDIELCN06_OLDI_FDIELCE01 | 0.97 | HOUETARHNDIELCN06_OLDI | HOUETARHNDIELCE01_OLDI | DIELCE01 | DIELCN06 | ETA_OLDI | DIELCE01_DIELCN06 | 2 | 0 | 0.9 | Same
HOUETARHNDIELCN06_OLDI_FDIELCE01_D83 | Residential heating technology - Electric heating - electric panel from Bauhaus - apartment complex - new building - distributed level 0.83 | HOUELC | HOUETARHN_OLDI_DMD | MKr20 | 2040 | 0.57481 | 0 | [6 empty] | ETA | I | OLD |  |  | RHNDIELC | 5 | 0.83333 | HOUETARHNDIELCN06_OLDI_FDIELCE01 | 0.97 | HOUETARHNDIELCN06_OLDI | HOUETARHNDIELCE01_OLDI | DIELCE01 | DIELCN06 | ETA_OLDI | DIELCE01_DIELCN06 | 2 | 0 | 0.9 | Same
HOUETARHNDIELCN06_OLDI_FDIELCE01_D83 | Residential heating technology - Electric heating - electric panel from Bauhaus - apartment complex - new building - distributed level 0.83 | HOUELC | HOUETARHN_OLDI_DMD | MKr20 | 2050 | 0.57481 | 0 | [6 empty] | ETA | I | OLD |  |  | RHNDIELC | 5 | 0.83333 | HOUETARHNDIELCN06_OLDI_FDIELCE01 | 0.97 | HOUETARHNDIELCN06_OLDI | HOUETARHNDIELCE01_OLDI | DIELCE01 | DIELCN06 | ETA_OLDI | DIELCE01_DIELCN06 | 2 | 0 | 0.9 | Same
HOUETARHNDIELCN01_OLDI_FDIELCE01_D83 | Residential heating technology - Electric heating - apartment complex - new building - distributed level 0.83 | HOUELC | HOUETARHN_OLDI_DMD | MKr20 | 2020 | 5.3388 | 0.0026494 | [6 empty] | ETA | I | OLD |  |  | RHNDIELC | 5 | 0.83333 | HOUETARHNDIELCN01_OLDI_FDIELCE01 | 0.97 | HOUETARHNDIELCN01_OLDI | HOUETARHNDIELCE01_OLDI | DIELCE01 | DIELCN01 | ETA_OLDI | DIELCE01_DIELCN01 | 2 | 0 | 0.9 | Same
HOUETARHNDIELCN01_OLDI_FDIELCE01_D83 | Residential heating technology - Electric heating - apartment complex - new building - distributed level 0.83 | HOUELC | HOUETARHN_OLDI_DMD | MKr20 | 2025 | 5.2067 | 0.0025413 | [6 empty] | ETA | I | OLD |  |  | RHNDIELC | 5 | 0.83333 | HOUETARHNDIELCN01_OLDI_FDIELCE01 | 0.97 | HOUETARHNDIELCN01_OLDI | HOUETARHNDIELCE01_OLDI | DIELCE01 | DIELCN01 | ETA_OLDI | DIELCE01_DIELCN01 | 2 | 0 | 0.9 | Same
HOUETARHNDIELCN01_OLDI_FDIELCE01_D83 | Residential heating technology - Electric heating - apartment complex - new building - distributed level 0.83 | HOUELC | HOUETARHN_OLDI_DMD | MKr20 | 2030 | 5.0778 | 0.0024872 | [6 empty] | ETA | I | OLD |  |  | RHNDIELC | 5 | 0.83333 | HOUETARHNDIELCN01_OLDI_FDIELCE01 | 0.97 | HOUETARHNDIELCN01_OLDI | HOUETARHNDIELCE01_OLDI | DIELCE01 | DIELCN01 | ETA_OLDI | DIELCE01_DIELCN01 | 2 | 0 | 0.9 | Same
HOUETARHNDIELCN01_OLDI_FDIELCE01_D83 | Residential heating technology - Electric heating - apartment complex - new building - distributed level 0.83 | HOUELC | HOUETARHN_OLDI_DMD | MKr20 | 2040 | 4.8296 | 0.0023791 | [6 empty] | ETA | I | OLD |  |  | RHNDIELC | 5 | 0.83333 | HOUETARHNDIELCN01_OLDI_FDIELCE01 | 0.97 | HOUETARHNDIELCN01_OLDI | HOUETARHNDIELCE01_OLDI | DIELCE01 | DIELCN01 | ETA_OLDI | DIELCE01_DIELCN01 | 2 | 0 | 0.9 | Same
HOUETARHNDIELCN01_OLDI_FDIELCE01_D83 | Residential heating technology - Electric heating - apartment complex - new building - distributed level 0.83 | HOUELC | HOUETARHN_OLDI_DMD | MKr20 | 2050 | 4.5934 | 0.0022709 | [6 empty] | ETA | I | OLD |  |  | RHNDIELC | 5 | 0.83333 | HOUETARHNDIELCN01_OLDI_FDIELCE01 | 0.97 | HOUETARHNDIELCN01_OLDI | HOUETARHNDIELCE01_OLDI | DIELCE01 | DIELCN01 | ETA_OLDI | DIELCE01_DIELCN01 | 2 | 0 | 0.9 | Same
HOUETARHNBHSOLN01_OLDI_FDIELCE01_D83 | Residential heating technology - Solar heating system - apartment complex - existing building - distributed level 0.83 | HOUSOL | HOUETARHN_OLDI_DMD | MKr20 | 2020 | 5.5059 | 0.025768 | [6 empty] | ETA | I | OLD |  |  | RHNBHSOL | 5 | 0.83333 | HOUETARHNBHSOLN01_OLDI_FDIELCE01 | 0.97 | HOUETARHNBHSOLN01_OLDI | HOUETARHNDIELCE01_OLDI | DIELCE01 | BHSOLN01 | ETA_OLDI | DIELCE01_BHSOLN01 | 5 | 0 | 1.1 | Unlikely
HOUETARHNBHSOLN01_OLDI_FDIELCE01_D83 | Residential heating technology - Solar heating system - apartment complex - existing building - distributed level 0.83 | HOUSOL | HOUETARHN_OLDI_DMD | MKr20 | 2025 | 5.268 | 0.027313 | [6 empty] | ETA | I | OLD |  |  | RHNBHSOL | 5 | 0.83333 | HOUETARHNBHSOLN01_OLDI_FDIELCE01 | 0.97 | HOUETARHNBHSOLN01_OLDI | HOUETARHNDIELCE01_OLDI | DIELCE01 | BHSOLN01 | ETA_OLDI | DIELCE01_BHSOLN01 | 5 | 0 | 1.1 | Unlikely
HOUETARHNBHSOLN01_OLDI_FDIELCE01_D83 | Residential heating technology - Solar heating system - apartment complex - existing building - distributed level 0.83 | HOUSOL | HOUETARHN_OLDI_DMD | MKr20 | 2030 | 5.0301 | 0.0279 | [6 empty] | ETA | I | OLD |  |  | RHNBHSOL | 5 | 0.83333 | HOUETARHNBHSOLN01_OLDI_FDIELCE01 | 0.97 | HOUETARHNBHSOLN01_OLDI | HOUETARHNDIELCE01_OLDI | DIELCE01 | BHSOLN01 | ETA_OLDI | DIELCE01_BHSOLN01 | 5 | 0 | 1.1 | Unlikely
HOUETARHNBHSOLN01_OLDI_FDIELCE01_D83 | Residential heating technology - Solar heating system - apartment complex - existing building - distributed level 0.83 | HOUSOL | HOUETARHN_OLDI_DMD | MKr20 | 2040 | 4.7922 | 0.027143 | [6 empty] | ETA | I | OLD |  |  | RHNBHSOL | 5 | 0.83333 | HOUETARHNBHSOLN01_OLDI_FDIELCE01 | 0.97 | HOUETARHNBHSOLN01_OLDI | HOUETARHNDIELCE01_OLDI | DIELCE01 | BHSOLN01 | ETA_OLDI | DIELCE01_BHSOLN01 | 5 | 0 | 1.1 | Unlikely
HOUETARHNBHSOLN01_OLDI_FDIELCE01_D83 | Residential heating technology - Solar heating system - apartment complex - existing building - distributed level 0.83 | HOUSOL | HOUETARHN_OLDI_DMD | MKr20 | 2050 | 4.5542 | 0.025768 | [6 empty] | ETA | I | OLD |  |  | RHNBHSOL | 5 | 0.83333 | HOUETARHNBHSOLN01_OLDI_FDIELCE01 | 0.97 | HOUETARHNBHSOLN01_OLDI | HOUETARHNDIELCE01_OLDI | DIELCE01 | BHSOLN01 | ETA_OLDI | DIELCE01_BHSOLN01 | 5 | 0 | 1.1 | Unlikely
HOUETARHNBHDHDN09_OLDI_FDIELCE01_D83 | Residential heating technology - Direct district heating substation - plus connection pipe - plus distribution (heating density: low ) - apartment complex - existing building - distributed level 0.83 | HOUDHD | HOUETARHN_OLDI_DMD | MKr20 | 2020 | 0.54785 | 0.0019206 | [6 empty] | ETA | I | OLD |  |  | RHNBHDHD | 5 | 0.83333 | HOUETARHNBHDHDN09_OLDI_FDIELCE01 | 0.97 | HOUETARHNBHDHDN09_OLDI | HOUETARHNDIELCE01_OLDI | DIELCE01 | BHDHDN09 | ETA_OLDI | DIELCE01_BHDHDN09 | 5 | 0 | 1.1 | Unlikely
HOUETARHNBHDHDN09_OLDI_FDIELCE01_D83 | Residential heating technology - Direct district heating substation - plus connection pipe - plus distribution (heating density: low ) - apartment complex - existing building - distributed level 0.83 | HOUDHD | HOUETARHN_OLDI_DMD | MKr20 | 2025 | 0.5406 | 0.0019465 | [6 empty] | ETA | I | OLD |  |  | RHNBHDHD | 5 | 0.83333 | HOUETARHNBHDHDN09_OLDI_FDIELCE01 | 0.97 | HOUETARHNBHDHDN09_OLDI | HOUETARHNDIELCE01_OLDI | DIELCE01 | BHDHDN09 | ETA_OLDI | DIELCE01_BHDHDN09 | 5 | 0 | 1.1 | Unlikely
HOUETARHNBHDHDN09_OLDI_FDIELCE01_D83 | Residential heating technology - Direct district heating substation - plus connection pipe - plus distribution (heating density: low ) - apartment complex - existing building - distributed level 0.83 | HOUDHD | HOUETARHN_OLDI_DMD | MKr20 | 2030 | 0.53353 | 0.0019179 | [6 empty] | ETA | I | OLD |  |  | RHNBHDHD | 5 | 0.83333 | HOUETARHNBHDHDN09_OLDI_FDIELCE01 | 0.97 | HOUETARHNBHDHDN09_OLDI | HOUETARHNDIELCE01_OLDI | DIELCE01 | BHDHDN09 | ETA_OLDI | DIELCE01_BHDHDN09 | 5 | 0 | 1.1 | Unlikely
HOUETARHNBHDHDN09_OLDI_FDIELCE01_D83 | Residential heating technology - Direct district heating substation - plus connection pipe - plus distribution (heating density: low ) - apartment complex - existing building - distributed level 0.83 | HOUDHD | HOUETARHN_OLDI_DMD | MKr20 | 2040 | 0.5199 | 0.0018597 | [6 empty] | ETA | I | OLD |  |  | RHNBHDHD | 5 | 0.83333 | HOUETARHNBHDHDN09_OLDI_FDIELCE01 | 0.97 | HOUETARHNBHDHDN09_OLDI | HOUETARHNDIELCE01_OLDI | DIELCE01 | BHDHDN09 | ETA_OLDI | DIELCE01_BHDHDN09 | 5 | 0 | 1.1 | Unlikely
HOUETARHNBHDHDN09_OLDI_FDIELCE01_D83 | Residential heating technology - Direct district heating substation - plus connection pipe - plus distribution (heating density: low ) - apartment complex - existing building - distributed level 0.83 | HOUDHD | HOUETARHN_OLDI_DMD | MKr20 | 2050 | 0.50694 | 0.0017854 | [6 empty] | ETA | I | OLD |  |  | RHNBHDHD | 5 | 0.83333 | HOUETARHNBHDHDN09_OLDI_FDIELCE01 | 0.97 | HOUETARHNBHDHDN09_OLDI | HOUETARHNDIELCE01_OLDI | DIELCE01 | BHDHDN09 | ETA_OLDI | DIELCE01_BHDHDN09 | 5 | 0 | 1.1 | Unlikely
HOUETARHNBHDHDN07_OLDI_FDIELCE01_D83 | Residential heating technology - Direct district heating substation - plus connection pipe - plus distribution (heating density: medium ) - apartment complex - existing building - distributed level 0.83 | HOUDHD | HOUETARHN_OLDI_DMD | MKr20 | 2020 | 0.46802 | 0.0019206 | [6 empty] | ETA | I | OLD |  |  | RHNBHDHD | 5 | 0.83333 | HOUETARHNBHDHDN07_OLDI_FDIELCE01 | 0.97 | HOUETARHNBHDHDN07_OLDI | HOUETARHNDIELCE01_OLDI | DIELCE01 | BHDHDN07 | ETA_OLDI | DIELCE01_BHDHDN07 | 5 | 0 | 1.1 | Unlikely
HOUETARHNBHDHDN07_OLDI_FDIELCE01_D83 | Residential heating technology - Direct district heating substation - plus connection pipe - plus distribution (heating density: medium ) - apartment complex - existing building - distributed level 0.83 | HOUDHD | HOUETARHN_OLDI_DMD | MKr20 | 2025 | 0.46077 | 0.0019465 | [6 empty] | ETA | I | OLD |  |  | RHNBHDHD | 5 | 0.83333 | HOUETARHNBHDHDN07_OLDI_FDIELCE01 | 0.97 | HOUETARHNBHDHDN07_OLDI | HOUETARHNDIELCE01_OLDI | DIELCE01 | BHDHDN07 | ETA_OLDI | DIELCE01_BHDHDN07 | 5 | 0 | 1.1 | Unlikely
HOUETARHNBHDHDN07_OLDI_FDIELCE01_D83 | Residential heating technology - Direct district heating substation - plus connection pipe - plus distribution (heating density: medium ) - apartment complex - existing building - distributed level 0.83 | HOUDHD | HOUETARHN_OLDI_DMD | MKr20 | 2030 | 0.45369 | 0.0019179 | [6 empty] | ETA | I | OLD |  |  | RHNBHDHD | 5 | 0.83333 | HOUETARHNBHDHDN07_OLDI_FDIELCE01 | 0.97 | HOUETARHNBHDHDN07_OLDI | HOUETARHNDIELCE01_OLDI | DIELCE01 | BHDHDN07 | ETA_OLDI | DIELCE01_BHDHDN07 | 5 | 0 | 1.1 | Unlikely
HOUETARHNBHDHDN07_OLDI_FDIELCE01_D83 | Residential heating technology - Direct district heating substation - plus connection pipe - plus distribution (heating density: medium ) - apartment complex - existing building - distributed level 0.83 | HOUDHD | HOUETARHN_OLDI_DMD | MKr20 | 2040 | 0.44007 | 0.0018597 | [6 empty] | ETA | I | OLD |  |  | RHNBHDHD | 5 | 0.83333 | HOUETARHNBHDHDN07_OLDI_FDIELCE01 | 0.97 | HOUETARHNBHDHDN07_OLDI | HOUETARHNDIELCE01_OLDI | DIELCE01 | BHDHDN07 | ETA_OLDI | DIELCE01_BHDHDN07 | 5 | 0 | 1.1 | Unlikely
HOUETARHNBHDHDN07_OLDI_FDIELCE01_D83 | Residential heating technology - Direct district heating substation - plus connection pipe - plus distribution (heating density: medium ) - apartment complex - existing building - distributed level 0.83 | HOUDHD | HOUETARHN_OLDI_DMD | MKr20 | 2050 | 0.42711 | 0.0017854 | [6 empty] | ETA | I | OLD |  |  | RHNBHDHD | 5 | 0.83333 | HOUETARHNBHDHDN07_OLDI_FDIELCE01 | 0.97 | HOUETARHNBHDHDN07_OLDI | HOUETARHNDIELCE01_OLDI | DIELCE01 | BHDHDN07 | ETA_OLDI | DIELCE01_BHDHDN07 | 5 | 0 | 1.1 | Unlikely
HOUETARHNBHDHDN05_OLDI_FDIELCE01_D83 | Residential heating technology - Direct district heating substation - plus connection pipe - plus distribution (heating density: high ) - apartment complex - existing building - distributed level 0.83 | HOUDHD | HOUETARHN_OLDI_DMD | MKr20 | 2020 | 0.38818 | 0.0019206 | [6 empty] | ETA | I | OLD |  |  | RHNBHDHD | 5 | 0.83333 | HOUETARHNBHDHDN05_OLDI_FDIELCE01 | 0.97 | HOUETARHNBHDHDN05_OLDI | HOUETARHNDIELCE01_OLDI | DIELCE01 | BHDHDN05 | ETA_OLDI | DIELCE01_BHDHDN05 | 5 | 0 | 1.1 | Unlikely
HOUETARHNBHDHDN05_OLDI_FDIELCE01_D83 | Residential heating technology - Direct district heating substation - plus connection pipe - plus distribution (heating density: high ) - apartment complex - existing building - distributed level 0.83 | HOUDHD | HOUETARHN_OLDI_DMD | MKr20 | 2025 | 0.38093 | 0.0019465 | [6 empty] | ETA | I | OLD |  |  | RHNBHDHD | 5 | 0.83333 | HOUETARHNBHDHDN05_OLDI_FDIELCE01 | 0.97 | HOUETARHNBHDHDN05_OLDI | HOUETARHNDIELCE01_OLDI | DIELCE01 | BHDHDN05 | ETA_OLDI | DIELCE01_BHDHDN05 | 5 | 0 | 1.1 | Unlikely
HOUETARHNBHDHDN05_OLDI_FDIELCE01_D83 | Residential heating technology - Direct district heating substation - plus connection pipe - plus distribution (heating density: high ) - apartment complex - existing building - distributed level 0.83 | HOUDHD | HOUETARHN_OLDI_DMD | MKr20 | 2030 | 0.37386 | 0.0019179 | [6 empty] | ETA | I | OLD |  |  | RHNBHDHD | 5 | 0.83333 | HOUETARHNBHDHDN05_OLDI_FDIELCE01 | 0.97 | HOUETARHNBHDHDN05_OLDI | HOUETARHNDIELCE01_OLDI | DIELCE01 | BHDHDN05 | ETA_OLDI | DIELCE01_BHDHDN05 | 5 | 0 | 1.1 | Unlikely
HOUETARHNBHDHDN05_OLDI_FDIELCE01_D83 | Residential heating technology - Direct district heating substation - plus connection pipe - plus distribution (heating density: high ) - apartment complex - existing building - distributed level 0.83 | HOUDHD | HOUETARHN_OLDI_DMD | MKr20 | 2040 | 0.36023 | 0.0018597 | [6 empty] | ETA | I | OLD |  |  | RHNBHDHD | 5 | 0.83333 | HOUETARHNBHDHDN05_OLDI_FDIELCE01 | 0.97 | HOUETARHNBHDHDN05_OLDI | HOUETARHNDIELCE01_OLDI | DIELCE01 | BHDHDN05 | ETA_OLDI | DIELCE01_BHDHDN05 | 5 | 0 | 1.1 | Unlikely
HOUETARHNBHDHDN05_OLDI_FDIELCE01_D83 | Residential heating technology - Direct district heating substation - plus connection pipe - plus distribution (heating density: high ) - apartment complex - existing building - distributed level 0.83 | HOUDHD | HOUETARHN_OLDI_DMD | MKr20 | 2050 | 0.34727 | 0.0017854 | [6 empty] | ETA | I | OLD |  |  | RHNBHDHD | 5 | 0.83333 | HOUETARHNBHDHDN05_OLDI_FDIELCE01 | 0.97 | HOUETARHNBHDHDN05_OLDI | HOUETARHNDIELCE01_OLDI | DIELCE01 | BHDHDN05 | ETA_OLDI | DIELCE01_BHDHDN05 | 5 | 0 | 1.1 | Unlikely
HOUETARHNBHDHCN09_OLDI_FDIELCE01_D83 | Residential heating technology - Direct district heating substation - plus connection pipe - plus distribution (heating density: low ) - apartment complex - existing building - distributed level 0.83 | HOUDHC | HOUETARHN_OLDI_DMD | MKr20 | 2020 | 0.54785 | 0.0019206 | [6 empty] | ETA | I | OLD |  |  | RHNBHDHC | 5 | 0.83333 | HOUETARHNBHDHCN09_OLDI_FDIELCE01 | 0.97 | HOUETARHNBHDHCN09_OLDI | HOUETARHNDIELCE01_OLDI | DIELCE01 | BHDHCN09 | ETA_OLDI | DIELCE01_BHDHCN09 | 5 | 0 | 1.1 | Unlikely
HOUETARHNBHDHCN09_OLDI_FDIELCE01_D83 | Residential heating technology - Direct district heating substation - plus connection pipe - plus distribution (heating density: low ) - apartment complex - existing building - distributed level 0.83 | HOUDHC | HOUETARHN_OLDI_DMD | MKr20 | 2025 | 0.5406 | 0.0019465 | [6 empty] | ETA | I | OLD |  |  | RHNBHDHC | 5 | 0.83333 | HOUETARHNBHDHCN09_OLDI_FDIELCE01 | 0.97 | HOUETARHNBHDHCN09_OLDI | HOUETARHNDIELCE01_OLDI | DIELCE01 | BHDHCN09 | ETA_OLDI | DIELCE01_BHDHCN09 | 5 | 0 | 1.1 | Unlikely
HOUETARHNBHDHCN09_OLDI_FDIELCE01_D83 | Residential heating technology - Direct district heating substation - plus connection pipe - plus distribution (heating density: low ) - apartment complex - existing building - distributed level 0.83 | HOUDHC | HOUETARHN_OLDI_DMD | MKr20 | 2030 | 0.53353 | 0.0019179 | [6 empty] | ETA | I | OLD |  |  | RHNBHDHC | 5 | 0.83333 | HOUETARHNBHDHCN09_OLDI_FDIELCE01 | 0.97 | HOUETARHNBHDHCN09_OLDI | HOUETARHNDIELCE01_OLDI | DIELCE01 | BHDHCN09 | ETA_OLDI | DIELCE01_BHDHCN09 | 5 | 0 | 1.1 | Unlikely
HOUETARHNBHDHCN09_OLDI_FDIELCE01_D83 | Residential heating technology - Direct district heating substation - plus connection pipe - plus distribution (heating density: low ) - apartment complex - existing building - distributed level 0.83 | HOUDHC | HOUETARHN_OLDI_DMD | MKr20 | 2040 | 0.5199 | 0.0018597 | [6 empty] | ETA | I | OLD |  |  | RHNBHDHC | 5 | 0.83333 | HOUETARHNBHDHCN09_OLDI_FDIELCE01 | 0.97 | HOUETARHNBHDHCN09_OLDI | HOUETARHNDIELCE01_OLDI | DIELCE01 | BHDHCN09 | ETA_OLDI | DIELCE01_BHDHCN09 | 5 | 0 | 1.1 | Unlikely
HOUETARHNBHDHCN09_OLDI_FDIELCE01_D83 | Residential heating technology - Direct district heating substation - plus connection pipe - plus distribution (heating density: low ) - apartment complex - existing building - distributed level 0.83 | HOUDHC | HOUETARHN_OLDI_DMD | MKr20 | 2050 | 0.50694 | 0.0017854 | [6 empty] | ETA | I | OLD |  |  | RHNBHDHC | 5 | 0.83333 | HOUETARHNBHDHCN09_OLDI_FDIELCE01 | 0.97 | HOUETARHNBHDHCN09_OLDI | HOUETARHNDIELCE01_OLDI | DIELCE01 | BHDHCN09 | ETA_OLDI | DIELCE01_BHDHCN09 | 5 | 0 | 1.1 | Unlikely
HOUETARHNBHDHCN07_OLDI_FDIELCE01_D83 | Residential heating technology - Direct district heating substation - plus connection pipe - plus distribution (heating density: medium ) - apartment complex - existing building - distributed level 0.83 | HOUDHC | HOUETARHN_OLDI_DMD | MKr20 | 2020 | 0.46802 | 0.0019206 | [6 empty] | ETA | I | OLD |  |  | RHNBHDHC | 5 | 0.83333 | HOUETARHNBHDHCN07_OLDI_FDIELCE01 | 0.97 | HOUETARHNBHDHCN07_OLDI | HOUETARHNDIELCE01_OLDI | DIELCE01 | BHDHCN07 | ETA_OLDI | DIELCE01_BHDHCN07 | 5 | 0 | 1.1 | Unlikely
HOUETARHNBHDHCN07_OLDI_FDIELCE01_D83 | Residential heating technology - Direct district heating substation - plus connection pipe - plus distribution (heating density: medium ) - apartment complex - existing building - distributed level 0.83 | HOUDHC | HOUETARHN_OLDI_DMD | MKr20 | 2025 | 0.46077 | 0.0019465 | [6 empty] | ETA | I | OLD |  |  | RHNBHDHC | 5 | 0.83333 | HOUETARHNBHDHCN07_OLDI_FDIELCE01 | 0.97 | HOUETARHNBHDHCN07_OLDI | HOUETARHNDIELCE01_OLDI | DIELCE01 | BHDHCN07 | ETA_OLDI | DIELCE01_BHDHCN07 | 5 | 0 | 1.1 | Unlikely
HOUETARHNBHDHCN07_OLDI_FDIELCE01_D83 | Residential heating technology - Direct district heating substation - plus connection pipe - plus distribution (heating density: medium ) - apartment complex - existing building - distributed level 0.83 | HOUDHC | HOUETARHN_OLDI_DMD | MKr20 | 2030 | 0.45369 | 0.0019179 | [6 empty] | ETA | I | OLD |  |  | RHNBHDHC | 5 | 0.83333 | HOUETARHNBHDHCN07_OLDI_FDIELCE01 | 0.97 | HOUETARHNBHDHCN07_OLDI | HOUETARHNDIELCE01_OLDI | DIELCE01 | BHDHCN07 | ETA_OLDI | DIELCE01_BHDHCN07 | 5 | 0 | 1.1 | Unlikely
HOUETARHNBHDHCN07_OLDI_FDIELCE01_D83 | Residential heating technology - Direct district heating substation - plus connection pipe - plus distribution (heating density: medium ) - apartment complex - existing building - distributed level 0.83 | HOUDHC | HOUETARHN_OLDI_DMD | MKr20 | 2040 | 0.44007 | 0.0018597 | [6 empty] | ETA | I | OLD |  |  | RHNBHDHC | 5 | 0.83333 | HOUETARHNBHDHCN07_OLDI_FDIELCE01 | 0.97 | HOUETARHNBHDHCN07_OLDI | HOUETARHNDIELCE01_OLDI | DIELCE01 | BHDHCN07 | ETA_OLDI | DIELCE01_BHDHCN07 | 5 | 0 | 1.1 | Unlikely
HOUETARHNBHDHCN07_OLDI_FDIELCE01_D83 | Residential heating technology - Direct district heating substation - plus connection pipe - plus distribution (heating density: medium ) - apartment complex - existing building - distributed level 0.83 | HOUDHC | HOUETARHN_OLDI_DMD | MKr20 | 2050 | 0.42711 | 0.0017854 | [6 empty] | ETA | I | OLD |  |  | RHNBHDHC | 5 | 0.83333 | HOUETARHNBHDHCN07_OLDI_FDIELCE01 | 0.97 | HOUETARHNBHDHCN07_OLDI | HOUETARHNDIELCE01_OLDI | DIELCE01 | BHDHCN07 | ETA_OLDI | DIELCE01_BHDHCN07 | 5 | 0 | 1.1 | Unlikely
HOUETARHNBHDHCN05_OLDI_FDIELCE01_D83 | Residential heating technology - Direct district heating substation - plus connection pipe - plus distribution (heating density: high ) - apartment complex - existing building - distributed level 0.83 | HOUDHC | HOUETARHN_OLDI_DMD | MKr20 | 2020 | 0.38818 | 0.0019206 | [6 empty] | ETA | I | OLD |  |  | RHNBHDHC | 5 | 0.83333 | HOUETARHNBHDHCN05_OLDI_FDIELCE01 | 0.97 | HOUETARHNBHDHCN05_OLDI | HOUETARHNDIELCE01_OLDI | DIELCE01 | BHDHCN05 | ETA_OLDI | DIELCE01_BHDHCN05 | 5 | 0 | 1.1 | Unlikely
HOUETARHNBHDHCN05_OLDI_FDIELCE01_D83 | Residential heating technology - Direct district heating substation - plus connection pipe - plus distribution (heating density: high ) - apartment complex - existing building - distributed level 0.83 | HOUDHC | HOUETARHN_OLDI_DMD | MKr20 | 2025 | 0.38093 | 0.0019465 | [6 empty] | ETA | I | OLD |  |  | RHNBHDHC | 5 | 0.83333 | HOUETARHNBHDHCN05_OLDI_FDIELCE01 | 0.97 | HOUETARHNBHDHCN05_OLDI | HOUETARHNDIELCE01_OLDI | DIELCE01 | BHDHCN05 | ETA_OLDI | DIELCE01_BHDHCN05 | 5 | 0 | 1.1 | Unlikely
HOUETARHNBHDHCN05_OLDI_FDIELCE01_D83 | Residential heating technology - Direct district heating substation - plus connection pipe - plus distribution (heating density: high ) - apartment complex - existing building - distributed level 0.83 | HOUDHC | HOUETARHN_OLDI_DMD | MKr20 | 2030 | 0.37386 | 0.0019179 | [6 empty] | ETA | I | OLD |  |  | RHNBHDHC | 5 | 0.83333 | HOUETARHNBHDHCN05_OLDI_FDIELCE01 | 0.97 | HOUETARHNBHDHCN05_OLDI | HOUETARHNDIELCE01_OLDI | DIELCE01 | BHDHCN05 | ETA_OLDI | DIELCE01_BHDHCN05 | 5 | 0 | 1.1 | Unlikely
HOUETARHNBHDHCN05_OLDI_FDIELCE01_D83 | Residential heating technology - Direct district heating substation - plus connection pipe - plus distribution (heating density: high ) - apartment complex - existing building - distributed level 0.83 | HOUDHC | HOUETARHN_OLDI_DMD | MKr20 | 2040 | 0.36023 | 0.0018597 | [6 empty] | ETA | I | OLD |  |  | RHNBHDHC | 5 | 0.83333 | HOUETARHNBHDHCN05_OLDI_FDIELCE01 | 0.97 | HOUETARHNBHDHCN05_OLDI | HOUETARHNDIELCE01_OLDI | DIELCE01 | BHDHCN05 | ETA_OLDI | DIELCE01_BHDHCN05 | 5 | 0 | 1.1 | Unlikely
HOUETARHNBHDHCN05_OLDI_FDIELCE01_D83 | Residential heating technology - Direct district heating substation - plus connection pipe - plus distribution (heating density: high ) - apartment complex - existing building - distributed level 0.83 | HOUDHC | HOUETARHN_OLDI_DMD | MKr20 | 2050 | 0.34727 | 0.0017854 | [6 empty] | ETA | I | OLD |  |  | RHNBHDHC | 5 | 0.83333 | HOUETARHNBHDHCN05_OLDI_FDIELCE01 | 0.97 | HOUETARHNBHDHCN05_OLDI | HOUETARHNDIELCE01_OLDI | DIELCE01 | BHDHCN05 | ETA_OLDI | DIELCE01_BHDHCN05 | 5 | 0 | 1.1 | Unlikely
HOUPARRHNHPELCN07_OLDC_FDIELCE01_D83 | Residential heating technology - Heat pump, Air-to-water, low-price product - single-family house - existing building - distributed level 0.83 | HOUELC, HOUAMB | HOUPARRHN_OLDC_DMD | MKr20 | 2020 | 13.3086 | 0.44459 | 0.36256 | [5 empty] | PAR | C | OLD | 2.7581 |  | RHNHPELC | 5 | 0.83333 | HOUPARRHNHPELCN07_OLDC_FDIELCE01 | 0.539 | HOUPARRHNHPELCN07_OLDC | HOUPARRHNDIELCE01_OLDC | DIELCE01 | HPELCN07 | PAR_OLDC | DIELCE01_HPELCN07 | 5 | 0 | 1.1 | Unlikely
HOUPARRHNHPELCN07_OLDC_FDIELCE01_D83 | Residential heating technology - Heat pump, Air-to-water, low-price product - single-family house - existing building - distributed level 0.83 | HOUELC, HOUAMB | HOUPARRHN_OLDC_DMD | MKr20 | 2025 | 12.175 | 0.341 | 0.3453 | [5 empty] | PAR | C | OLD | 2.8961 |  | RHNHPELC | 5 | 0.83333 | HOUPARRHNHPELCN07_OLDC_FDIELCE01 | 0.539 | HOUPARRHNHPELCN07_OLDC | HOUPARRHNDIELCE01_OLDC | DIELCE01 | HPELCN07 | PAR_OLDC | DIELCE01_HPELCN07 | 5 | 0 | 1.1 | Unlikely
HOUPARRHNHPELCN07_OLDC_FDIELCE01_D83 | Residential heating technology - Heat pump, Air-to-water, low-price product - single-family house - existing building - distributed level 0.83 | HOUELC, HOUAMB | HOUPARRHN_OLDC_DMD | MKr20 | 2030 | 11.0413 | 0.33694 | 0.3296 | [5 empty] | PAR | C | OLD | 3.034 |  | RHNHPELC | 5 | 0.83333 | HOUPARRHNHPELCN07_OLDC_FDIELCE01 | 0.539 | HOUPARRHNHPELCN07_OLDC | HOUPARRHNDIELCE01_OLDC | DIELCE01 | HPELCN07 | PAR_OLDC | DIELCE01_HPELCN07 | 5 | 0 | 1.1 | Unlikely
HOUPARRHNHPELCN07_OLDC_FDIELCE01_D83 | Residential heating technology - Heat pump, Air-to-water, low-price product - single-family house - existing building - distributed level 0.83 | HOUELC, HOUAMB | HOUPARRHN_OLDC_DMD | MKr20 | 2040 | 10.1381 | 0.32942 | 0.31527 | [5 empty] | PAR | C | OLD | 3.1719 |  | RHNHPELC | 5 | 0.83333 | HOUPARRHNHPELCN07_OLDC_FDIELCE01 | 0.539 | HOUPARRHNHPELCN07_OLDC | HOUPARRHNDIELCE01_OLDC | DIELCE01 | HPELCN07 | PAR_OLDC | DIELCE01_HPELCN07 | 5 | 0 | 1.1 | Unlikely
HOUPARRHNHPELCN07_OLDC_FDIELCE01_D83 | Residential heating technology - Heat pump, Air-to-water, low-price product - single-family house - existing building - distributed level 0.83 | HOUELC, HOUAMB | HOUPARRHN_OLDC_DMD | MKr20 | 2050 | 9.2349 | 0.32189 | 0.30639 | [5 empty] | PAR | C | OLD | 3.2638 |  | RHNHPELC | 5 | 0.83333 | HOUPARRHNHPELCN07_OLDC_FDIELCE01 | 0.539 | HOUPARRHNHPELCN07_OLDC | HOUPARRHNDIELCE01_OLDC | DIELCE01 | HPELCN07 | PAR_OLDC | DIELCE01_HPELCN07 | 5 | 0 | 1.1 | Unlikely
HOUPARRHNHPELCN05_OLDC_FDIELCE01_D83 | Residential heating technology - Heat pump, Air-to-water - leasing - single-family house - existing building - distributed level 0.83 | HOUELC, HOUAMB | HOUPARRHN_OLDC_DMD | MKr20 | 2020 | 13.6477 | 1.2309 | 0.3453 | [5 empty] | PAR | C | OLD | 2.8961 |  | RHNHPELC | 5 | 0.83333 | HOUPARRHNHPELCN05_OLDC_FDIELCE01 | 0.539 | HOUPARRHNHPELCN05_OLDC | HOUPARRHNDIELCE01_OLDC | DIELCE01 | HPELCN05 | PAR_OLDC | DIELCE01_HPELCN05 | 5 | 0 | 1.1 | Unlikely
HOUPARRHNHPELCN05_OLDC_FDIELCE01_D83 | Residential heating technology - Heat pump, Air-to-water - leasing - single-family house - existing building - distributed level 0.83 | HOUELC, HOUAMB | HOUPARRHN_OLDC_DMD | MKr20 | 2025 | 12.5885 | 1.0617 | 0.3296 | [5 empty] | PAR | C | OLD | 3.034 |  | RHNHPELC | 5 | 0.83333 | HOUPARRHNHPELCN05_OLDC_FDIELCE01 | 0.539 | HOUPARRHNHPELCN05_OLDC | HOUPARRHNDIELCE01_OLDC | DIELCE01 | HPELCN05 | PAR_OLDC | DIELCE01_HPELCN05 | 5 | 0 | 1.1 | Unlikely
HOUPARRHNHPELCN05_OLDC_FDIELCE01_D83 | Residential heating technology - Heat pump, Air-to-water - leasing - single-family house - existing building - distributed level 0.83 | HOUELC, HOUAMB | HOUPARRHN_OLDC_DMD | MKr20 | 2030 | 11.5293 | 0.99194 | 0.31527 | [5 empty] | PAR | C | OLD | 3.1719 |  | RHNHPELC | 5 | 0.83333 | HOUPARRHNHPELCN05_OLDC_FDIELCE01 | 0.539 | HOUPARRHNHPELCN05_OLDC | HOUPARRHNDIELCE01_OLDC | DIELCE01 | HPELCN05 | PAR_OLDC | DIELCE01_HPELCN05 | 5 | 0 | 1.1 | Unlikely
HOUPARRHNHPELCN05_OLDC_FDIELCE01_D83 | Residential heating technology - Heat pump, Air-to-water - leasing - single-family house - existing building - distributed level 0.83 | HOUELC, HOUAMB | HOUPARRHN_OLDC_DMD | MKr20 | 2040 | 10.6703 | 0.93116 | 0.30214 | [5 empty] | PAR | C | OLD | 3.3098 |  | RHNHPELC | 5 | 0.83333 | HOUPARRHNHPELCN05_OLDC_FDIELCE01 | 0.539 | HOUPARRHNHPELCN05_OLDC | HOUPARRHNDIELCE01_OLDC | DIELCE01 | HPELCN05 | PAR_OLDC | DIELCE01_HPELCN05 | 5 | 0 | 1.1 | Unlikely
HOUPARRHNHPELCN05_OLDC_FDIELCE01_D83 | Residential heating technology - Heat pump, Air-to-water - leasing - single-family house - existing building - distributed level 0.83 | HOUELC, HOUAMB | HOUPARRHN_OLDC_DMD | MKr20 | 2050 | 9.8112 | 0.87038 | 0.29397 | [5 empty] | PAR | C | OLD | 3.4017 |  | RHNHPELC | 5 | 0.83333 | HOUPARRHNHPELCN05_OLDC_FDIELCE01 | 0.539 | HOUPARRHNHPELCN05_OLDC | HOUPARRHNDIELCE01_OLDC | DIELCE01 | HPELCN05 | PAR_OLDC | DIELCE01_HPELCN05 | 5 | 0 | 1.1 | Unlikely
HOUPARRHNHPELCN04_OLDC_FDIELCE01_D83 | Residential heating technology - Heat pump, Ground source - single-family house - existing building - distributed level 0.83 | HOUELC, HOUAMB | HOUPARRHN_OLDC_DMD | MKr20 | 2020 | 32.8624 | 0.35501 | 0.31527 | [5 empty] | PAR | C | OLD | 3.1719 |  | RHNHPELC | 5 | 0.83333 | HOUPARRHNHPELCN04_OLDC_FDIELCE01 | 0.539 | HOUPARRHNHPELCN04_OLDC | HOUPARRHNDIELCE01_OLDC | DIELCE01 | HPELCN04 | PAR_OLDC | DIELCE01_HPELCN04 | 6 | 0 | 1 | New
HOUPARRHNHPELCN04_OLDC_FDIELCE01_D83 | Residential heating technology - Heat pump, Ground source - single-family house - existing building - distributed level 0.83 | HOUELC, HOUAMB | HOUPARRHN_OLDC_DMD | MKr20 | 2025 | 31.2193 | 0.25142 | 0.30639 | [5 empty] | PAR | C | OLD | 3.2638 |  | RHNHPELC | 5 | 0.83333 | HOUPARRHNHPELCN04_OLDC_FDIELCE01 | 0.539 | HOUPARRHNHPELCN04_OLDC | HOUPARRHNDIELCE01_OLDC | DIELCE01 | HPELCN04 | PAR_OLDC | DIELCE01_HPELCN04 | 6 | 0 | 1 | New
HOUPARRHNHPELCN04_OLDC_FDIELCE01_D83 | Residential heating technology - Heat pump, Ground source - single-family house - existing building - distributed level 0.83 | HOUELC, HOUAMB | HOUPARRHN_OLDC_DMD | MKr20 | 2030 | 29.5762 | 0.24736 | 0.298 | [5 empty] | PAR | C | OLD | 3.3557 |  | RHNHPELC | 5 | 0.83333 | HOUPARRHNHPELCN04_OLDC_FDIELCE01 | 0.539 | HOUPARRHNHPELCN04_OLDC | HOUPARRHNDIELCE01_OLDC | DIELCE01 | HPELCN04 | PAR_OLDC | DIELCE01_HPELCN04 | 6 | 0 | 1 | New
HOUPARRHNHPELCN04_OLDC_FDIELCE01_D83 | Residential heating technology - Heat pump, Ground source - single-family house - existing building - distributed level 0.83 | HOUELC, HOUAMB | HOUPARRHN_OLDC_DMD | MKr20 | 2040 | 28.0974 | 0.23984 | 0.28623 | [5 empty] | PAR | C | OLD | 3.4936 |  | RHNHPELC | 5 | 0.83333 | HOUPARRHNHPELCN04_OLDC_FDIELCE01 | 0.539 | HOUPARRHNHPELCN04_OLDC | HOUPARRHNDIELCE01_OLDC | DIELCE01 | HPELCN04 | PAR_OLDC | DIELCE01_HPELCN04 | 6 | 0 | 1 | New
HOUPARRHNHPELCN04_OLDC_FDIELCE01_D83 | Residential heating technology - Heat pump, Ground source - single-family house - existing building - distributed level 0.83 | HOUELC, HOUAMB | HOUPARRHN_OLDC_DMD | MKr20 | 2050 | 26.6186 | 0.23231 | 0.28252 | [5 empty] | PAR | C | OLD | 3.5396 |  | RHNHPELC | 5 | 0.83333 | HOUPARRHNHPELCN04_OLDC_FDIELCE01 | 0.539 | HOUPARRHNHPELCN04_OLDC | HOUPARRHNDIELCE01_OLDC | DIELCE01 | HPELCN04 | PAR_OLDC | DIELCE01_HPELCN04 | 6 | 0 | 1 | New
HOUPARRHNHPELCN03_OLDC_FDIELCE01_D83 | Residential heating technology - Heat pump, Air-to-water - single-family house - existing building - distributed level 0.83 | HOUELC, HOUAMB | HOUPARRHN_OLDC_DMD | MKr20 | 2020 | 24.8141 | 0.38487 | 0.3453 | [5 empty] | PAR | C | OLD | 2.8961 |  | RHNHPELC | 5 | 0.83333 | HOUPARRHNHPELCN03_OLDC_FDIELCE01 | 0.539 | HOUPARRHNHPELCN03_OLDC | HOUPARRHNDIELCE01_OLDC | DIELCE01 | HPELCN03 | PAR_OLDC | DIELCE01_HPELCN03 | 6 | 0 | 1 | New
HOUPARRHNHPELCN03_OLDC_FDIELCE01_D83 | Residential heating technology - Heat pump, Air-to-water - single-family house - existing building - distributed level 0.83 | HOUELC, HOUAMB | HOUPARRHN_OLDC_DMD | MKr20 | 2025 | 22.8882 | 0.28128 | 0.3296 | [5 empty] | PAR | C | OLD | 3.034 |  | RHNHPELC | 5 | 0.83333 | HOUPARRHNHPELCN03_OLDC_FDIELCE01 | 0.539 | HOUPARRHNHPELCN03_OLDC | HOUPARRHNDIELCE01_OLDC | DIELCE01 | HPELCN03 | PAR_OLDC | DIELCE01_HPELCN03 | 6 | 0 | 1 | New
HOUPARRHNHPELCN03_OLDC_FDIELCE01_D83 | Residential heating technology - Heat pump, Air-to-water - single-family house - existing building - distributed level 0.83 | HOUELC, HOUAMB | HOUPARRHN_OLDC_DMD | MKr20 | 2030 | 20.9624 | 0.27722 | 0.31527 | [5 empty] | PAR | C | OLD | 3.1719 |  | RHNHPELC | 5 | 0.83333 | HOUPARRHNHPELCN03_OLDC_FDIELCE01 | 0.539 | HOUPARRHNHPELCN03_OLDC | HOUPARRHNDIELCE01_OLDC | DIELCE01 | HPELCN03 | PAR_OLDC | DIELCE01_HPELCN03 | 6 | 0 | 1 | New
HOUPARRHNHPELCN03_OLDC_FDIELCE01_D83 | Residential heating technology - Heat pump, Air-to-water - single-family house - existing building - distributed level 0.83 | HOUELC, HOUAMB | HOUPARRHN_OLDC_DMD | MKr20 | 2040 | 19.4005 | 0.2697 | 0.30214 | [5 empty] | PAR | C | OLD | 3.3098 |  | RHNHPELC | 5 | 0.83333 | HOUPARRHNHPELCN03_OLDC_FDIELCE01 | 0.539 | HOUPARRHNHPELCN03_OLDC | HOUPARRHNDIELCE01_OLDC | DIELCE01 | HPELCN03 | PAR_OLDC | DIELCE01_HPELCN03 | 6 | 0 | 1 | New
HOUPARRHNHPELCN03_OLDC_FDIELCE01_D83 | Residential heating technology - Heat pump, Air-to-water - single-family house - existing building - distributed level 0.83 | HOUELC, HOUAMB | HOUPARRHN_OLDC_DMD | MKr20 | 2050 | 17.8385 | 0.26217 | 0.29397 | [5 empty] | PAR | C | OLD | 3.4017 |  | RHNHPELC | 5 | 0.83333 | HOUPARRHNHPELCN03_OLDC_FDIELCE01 | 0.539 | HOUPARRHNHPELCN03_OLDC | HOUPARRHNDIELCE01_OLDC | DIELCE01 | HPELCN03 | PAR_OLDC | DIELCE01_HPELCN03 | 6 | 0 | 1 | New
HOUPARRHNHPELCN02_OLDC_FDIELCE01_D83 | Residential heating technology - Heat pump, Air-to-air - single-family house - existing building - distributed level 0.83 | HOUELC, HOUAMB | HOUPARRHN_OLDC_DMD | MKr20 | 2020 | 4.557 | 0.20009 | 0.22427 | [5 empty] | PAR | C | OLD | 4.459 |  | RHNHPELC | 5 | 0.83333 | HOUPARRHNHPELCN02_OLDC_FDIELCE01 | 0.539 | HOUPARRHNHPELCN02_OLDC | HOUPARRHNDIELCE01_OLDC | DIELCE01 | HPELCN02 | PAR_OLDC | DIELCE01_HPELCN02 | 5 | 0 | 1.1 | Unlikely
HOUPARRHNHPELCN02_OLDC_FDIELCE01_D83 | Residential heating technology - Heat pump, Air-to-air - single-family house - existing building - distributed level 0.83 | HOUELC, HOUAMB | HOUPARRHN_OLDC_DMD | MKr20 | 2025 | 4.4456 | 0.13594 | 0.21327 | [5 empty] | PAR | C | OLD | 4.6888 |  | RHNHPELC | 5 | 0.83333 | HOUPARRHNHPELCN02_OLDC_FDIELCE01 | 0.539 | HOUPARRHNHPELCN02_OLDC | HOUPARRHNDIELCE01_OLDC | DIELCE01 | HPELCN02 | PAR_OLDC | DIELCE01_HPELCN02 | 5 | 0 | 1.1 | Unlikely
HOUPARRHNHPELCN02_OLDC_FDIELCE01_D83 | Residential heating technology - Heat pump, Air-to-air - single-family house - existing building - distributed level 0.83 | HOUELC, HOUAMB | HOUPARRHN_OLDC_DMD | MKr20 | 2030 | 4.3342 | 0.13343 | 0.20522 | [5 empty] | PAR | C | OLD | 4.8727 |  | RHNHPELC | 5 | 0.83333 | HOUPARRHNHPELCN02_OLDC_FDIELCE01 | 0.539 | HOUPARRHNHPELCN02_OLDC | HOUPARRHNDIELCE01_OLDC | DIELCE01 | HPELCN02 | PAR_OLDC | DIELCE01_HPELCN02 | 5 | 0 | 1.1 | Unlikely
HOUPARRHNHPELCN02_OLDC_FDIELCE01_D83 | Residential heating technology - Heat pump, Air-to-air - single-family house - existing building - distributed level 0.83 | HOUELC, HOUAMB | HOUPARRHN_OLDC_DMD | MKr20 | 2040 | 4.1275 | 0.12877 | 0.19776 | [5 empty] | PAR | C | OLD | 5.0566 |  | RHNHPELC | 5 | 0.83333 | HOUPARRHNHPELCN02_OLDC_FDIELCE01 | 0.539 | HOUPARRHNHPELCN02_OLDC | HOUPARRHNDIELCE01_OLDC | DIELCE01 | HPELCN02 | PAR_OLDC | DIELCE01_HPELCN02 | 5 | 0 | 1.1 | Unlikely
HOUPARRHNHPELCN02_OLDC_FDIELCE01_D83 | Residential heating technology - Heat pump, Air-to-air - single-family house - existing building - distributed level 0.83 | HOUELC, HOUAMB | HOUPARRHN_OLDC_DMD | MKr20 | 2050 | 3.9207 | 0.12411 | 0.19423 | [5 empty] | PAR | C | OLD | 5.1485 |  | RHNHPELC | 5 | 0.83333 | HOUPARRHNHPELCN02_OLDC_FDIELCE01 | 0.539 | HOUPARRHNHPELCN02_OLDC | HOUPARRHNDIELCE01_OLDC | DIELCE01 | HPELCN02 | PAR_OLDC | DIELCE01_HPELCN02 | 5 | 0 | 1.1 | Unlikely
HOUPARRHNDIELCN06_OLDC_FDIELCE01_D83 | Residential heating technology - Electric heating - electric panel from Bauhaus - single-family house - new building - distributed level 0.83 | HOUELC | HOUPARRHN_OLDC_DMD | MKr20 | 2020 | 0.57481 | 0 | [6 empty] | PAR | C | OLD |  |  | RHNDIELC | 5 | 0.83333 | HOUPARRHNDIELCN06_OLDC_FDIELCE01 | 0.539 | HOUPARRHNDIELCN06_OLDC | HOUPARRHNDIELCE01_OLDC | DIELCE01 | DIELCN06 | PAR_OLDC | DIELCE01_DIELCN06 | 2 | 0 | 0.9 | Same
HOUPARRHNDIELCN06_OLDC_FDIELCE01_D83 | Residential heating technology - Electric heating - electric panel from Bauhaus - single-family house - new building - distributed level 0.83 | HOUELC | HOUPARRHN_OLDC_DMD | MKr20 | 2025 | 0.57481 | 0 | [6 empty] | PAR | C | OLD |  |  | RHNDIELC | 5 | 0.83333 | HOUPARRHNDIELCN06_OLDC_FDIELCE01 | 0.539 | HOUPARRHNDIELCN06_OLDC | HOUPARRHNDIELCE01_OLDC | DIELCE01 | DIELCN06 | PAR_OLDC | DIELCE01_DIELCN06 | 2 | 0 | 0.9 | Same
HOUPARRHNDIELCN06_OLDC_FDIELCE01_D83 | Residential heating technology - Electric heating - electric panel from Bauhaus - single-family house - new building - distributed level 0.83 | HOUELC | HOUPARRHN_OLDC_DMD | MKr20 | 2030 | 0.57481 | 0 | [6 empty] | PAR | C | OLD |  |  | RHNDIELC | 5 | 0.83333 | HOUPARRHNDIELCN06_OLDC_FDIELCE01 | 0.539 | HOUPARRHNDIELCN06_OLDC | HOUPARRHNDIELCE01_OLDC | DIELCE01 | DIELCN06 | PAR_OLDC | DIELCE01_DIELCN06 | 2 | 0 | 0.9 | Same
HOUPARRHNDIELCN06_OLDC_FDIELCE01_D83 | Residential heating technology - Electric heating - electric panel from Bauhaus - single-family house - new building - distributed level 0.83 | HOUELC | HOUPARRHN_OLDC_DMD | MKr20 | 2040 | 0.57481 | 0 | [6 empty] | PAR | C | OLD |  |  | RHNDIELC | 5 | 0.83333 | HOUPARRHNDIELCN06_OLDC_FDIELCE01 | 0.539 | HOUPARRHNDIELCN06_OLDC | HOUPARRHNDIELCE01_OLDC | DIELCE01 | DIELCN06 | PAR_OLDC | DIELCE01_DIELCN06 | 2 | 0 | 0.9 | Same
HOUPARRHNDIELCN06_OLDC_FDIELCE01_D83 | Residential heating technology - Electric heating - electric panel from Bauhaus - single-family house - new building - distributed level 0.83 | HOUELC | HOUPARRHN_OLDC_DMD | MKr20 | 2050 | 0.57481 | 0 | [6 empty] | PAR | C | OLD |  |  | RHNDIELC | 5 | 0.83333 | HOUPARRHNDIELCN06_OLDC_FDIELCE01 | 0.539 | HOUPARRHNDIELCN06_OLDC | HOUPARRHNDIELCE01_OLDC | DIELCE01 | DIELCN06 | PAR_OLDC | DIELCE01_DIELCN06 | 2 | 0 | 0.9 | Same
HOUPARRHNDIELCN01_OLDC_FDIELCE01_D83 | Residential heating technology - Electric heating - single-family house - new building - distributed level 0.83 | HOUELC | HOUPARRHN_OLDC_DMD | MKr20 | 2020 | 6.9841 | 0.06921 | [6 empty] | PAR | C | OLD |  |  | RHNDIELC | 5 | 0.83333 | HOUPARRHNDIELCN01_OLDC_FDIELCE01 | 0.539 | HOUPARRHNDIELCN01_OLDC | HOUPARRHNDIELCE01_OLDC | DIELCE01 | DIELCN01 | PAR_OLDC | DIELCE01_DIELCN01 | 2 | 0 | 0.9 | Same
HOUPARRHNDIELCN01_OLDC_FDIELCE01_D83 | Residential heating technology - Electric heating - single-family house - new building - distributed level 0.83 | HOUELC | HOUPARRHN_OLDC_DMD | MKr20 | 2025 | 6.8113 | 0.06921 | [6 empty] | PAR | C | OLD |  |  | RHNDIELC | 5 | 0.83333 | HOUPARRHNDIELCN01_OLDC_FDIELCE01 | 0.539 | HOUPARRHNDIELCN01_OLDC | HOUPARRHNDIELCE01_OLDC | DIELCE01 | DIELCN01 | PAR_OLDC | DIELCE01_DIELCN01 | 2 | 0 | 0.9 | Same
HOUPARRHNDIELCN01_OLDC_FDIELCE01_D83 | Residential heating technology - Electric heating - single-family house - new building - distributed level 0.83 | HOUELC | HOUPARRHN_OLDC_DMD | MKr20 | 2030 | 6.6427 | 0.066326 | [6 empty] | PAR | C | OLD |  |  | RHNDIELC | 5 | 0.83333 | HOUPARRHNDIELCN01_OLDC_FDIELCE01 | 0.539 | HOUPARRHNDIELCN01_OLDC | HOUPARRHNDIELCE01_OLDC | DIELCE01 | DIELCN01 | PAR_OLDC | DIELCE01_DIELCN01 | 2 | 0 | 0.9 | Same
HOUPARRHNDIELCN01_OLDC_FDIELCE01_D83 | Residential heating technology - Electric heating - single-family house - new building - distributed level 0.83 | HOUELC | HOUPARRHN_OLDC_DMD | MKr20 | 2040 | 6.3179 | 0.063442 | [6 empty] | PAR | C | OLD |  |  | RHNDIELC | 5 | 0.83333 | HOUPARRHNDIELCN01_OLDC_FDIELCE01 | 0.539 | HOUPARRHNDIELCN01_OLDC | HOUPARRHNDIELCE01_OLDC | DIELCE01 | DIELCN01 | PAR_OLDC | DIELCE01_DIELCN01 | 2 | 0 | 0.9 | Same
HOUPARRHNDIELCN01_OLDC_FDIELCE01_D83 | Residential heating technology - Electric heating - single-family house - new building - distributed level 0.83 | HOUELC | HOUPARRHN_OLDC_DMD | MKr20 | 2050 | 6.009 | 0.060559 | [6 empty] | PAR | C | OLD |  |  | RHNDIELC | 5 | 0.83333 | HOUPARRHNDIELCN01_OLDC_FDIELCE01 | 0.539 | HOUPARRHNDIELCN01_OLDC | HOUPARRHNDIELCE01_OLDC | DIELCE01 | DIELCN01 | PAR_OLDC | DIELCE01_DIELCN01 | 2 | 0 | 0.9 | Same
HOUPARRHNBHSOLN01_OLDC_FDIELCE01_D83 | Residential heating technology - Solar heating system - single-family house - existing building - distributed level 0.83 | HOUSOL | HOUPARRHN_OLDC_DMD | MKr20 | 2020 | 9.3804 | 0.10804 | [6 empty] | PAR | C | OLD |  |  | RHNBHSOL | 5 | 0.83333 | HOUPARRHNBHSOLN01_OLDC_FDIELCE01 | 0.539 | HOUPARRHNBHSOLN01_OLDC | HOUPARRHNDIELCE01_OLDC | DIELCE01 | BHSOLN01 | PAR_OLDC | DIELCE01_BHSOLN01 | 5 | 0 | 1.1 | Unlikely
HOUPARRHNBHSOLN01_OLDC_FDIELCE01_D83 | Residential heating technology - Solar heating system - single-family house - existing building - distributed level 0.83 | HOUSOL | HOUPARRHN_OLDC_DMD | MKr20 | 2025 | 9.1482 | 0.10145 | [6 empty] | PAR | C | OLD |  |  | RHNBHSOL | 5 | 0.83333 | HOUPARRHNBHSOLN01_OLDC_FDIELCE01 | 0.539 | HOUPARRHNBHSOLN01_OLDC | HOUPARRHNDIELCE01_OLDC | DIELCE01 | BHSOLN01 | PAR_OLDC | DIELCE01_BHSOLN01 | 5 | 0 | 1.1 | Unlikely
HOUPARRHNBHSOLN01_OLDC_FDIELCE01_D83 | Residential heating technology - Solar heating system - single-family house - existing building - distributed level 0.83 | HOUSOL | HOUPARRHN_OLDC_DMD | MKr20 | 2030 | 8.9218 | 0.098974 | [6 empty] | PAR | C | OLD |  |  | RHNBHSOL | 5 | 0.83333 | HOUPARRHNBHSOLN01_OLDC_FDIELCE01 | 0.539 | HOUPARRHNBHSOLN01_OLDC | HOUPARRHNDIELCE01_OLDC | DIELCE01 | BHSOLN01 | PAR_OLDC | DIELCE01_BHSOLN01 | 5 | 0 | 1.1 | Unlikely
HOUPARRHNBHSOLN01_OLDC_FDIELCE01_D83 | Residential heating technology - Solar heating system - single-family house - existing building - distributed level 0.83 | HOUSOL | HOUPARRHN_OLDC_DMD | MKr20 | 2040 | 8.4856 | 0.093619 | [6 empty] | PAR | C | OLD |  |  | RHNBHSOL | 5 | 0.83333 | HOUPARRHNBHSOLN01_OLDC_FDIELCE01 | 0.539 | HOUPARRHNBHSOLN01_OLDC | HOUPARRHNDIELCE01_OLDC | DIELCE01 | BHSOLN01 | PAR_OLDC | DIELCE01_BHSOLN01 | 5 | 0 | 1.1 | Unlikely
HOUPARRHNBHSOLN01_OLDC_FDIELCE01_D83 | Residential heating technology - Solar heating system - single-family house - existing building - distributed level 0.83 | HOUSOL | HOUPARRHN_OLDC_DMD | MKr20 | 2050 | 8.0707 | 0.088263 | [6 empty] | PAR | C | OLD |  |  | RHNBHSOL | 5 | 0.83333 | HOUPARRHNBHSOLN01_OLDC_FDIELCE01 | 0.539 | HOUPARRHNBHSOLN01_OLDC | HOUPARRHNDIELCE01_OLDC | DIELCE01 | BHSOLN01 | PAR_OLDC | DIELCE01_BHSOLN01 | 5 | 0 | 1.1 | Unlikely
HOUPARRHNBHDHCN03_OLDC_FDIELCE01_D83 | Residential heating technology - Direct district heating substation - plus connection pipe - single-family house - existing building - distributed level 0.83 | HOUDHC | HOUPARRHN_OLDC_DMD | MKr20 | 2020 | 3.7272 | 0.035153 | [6 empty] | PAR | C | OLD |  |  | RHNBHDHC | 5 | 0.83333 | HOUPARRHNBHDHCN03_OLDC_FDIELCE01 | 0.539 | HOUPARRHNBHDHCN03_OLDC | HOUPARRHNDIELCE01_OLDC | DIELCE01 | BHDHCN03 | PAR_OLDC | DIELCE01_BHDHCN03 | 6 | 0 | 1 | New
HOUPARRHNBHDHCN03_OLDC_FDIELCE01_D83 | Residential heating technology - Direct district heating substation - plus connection pipe - single-family house - existing building - distributed level 0.83 | HOUDHC | HOUPARRHN_OLDC_DMD | MKr20 | 2025 | 3.684 | 0.034893 | [6 empty] | PAR | C | OLD |  |  | RHNBHDHC | 5 | 0.83333 | HOUPARRHNBHDHCN03_OLDC_FDIELCE01 | 0.539 | HOUPARRHNBHDHCN03_OLDC | HOUPARRHNDIELCE01_OLDC | DIELCE01 | BHDHCN03 | PAR_OLDC | DIELCE01_BHDHCN03 | 6 | 0 | 1 | New
HOUPARRHNBHDHCN03_OLDC_FDIELCE01_D83 | Residential heating technology - Direct district heating substation - plus connection pipe - single-family house - existing building - distributed level 0.83 | HOUDHC | HOUPARRHN_OLDC_DMD | MKr20 | 2030 | 3.6479 | 0.03427 | [6 empty] | PAR | C | OLD |  |  | RHNBHDHC | 5 | 0.83333 | HOUPARRHNBHDHCN03_OLDC_FDIELCE01 | 0.539 | HOUPARRHNBHDHCN03_OLDC | HOUPARRHNDIELCE01_OLDC | DIELCE01 | BHDHCN03 | PAR_OLDC | DIELCE01_BHDHCN03 | 6 | 0 | 1 | New
HOUPARRHNBHDHCN03_OLDC_FDIELCE01_D83 | Residential heating technology - Direct district heating substation - plus connection pipe - single-family house - existing building - distributed level 0.83 | HOUDHC | HOUPARRHN_OLDC_DMD | MKr20 | 2040 | 3.583 | 0.032794 | [6 empty] | PAR | C | OLD |  |  | RHNBHDHC | 5 | 0.83333 | HOUPARRHNBHDHCN03_OLDC_FDIELCE01 | 0.539 | HOUPARRHNBHDHCN03_OLDC | HOUPARRHNDIELCE01_OLDC | DIELCE01 | BHDHCN03 | PAR_OLDC | DIELCE01_BHDHCN03 | 6 | 0 | 1 | New
HOUPARRHNBHDHCN03_OLDC_FDIELCE01_D83 | Residential heating technology - Direct district heating substation - plus connection pipe - single-family house - existing building - distributed level 0.83 | HOUDHC | HOUPARRHN_OLDC_DMD | MKr20 | 2050 | 3.511 | 0.030647 | [6 empty] | PAR | C | OLD |  |  | RHNBHDHC | 5 | 0.83333 | HOUPARRHNBHDHCN03_OLDC_FDIELCE01 | 0.539 | HOUPARRHNBHDHCN03_OLDC | HOUPARRHNDIELCE01_OLDC | DIELCE01 | BHDHCN03 | PAR_OLDC | DIELCE01_BHDHCN03 | 6 | 0 | 1 | New
HOUPARRHNHPELCN07_OLDD_FDIELCE01_D83 | Residential heating technology - Heat pump, Air-to-water, low-price product - single-family house - existing building - distributed level 0.83 | HOUELC, HOUAMB | HOUPARRHN_OLDD_DMD | MKr20 | 2020 | 13.3086 | 0.44459 | 0.36256 | [5 empty] | PAR | D | OLD | 2.7581 |  | RHNHPELC | 5 | 0.83333 | HOUPARRHNHPELCN07_OLDD_FDIELCE01 | 0.539 | HOUPARRHNHPELCN07_OLDD | HOUPARRHNDIELCE01_OLDD | DIELCE01 | HPELCN07 | PAR_OLDD | DIELCE01_HPELCN07 | 5 | 0 | 1.1 | Unlikely
HOUPARRHNHPELCN07_OLDD_FDIELCE01_D83 | Residential heating technology - Heat pump, Air-to-water, low-price product - single-family house - existing building - distributed level 0.83 | HOUELC, HOUAMB | HOUPARRHN_OLDD_DMD | MKr20 | 2025 | 12.175 | 0.341 | 0.3453 | [5 empty] | PAR | D | OLD | 2.8961 |  | RHNHPELC | 5 | 0.83333 | HOUPARRHNHPELCN07_OLDD_FDIELCE01 | 0.539 | HOUPARRHNHPELCN07_OLDD | HOUPARRHNDIELCE01_OLDD | DIELCE01 | HPELCN07 | PAR_OLDD | DIELCE01_HPELCN07 | 5 | 0 | 1.1 | Unlikely
HOUPARRHNHPELCN07_OLDD_FDIELCE01_D83 | Residential heating technology - Heat pump, Air-to-water, low-price product - single-family house - existing building - distributed level 0.83 | HOUELC, HOUAMB | HOUPARRHN_OLDD_DMD | MKr20 | 2030 | 11.0413 | 0.33694 | 0.3296 | [5 empty] | PAR | D | OLD | 3.034 |  | RHNHPELC | 5 | 0.83333 | HOUPARRHNHPELCN07_OLDD_FDIELCE01 | 0.539 | HOUPARRHNHPELCN07_OLDD | HOUPARRHNDIELCE01_OLDD | DIELCE01 | HPELCN07 | PAR_OLDD | DIELCE01_HPELCN07 | 5 | 0 | 1.1 | Unlikely
HOUPARRHNHPELCN07_OLDD_FDIELCE01_D83 | Residential heating technology - Heat pump, Air-to-water, low-price product - single-family house - existing building - distributed level 0.83 | HOUELC, HOUAMB | HOUPARRHN_OLDD_DMD | MKr20 | 2040 | 10.1381 | 0.32942 | 0.31527 | [5 empty] | PAR | D | OLD | 3.1719 |  | RHNHPELC | 5 | 0.83333 | HOUPARRHNHPELCN07_OLDD_FDIELCE01 | 0.539 | HOUPARRHNHPELCN07_OLDD | HOUPARRHNDIELCE01_OLDD | DIELCE01 | HPELCN07 | PAR_OLDD | DIELCE01_HPELCN07 | 5 | 0 | 1.1 | Unlikely
HOUPARRHNHPELCN07_OLDD_FDIELCE01_D83 | Residential heating technology - Heat pump, Air-to-water, low-price product - single-family house - existing building - distributed level 0.83 | HOUELC, HOUAMB | HOUPARRHN_OLDD_DMD | MKr20 | 2050 | 9.2349 | 0.32189 | 0.30639 | [5 empty] | PAR | D | OLD | 3.2638 |  | RHNHPELC | 5 | 0.83333 | HOUPARRHNHPELCN07_OLDD_FDIELCE01 | 0.539 | HOUPARRHNHPELCN07_OLDD | HOUPARRHNDIELCE01_OLDD | DIELCE01 | HPELCN07 | PAR_OLDD | DIELCE01_HPELCN07 | 5 | 0 | 1.1 | Unlikely
HOUPARRHNHPELCN05_OLDD_FDIELCE01_D83 | Residential heating technology - Heat pump, Air-to-water - leasing - single-family house - existing building - distributed level 0.83 | HOUELC, HOUAMB | HOUPARRHN_OLDD_DMD | MKr20 | 2020 | 13.6477 | 1.2309 | 0.3453 | [5 empty] | PAR | D | OLD | 2.8961 |  | RHNHPELC | 5 | 0.83333 | HOUPARRHNHPELCN05_OLDD_FDIELCE01 | 0.539 | HOUPARRHNHPELCN05_OLDD | HOUPARRHNDIELCE01_OLDD | DIELCE01 | HPELCN05 | PAR_OLDD | DIELCE01_HPELCN05 | 5 | 0 | 1.1 | Unlikely
HOUPARRHNHPELCN05_OLDD_FDIELCE01_D83 | Residential heating technology - Heat pump, Air-to-water - leasing - single-family house - existing building - distributed level 0.83 | HOUELC, HOUAMB | HOUPARRHN_OLDD_DMD | MKr20 | 2025 | 12.5885 | 1.0617 | 0.3296 | [5 empty] | PAR | D | OLD | 3.034 |  | RHNHPELC | 5 | 0.83333 | HOUPARRHNHPELCN05_OLDD_FDIELCE01 | 0.539 | HOUPARRHNHPELCN05_OLDD | HOUPARRHNDIELCE01_OLDD | DIELCE01 | HPELCN05 | PAR_OLDD | DIELCE01_HPELCN05 | 5 | 0 | 1.1 | Unlikely
HOUPARRHNHPELCN05_OLDD_FDIELCE01_D83 | Residential heating technology - Heat pump, Air-to-water - leasing - single-family house - existing building - distributed level 0.83 | HOUELC, HOUAMB | HOUPARRHN_OLDD_DMD | MKr20 | 2030 | 11.5293 | 0.99194 | 0.31527 | [5 empty] | PAR | D | OLD | 3.1719 |  | RHNHPELC | 5 | 0.83333 | HOUPARRHNHPELCN05_OLDD_FDIELCE01 | 0.539 | HOUPARRHNHPELCN05_OLDD | HOUPARRHNDIELCE01_OLDD | DIELCE01 | HPELCN05 | PAR_OLDD | DIELCE01_HPELCN05 | 5 | 0 | 1.1 | Unlikely
HOUPARRHNHPELCN05_OLDD_FDIELCE01_D83 | Residential heating technology - Heat pump, Air-to-water - leasing - single-family house - existing building - distributed level 0.83 | HOUELC, HOUAMB | HOUPARRHN_OLDD_DMD | MKr20 | 2040 | 10.6703 | 0.93116 | 0.30214 | [5 empty] | PAR | D | OLD | 3.3098 |  | RHNHPELC | 5 | 0.83333 | HOUPARRHNHPELCN05_OLDD_FDIELCE01 | 0.539 | HOUPARRHNHPELCN05_OLDD | HOUPARRHNDIELCE01_OLDD | DIELCE01 | HPELCN05 | PAR_OLDD | DIELCE01_HPELCN05 | 5 | 0 | 1.1 | Unlikely
HOUPARRHNHPELCN05_OLDD_FDIELCE01_D83 | Residential heating technology - Heat pump, Air-to-water - leasing - single-family house - existing building - distributed level 0.83 | HOUELC, HOUAMB | HOUPARRHN_OLDD_DMD | MKr20 | 2050 | 9.8112 | 0.87038 | 0.29397 | [5 empty] | PAR | D | OLD | 3.4017 |  | RHNHPELC | 5 | 0.83333 | HOUPARRHNHPELCN05_OLDD_FDIELCE01 | 0.539 | HOUPARRHNHPELCN05_OLDD | HOUPARRHNDIELCE01_OLDD | DIELCE01 | HPELCN05 | PAR_OLDD | DIELCE01_HPELCN05 | 5 | 0 | 1.1 | Unlikely
HOUPARRHNHPELCN04_OLDD_FDIELCE01_D83 | Residential heating technology - Heat pump, Ground source - single-family house - existing building - distributed level 0.83 | HOUELC, HOUAMB | HOUPARRHN_OLDD_DMD | MKr20 | 2020 | 32.8624 | 0.35501 | 0.31527 | [5 empty] | PAR | D | OLD | 3.1719 |  | RHNHPELC | 5 | 0.83333 | HOUPARRHNHPELCN04_OLDD_FDIELCE01 | 0.539 | HOUPARRHNHPELCN04_OLDD | HOUPARRHNDIELCE01_OLDD | DIELCE01 | HPELCN04 | PAR_OLDD | DIELCE01_HPELCN04 | 6 | 0 | 1 | New
HOUPARRHNHPELCN04_OLDD_FDIELCE01_D83 | Residential heating technology - Heat pump, Ground source - single-family house - existing building - distributed level 0.83 | HOUELC, HOUAMB | HOUPARRHN_OLDD_DMD | MKr20 | 2025 | 31.2193 | 0.25142 | 0.30639 | [5 empty] | PAR | D | OLD | 3.2638 |  | RHNHPELC | 5 | 0.83333 | HOUPARRHNHPELCN04_OLDD_FDIELCE01 | 0.539 | HOUPARRHNHPELCN04_OLDD | HOUPARRHNDIELCE01_OLDD | DIELCE01 | HPELCN04 | PAR_OLDD | DIELCE01_HPELCN04 | 6 | 0 | 1 | New
HOUPARRHNHPELCN04_OLDD_FDIELCE01_D83 | Residential heating technology - Heat pump, Ground source - single-family house - existing building - distributed level 0.83 | HOUELC, HOUAMB | HOUPARRHN_OLDD_DMD | MKr20 | 2030 | 29.5762 | 0.24736 | 0.298 | [5 empty] | PAR | D | OLD | 3.3557 |  | RHNHPELC | 5 | 0.83333 | HOUPARRHNHPELCN04_OLDD_FDIELCE01 | 0.539 | HOUPARRHNHPELCN04_OLDD | HOUPARRHNDIELCE01_OLDD | DIELCE01 | HPELCN04 | PAR_OLDD | DIELCE01_HPELCN04 | 6 | 0 | 1 | New
HOUPARRHNHPELCN04_OLDD_FDIELCE01_D83 | Residential heating technology - Heat pump, Ground source - single-family house - existing building - distributed level 0.83 | HOUELC, HOUAMB | HOUPARRHN_OLDD_DMD | MKr20 | 2040 | 28.0974 | 0.23984 | 0.28623 | [5 empty] | PAR | D | OLD | 3.4936 |  | RHNHPELC | 5 | 0.83333 | HOUPARRHNHPELCN04_OLDD_FDIELCE01 | 0.539 | HOUPARRHNHPELCN04_OLDD | HOUPARRHNDIELCE01_OLDD | DIELCE01 | HPELCN04 | PAR_OLDD | DIELCE01_HPELCN04 | 6 | 0 | 1 | New
HOUPARRHNHPELCN04_OLDD_FDIELCE01_D83 | Residential heating technology - Heat pump, Ground source - single-family house - existing building - distributed level 0.83 | HOUELC, HOUAMB | HOUPARRHN_OLDD_DMD | MKr20 | 2050 | 26.6186 | 0.23231 | 0.28252 | [5 empty] | PAR | D | OLD | 3.5396 |  | RHNHPELC | 5 | 0.83333 | HOUPARRHNHPELCN04_OLDD_FDIELCE01 | 0.539 | HOUPARRHNHPELCN04_OLDD | HOUPARRHNDIELCE01_OLDD | DIELCE01 | HPELCN04 | PAR_OLDD | DIELCE01_HPELCN04 | 6 | 0 | 1 | New
HOUPARRHNHPELCN03_OLDD_FDIELCE01_D83 | Residential heating technology - Heat pump, Air-to-water - single-family house - existing building - distributed level 0.83 | HOUELC, HOUAMB | HOUPARRHN_OLDD_DMD | MKr20 | 2020 | 24.8141 | 0.38487 | 0.3453 | [5 empty] | PAR | D | OLD | 2.8961 |  | RHNHPELC | 5 | 0.83333 | HOUPARRHNHPELCN03_OLDD_FDIELCE01 | 0.539 | HOUPARRHNHPELCN03_OLDD | HOUPARRHNDIELCE01_OLDD | DIELCE01 | HPELCN03 | PAR_OLDD | DIELCE01_HPELCN03 | 6 | 0 | 1 | New
HOUPARRHNHPELCN03_OLDD_FDIELCE01_D83 | Residential heating technology - Heat pump, Air-to-water - single-family house - existing building - distributed level 0.83 | HOUELC, HOUAMB | HOUPARRHN_OLDD_DMD | MKr20 | 2025 | 22.8882 | 0.28128 | 0.3296 | [5 empty] | PAR | D | OLD | 3.034 |  | RHNHPELC | 5 | 0.83333 | HOUPARRHNHPELCN03_OLDD_FDIELCE01 | 0.539 | HOUPARRHNHPELCN03_OLDD | HOUPARRHNDIELCE01_OLDD | DIELCE01 | HPELCN03 | PAR_OLDD | DIELCE01_HPELCN03 | 6 | 0 | 1 | New
HOUPARRHNHPELCN03_OLDD_FDIELCE01_D83 | Residential heating technology - Heat pump, Air-to-water - single-family house - existing building - distributed level 0.83 | HOUELC, HOUAMB | HOUPARRHN_OLDD_DMD | MKr20 | 2030 | 20.9624 | 0.27722 | 0.31527 | [5 empty] | PAR | D | OLD | 3.1719 |  | RHNHPELC | 5 | 0.83333 | HOUPARRHNHPELCN03_OLDD_FDIELCE01 | 0.539 | HOUPARRHNHPELCN03_OLDD | HOUPARRHNDIELCE01_OLDD | DIELCE01 | HPELCN03 | PAR_OLDD | DIELCE01_HPELCN03 | 6 | 0 | 1 | New
HOUPARRHNHPELCN03_OLDD_FDIELCE01_D83 | Residential heating technology - Heat pump, Air-to-water - single-family house - existing building - distributed level 0.83 | HOUELC, HOUAMB | HOUPARRHN_OLDD_DMD | MKr20 | 2040 | 19.4005 | 0.2697 | 0.30214 | [5 empty] | PAR | D | OLD | 3.3098 |  | RHNHPELC | 5 | 0.83333 | HOUPARRHNHPELCN03_OLDD_FDIELCE01 | 0.539 | HOUPARRHNHPELCN03_OLDD | HOUPARRHNDIELCE01_OLDD | DIELCE01 | HPELCN03 | PAR_OLDD | DIELCE01_HPELCN03 | 6 | 0 | 1 | New
HOUPARRHNHPELCN03_OLDD_FDIELCE01_D83 | Residential heating technology - Heat pump, Air-to-water - single-family house - existing building - distributed level 0.83 | HOUELC, HOUAMB | HOUPARRHN_OLDD_DMD | MKr20 | 2050 | 17.8385 | 0.26217 | 0.29397 | [5 empty] | PAR | D | OLD | 3.4017 |  | RHNHPELC | 5 | 0.83333 | HOUPARRHNHPELCN03_OLDD_FDIELCE01 | 0.539 | HOUPARRHNHPELCN03_OLDD | HOUPARRHNDIELCE01_OLDD | DIELCE01 | HPELCN03 | PAR_OLDD | DIELCE01_HPELCN03 | 6 | 0 | 1 | New
HOUPARRHNHPELCN02_OLDD_FDIELCE01_D83 | Residential heating technology - Heat pump, Air-to-air - single-family house - existing building - distributed level 0.83 | HOUELC, HOUAMB | HOUPARRHN_OLDD_DMD | MKr20 | 2020 | 4.557 | 0.20009 | 0.22427 | [5 empty] | PAR | D | OLD | 4.459 |  | RHNHPELC | 5 | 0.83333 | HOUPARRHNHPELCN02_OLDD_FDIELCE01 | 0.539 | HOUPARRHNHPELCN02_OLDD | HOUPARRHNDIELCE01_OLDD | DIELCE01 | HPELCN02 | PAR_OLDD | DIELCE01_HPELCN02 | 5 | 0 | 1.1 | Unlikely
HOUPARRHNHPELCN02_OLDD_FDIELCE01_D83 | Residential heating technology - Heat pump, Air-to-air - single-family house - existing building - distributed level 0.83 | HOUELC, HOUAMB | HOUPARRHN_OLDD_DMD | MKr20 | 2025 | 4.4456 | 0.13594 | 0.21327 | [5 empty] | PAR | D | OLD | 4.6888 |  | RHNHPELC | 5 | 0.83333 | HOUPARRHNHPELCN02_OLDD_FDIELCE01 | 0.539 | HOUPARRHNHPELCN02_OLDD | HOUPARRHNDIELCE01_OLDD | DIELCE01 | HPELCN02 | PAR_OLDD | DIELCE01_HPELCN02 | 5 | 0 | 1.1 | Unlikely
HOUPARRHNHPELCN02_OLDD_FDIELCE01_D83 | Residential heating technology - Heat pump, Air-to-air - single-family house - existing building - distributed level 0.83 | HOUELC, HOUAMB | HOUPARRHN_OLDD_DMD | MKr20 | 2030 | 4.3342 | 0.13343 | 0.20522 | [5 empty] | PAR | D | OLD | 4.8727 |  | RHNHPELC | 5 | 0.83333 | HOUPARRHNHPELCN02_OLDD_FDIELCE01 | 0.539 | HOUPARRHNHPELCN02_OLDD | HOUPARRHNDIELCE01_OLDD | DIELCE01 | HPELCN02 | PAR_OLDD | DIELCE01_HPELCN02 | 5 | 0 | 1.1 | Unlikely
HOUPARRHNHPELCN02_OLDD_FDIELCE01_D83 | Residential heating technology - Heat pump, Air-to-air - single-family house - existing building - distributed level 0.83 | HOUELC, HOUAMB | HOUPARRHN_OLDD_DMD | MKr20 | 2040 | 4.1275 | 0.12877 | 0.19776 | [5 empty] | PAR | D | OLD | 5.0566 |  | RHNHPELC | 5 | 0.83333 | HOUPARRHNHPELCN02_OLDD_FDIELCE01 | 0.539 | HOUPARRHNHPELCN02_OLDD | HOUPARRHNDIELCE01_OLDD | DIELCE01 | HPELCN02 | PAR_OLDD | DIELCE01_HPELCN02 | 5 | 0 | 1.1 | Unlikely
HOUPARRHNHPELCN02_OLDD_FDIELCE01_D83 | Residential heating technology - Heat pump, Air-to-air - single-family house - existing building - distributed level 0.83 | HOUELC, HOUAMB | HOUPARRHN_OLDD_DMD | MKr20 | 2050 | 3.9207 | 0.12411 | 0.19423 | [5 empty] | PAR | D | OLD | 5.1485 |  | RHNHPELC | 5 | 0.83333 | HOUPARRHNHPELCN02_OLDD_FDIELCE01 | 0.539 | HOUPARRHNHPELCN02_OLDD | HOUPARRHNDIELCE01_OLDD | DIELCE01 | HPELCN02 | PAR_OLDD | DIELCE01_HPELCN02 | 5 | 0 | 1.1 | Unlikely
HOUPARRHNDIELCN06_OLDD_FDIELCE01_D83 | Residential heating technology - Electric heating - electric panel from Bauhaus - single-family house - new building - distributed level 0.83 | HOUELC | HOUPARRHN_OLDD_DMD | MKr20 | 2020 | 0.57481 | 0 | [6 empty] | PAR | D | OLD |  |  | RHNDIELC | 5 | 0.83333 | HOUPARRHNDIELCN06_OLDD_FDIELCE01 | 0.539 | HOUPARRHNDIELCN06_OLDD | HOUPARRHNDIELCE01_OLDD | DIELCE01 | DIELCN06 | PAR_OLDD | DIELCE01_DIELCN06 | 2 | 0 | 0.9 | Same
HOUPARRHNDIELCN06_OLDD_FDIELCE01_D83 | Residential heating technology - Electric heating - electric panel from Bauhaus - single-family house - new building - distributed level 0.83 | HOUELC | HOUPARRHN_OLDD_DMD | MKr20 | 2025 | 0.57481 | 0 | [6 empty] | PAR | D | OLD |  |  | RHNDIELC | 5 | 0.83333 | HOUPARRHNDIELCN06_OLDD_FDIELCE01 | 0.539 | HOUPARRHNDIELCN06_OLDD | HOUPARRHNDIELCE01_OLDD | DIELCE01 | DIELCN06 | PAR_OLDD | DIELCE01_DIELCN06 | 2 | 0 | 0.9 | Same
HOUPARRHNDIELCN06_OLDD_FDIELCE01_D83 | Residential heating technology - Electric heating - electric panel from Bauhaus - single-family house - new building - distributed level 0.83 | HOUELC | HOUPARRHN_OLDD_DMD | MKr20 | 2030 | 0.57481 | 0 | [6 empty] | PAR | D | OLD |  |  | RHNDIELC | 5 | 0.83333 | HOUPARRHNDIELCN06_OLDD_FDIELCE01 | 0.539 | HOUPARRHNDIELCN06_OLDD | HOUPARRHNDIELCE01_OLDD | DIELCE01 | DIELCN06 | PAR_OLDD | DIELCE01_DIELCN06 | 2 | 0 | 0.9 | Same
HOUPARRHNDIELCN06_OLDD_FDIELCE01_D83 | Residential heating technology - Electric heating - electric panel from Bauhaus - single-family house - new building - distributed level 0.83 | HOUELC | HOUPARRHN_OLDD_DMD | MKr20 | 2040 | 0.57481 | 0 | [6 empty] | PAR | D | OLD |  |  | RHNDIELC | 5 | 0.83333 | HOUPARRHNDIELCN06_OLDD_FDIELCE01 | 0.539 | HOUPARRHNDIELCN06_OLDD | HOUPARRHNDIELCE01_OLDD | DIELCE01 | DIELCN06 | PAR_OLDD | DIELCE01_DIELCN06 | 2 | 0 | 0.9 | Same
HOUPARRHNDIELCN06_OLDD_FDIELCE01_D83 | Residential heating technology - Electric heating - electric panel from Bauhaus - single-family house - new building - distributed level 0.83 | HOUELC | HOUPARRHN_OLDD_DMD | MKr20 | 2050 | 0.57481 | 0 | [6 empty] | PAR | D | OLD |  |  | RHNDIELC | 5 | 0.83333 | HOUPARRHNDIELCN06_OLDD_FDIELCE01 | 0.539 | HOUPARRHNDIELCN06_OLDD | HOUPARRHNDIELCE01_OLDD | DIELCE01 | DIELCN06 | PAR_OLDD | DIELCE01_DIELCN06 | 2 | 0 | 0.9 | Same
HOUPARRHNDIELCN01_OLDD_FDIELCE01_D83 | Residential heating technology - Electric heating - single-family house - new building - distributed level 0.83 | HOUELC | HOUPARRHN_OLDD_DMD | MKr20 | 2020 | 6.9841 | 0.06921 | [6 empty] | PAR | D | OLD |  |  | RHNDIELC | 5 | 0.83333 | HOUPARRHNDIELCN01_OLDD_FDIELCE01 | 0.539 | HOUPARRHNDIELCN01_OLDD | HOUPARRHNDIELCE01_OLDD | DIELCE01 | DIELCN01 | PAR_OLDD | DIELCE01_DIELCN01 | 2 | 0 | 0.9 | Same
HOUPARRHNDIELCN01_OLDD_FDIELCE01_D83 | Residential heating technology - Electric heating - single-family house - new building - distributed level 0.83 | HOUELC | HOUPARRHN_OLDD_DMD | MKr20 | 2025 | 6.8113 | 0.06921 | [6 empty] | PAR | D | OLD |  |  | RHNDIELC | 5 | 0.83333 | HOUPARRHNDIELCN01_OLDD_FDIELCE01 | 0.539 | HOUPARRHNDIELCN01_OLDD | HOUPARRHNDIELCE01_OLDD | DIELCE01 | DIELCN01 | PAR_OLDD | DIELCE01_DIELCN01 | 2 | 0 | 0.9 | Same
HOUPARRHNDIELCN01_OLDD_FDIELCE01_D83 | Residential heating technology - Electric heating - single-family house - new building - distributed level 0.83 | HOUELC | HOUPARRHN_OLDD_DMD | MKr20 | 2030 | 6.6427 | 0.066326 | [6 empty] | PAR | D | OLD |  |  | RHNDIELC | 5 | 0.83333 | HOUPARRHNDIELCN01_OLDD_FDIELCE01 | 0.539 | HOUPARRHNDIELCN01_OLDD | HOUPARRHNDIELCE01_OLDD | DIELCE01 | DIELCN01 | PAR_OLDD | DIELCE01_DIELCN01 | 2 | 0 | 0.9 | Same
HOUPARRHNDIELCN01_OLDD_FDIELCE01_D83 | Residential heating technology - Electric heating - single-family house - new building - distributed level 0.83 | HOUELC | HOUPARRHN_OLDD_DMD | MKr20 | 2040 | 6.3179 | 0.063442 | [6 empty] | PAR | D | OLD |  |  | RHNDIELC | 5 | 0.83333 | HOUPARRHNDIELCN01_OLDD_FDIELCE01 | 0.539 | HOUPARRHNDIELCN01_OLDD | HOUPARRHNDIELCE01_OLDD | DIELCE01 | DIELCN01 | PAR_OLDD | DIELCE01_DIELCN01 | 2 | 0 | 0.9 | Same
HOUPARRHNDIELCN01_OLDD_FDIELCE01_D83 | Residential heating technology - Electric heating - single-family house - new building - distributed level 0.83 | HOUELC | HOUPARRHN_OLDD_DMD | MKr20 | 2050 | 6.009 | 0.060559 | [6 empty] | PAR | D | OLD |  |  | RHNDIELC | 5 | 0.83333 | HOUPARRHNDIELCN01_OLDD_FDIELCE01 | 0.539 | HOUPARRHNDIELCN01_OLDD | HOUPARRHNDIELCE01_OLDD | DIELCE01 | DIELCN01 | PAR_OLDD | DIELCE01_DIELCN01 | 2 | 0 | 0.9 | Same
HOUPARRHNBHSOLN01_OLDD_FDIELCE01_D83 | Residential heating technology - Solar heating system - single-family house - existing building - distributed level 0.83 | HOUSOL | HOUPARRHN_OLDD_DMD | MKr20 | 2020 | 9.3804 | 0.10804 | [6 empty] | PAR | D | OLD |  |  | RHNBHSOL | 5 | 0.83333 | HOUPARRHNBHSOLN01_OLDD_FDIELCE01 | 0.539 | HOUPARRHNBHSOLN01_OLDD | HOUPARRHNDIELCE01_OLDD | DIELCE01 | BHSOLN01 | PAR_OLDD | DIELCE01_BHSOLN01 | 5 | 0 | 1.1 | Unlikely
HOUPARRHNBHSOLN01_OLDD_FDIELCE01_D83 | Residential heating technology - Solar heating system - single-family house - existing building - distributed level 0.83 | HOUSOL | HOUPARRHN_OLDD_DMD | MKr20 | 2025 | 9.1482 | 0.10145 | [6 empty] | PAR | D | OLD |  |  | RHNBHSOL | 5 | 0.83333 | HOUPARRHNBHSOLN01_OLDD_FDIELCE01 | 0.539 | HOUPARRHNBHSOLN01_OLDD | HOUPARRHNDIELCE01_OLDD | DIELCE01 | BHSOLN01 | PAR_OLDD | DIELCE01_BHSOLN01 | 5 | 0 | 1.1 | Unlikely
HOUPARRHNBHSOLN01_OLDD_FDIELCE01_D83 | Residential heating technology - Solar heating system - single-family house - existing building - distributed level 0.83 | HOUSOL | HOUPARRHN_OLDD_DMD | MKr20 | 2030 | 8.9218 | 0.098974 | [6 empty] | PAR | D | OLD |  |  | RHNBHSOL | 5 | 0.83333 | HOUPARRHNBHSOLN01_OLDD_FDIELCE01 | 0.539 | HOUPARRHNBHSOLN01_OLDD | HOUPARRHNDIELCE01_OLDD | DIELCE01 | BHSOLN01 | PAR_OLDD | DIELCE01_BHSOLN01 | 5 | 0 | 1.1 | Unlikely
HOUPARRHNBHSOLN01_OLDD_FDIELCE01_D83 | Residential heating technology - Solar heating system - single-family house - existing building - distributed level 0.83 | HOUSOL | HOUPARRHN_OLDD_DMD | MKr20 | 2040 | 8.4856 | 0.093619 | [6 empty] | PAR | D | OLD |  |  | RHNBHSOL | 5 | 0.83333 | HOUPARRHNBHSOLN01_OLDD_FDIELCE01 | 0.539 | HOUPARRHNBHSOLN01_OLDD | HOUPARRHNDIELCE01_OLDD | DIELCE01 | BHSOLN01 | PAR_OLDD | DIELCE01_BHSOLN01 | 5 | 0 | 1.1 | Unlikely
HOUPARRHNBHSOLN01_OLDD_FDIELCE01_D83 | Residential heating technology - Solar heating system - single-family house - existing building - distributed level 0.83 | HOUSOL | HOUPARRHN_OLDD_DMD | MKr20 | 2050 | 8.0707 | 0.088263 | [6 empty] | PAR | D | OLD |  |  | RHNBHSOL | 5 | 0.83333 | HOUPARRHNBHSOLN01_OLDD_FDIELCE01 | 0.539 | HOUPARRHNBHSOLN01_OLDD | HOUPARRHNDIELCE01_OLDD | DIELCE01 | BHSOLN01 | PAR_OLDD | DIELCE01_BHSOLN01 | 5 | 0 | 1.1 | Unlikely
HOUPARRHNBHDHDN03_OLDD_FDIELCE01_D83 | Residential heating technology - Direct district heating substation - plus connection pipe - single-family house - existing building - distributed level 0.83 | HOUDHD | HOUPARRHN_OLDD_DMD | MKr20 | 2020 | 4.1 | 0.035153 | [6 empty] | PAR | D | OLD |  |  | RHNBHDHD | 5 | 0.83333 | HOUPARRHNBHDHDN03_OLDD_FDIELCE01 | 0.539 | HOUPARRHNBHDHDN03_OLDD | HOUPARRHNDIELCE01_OLDD | DIELCE01 | BHDHDN03 | PAR_OLDD | DIELCE01_BHDHDN03 | 5 | 0 | 1.1 | Unlikely
HOUPARRHNBHDHDN03_OLDD_FDIELCE01_D83 | Residential heating technology - Direct district heating substation - plus connection pipe - single-family house - existing building - distributed level 0.83 | HOUDHD | HOUPARRHN_OLDD_DMD | MKr20 | 2025 | 4.0524 | 0.034893 | [6 empty] | PAR | D | OLD |  |  | RHNBHDHD | 5 | 0.83333 | HOUPARRHNBHDHDN03_OLDD_FDIELCE01 | 0.539 | HOUPARRHNBHDHDN03_OLDD | HOUPARRHNDIELCE01_OLDD | DIELCE01 | BHDHDN03 | PAR_OLDD | DIELCE01_BHDHDN03 | 5 | 0 | 1.1 | Unlikely
HOUPARRHNBHDHDN03_OLDD_FDIELCE01_D83 | Residential heating technology - Direct district heating substation - plus connection pipe - single-family house - existing building - distributed level 0.83 | HOUDHD | HOUPARRHN_OLDD_DMD | MKr20 | 2030 | 4.0127 | 0.03427 | [6 empty] | PAR | D | OLD |  |  | RHNBHDHD | 5 | 0.83333 | HOUPARRHNBHDHDN03_OLDD_FDIELCE01 | 0.539 | HOUPARRHNBHDHDN03_OLDD | HOUPARRHNDIELCE01_OLDD | DIELCE01 | BHDHDN03 | PAR_OLDD | DIELCE01_BHDHDN03 | 5 | 0 | 1.1 | Unlikely
HOUPARRHNBHDHDN03_OLDD_FDIELCE01_D83 | Residential heating technology - Direct district heating substation - plus connection pipe - single-family house - existing building - distributed level 0.83 | HOUDHD | HOUPARRHN_OLDD_DMD | MKr20 | 2040 | 3.9413 | 0.032794 | [6 empty] | PAR | D | OLD |  |  | RHNBHDHD | 5 | 0.83333 | HOUPARRHNBHDHDN03_OLDD_FDIELCE01 | 0.539 | HOUPARRHNBHDHDN03_OLDD | HOUPARRHNDIELCE01_OLDD | DIELCE01 | BHDHDN03 | PAR_OLDD | DIELCE01_BHDHDN03 | 5 | 0 | 1.1 | Unlikely
HOUPARRHNBHDHDN03_OLDD_FDIELCE01_D83 | Residential heating technology - Direct district heating substation - plus connection pipe - single-family house - existing building - distributed level 0.83 | HOUDHD | HOUPARRHN_OLDD_DMD | MKr20 | 2050 | 3.862 | 0.030647 | [6 empty] | PAR | D | OLD |  |  | RHNBHDHD | 5 | 0.83333 | HOUPARRHNBHDHDN03_OLDD_FDIELCE01 | 0.539 | HOUPARRHNBHDHDN03_OLDD | HOUPARRHNDIELCE01_OLDD | DIELCE01 | BHDHDN03 | PAR_OLDD | DIELCE01_BHDHDN03 | 5 | 0 | 1.1 | Unlikely
HOUPARRHNHPELCN07_OLDI_FDIELCE01_D83 | Residential heating technology - Heat pump, Air-to-water, low-price product - single-family house - existing building - distributed level 0.83 | HOUELC, HOUAMB | HOUPARRHN_OLDI_DMD | MKr20 | 2020 | 13.3086 | 0.44459 | 0.36256 | [5 empty] | PAR | I | OLD | 2.7581 |  | RHNHPELC | 5 | 0.83333 | HOUPARRHNHPELCN07_OLDI_FDIELCE01 | 0.539 | HOUPARRHNHPELCN07_OLDI | HOUPARRHNDIELCE01_OLDI | DIELCE01 | HPELCN07 | PAR_OLDI | DIELCE01_HPELCN07 | 5 | 0 | 1.1 | Unlikely
HOUPARRHNHPELCN07_OLDI_FDIELCE01_D83 | Residential heating technology - Heat pump, Air-to-water, low-price product - single-family house - existing building - distributed level 0.83 | HOUELC, HOUAMB | HOUPARRHN_OLDI_DMD | MKr20 | 2025 | 12.175 | 0.341 | 0.3453 | [5 empty] | PAR | I | OLD | 2.8961 |  | RHNHPELC | 5 | 0.83333 | HOUPARRHNHPELCN07_OLDI_FDIELCE01 | 0.539 | HOUPARRHNHPELCN07_OLDI | HOUPARRHNDIELCE01_OLDI | DIELCE01 | HPELCN07 | PAR_OLDI | DIELCE01_HPELCN07 | 5 | 0 | 1.1 | Unlikely
HOUPARRHNHPELCN07_OLDI_FDIELCE01_D83 | Residential heating technology - Heat pump, Air-to-water, low-price product - single-family house - existing building - distributed level 0.83 | HOUELC, HOUAMB | HOUPARRHN_OLDI_DMD | MKr20 | 2030 | 11.0413 | 0.33694 | 0.3296 | [5 empty] | PAR | I | OLD | 3.034 |  | RHNHPELC | 5 | 0.83333 | HOUPARRHNHPELCN07_OLDI_FDIELCE01 | 0.539 | HOUPARRHNHPELCN07_OLDI | HOUPARRHNDIELCE01_OLDI | DIELCE01 | HPELCN07 | PAR_OLDI | DIELCE01_HPELCN07 | 5 | 0 | 1.1 | Unlikely
HOUPARRHNHPELCN07_OLDI_FDIELCE01_D83 | Residential heating technology - Heat pump, Air-to-water, low-price product - single-family house - existing building - distributed level 0.83 | HOUELC, HOUAMB | HOUPARRHN_OLDI_DMD | MKr20 | 2040 | 10.1381 | 0.32942 | 0.31527 | [5 empty] | PAR | I | OLD | 3.1719 |  | RHNHPELC | 5 | 0.83333 | HOUPARRHNHPELCN07_OLDI_FDIELCE01 | 0.539 | HOUPARRHNHPELCN07_OLDI | HOUPARRHNDIELCE01_OLDI | DIELCE01 | HPELCN07 | PAR_OLDI | DIELCE01_HPELCN07 | 5 | 0 | 1.1 | Unlikely
HOUPARRHNHPELCN07_OLDI_FDIELCE01_D83 | Residential heating technology - Heat pump, Air-to-water, low-price product - single-family house - existing building - distributed level 0.83 | HOUELC, HOUAMB | HOUPARRHN_OLDI_DMD | MKr20 | 2050 | 9.2349 | 0.32189 | 0.30639 | [5 empty] | PAR | I | OLD | 3.2638 |  | RHNHPELC | 5 | 0.83333 | HOUPARRHNHPELCN07_OLDI_FDIELCE01 | 0.539 | HOUPARRHNHPELCN07_OLDI | HOUPARRHNDIELCE01_OLDI | DIELCE01 | HPELCN07 | PAR_OLDI | DIELCE01_HPELCN07 | 5 | 0 | 1.1 | Unlikely
HOUPARRHNHPELCN05_OLDI_FDIELCE01_D83 | Residential heating technology - Heat pump, Air-to-water - leasing - single-family house - existing building - distributed level 0.83 | HOUELC, HOUAMB | HOUPARRHN_OLDI_DMD | MKr20 | 2020 | 13.6477 | 1.2309 | 0.3453 | [5 empty] | PAR | I | OLD | 2.8961 |  | RHNHPELC | 5 | 0.83333 | HOUPARRHNHPELCN05_OLDI_FDIELCE01 | 0.539 | HOUPARRHNHPELCN05_OLDI | HOUPARRHNDIELCE01_OLDI | DIELCE01 | HPELCN05 | PAR_OLDI | DIELCE01_HPELCN05 | 5 | 0 | 1.1 | Unlikely
HOUPARRHNHPELCN05_OLDI_FDIELCE01_D83 | Residential heating technology - Heat pump, Air-to-water - leasing - single-family house - existing building - distributed level 0.83 | HOUELC, HOUAMB | HOUPARRHN_OLDI_DMD | MKr20 | 2025 | 12.5885 | 1.0617 | 0.3296 | [5 empty] | PAR | I | OLD | 3.034 |  | RHNHPELC | 5 | 0.83333 | HOUPARRHNHPELCN05_OLDI_FDIELCE01 | 0.539 | HOUPARRHNHPELCN05_OLDI | HOUPARRHNDIELCE01_OLDI | DIELCE01 | HPELCN05 | PAR_OLDI | DIELCE01_HPELCN05 | 5 | 0 | 1.1 | Unlikely
HOUPARRHNHPELCN05_OLDI_FDIELCE01_D83 | Residential heating technology - Heat pump, Air-to-water - leasing - single-family house - existing building - distributed level 0.83 | HOUELC, HOUAMB | HOUPARRHN_OLDI_DMD | MKr20 | 2030 | 11.5293 | 0.99194 | 0.31527 | [5 empty] | PAR | I | OLD | 3.1719 |  | RHNHPELC | 5 | 0.83333 | HOUPARRHNHPELCN05_OLDI_FDIELCE01 | 0.539 | HOUPARRHNHPELCN05_OLDI | HOUPARRHNDIELCE01_OLDI | DIELCE01 | HPELCN05 | PAR_OLDI | DIELCE01_HPELCN05 | 5 | 0 | 1.1 | Unlikely
HOUPARRHNHPELCN05_OLDI_FDIELCE01_D83 | Residential heating technology - Heat pump, Air-to-water - leasing - single-family house - existing building - distributed level 0.83 | HOUELC, HOUAMB | HOUPARRHN_OLDI_DMD | MKr20 | 2040 | 10.6703 | 0.93116 | 0.30214 | [5 empty] | PAR | I | OLD | 3.3098 |  | RHNHPELC | 5 | 0.83333 | HOUPARRHNHPELCN05_OLDI_FDIELCE01 | 0.539 | HOUPARRHNHPELCN05_OLDI | HOUPARRHNDIELCE01_OLDI | DIELCE01 | HPELCN05 | PAR_OLDI | DIELCE01_HPELCN05 | 5 | 0 | 1.1 | Unlikely
HOUPARRHNHPELCN05_OLDI_FDIELCE01_D83 | Residential heating technology - Heat pump, Air-to-water - leasing - single-family house - existing building - distributed level 0.83 | HOUELC, HOUAMB | HOUPARRHN_OLDI_DMD | MKr20 | 2050 | 9.8112 | 0.87038 | 0.29397 | [5 empty] | PAR | I | OLD | 3.4017 |  | RHNHPELC | 5 | 0.83333 | HOUPARRHNHPELCN05_OLDI_FDIELCE01 | 0.539 | HOUPARRHNHPELCN05_OLDI | HOUPARRHNDIELCE01_OLDI | DIELCE01 | HPELCN05 | PAR_OLDI | DIELCE01_HPELCN05 | 5 | 0 | 1.1 | Unlikely
HOUPARRHNHPELCN04_OLDI_FDIELCE01_D83 | Residential heating technology - Heat pump, Ground source - single-family house - existing building - distributed level 0.83 | HOUELC, HOUAMB | HOUPARRHN_OLDI_DMD | MKr20 | 2020 | 32.8624 | 0.35501 | 0.31527 | [5 empty] | PAR | I | OLD | 3.1719 |  | RHNHPELC | 5 | 0.83333 | HOUPARRHNHPELCN04_OLDI_FDIELCE01 | 0.539 | HOUPARRHNHPELCN04_OLDI | HOUPARRHNDIELCE01_OLDI | DIELCE01 | HPELCN04 | PAR_OLDI | DIELCE01_HPELCN04 | 6 | 0 | 1 | New
HOUPARRHNHPELCN04_OLDI_FDIELCE01_D83 | Residential heating technology - Heat pump, Ground source - single-family house - existing building - distributed level 0.83 | HOUELC, HOUAMB | HOUPARRHN_OLDI_DMD | MKr20 | 2025 | 31.2193 | 0.25142 | 0.30639 | [5 empty] | PAR | I | OLD | 3.2638 |  | RHNHPELC | 5 | 0.83333 | HOUPARRHNHPELCN04_OLDI_FDIELCE01 | 0.539 | HOUPARRHNHPELCN04_OLDI | HOUPARRHNDIELCE01_OLDI | DIELCE01 | HPELCN04 | PAR_OLDI | DIELCE01_HPELCN04 | 6 | 0 | 1 | New
HOUPARRHNHPELCN04_OLDI_FDIELCE01_D83 | Residential heating technology - Heat pump, Ground source - single-family house - existing building - distributed level 0.83 | HOUELC, HOUAMB | HOUPARRHN_OLDI_DMD | MKr20 | 2030 | 29.5762 | 0.24736 | 0.298 | [5 empty] | PAR | I | OLD | 3.3557 |  | RHNHPELC | 5 | 0.83333 | HOUPARRHNHPELCN04_OLDI_FDIELCE01 | 0.539 | HOUPARRHNHPELCN04_OLDI | HOUPARRHNDIELCE01_OLDI | DIELCE01 | HPELCN04 | PAR_OLDI | DIELCE01_HPELCN04 | 6 | 0 | 1 | New
HOUPARRHNHPELCN04_OLDI_FDIELCE01_D83 | Residential heating technology - Heat pump, Ground source - single-family house - existing building - distributed level 0.83 | HOUELC, HOUAMB | HOUPARRHN_OLDI_DMD | MKr20 | 2040 | 28.0974 | 0.23984 | 0.28623 | [5 empty] | PAR | I | OLD | 3.4936 |  | RHNHPELC | 5 | 0.83333 | HOUPARRHNHPELCN04_OLDI_FDIELCE01 | 0.539 | HOUPARRHNHPELCN04_OLDI | HOUPARRHNDIELCE01_OLDI | DIELCE01 | HPELCN04 | PAR_OLDI | DIELCE01_HPELCN04 | 6 | 0 | 1 | New
HOUPARRHNHPELCN04_OLDI_FDIELCE01_D83 | Residential heating technology - Heat pump, Ground source - single-family house - existing building - distributed level 0.83 | HOUELC, HOUAMB | HOUPARRHN_OLDI_DMD | MKr20 | 2050 | 26.6186 | 0.23231 | 0.28252 | [5 empty] | PAR | I | OLD | 3.5396 |  | RHNHPELC | 5 | 0.83333 | HOUPARRHNHPELCN04_OLDI_FDIELCE01 | 0.539 | HOUPARRHNHPELCN04_OLDI | HOUPARRHNDIELCE01_OLDI | DIELCE01 | HPELCN04 | PAR_OLDI | DIELCE01_HPELCN04 | 6 | 0 | 1 | New
HOUPARRHNHPELCN03_OLDI_FDIELCE01_D83 | Residential heating technology - Heat pump, Air-to-water - single-family house - existing building - distributed level 0.83 | HOUELC, HOUAMB | HOUPARRHN_OLDI_DMD | MKr20 | 2020 | 24.8141 | 0.38487 | 0.3453 | [5 empty] | PAR | I | OLD | 2.8961 |  | RHNHPELC | 5 | 0.83333 | HOUPARRHNHPELCN03_OLDI_FDIELCE01 | 0.539 | HOUPARRHNHPELCN03_OLDI | HOUPARRHNDIELCE01_OLDI | DIELCE01 | HPELCN03 | PAR_OLDI | DIELCE01_HPELCN03 | 6 | 0 | 1 | New
HOUPARRHNHPELCN03_OLDI_FDIELCE01_D83 | Residential heating technology - Heat pump, Air-to-water - single-family house - existing building - distributed level 0.83 | HOUELC, HOUAMB | HOUPARRHN_OLDI_DMD | MKr20 | 2025 | 22.8882 | 0.28128 | 0.3296 | [5 empty] | PAR | I | OLD | 3.034 |  | RHNHPELC | 5 | 0.83333 | HOUPARRHNHPELCN03_OLDI_FDIELCE01 | 0.539 | HOUPARRHNHPELCN03_OLDI | HOUPARRHNDIELCE01_OLDI | DIELCE01 | HPELCN03 | PAR_OLDI | DIELCE01_HPELCN03 | 6 | 0 | 1 | New
HOUPARRHNHPELCN03_OLDI_FDIELCE01_D83 | Residential heating technology - Heat pump, Air-to-water - single-family house - existing building - distributed level 0.83 | HOUELC, HOUAMB | HOUPARRHN_OLDI_DMD | MKr20 | 2030 | 20.9624 | 0.27722 | 0.31527 | [5 empty] | PAR | I | OLD | 3.1719 |  | RHNHPELC | 5 | 0.83333 | HOUPARRHNHPELCN03_OLDI_FDIELCE01 | 0.539 | HOUPARRHNHPELCN03_OLDI | HOUPARRHNDIELCE01_OLDI | DIELCE01 | HPELCN03 | PAR_OLDI | DIELCE01_HPELCN03 | 6 | 0 | 1 | New
HOUPARRHNHPELCN03_OLDI_FDIELCE01_D83 | Residential heating technology - Heat pump, Air-to-water - single-family house - existing building - distributed level 0.83 | HOUELC, HOUAMB | HOUPARRHN_OLDI_DMD | MKr20 | 2040 | 19.4005 | 0.2697 | 0.30214 | [5 empty] | PAR | I | OLD | 3.3098 |  | RHNHPELC | 5 | 0.83333 | HOUPARRHNHPELCN03_OLDI_FDIELCE01 | 0.539 | HOUPARRHNHPELCN03_OLDI | HOUPARRHNDIELCE01_OLDI | DIELCE01 | HPELCN03 | PAR_OLDI | DIELCE01_HPELCN03 | 6 | 0 | 1 | New
HOUPARRHNHPELCN03_OLDI_FDIELCE01_D83 | Residential heating technology - Heat pump, Air-to-water - single-family house - existing building - distributed level 0.83 | HOUELC, HOUAMB | HOUPARRHN_OLDI_DMD | MKr20 | 2050 | 17.8385 | 0.26217 | 0.29397 | [5 empty] | PAR | I | OLD | 3.4017 |  | RHNHPELC | 5 | 0.83333 | HOUPARRHNHPELCN03_OLDI_FDIELCE01 | 0.539 | HOUPARRHNHPELCN03_OLDI | HOUPARRHNDIELCE01_OLDI | DIELCE01 | HPELCN03 | PAR_OLDI | DIELCE01_HPELCN03 | 6 | 0 | 1 | New
HOUPARRHNHPELCN02_OLDI_FDIELCE01_D83 | Residential heating technology - Heat pump, Air-to-air - single-family house - existing building - distributed level 0.83 | HOUELC, HOUAMB | HOUPARRHN_OLDI_DMD | MKr20 | 2020 | 4.557 | 0.20009 | 0.22427 | [5 empty] | PAR | I | OLD | 4.459 |  | RHNHPELC | 5 | 0.83333 | HOUPARRHNHPELCN02_OLDI_FDIELCE01 | 0.539 | HOUPARRHNHPELCN02_OLDI | HOUPARRHNDIELCE01_OLDI | DIELCE01 | HPELCN02 | PAR_OLDI | DIELCE01_HPELCN02 | 5 | 0 | 1.1 | Unlikely
HOUPARRHNHPELCN02_OLDI_FDIELCE01_D83 | Residential heating technology - Heat pump, Air-to-air - single-family house - existing building - distributed level 0.83 | HOUELC, HOUAMB | HOUPARRHN_OLDI_DMD | MKr20 | 2025 | 4.4456 | 0.13594 | 0.21327 | [5 empty] | PAR | I | OLD | 4.6888 |  | RHNHPELC | 5 | 0.83333 | HOUPARRHNHPELCN02_OLDI_FDIELCE01 | 0.539 | HOUPARRHNHPELCN02_OLDI | HOUPARRHNDIELCE01_OLDI | DIELCE01 | HPELCN02 | PAR_OLDI | DIELCE01_HPELCN02 | 5 | 0 | 1.1 | Unlikely
HOUPARRHNHPELCN02_OLDI_FDIELCE01_D83 | Residential heating technology - Heat pump, Air-to-air - single-family house - existing building - distributed level 0.83 | HOUELC, HOUAMB | HOUPARRHN_OLDI_DMD | MKr20 | 2030 | 4.3342 | 0.13343 | 0.20522 | [5 empty] | PAR | I | OLD | 4.8727 |  | RHNHPELC | 5 | 0.83333 | HOUPARRHNHPELCN02_OLDI_FDIELCE01 | 0.539 | HOUPARRHNHPELCN02_OLDI | HOUPARRHNDIELCE01_OLDI | DIELCE01 | HPELCN02 | PAR_OLDI | DIELCE01_HPELCN02 | 5 | 0 | 1.1 | Unlikely
HOUPARRHNHPELCN02_OLDI_FDIELCE01_D83 | Residential heating technology - Heat pump, Air-to-air - single-family house - existing building - distributed level 0.83 | HOUELC, HOUAMB | HOUPARRHN_OLDI_DMD | MKr20 | 2040 | 4.1275 | 0.12877 | 0.19776 | [5 empty] | PAR | I | OLD | 5.0566 |  | RHNHPELC | 5 | 0.83333 | HOUPARRHNHPELCN02_OLDI_FDIELCE01 | 0.539 | HOUPARRHNHPELCN02_OLDI | HOUPARRHNDIELCE01_OLDI | DIELCE01 | HPELCN02 | PAR_OLDI | DIELCE01_HPELCN02 | 5 | 0 | 1.1 | Unlikely
HOUPARRHNHPELCN02_OLDI_FDIELCE01_D83 | Residential heating technology - Heat pump, Air-to-air - single-family house - existing building - distributed level 0.83 | HOUELC, HOUAMB | HOUPARRHN_OLDI_DMD | MKr20 | 2050 | 3.9207 | 0.12411 | 0.19423 | [5 empty] | PAR | I | OLD | 5.1485 |  | RHNHPELC | 5 | 0.83333 | HOUPARRHNHPELCN02_OLDI_FDIELCE01 | 0.539 | HOUPARRHNHPELCN02_OLDI | HOUPARRHNDIELCE01_OLDI | DIELCE01 | HPELCN02 | PAR_OLDI | DIELCE01_HPELCN02 | 5 | 0 | 1.1 | Unlikely
HOUPARRHNDIELCN06_OLDI_FDIELCE01_D83 | Residential heating technology - Electric heating - electric panel from Bauhaus - single-family house - new building - distributed level 0.83 | HOUELC | HOUPARRHN_OLDI_DMD | MKr20 | 2020 | 0.57481 | 0 | [6 empty] | PAR | I | OLD |  |  | RHNDIELC | 5 | 0.83333 | HOUPARRHNDIELCN06_OLDI_FDIELCE01 | 0.539 | HOUPARRHNDIELCN06_OLDI | HOUPARRHNDIELCE01_OLDI | DIELCE01 | DIELCN06 | PAR_OLDI | DIELCE01_DIELCN06 | 2 | 0 | 0.9 | Same
HOUPARRHNDIELCN06_OLDI_FDIELCE01_D83 | Residential heating technology - Electric heating - electric panel from Bauhaus - single-family house - new building - distributed level 0.83 | HOUELC | HOUPARRHN_OLDI_DMD | MKr20 | 2025 | 0.57481 | 0 | [6 empty] | PAR | I | OLD |  |  | RHNDIELC | 5 | 0.83333 | HOUPARRHNDIELCN06_OLDI_FDIELCE01 | 0.539 | HOUPARRHNDIELCN06_OLDI | HOUPARRHNDIELCE01_OLDI | DIELCE01 | DIELCN06 | PAR_OLDI | DIELCE01_DIELCN06 | 2 | 0 | 0.9 | Same
HOUPARRHNDIELCN06_OLDI_FDIELCE01_D83 | Residential heating technology - Electric heating - electric panel from Bauhaus - single-family house - new building - distributed level 0.83 | HOUELC | HOUPARRHN_OLDI_DMD | MKr20 | 2030 | 0.57481 | 0 | [6 empty] | PAR | I | OLD |  |  | RHNDIELC | 5 | 0.83333 | HOUPARRHNDIELCN06_OLDI_FDIELCE01 | 0.539 | HOUPARRHNDIELCN06_OLDI | HOUPARRHNDIELCE01_OLDI | DIELCE01 | DIELCN06 | PAR_OLDI | DIELCE01_DIELCN06 | 2 | 0 | 0.9 | Same
HOUPARRHNDIELCN06_OLDI_FDIELCE01_D83 | Residential heating technology - Electric heating - electric panel from Bauhaus - single-family house - new building - distributed level 0.83 | HOUELC | HOUPARRHN_OLDI_DMD | MKr20 | 2040 | 0.57481 | 0 | [6 empty] | PAR | I | OLD |  |  | RHNDIELC | 5 | 0.83333 | HOUPARRHNDIELCN06_OLDI_FDIELCE01 | 0.539 | HOUPARRHNDIELCN06_OLDI | HOUPARRHNDIELCE01_OLDI | DIELCE01 | DIELCN06 | PAR_OLDI | DIELCE01_DIELCN06 | 2 | 0 | 0.9 | Same
HOUPARRHNDIELCN06_OLDI_FDIELCE01_D83 | Residential heating technology - Electric heating - electric panel from Bauhaus - single-family house - new building - distributed level 0.83 | HOUELC | HOUPARRHN_OLDI_DMD | MKr20 | 2050 | 0.57481 | 0 | [6 empty] | PAR | I | OLD |  |  | RHNDIELC | 5 | 0.83333 | HOUPARRHNDIELCN06_OLDI_FDIELCE01 | 0.539 | HOUPARRHNDIELCN06_OLDI | HOUPARRHNDIELCE01_OLDI | DIELCE01 | DIELCN06 | PAR_OLDI | DIELCE01_DIELCN06 | 2 | 0 | 0.9 | Same
HOUPARRHNDIELCN01_OLDI_FDIELCE01_D83 | Residential heating technology - Electric heating - single-family house - new building - distributed level 0.83 | HOUELC | HOUPARRHN_OLDI_DMD | MKr20 | 2020 | 6.9841 | 0.06921 | [6 empty] | PAR | I | OLD |  |  | RHNDIELC | 5 | 0.83333 | HOUPARRHNDIELCN01_OLDI_FDIELCE01 | 0.539 | HOUPARRHNDIELCN01_OLDI | HOUPARRHNDIELCE01_OLDI | DIELCE01 | DIELCN01 | PAR_OLDI | DIELCE01_DIELCN01 | 2 | 0 | 0.9 | Same
HOUPARRHNDIELCN01_OLDI_FDIELCE01_D83 | Residential heating technology - Electric heating - single-family house - new building - distributed level 0.83 | HOUELC | HOUPARRHN_OLDI_DMD | MKr20 | 2025 | 6.8113 | 0.06921 | [6 empty] | PAR | I | OLD |  |  | RHNDIELC | 5 | 0.83333 | HOUPARRHNDIELCN01_OLDI_FDIELCE01 | 0.539 | HOUPARRHNDIELCN01_OLDI | HOUPARRHNDIELCE01_OLDI | DIELCE01 | DIELCN01 | PAR_OLDI | DIELCE01_DIELCN01 | 2 | 0 | 0.9 | Same
HOUPARRHNDIELCN01_OLDI_FDIELCE01_D83 | Residential heating technology - Electric heating - single-family house - new building - distributed level 0.83 | HOUELC | HOUPARRHN_OLDI_DMD | MKr20 | 2030 | 6.6427 | 0.066326 | [6 empty] | PAR | I | OLD |  |  | RHNDIELC | 5 | 0.83333 | HOUPARRHNDIELCN01_OLDI_FDIELCE01 | 0.539 | HOUPARRHNDIELCN01_OLDI | HOUPARRHNDIELCE01_OLDI | DIELCE01 | DIELCN01 | PAR_OLDI | DIELCE01_DIELCN01 | 2 | 0 | 0.9 | Same
HOUPARRHNDIELCN01_OLDI_FDIELCE01_D83 | Residential heating technology - Electric heating - single-family house - new building - distributed level 0.83 | HOUELC | HOUPARRHN_OLDI_DMD | MKr20 | 2040 | 6.3179 | 0.063442 | [6 empty] | PAR | I | OLD |  |  | RHNDIELC | 5 | 0.83333 | HOUPARRHNDIELCN01_OLDI_FDIELCE01 | 0.539 | HOUPARRHNDIELCN01_OLDI | HOUPARRHNDIELCE01_OLDI | DIELCE01 | DIELCN01 | PAR_OLDI | DIELCE01_DIELCN01 | 2 | 0 | 0.9 | Same
HOUPARRHNDIELCN01_OLDI_FDIELCE01_D83 | Residential heating technology - Electric heating - single-family house - new building - distributed level 0.83 | HOUELC | HOUPARRHN_OLDI_DMD | MKr20 | 2050 | 6.009 | 0.060559 | [6 empty] | PAR | I | OLD |  |  | RHNDIELC | 5 | 0.83333 | HOUPARRHNDIELCN01_OLDI_FDIELCE01 | 0.539 | HOUPARRHNDIELCN01_OLDI | HOUPARRHNDIELCE01_OLDI | DIELCE01 | DIELCN01 | PAR_OLDI | DIELCE01_DIELCN01 | 2 | 0 | 0.9 | Same
HOUPARRHNBHSOLN01_OLDI_FDIELCE01_D83 | Residential heating technology - Solar heating system - single-family house - existing building - distributed level 0.83 | HOUSOL | HOUPARRHN_OLDI_DMD | MKr20 | 2020 | 9.3804 | 0.10804 | [6 empty] | PAR | I | OLD |  |  | RHNBHSOL | 5 | 0.83333 | HOUPARRHNBHSOLN01_OLDI_FDIELCE01 | 0.539 | HOUPARRHNBHSOLN01_OLDI | HOUPARRHNDIELCE01_OLDI | DIELCE01 | BHSOLN01 | PAR_OLDI | DIELCE01_BHSOLN01 | 5 | 0 | 1.1 | Unlikely
HOUPARRHNBHSOLN01_OLDI_FDIELCE01_D83 | Residential heating technology - Solar heating system - single-family house - existing building - distributed level 0.83 | HOUSOL | HOUPARRHN_OLDI_DMD | MKr20 | 2025 | 9.1482 | 0.10145 | [6 empty] | PAR | I | OLD |  |  | RHNBHSOL | 5 | 0.83333 | HOUPARRHNBHSOLN01_OLDI_FDIELCE01 | 0.539 | HOUPARRHNBHSOLN01_OLDI | HOUPARRHNDIELCE01_OLDI | DIELCE01 | BHSOLN01 | PAR_OLDI | DIELCE01_BHSOLN01 | 5 | 0 | 1.1 | Unlikely
HOUPARRHNBHSOLN01_OLDI_FDIELCE01_D83 | Residential heating technology - Solar heating system - single-family house - existing building - distributed level 0.83 | HOUSOL | HOUPARRHN_OLDI_DMD | MKr20 | 2030 | 8.9218 | 0.098974 | [6 empty] | PAR | I | OLD |  |  | RHNBHSOL | 5 | 0.83333 | HOUPARRHNBHSOLN01_OLDI_FDIELCE01 | 0.539 | HOUPARRHNBHSOLN01_OLDI | HOUPARRHNDIELCE01_OLDI | DIELCE01 | BHSOLN01 | PAR_OLDI | DIELCE01_BHSOLN01 | 5 | 0 | 1.1 | Unlikely
HOUPARRHNBHSOLN01_OLDI_FDIELCE01_D83 | Residential heating technology - Solar heating system - single-family house - existing building - distributed level 0.83 | HOUSOL | HOUPARRHN_OLDI_DMD | MKr20 | 2040 | 8.4856 | 0.093619 | [6 empty] | PAR | I | OLD |  |  | RHNBHSOL | 5 | 0.83333 | HOUPARRHNBHSOLN01_OLDI_FDIELCE01 | 0.539 | HOUPARRHNBHSOLN01_OLDI | HOUPARRHNDIELCE01_OLDI | DIELCE01 | BHSOLN01 | PAR_OLDI | DIELCE01_BHSOLN01 | 5 | 0 | 1.1 | Unlikely
HOUPARRHNBHSOLN01_OLDI_FDIELCE01_D83 | Residential heating technology - Solar heating system - single-family house - existing building - distributed level 0.83 | HOUSOL | HOUPARRHN_OLDI_DMD | MKr20 | 2050 | 8.0707 | 0.088263 | [6 empty] | PAR | I | OLD |  |  | RHNBHSOL | 5 | 0.83333 | HOUPARRHNBHSOLN01_OLDI_FDIELCE01 | 0.539 | HOUPARRHNBHSOLN01_OLDI | HOUPARRHNDIELCE01_OLDI | DIELCE01 | BHSOLN01 | PAR_OLDI | DIELCE01_BHSOLN01 | 5 | 0 | 1.1 | Unlikely
HOUPARRHNBHDHDN09_OLDI_FDIELCE01_D83 | Residential heating technology - Direct district heating substation - plus connection pipe - plus distribution (heating density: low ) - single-family house - existing building - distributed level 0.83 | HOUDHD | HOUPARRHN_OLDI_DMD | MKr20 | 2020 | 13.3608 | 0.035153 | [6 empty] | PAR | I | OLD |  |  | RHNBHDHD | 5 | 0.83333 | HOUPARRHNBHDHDN09_OLDI_FDIELCE01 | 0.539 | HOUPARRHNBHDHDN09_OLDI | HOUPARRHNDIELCE01_OLDI | DIELCE01 | BHDHDN09 | PAR_OLDI | DIELCE01_BHDHDN09 | 5 | 0 | 1.1 | Unlikely
HOUPARRHNBHDHDN09_OLDI_FDIELCE01_D83 | Residential heating technology - Direct district heating substation - plus connection pipe - plus distribution (heating density: low ) - single-family house - existing building - distributed level 0.83 | HOUDHD | HOUPARRHN_OLDI_DMD | MKr20 | 2025 | 13.3132 | 0.034893 | [6 empty] | PAR | I | OLD |  |  | RHNBHDHD | 5 | 0.83333 | HOUPARRHNBHDHDN09_OLDI_FDIELCE01 | 0.539 | HOUPARRHNBHDHDN09_OLDI | HOUPARRHNDIELCE01_OLDI | DIELCE01 | BHDHDN09 | PAR_OLDI | DIELCE01_BHDHDN09 | 5 | 0 | 1.1 | Unlikely
HOUPARRHNBHDHDN09_OLDI_FDIELCE01_D83 | Residential heating technology - Direct district heating substation - plus connection pipe - plus distribution (heating density: low ) - single-family house - existing building - distributed level 0.83 | HOUDHD | HOUPARRHN_OLDI_DMD | MKr20 | 2030 | 13.2736 | 0.03427 | [6 empty] | PAR | I | OLD |  |  | RHNBHDHD | 5 | 0.83333 | HOUPARRHNBHDHDN09_OLDI_FDIELCE01 | 0.539 | HOUPARRHNBHDHDN09_OLDI | HOUPARRHNDIELCE01_OLDI | DIELCE01 | BHDHDN09 | PAR_OLDI | DIELCE01_BHDHDN09 | 5 | 0 | 1.1 | Unlikely
HOUPARRHNBHDHDN09_OLDI_FDIELCE01_D83 | Residential heating technology - Direct district heating substation - plus connection pipe - plus distribution (heating density: low ) - single-family house - existing building - distributed level 0.83 | HOUDHD | HOUPARRHN_OLDI_DMD | MKr20 | 2040 | 13.2022 | 0.032794 | [6 empty] | PAR | I | OLD |  |  | RHNBHDHD | 5 | 0.83333 | HOUPARRHNBHDHDN09_OLDI_FDIELCE01 | 0.539 | HOUPARRHNBHDHDN09_OLDI | HOUPARRHNDIELCE01_OLDI | DIELCE01 | BHDHDN09 | PAR_OLDI | DIELCE01_BHDHDN09 | 5 | 0 | 1.1 | Unlikely
HOUPARRHNBHDHDN09_OLDI_FDIELCE01_D83 | Residential heating technology - Direct district heating substation - plus connection pipe - plus distribution (heating density: low ) - single-family house - existing building - distributed level 0.83 | HOUDHD | HOUPARRHN_OLDI_DMD | MKr20 | 2050 | 13.1229 | 0.030647 | [6 empty] | PAR | I | OLD |  |  | RHNBHDHD | 5 | 0.83333 | HOUPARRHNBHDHDN09_OLDI_FDIELCE01 | 0.539 | HOUPARRHNBHDHDN09_OLDI | HOUPARRHNDIELCE01_OLDI | DIELCE01 | BHDHDN09 | PAR_OLDI | DIELCE01_BHDHDN09 | 5 | 0 | 1.1 | Unlikely
HOUPARRHNBHDHDN07_OLDI_FDIELCE01_D83 | Residential heating technology - Direct district heating substation - plus connection pipe - plus distribution (heating density: medium ) - single-family house - existing building - distributed level 0.83 | HOUDHD | HOUPARRHN_OLDI_DMD | MKr20 | 2020 | 5.3773 | 0.035153 | [6 empty] | PAR | I | OLD |  |  | RHNBHDHD | 5 | 0.83333 | HOUPARRHNBHDHDN07_OLDI_FDIELCE01 | 0.539 | HOUPARRHNBHDHDN07_OLDI | HOUPARRHNDIELCE01_OLDI | DIELCE01 | BHDHDN07 | PAR_OLDI | DIELCE01_BHDHDN07 | 5 | 0 | 1.1 | Unlikely
HOUPARRHNBHDHDN07_OLDI_FDIELCE01_D83 | Residential heating technology - Direct district heating substation - plus connection pipe - plus distribution (heating density: medium ) - single-family house - existing building - distributed level 0.83 | HOUDHD | HOUPARRHN_OLDI_DMD | MKr20 | 2025 | 5.3297 | 0.034893 | [6 empty] | PAR | I | OLD |  |  | RHNBHDHD | 5 | 0.83333 | HOUPARRHNBHDHDN07_OLDI_FDIELCE01 | 0.539 | HOUPARRHNBHDHDN07_OLDI | HOUPARRHNDIELCE01_OLDI | DIELCE01 | BHDHDN07 | PAR_OLDI | DIELCE01_BHDHDN07 | 5 | 0 | 1.1 | Unlikely
HOUPARRHNBHDHDN07_OLDI_FDIELCE01_D83 | Residential heating technology - Direct district heating substation - plus connection pipe - plus distribution (heating density: medium ) - single-family house - existing building - distributed level 0.83 | HOUDHD | HOUPARRHN_OLDI_DMD | MKr20 | 2030 | 5.2901 | 0.03427 | [6 empty] | PAR | I | OLD |  |  | RHNBHDHD | 5 | 0.83333 | HOUPARRHNBHDHDN07_OLDI_FDIELCE01 | 0.539 | HOUPARRHNBHDHDN07_OLDI | HOUPARRHNDIELCE01_OLDI | DIELCE01 | BHDHDN07 | PAR_OLDI | DIELCE01_BHDHDN07 | 5 | 0 | 1.1 | Unlikely
HOUPARRHNBHDHDN07_OLDI_FDIELCE01_D83 | Residential heating technology - Direct district heating substation - plus connection pipe - plus distribution (heating density: medium ) - single-family house - existing building - distributed level 0.83 | HOUDHD | HOUPARRHN_OLDI_DMD | MKr20 | 2040 | 5.2187 | 0.032794 | [6 empty] | PAR | I | OLD |  |  | RHNBHDHD | 5 | 0.83333 | HOUPARRHNBHDHDN07_OLDI_FDIELCE01 | 0.539 | HOUPARRHNBHDHDN07_OLDI | HOUPARRHNDIELCE01_OLDI | DIELCE01 | BHDHDN07 | PAR_OLDI | DIELCE01_BHDHDN07 | 5 | 0 | 1.1 | Unlikely
HOUPARRHNBHDHDN07_OLDI_FDIELCE01_D83 | Residential heating technology - Direct district heating substation - plus connection pipe - plus distribution (heating density: medium ) - single-family house - existing building - distributed level 0.83 | HOUDHD | HOUPARRHN_OLDI_DMD | MKr20 | 2050 | 5.1394 | 0.030647 | [6 empty] | PAR | I | OLD |  |  | RHNBHDHD | 5 | 0.83333 | HOUPARRHNBHDHDN07_OLDI_FDIELCE01 | 0.539 | HOUPARRHNBHDHDN07_OLDI | HOUPARRHNDIELCE01_OLDI | DIELCE01 | BHDHDN07 | PAR_OLDI | DIELCE01_BHDHDN07 | 5 | 0 | 1.1 | Unlikely
HOUPARRHNBHDHDN05_OLDI_FDIELCE01_D83 | Residential heating technology - Direct district heating substation - plus connection pipe - plus distribution (heating density: high ) - single-family house - existing building - distributed level 0.83 | HOUDHD | HOUPARRHN_OLDI_DMD | MKr20 | 2020 | 4.1 | 0.035153 | [6 empty] | PAR | I | OLD |  |  | RHNBHDHD | 5 | 0.83333 | HOUPARRHNBHDHDN05_OLDI_FDIELCE01 | 0.539 | HOUPARRHNBHDHDN05_OLDI | HOUPARRHNDIELCE01_OLDI | DIELCE01 | BHDHDN05 | PAR_OLDI | DIELCE01_BHDHDN05 | 5 | 0 | 1.1 | Unlikely
HOUPARRHNBHDHDN05_OLDI_FDIELCE01_D83 | Residential heating technology - Direct district heating substation - plus connection pipe - plus distribution (heating density: high ) - single-family house - existing building - distributed level 0.83 | HOUDHD | HOUPARRHN_OLDI_DMD | MKr20 | 2025 | 4.0524 | 0.034893 | [6 empty] | PAR | I | OLD |  |  | RHNBHDHD | 5 | 0.83333 | HOUPARRHNBHDHDN05_OLDI_FDIELCE01 | 0.539 | HOUPARRHNBHDHDN05_OLDI | HOUPARRHNDIELCE01_OLDI | DIELCE01 | BHDHDN05 | PAR_OLDI | DIELCE01_BHDHDN05 | 5 | 0 | 1.1 | Unlikely
HOUPARRHNBHDHDN05_OLDI_FDIELCE01_D83 | Residential heating technology - Direct district heating substation - plus connection pipe - plus distribution (heating density: high ) - single-family house - existing building - distributed level 0.83 | HOUDHD | HOUPARRHN_OLDI_DMD | MKr20 | 2030 | 4.0127 | 0.03427 | [6 empty] | PAR | I | OLD |  |  | RHNBHDHD | 5 | 0.83333 | HOUPARRHNBHDHDN05_OLDI_FDIELCE01 | 0.539 | HOUPARRHNBHDHDN05_OLDI | HOUPARRHNDIELCE01_OLDI | DIELCE01 | BHDHDN05 | PAR_OLDI | DIELCE01_BHDHDN05 | 5 | 0 | 1.1 | Unlikely
HOUPARRHNBHDHDN05_OLDI_FDIELCE01_D83 | Residential heating technology - Direct district heating substation - plus connection pipe - plus distribution (heating density: high ) - single-family house - existing building - distributed level 0.83 | HOUDHD | HOUPARRHN_OLDI_DMD | MKr20 | 2040 | 3.9413 | 0.032794 | [6 empty] | PAR | I | OLD |  |  | RHNBHDHD | 5 | 0.83333 | HOUPARRHNBHDHDN05_OLDI_FDIELCE01 | 0.539 | HOUPARRHNBHDHDN05_OLDI | HOUPARRHNDIELCE01_OLDI | DIELCE01 | BHDHDN05 | PAR_OLDI | DIELCE01_BHDHDN05 | 5 | 0 | 1.1 | Unlikely
HOUPARRHNBHDHDN05_OLDI_FDIELCE01_D83 | Residential heating technology - Direct district heating substation - plus connection pipe - plus distribution (heating density: high ) - single-family house - existing building - distributed level 0.83 | HOUDHD | HOUPARRHN_OLDI_DMD | MKr20 | 2050 | 3.862 | 0.030647 | [6 empty] | PAR | I | OLD |  |  | RHNBHDHD | 5 | 0.83333 | HOUPARRHNBHDHDN05_OLDI_FDIELCE01 | 0.539 | HOUPARRHNBHDHDN05_OLDI | HOUPARRHNDIELCE01_OLDI | DIELCE01 | BHDHDN05 | PAR_OLDI | DIELCE01_BHDHDN05 | 5 | 0 | 1.1 | Unlikely
HOUPARRHNBHDHCN09_OLDI_FDIELCE01_D83 | Residential heating technology - Direct district heating substation - plus connection pipe - plus distribution (heating density: low ) - single-family house - existing building - distributed level 0.83 | HOUDHC | HOUPARRHN_OLDI_DMD | MKr20 | 2020 | 13.3608 | 0.035153 | [6 empty] | PAR | I | OLD |  |  | RHNBHDHC | 5 | 0.83333 | HOUPARRHNBHDHCN09_OLDI_FDIELCE01 | 0.539 | HOUPARRHNBHDHCN09_OLDI | HOUPARRHNDIELCE01_OLDI | DIELCE01 | BHDHCN09 | PAR_OLDI | DIELCE01_BHDHCN09 | 5 | 0 | 1.1 | Unlikely
HOUPARRHNBHDHCN09_OLDI_FDIELCE01_D83 | Residential heating technology - Direct district heating substation - plus connection pipe - plus distribution (heating density: low ) - single-family house - existing building - distributed level 0.83 | HOUDHC | HOUPARRHN_OLDI_DMD | MKr20 | 2025 | 13.3132 | 0.034893 | [6 empty] | PAR | I | OLD |  |  | RHNBHDHC | 5 | 0.83333 | HOUPARRHNBHDHCN09_OLDI_FDIELCE01 | 0.539 | HOUPARRHNBHDHCN09_OLDI | HOUPARRHNDIELCE01_OLDI | DIELCE01 | BHDHCN09 | PAR_OLDI | DIELCE01_BHDHCN09 | 5 | 0 | 1.1 | Unlikely
HOUPARRHNBHDHCN09_OLDI_FDIELCE01_D83 | Residential heating technology - Direct district heating substation - plus connection pipe - plus distribution (heating density: low ) - single-family house - existing building - distributed level 0.83 | HOUDHC | HOUPARRHN_OLDI_DMD | MKr20 | 2030 | 13.2736 | 0.03427 | [6 empty] | PAR | I | OLD |  |  | RHNBHDHC | 5 | 0.83333 | HOUPARRHNBHDHCN09_OLDI_FDIELCE01 | 0.539 | HOUPARRHNBHDHCN09_OLDI | HOUPARRHNDIELCE01_OLDI | DIELCE01 | BHDHCN09 | PAR_OLDI | DIELCE01_BHDHCN09 | 5 | 0 | 1.1 | Unlikely
HOUPARRHNBHDHCN09_OLDI_FDIELCE01_D83 | Residential heating technology - Direct district heating substation - plus connection pipe - plus distribution (heating density: low ) - single-family house - existing building - distributed level 0.83 | HOUDHC | HOUPARRHN_OLDI_DMD | MKr20 | 2040 | 13.2022 | 0.032794 | [6 empty] | PAR | I | OLD |  |  | RHNBHDHC | 5 | 0.83333 | HOUPARRHNBHDHCN09_OLDI_FDIELCE01 | 0.539 | HOUPARRHNBHDHCN09_OLDI | HOUPARRHNDIELCE01_OLDI | DIELCE01 | BHDHCN09 | PAR_OLDI | DIELCE01_BHDHCN09 | 5 | 0 | 1.1 | Unlikely
HOUPARRHNBHDHCN09_OLDI_FDIELCE01_D83 | Residential heating technology - Direct district heating substation - plus connection pipe - plus distribution (heating density: low ) - single-family house - existing building - distributed level 0.83 | HOUDHC | HOUPARRHN_OLDI_DMD | MKr20 | 2050 | 13.1229 | 0.030647 | [6 empty] | PAR | I | OLD |  |  | RHNBHDHC | 5 | 0.83333 | HOUPARRHNBHDHCN09_OLDI_FDIELCE01 | 0.539 | HOUPARRHNBHDHCN09_OLDI | HOUPARRHNDIELCE01_OLDI | DIELCE01 | BHDHCN09 | PAR_OLDI | DIELCE01_BHDHCN09 | 5 | 0 | 1.1 | Unlikely
HOUPARRHNBHDHCN07_OLDI_FDIELCE01_D83 | Residential heating technology - Direct district heating substation - plus connection pipe - plus distribution (heating density: medium ) - single-family house - existing building - distributed level 0.83 | HOUDHC | HOUPARRHN_OLDI_DMD | MKr20 | 2020 | 5.3773 | 0.035153 | [6 empty] | PAR | I | OLD |  |  | RHNBHDHC | 5 | 0.83333 | HOUPARRHNBHDHCN07_OLDI_FDIELCE01 | 0.539 | HOUPARRHNBHDHCN07_OLDI | HOUPARRHNDIELCE01_OLDI | DIELCE01 | BHDHCN07 | PAR_OLDI | DIELCE01_BHDHCN07 | 5 | 0 | 1.1 | Unlikely
HOUPARRHNBHDHCN07_OLDI_FDIELCE01_D83 | Residential heating technology - Direct district heating substation - plus connection pipe - plus distribution (heating density: medium ) - single-family house - existing building - distributed level 0.83 | HOUDHC | HOUPARRHN_OLDI_DMD | MKr20 | 2025 | 5.3297 | 0.034893 | [6 empty] | PAR | I | OLD |  |  | RHNBHDHC | 5 | 0.83333 | HOUPARRHNBHDHCN07_OLDI_FDIELCE01 | 0.539 | HOUPARRHNBHDHCN07_OLDI | HOUPARRHNDIELCE01_OLDI | DIELCE01 | BHDHCN07 | PAR_OLDI | DIELCE01_BHDHCN07 | 5 | 0 | 1.1 | Unlikely
HOUPARRHNBHDHCN07_OLDI_FDIELCE01_D83 | Residential heating technology - Direct district heating substation - plus connection pipe - plus distribution (heating density: medium ) - single-family house - existing building - distributed level 0.83 | HOUDHC | HOUPARRHN_OLDI_DMD | MKr20 | 2030 | 5.2901 | 0.03427 | [6 empty] | PAR | I | OLD |  |  | RHNBHDHC | 5 | 0.83333 | HOUPARRHNBHDHCN07_OLDI_FDIELCE01 | 0.539 | HOUPARRHNBHDHCN07_OLDI | HOUPARRHNDIELCE01_OLDI | DIELCE01 | BHDHCN07 | PAR_OLDI | DIELCE01_BHDHCN07 | 5 | 0 | 1.1 | Unlikely
HOUPARRHNBHDHCN07_OLDI_FDIELCE01_D83 | Residential heating technology - Direct district heating substation - plus connection pipe - plus distribution (heating density: medium ) - single-family house - existing building - distributed level 0.83 | HOUDHC | HOUPARRHN_OLDI_DMD | MKr20 | 2040 | 5.2187 | 0.032794 | [6 empty] | PAR | I | OLD |  |  | RHNBHDHC | 5 | 0.83333 | HOUPARRHNBHDHCN07_OLDI_FDIELCE01 | 0.539 | HOUPARRHNBHDHCN07_OLDI | HOUPARRHNDIELCE01_OLDI | DIELCE01 | BHDHCN07 | PAR_OLDI | DIELCE01_BHDHCN07 | 5 | 0 | 1.1 | Unlikely
HOUPARRHNBHDHCN07_OLDI_FDIELCE01_D83 | Residential heating technology - Direct district heating substation - plus connection pipe - plus distribution (heating density: medium ) - single-family house - existing building - distributed level 0.83 | HOUDHC | HOUPARRHN_OLDI_DMD | MKr20 | 2050 | 5.1394 | 0.030647 | [6 empty] | PAR | I | OLD |  |  | RHNBHDHC | 5 | 0.83333 | HOUPARRHNBHDHCN07_OLDI_FDIELCE01 | 0.539 | HOUPARRHNBHDHCN07_OLDI | HOUPARRHNDIELCE01_OLDI | DIELCE01 | BHDHCN07 | PAR_OLDI | DIELCE01_BHDHCN07 | 5 | 0 | 1.1 | Unlikely
HOUPARRHNBHDHCN05_OLDI_FDIELCE01_D83 | Residential heating technology - Direct district heating substation - plus connection pipe - plus distribution (heating density: high ) - single-family house - existing building - distributed level 0.83 | HOUDHC | HOUPARRHN_OLDI_DMD | MKr20 | 2020 | 4.1 | 0.035153 | [6 empty] | PAR | I | OLD |  |  | RHNBHDHC | 5 | 0.83333 | HOUPARRHNBHDHCN05_OLDI_FDIELCE01 | 0.539 | HOUPARRHNBHDHCN05_OLDI | HOUPARRHNDIELCE01_OLDI | DIELCE01 | BHDHCN05 | PAR_OLDI | DIELCE01_BHDHCN05 | 5 | 0 | 1.1 | Unlikely
HOUPARRHNBHDHCN05_OLDI_FDIELCE01_D83 | Residential heating technology - Direct district heating substation - plus connection pipe - plus distribution (heating density: high ) - single-family house - existing building - distributed level 0.83 | HOUDHC | HOUPARRHN_OLDI_DMD | MKr20 | 2025 | 4.0524 | 0.034893 | [6 empty] | PAR | I | OLD |  |  | RHNBHDHC | 5 | 0.83333 | HOUPARRHNBHDHCN05_OLDI_FDIELCE01 | 0.539 | HOUPARRHNBHDHCN05_OLDI | HOUPARRHNDIELCE01_OLDI | DIELCE01 | BHDHCN05 | PAR_OLDI | DIELCE01_BHDHCN05 | 5 | 0 | 1.1 | Unlikely
HOUPARRHNBHDHCN05_OLDI_FDIELCE01_D83 | Residential heating technology - Direct district heating substation - plus connection pipe - plus distribution (heating density: high ) - single-family house - existing building - distributed level 0.83 | HOUDHC | HOUPARRHN_OLDI_DMD | MKr20 | 2030 | 4.0127 | 0.03427 | [6 empty] | PAR | I | OLD |  |  | RHNBHDHC | 5 | 0.83333 | HOUPARRHNBHDHCN05_OLDI_FDIELCE01 | 0.539 | HOUPARRHNBHDHCN05_OLDI | HOUPARRHNDIELCE01_OLDI | DIELCE01 | BHDHCN05 | PAR_OLDI | DIELCE01_BHDHCN05 | 5 | 0 | 1.1 | Unlikely
HOUPARRHNBHDHCN05_OLDI_FDIELCE01_D83 | Residential heating technology - Direct district heating substation - plus connection pipe - plus distribution (heating density: high ) - single-family house - existing building - distributed level 0.83 | HOUDHC | HOUPARRHN_OLDI_DMD | MKr20 | 2040 | 3.9413 | 0.032794 | [6 empty] | PAR | I | OLD |  |  | RHNBHDHC | 5 | 0.83333 | HOUPARRHNBHDHCN05_OLDI_FDIELCE01 | 0.539 | HOUPARRHNBHDHCN05_OLDI | HOUPARRHNDIELCE01_OLDI | DIELCE01 | BHDHCN05 | PAR_OLDI | DIELCE01_BHDHCN05 | 5 | 0 | 1.1 | Unlikely
HOUPARRHNBHDHCN05_OLDI_FDIELCE01_D83 | Residential heating technology - Direct district heating substation - plus connection pipe - plus distribution (heating density: high ) - single-family house - existing building - distributed level 0.83 | HOUDHC | HOUPARRHN_OLDI_DMD | MKr20 | 2050 | 3.862 | 0.030647 | [6 empty] | PAR | I | OLD |  |  | RHNBHDHC | 5 | 0.83333 | HOUPARRHNBHDHCN05_OLDI_FDIELCE01 | 0.539 | HOUPARRHNBHDHCN05_OLDI | HOUPARRHNDIELCE01_OLDI | DIELCE01 | BHDHCN05 | PAR_OLDI | DIELCE01_BHDHCN05 | 5 | 0 | 1.1 | Unlikely
HOUETARHNHPELCN05_OLDC_FBHGASE01_D83 | Residential heating technology - Heat pump, Air-to-water - leasing - apartment complex - existing building - distributed level 0.83 | HOUELC, HOUAMB | HOUETARHN_OLDC_DMD | MKr20 | 2020 | 5.4547 | 0.39127 | 0.37506 | [5 empty] | ETA | C | OLD | 2.6662 |  | RHNHPELC | 5 | 0.83333 | HOUETARHNHPELCN05_OLDC_FBHGASE01 | 0.897 | HOUETARHNHPELCN05_OLDC | HOUETARHNBHGASE01_OLDC | BHGASE01 | HPELCN05 | ETA_OLDC | BHGASE01_HPELCN05 | 4 | -0.25 | 1 | Supported
HOUETARHNHPELCN05_OLDC_FBHGASE01_D83 | Residential heating technology - Heat pump, Air-to-water - leasing - apartment complex - existing building - distributed level 0.83 | HOUELC, HOUAMB | HOUETARHN_OLDC_DMD | MKr20 | 2025 | 4.8843 | 0.35969 | 0.35662 | [5 empty] | ETA | C | OLD | 2.8041 |  | RHNHPELC | 5 | 0.83333 | HOUETARHNHPELCN05_OLDC_FBHGASE01 | 0.897 | HOUETARHNHPELCN05_OLDC | HOUETARHNBHGASE01_OLDC | BHGASE01 | HPELCN05 | ETA_OLDC | BHGASE01_HPELCN05 | 4 | -0.25 | 1 | Supported
HOUETARHNHPELCN05_OLDC_FBHGASE01_D83 | Residential heating technology - Heat pump, Air-to-water - leasing - apartment complex - existing building - distributed level 0.83 | HOUELC, HOUAMB | HOUETARHN_OLDC_DMD | MKr20 | 2030 | 4.3139 | 0.32807 | 0.3399 | [5 empty] | ETA | C | OLD | 2.942 |  | RHNHPELC | 5 | 0.83333 | HOUETARHNHPELCN05_OLDC_FBHGASE01 | 0.897 | HOUETARHNHPELCN05_OLDC | HOUETARHNBHGASE01_OLDC | BHGASE01 | HPELCN05 | ETA_OLDC | BHGASE01_HPELCN05 | 4 | -0.25 | 1 | Supported
HOUETARHNHPELCN05_OLDC_FBHGASE01_D83 | Residential heating technology - Heat pump, Air-to-water - leasing - apartment complex - existing building - distributed level 0.83 | HOUELC, HOUAMB | HOUETARHN_OLDC_DMD | MKr20 | 2040 | 3.8638 | 0.30236 | 0.32468 | [5 empty] | ETA | C | OLD | 3.0799 |  | RHNHPELC | 5 | 0.83333 | HOUETARHNHPELCN05_OLDC_FBHGASE01 | 0.897 | HOUETARHNHPELCN05_OLDC | HOUETARHNBHGASE01_OLDC | BHGASE01 | HPELCN05 | ETA_OLDC | BHGASE01_HPELCN05 | 4 | -0.25 | 1 | Supported
HOUETARHNHPELCN05_OLDC_FBHGASE01_D83 | Residential heating technology - Heat pump, Air-to-water - leasing - apartment complex - existing building - distributed level 0.83 | HOUELC, HOUAMB | HOUETARHN_OLDC_DMD | MKr20 | 2050 | 3.4137 | 0.27662 | 0.31077 | [5 empty] | ETA | C | OLD | 3.2178 |  | RHNHPELC | 5 | 0.83333 | HOUETARHNHPELCN05_OLDC_FBHGASE01 | 0.897 | HOUETARHNHPELCN05_OLDC | HOUETARHNBHGASE01_OLDC | BHGASE01 | HPELCN05 | ETA_OLDC | BHGASE01_HPELCN05 | 4 | -0.25 | 1 | Supported
HOUETARHNHPELCN04_OLDC_FBHGASE01_D83 | Residential heating technology - Heat pump, Ground source - apartment complex - existing building - distributed level 0.83 | HOUELC, HOUAMB | HOUETARHN_OLDC_DMD | MKr20 | 2020 | 10.1643 | 0.057983 | 0.3399 | [5 empty] | ETA | C | OLD | 2.942 |  | RHNHPELC | 5 | 0.83333 | HOUETARHNHPELCN04_OLDC_FBHGASE01 | 0.897 | HOUETARHNHPELCN04_OLDC | HOUETARHNBHGASE01_OLDC | BHGASE01 | HPELCN04 | ETA_OLDC | BHGASE01_HPELCN04 | 4 | -0.25 | 1 | Supported
HOUETARHNHPELCN04_OLDC_FBHGASE01_D83 | Residential heating technology - Heat pump, Ground source - apartment complex - existing building - distributed level 0.83 | HOUELC, HOUAMB | HOUETARHN_OLDC_DMD | MKr20 | 2025 | 9.402 | 0.057525 | 0.3296 | [5 empty] | ETA | C | OLD | 3.034 |  | RHNHPELC | 5 | 0.83333 | HOUETARHNHPELCN04_OLDC_FBHGASE01 | 0.897 | HOUETARHNHPELCN04_OLDC | HOUETARHNBHGASE01_OLDC | BHGASE01 | HPELCN04 | ETA_OLDC | BHGASE01_HPELCN04 | 4 | -0.25 | 1 | Supported
HOUETARHNHPELCN04_OLDC_FBHGASE01_D83 | Residential heating technology - Heat pump, Ground source - apartment complex - existing building - distributed level 0.83 | HOUELC, HOUAMB | HOUETARHN_OLDC_DMD | MKr20 | 2030 | 8.6397 | 0.057023 | 0.31991 | [5 empty] | ETA | C | OLD | 3.1259 |  | RHNHPELC | 5 | 0.83333 | HOUETARHNHPELCN04_OLDC_FBHGASE01 | 0.897 | HOUETARHNHPELCN04_OLDC | HOUETARHNBHGASE01_OLDC | BHGASE01 | HPELCN04 | ETA_OLDC | BHGASE01_HPELCN04 | 4 | -0.25 | 1 | Supported
HOUETARHNHPELCN04_OLDC_FBHGASE01_D83 | Residential heating technology - Heat pump, Ground source - apartment complex - existing building - distributed level 0.83 | HOUELC, HOUAMB | HOUETARHN_OLDC_DMD | MKr20 | 2040 | 7.9917 | 0.055864 | 0.30639 | [5 empty] | ETA | C | OLD | 3.2638 |  | RHNHPELC | 5 | 0.83333 | HOUETARHNHPELCN04_OLDC_FBHGASE01 | 0.897 | HOUETARHNHPELCN04_OLDC | HOUETARHNBHGASE01_OLDC | BHGASE01 | HPELCN04 | ETA_OLDC | BHGASE01_HPELCN04 | 4 | -0.25 | 1 | Supported
HOUETARHNHPELCN04_OLDC_FBHGASE01_D83 | Residential heating technology - Heat pump, Ground source - apartment complex - existing building - distributed level 0.83 | HOUELC, HOUAMB | HOUETARHN_OLDC_DMD | MKr20 | 2050 | 7.3437 | 0.054684 | 0.30214 | [5 empty] | ETA | C | OLD | 3.3098 |  | RHNHPELC | 5 | 0.83333 | HOUETARHNHPELCN04_OLDC_FBHGASE01 | 0.897 | HOUETARHNHPELCN04_OLDC | HOUETARHNBHGASE01_OLDC | BHGASE01 | HPELCN04 | ETA_OLDC | BHGASE01_HPELCN04 | 4 | -0.25 | 1 | Supported
HOUETARHNHPELCN03_OLDC_FBHGASE01_D83 | Residential heating technology - Heat pump, Air-to-water - apartment complex - existing building - distributed level 0.83 | HOUELC, HOUAMB | HOUETARHN_OLDC_DMD | MKr20 | 2020 | 10.9094 | 0.0937 | 0.37506 | [5 empty] | ETA | C | OLD | 2.6662 |  | RHNHPELC | 5 | 0.83333 | HOUETARHNHPELCN03_OLDC_FBHGASE01 | 0.897 | HOUETARHNHPELCN03_OLDC | HOUETARHNBHGASE01_OLDC | BHGASE01 | HPELCN03 | ETA_OLDC | BHGASE01_HPELCN03 | 4 | -0.25 | 1 | Supported
HOUETARHNHPELCN03_OLDC_FBHGASE01_D83 | Residential heating technology - Heat pump, Air-to-water - apartment complex - existing building - distributed level 0.83 | HOUELC, HOUAMB | HOUETARHN_OLDC_DMD | MKr20 | 2025 | 9.7685 | 0.093241 | 0.35662 | [5 empty] | ETA | C | OLD | 2.8041 |  | RHNHPELC | 5 | 0.83333 | HOUETARHNHPELCN03_OLDC_FBHGASE01 | 0.897 | HOUETARHNHPELCN03_OLDC | HOUETARHNBHGASE01_OLDC | BHGASE01 | HPELCN03 | ETA_OLDC | BHGASE01_HPELCN03 | 4 | -0.25 | 1 | Supported
HOUETARHNHPELCN03_OLDC_FBHGASE01_D83 | Residential heating technology - Heat pump, Air-to-water - apartment complex - existing building - distributed level 0.83 | HOUELC, HOUAMB | HOUETARHN_OLDC_DMD | MKr20 | 2030 | 8.6277 | 0.092739 | 0.3399 | [5 empty] | ETA | C | OLD | 2.942 |  | RHNHPELC | 5 | 0.83333 | HOUETARHNHPELCN03_OLDC_FBHGASE01 | 0.897 | HOUETARHNHPELCN03_OLDC | HOUETARHNBHGASE01_OLDC | BHGASE01 | HPELCN03 | ETA_OLDC | BHGASE01_HPELCN03 | 4 | -0.25 | 1 | Supported
HOUETARHNHPELCN03_OLDC_FBHGASE01_D83 | Residential heating technology - Heat pump, Air-to-water - apartment complex - existing building - distributed level 0.83 | HOUELC, HOUAMB | HOUETARHN_OLDC_DMD | MKr20 | 2040 | 7.7275 | 0.091581 | 0.32468 | [5 empty] | ETA | C | OLD | 3.0799 |  | RHNHPELC | 5 | 0.83333 | HOUETARHNHPELCN03_OLDC_FBHGASE01 | 0.897 | HOUETARHNHPELCN03_OLDC | HOUETARHNBHGASE01_OLDC | BHGASE01 | HPELCN03 | ETA_OLDC | BHGASE01_HPELCN03 | 4 | -0.25 | 1 | Supported
HOUETARHNHPELCN03_OLDC_FBHGASE01_D83 | Residential heating technology - Heat pump, Air-to-water - apartment complex - existing building - distributed level 0.83 | HOUELC, HOUAMB | HOUETARHN_OLDC_DMD | MKr20 | 2050 | 6.8273 | 0.0904 | 0.31077 | [5 empty] | ETA | C | OLD | 3.2178 |  | RHNHPELC | 5 | 0.83333 | HOUETARHNHPELCN03_OLDC_FBHGASE01 | 0.897 | HOUETARHNHPELCN03_OLDC | HOUETARHNBHGASE01_OLDC | BHGASE01 | HPELCN03 | ETA_OLDC | BHGASE01_HPELCN03 | 4 | -0.25 | 1 | Supported
HOUETARHNHPELCN02_OLDC_FBHGASE01_D83 | Residential heating technology - Heat pump, Air-to-air - single-family house - existing building - distributed level 0.83 | HOUELC, HOUAMB | HOUETARHN_OLDC_DMD | MKr20 | 2020 | 4.557 | 0.20009 | 0.22427 | [5 empty] | ETA | C | OLD | 4.459 |  | RHNHPELC | 5 | 0.83333 | HOUETARHNHPELCN02_OLDC_FBHGASE01 | 0.897 | HOUETARHNHPELCN02_OLDC | HOUETARHNBHGASE01_OLDC | BHGASE01 | HPELCN02 | ETA_OLDC | BHGASE01_HPELCN02 | 5 | 0 | 1.1 | Unlikely
HOUETARHNHPELCN02_OLDC_FBHGASE01_D83 | Residential heating technology - Heat pump, Air-to-air - single-family house - existing building - distributed level 0.83 | HOUELC, HOUAMB | HOUETARHN_OLDC_DMD | MKr20 | 2025 | 4.4456 | 0.13594 | 0.21327 | [5 empty] | ETA | C | OLD | 4.6888 |  | RHNHPELC | 5 | 0.83333 | HOUETARHNHPELCN02_OLDC_FBHGASE01 | 0.897 | HOUETARHNHPELCN02_OLDC | HOUETARHNBHGASE01_OLDC | BHGASE01 | HPELCN02 | ETA_OLDC | BHGASE01_HPELCN02 | 5 | 0 | 1.1 | Unlikely
HOUETARHNHPELCN02_OLDC_FBHGASE01_D83 | Residential heating technology - Heat pump, Air-to-air - single-family house - existing building - distributed level 0.83 | HOUELC, HOUAMB | HOUETARHN_OLDC_DMD | MKr20 | 2030 | 4.3342 | 0.13343 | 0.20522 | [5 empty] | ETA | C | OLD | 4.8727 |  | RHNHPELC | 5 | 0.83333 | HOUETARHNHPELCN02_OLDC_FBHGASE01 | 0.897 | HOUETARHNHPELCN02_OLDC | HOUETARHNBHGASE01_OLDC | BHGASE01 | HPELCN02 | ETA_OLDC | BHGASE01_HPELCN02 | 5 | 0 | 1.1 | Unlikely
HOUETARHNHPELCN02_OLDC_FBHGASE01_D83 | Residential heating technology - Heat pump, Air-to-air - single-family house - existing building - distributed level 0.83 | HOUELC, HOUAMB | HOUETARHN_OLDC_DMD | MKr20 | 2040 | 4.1275 | 0.12877 | 0.19776 | [5 empty] | ETA | C | OLD | 5.0566 |  | RHNHPELC | 5 | 0.83333 | HOUETARHNHPELCN02_OLDC_FBHGASE01 | 0.897 | HOUETARHNHPELCN02_OLDC | HOUETARHNBHGASE01_OLDC | BHGASE01 | HPELCN02 | ETA_OLDC | BHGASE01_HPELCN02 | 5 | 0 | 1.1 | Unlikely
HOUETARHNHPELCN02_OLDC_FBHGASE01_D83 | Residential heating technology - Heat pump, Air-to-air - single-family house - existing building - distributed level 0.83 | HOUELC, HOUAMB | HOUETARHN_OLDC_DMD | MKr20 | 2050 | 3.9207 | 0.12411 | 0.19423 | [5 empty] | ETA | C | OLD | 5.1485 |  | RHNHPELC | 5 | 0.83333 | HOUETARHNHPELCN02_OLDC_FBHGASE01 | 0.897 | HOUETARHNHPELCN02_OLDC | HOUETARHNBHGASE01_OLDC | BHGASE01 | HPELCN02 | ETA_OLDC | BHGASE01_HPELCN02 | 5 | 0 | 1.1 | Unlikely
HOUETARHNDIELCN06_OLDC_FBHGASE01_D83 | Residential heating technology - Electric heating - electric panel from Bauhaus - apartment complex - new building - distributed level 0.83 | HOUELC | HOUETARHN_OLDC_DMD | MKr20 | 2020 | 0.70255 | 0 | [6 empty] | ETA | C | OLD |  |  | RHNDIELC | 5 | 0.83333 | HOUETARHNDIELCN06_OLDC_FBHGASE01 | 0.897 | HOUETARHNDIELCN06_OLDC | HOUETARHNBHGASE01_OLDC | BHGASE01 | DIELCN06 | ETA_OLDC | BHGASE01_DIELCN06 | 5 | 0 | 1.1 | Unlikely
HOUETARHNDIELCN06_OLDC_FBHGASE01_D83 | Residential heating technology - Electric heating - electric panel from Bauhaus - apartment complex - new building - distributed level 0.83 | HOUELC | HOUETARHN_OLDC_DMD | MKr20 | 2025 | 0.70255 | 0 | [6 empty] | ETA | C | OLD |  |  | RHNDIELC | 5 | 0.83333 | HOUETARHNDIELCN06_OLDC_FBHGASE01 | 0.897 | HOUETARHNDIELCN06_OLDC | HOUETARHNBHGASE01_OLDC | BHGASE01 | DIELCN06 | ETA_OLDC | BHGASE01_DIELCN06 | 5 | 0 | 1.1 | Unlikely
HOUETARHNDIELCN06_OLDC_FBHGASE01_D83 | Residential heating technology - Electric heating - electric panel from Bauhaus - apartment complex - new building - distributed level 0.83 | HOUELC | HOUETARHN_OLDC_DMD | MKr20 | 2030 | 0.70255 | 0 | [6 empty] | ETA | C | OLD |  |  | RHNDIELC | 5 | 0.83333 | HOUETARHNDIELCN06_OLDC_FBHGASE01 | 0.897 | HOUETARHNDIELCN06_OLDC | HOUETARHNBHGASE01_OLDC | BHGASE01 | DIELCN06 | ETA_OLDC | BHGASE01_DIELCN06 | 5 | 0 | 1.1 | Unlikely
HOUETARHNDIELCN06_OLDC_FBHGASE01_D83 | Residential heating technology - Electric heating - electric panel from Bauhaus - apartment complex - new building - distributed level 0.83 | HOUELC | HOUETARHN_OLDC_DMD | MKr20 | 2040 | 0.70255 | 0 | [6 empty] | ETA | C | OLD |  |  | RHNDIELC | 5 | 0.83333 | HOUETARHNDIELCN06_OLDC_FBHGASE01 | 0.897 | HOUETARHNDIELCN06_OLDC | HOUETARHNBHGASE01_OLDC | BHGASE01 | DIELCN06 | ETA_OLDC | BHGASE01_DIELCN06 | 5 | 0 | 1.1 | Unlikely
HOUETARHNDIELCN06_OLDC_FBHGASE01_D83 | Residential heating technology - Electric heating - electric panel from Bauhaus - apartment complex - new building - distributed level 0.83 | HOUELC | HOUETARHN_OLDC_DMD | MKr20 | 2050 | 0.70255 | 0 | [6 empty] | ETA | C | OLD |  |  | RHNDIELC | 5 | 0.83333 | HOUETARHNDIELCN06_OLDC_FBHGASE01 | 0.897 | HOUETARHNDIELCN06_OLDC | HOUETARHNBHGASE01_OLDC | BHGASE01 | DIELCN06 | ETA_OLDC | BHGASE01_DIELCN06 | 5 | 0 | 1.1 | Unlikely
HOUETARHNDIELCN01_OLDC_FBHGASE01_D83 | Residential heating technology - Electric heating - apartment complex - new building - distributed level 0.83 | HOUELC | HOUETARHN_OLDC_DMD | MKr20 | 2020 | 6.5252 | 0.0026494 | [6 empty] | ETA | C | OLD |  |  | RHNDIELC | 5 | 0.83333 | HOUETARHNDIELCN01_OLDC_FBHGASE01 | 0.897 | HOUETARHNDIELCN01_OLDC | HOUETARHNBHGASE01_OLDC | BHGASE01 | DIELCN01 | ETA_OLDC | BHGASE01_DIELCN01 | 5 | 0 | 1.1 | Unlikely
HOUETARHNDIELCN01_OLDC_FBHGASE01_D83 | Residential heating technology - Electric heating - apartment complex - new building - distributed level 0.83 | HOUELC | HOUETARHN_OLDC_DMD | MKr20 | 2025 | 6.3637 | 0.0025413 | [6 empty] | ETA | C | OLD |  |  | RHNDIELC | 5 | 0.83333 | HOUETARHNDIELCN01_OLDC_FBHGASE01 | 0.897 | HOUETARHNDIELCN01_OLDC | HOUETARHNBHGASE01_OLDC | BHGASE01 | DIELCN01 | ETA_OLDC | BHGASE01_DIELCN01 | 5 | 0 | 1.1 | Unlikely
HOUETARHNDIELCN01_OLDC_FBHGASE01_D83 | Residential heating technology - Electric heating - apartment complex - new building - distributed level 0.83 | HOUELC | HOUETARHN_OLDC_DMD | MKr20 | 2030 | 6.2062 | 0.0024872 | [6 empty] | ETA | C | OLD |  |  | RHNDIELC | 5 | 0.83333 | HOUETARHNDIELCN01_OLDC_FBHGASE01 | 0.897 | HOUETARHNDIELCN01_OLDC | HOUETARHNBHGASE01_OLDC | BHGASE01 | DIELCN01 | ETA_OLDC | BHGASE01_DIELCN01 | 5 | 0 | 1.1 | Unlikely
HOUETARHNDIELCN01_OLDC_FBHGASE01_D83 | Residential heating technology - Electric heating - apartment complex - new building - distributed level 0.83 | HOUELC | HOUETARHN_OLDC_DMD | MKr20 | 2040 | 5.9028 | 0.0023791 | [6 empty] | ETA | C | OLD |  |  | RHNDIELC | 5 | 0.83333 | HOUETARHNDIELCN01_OLDC_FBHGASE01 | 0.897 | HOUETARHNDIELCN01_OLDC | HOUETARHNBHGASE01_OLDC | BHGASE01 | DIELCN01 | ETA_OLDC | BHGASE01_DIELCN01 | 5 | 0 | 1.1 | Unlikely
HOUETARHNDIELCN01_OLDC_FBHGASE01_D83 | Residential heating technology - Electric heating - apartment complex - new building - distributed level 0.83 | HOUELC | HOUETARHN_OLDC_DMD | MKr20 | 2050 | 5.6142 | 0.0022709 | [6 empty] | ETA | C | OLD |  |  | RHNDIELC | 5 | 0.83333 | HOUETARHNDIELCN01_OLDC_FBHGASE01 | 0.897 | HOUETARHNDIELCN01_OLDC | HOUETARHNBHGASE01_OLDC | BHGASE01 | DIELCN01 | ETA_OLDC | BHGASE01_DIELCN01 | 5 | 0 | 1.1 | Unlikely
HOUETARHNBHWPEN01_OLDC_FBHGASE01_D83 | Residential heating technology - Biomass boiler, automatic stoking , wood pellets or wood chips - apartment complex - existing building - distributed level 0.83 | HOUWPE | HOUETARHN_OLDC_DMD | MKr20 | 2020 | 2.1593 | 0.048708 |  | 25 | 14 | 70 | 2 | 4 | ETA | C | OLD |  |  | RHNBHWPE | 5 | 0.83333 | HOUETARHNBHWPEN01_OLDC_FBHGASE01 | 0.897 | HOUETARHNBHWPEN01_OLDC | HOUETARHNBHGASE01_OLDC | BHGASE01 | BHWPEN01 | ETA_OLDC | BHGASE01_BHWPEN01 | 6 | 0 | 1 | New
HOUETARHNBHWPEN01_OLDC_FBHGASE01_D83 | Residential heating technology - Biomass boiler, automatic stoking , wood pellets or wood chips - apartment complex - existing building - distributed level 0.83 | HOUWPE | HOUETARHN_OLDC_DMD | MKr20 | 2025 | 2.1059 | 0.048363 |  | 25 | 14 | 60 | 2 | 4 | ETA | C | OLD |  |  | RHNBHWPE | 5 | 0.83333 | HOUETARHNBHWPEN01_OLDC_FBHGASE01 | 0.897 | HOUETARHNBHWPEN01_OLDC | HOUETARHNBHGASE01_OLDC | BHGASE01 | BHWPEN01 | ETA_OLDC | BHGASE01_BHWPEN01 | 6 | 0 | 1 | New
HOUETARHNBHWPEN01_OLDC_FBHGASE01_D83 | Residential heating technology - Biomass boiler, automatic stoking , wood pellets or wood chips - apartment complex - existing building - distributed level 0.83 | HOUWPE | HOUETARHN_OLDC_DMD | MKr20 | 2030 | 2.0538 | 0.048579 |  | 25 | 11 | 50 | 1 | 4 | ETA | C | OLD |  |  | RHNBHWPE | 5 | 0.83333 | HOUETARHNBHWPEN01_OLDC_FBHGASE01 | 0.897 | HOUETARHNBHWPEN01_OLDC | HOUETARHNBHGASE01_OLDC | BHGASE01 | BHWPEN01 | ETA_OLDC | BHGASE01_BHWPEN01 | 6 | 0 | 1 | New
HOUETARHNBHWPEN01_OLDC_FBHGASE01_D83 | Residential heating technology - Biomass boiler, automatic stoking , wood pellets or wood chips - apartment complex - existing building - distributed level 0.83 | HOUWPE | HOUETARHN_OLDC_DMD | MKr20 | 2040 | 1.9534 | 0.047028 |  | 25 | 9 | 45 | 1 | 4 | ETA | C | OLD |  |  | RHNBHWPE | 5 | 0.83333 | HOUETARHNBHWPEN01_OLDC_FBHGASE01 | 0.897 | HOUETARHNBHWPEN01_OLDC | HOUETARHNBHGASE01_OLDC | BHGASE01 | BHWPEN01 | ETA_OLDC | BHGASE01_BHWPEN01 | 6 | 0 | 1 | New
HOUETARHNBHWPEN01_OLDC_FBHGASE01_D83 | Residential heating technology - Biomass boiler, automatic stoking , wood pellets or wood chips - apartment complex - existing building - distributed level 0.83 | HOUWPE | HOUETARHN_OLDC_DMD | MKr20 | 2050 | 1.8579 | 0.045004 |  | 25 | 9 | 40 | 0 | 4 | ETA | C | OLD |  |  | RHNBHWPE | 5 | 0.83333 | HOUETARHNBHWPEN01_OLDC_FBHGASE01 | 0.897 | HOUETARHNBHWPEN01_OLDC | HOUETARHNBHGASE01_OLDC | BHGASE01 | BHWPEN01 | ETA_OLDC | BHGASE01_BHWPEN01 | 6 | 0 | 1 | New
HOUETARHNBHSOLN01_OLDC_FBHGASE01_D83 | Residential heating technology - Solar heating system - apartment complex - existing building - distributed level 0.83 | HOUSOL | HOUETARHN_OLDC_DMD | MKr20 | 2020 | 5.5059 | 0.025768 | [6 empty] | ETA | C | OLD |  |  | RHNBHSOL | 5 | 0.83333 | HOUETARHNBHSOLN01_OLDC_FBHGASE01 | 0.897 | HOUETARHNBHSOLN01_OLDC | HOUETARHNBHGASE01_OLDC | BHGASE01 | BHSOLN01 | ETA_OLDC | BHGASE01_BHSOLN01 | 5 | 0 | 1.1 | Unlikely
HOUETARHNBHSOLN01_OLDC_FBHGASE01_D83 | Residential heating technology - Solar heating system - apartment complex - existing building - distributed level 0.83 | HOUSOL | HOUETARHN_OLDC_DMD | MKr20 | 2025 | 5.268 | 0.027313 | [6 empty] | ETA | C | OLD |  |  | RHNBHSOL | 5 | 0.83333 | HOUETARHNBHSOLN01_OLDC_FBHGASE01 | 0.897 | HOUETARHNBHSOLN01_OLDC | HOUETARHNBHGASE01_OLDC | BHGASE01 | BHSOLN01 | ETA_OLDC | BHGASE01_BHSOLN01 | 5 | 0 | 1.1 | Unlikely
HOUETARHNBHSOLN01_OLDC_FBHGASE01_D83 | Residential heating technology - Solar heating system - apartment complex - existing building - distributed level 0.83 | HOUSOL | HOUETARHN_OLDC_DMD | MKr20 | 2030 | 5.0301 | 0.0279 | [6 empty] | ETA | C | OLD |  |  | RHNBHSOL | 5 | 0.83333 | HOUETARHNBHSOLN01_OLDC_FBHGASE01 | 0.897 | HOUETARHNBHSOLN01_OLDC | HOUETARHNBHGASE01_OLDC | BHGASE01 | BHSOLN01 | ETA_OLDC | BHGASE01_BHSOLN01 | 5 | 0 | 1.1 | Unlikely
HOUETARHNBHSOLN01_OLDC_FBHGASE01_D83 | Residential heating technology - Solar heating system - apartment complex - existing building - distributed level 0.83 | HOUSOL | HOUETARHN_OLDC_DMD | MKr20 | 2040 | 4.7922 | 0.027143 | [6 empty] | ETA | C | OLD |  |  | RHNBHSOL | 5 | 0.83333 | HOUETARHNBHSOLN01_OLDC_FBHGASE01 | 0.897 | HOUETARHNBHSOLN01_OLDC | HOUETARHNBHGASE01_OLDC | BHGASE01 | BHSOLN01 | ETA_OLDC | BHGASE01_BHSOLN01 | 5 | 0 | 1.1 | Unlikely
HOUETARHNBHSOLN01_OLDC_FBHGASE01_D83 | Residential heating technology - Solar heating system - apartment complex - existing building - distributed level 0.83 | HOUSOL | HOUETARHN_OLDC_DMD | MKr20 | 2050 | 4.5542 | 0.025768 | [6 empty] | ETA | C | OLD |  |  | RHNBHSOL | 5 | 0.83333 | HOUETARHNBHSOLN01_OLDC_FBHGASE01 | 0.897 | HOUETARHNBHSOLN01_OLDC | HOUETARHNBHGASE01_OLDC | BHGASE01 | BHSOLN01 | ETA_OLDC | BHGASE01_BHSOLN01 | 5 | 0 | 1.1 | Unlikely
HOUETARHNBHGASN01_OLDC_FBHGASE01_D83 | Residential heating technology - Natural gas boiler - apartment complex - existing building - distributed level 0.83 | HOUGAS | HOUETARHN_OLDC_DMD | MKr20 | 2020 | 0.5942 | 0.014402 |  | 0.43 | 0.1 | 20.4 | 1 | 1 | ETA | C | OLD |  |  | RHNBHGAS | 5 | 0.83333 | HOUETARHNBHGASN01_OLDC_FBHGASE01 | 0.897 | HOUETARHNBHGASN01_OLDC | HOUETARHNBHGASE01_OLDC | BHGASE01 | BHGASN01 | ETA_OLDC | BHGASE01_BHGASN01 | 6 | 0 | 1 | New
HOUETARHNBHGASN01_OLDC_FBHGASE01_D83 | Residential heating technology - Natural gas boiler - apartment complex - existing building - distributed level 0.83 | HOUGAS | HOUETARHN_OLDC_DMD | MKr20 | 2025 | 0.58164 | 0.01429 |  | 0.43 | 0.1 | 20.4 | 1 | 1 | ETA | C | OLD |  |  | RHNBHGAS | 5 | 0.83333 | HOUETARHNBHGASN01_OLDC_FBHGASE01 | 0.897 | HOUETARHNBHGASN01_OLDC | HOUETARHNBHGASE01_OLDC | BHGASE01 | BHGASN01 | ETA_OLDC | BHGASE01_BHGASN01 | 6 | 0 | 1 | New
HOUETARHNBHGASN01_OLDC_FBHGASE01_D83 | Residential heating technology - Natural gas boiler - apartment complex - existing building - distributed level 0.83 | HOUGAS | HOUETARHN_OLDC_DMD | MKr20 | 2030 | 0.56938 | 0.014159 |  | 0.43 | 0.1 | 20.4 | 1 | 1 | ETA | C | OLD |  |  | RHNBHGAS | 5 | 0.83333 | HOUETARHNBHGASN01_OLDC_FBHGASE01 | 0.897 | HOUETARHNBHGASN01_OLDC | HOUETARHNBHGASE01_OLDC | BHGASE01 | BHGASN01 | ETA_OLDC | BHGASE01_BHGASN01 | 6 | 0 | 1 | New
HOUETARHNBHGASN01_OLDC_FBHGASE01_D83 | Residential heating technology - Natural gas boiler - apartment complex - existing building - distributed level 0.83 | HOUGAS | HOUETARHN_OLDC_DMD | MKr20 | 2040 | 0.54578 | 0.013577 |  | 0.43 | 0.1 | 20.4 | 1 | 1 | ETA | C | OLD |  |  | RHNBHGAS | 5 | 0.83333 | HOUETARHNBHGASN01_OLDC_FBHGASE01 | 0.897 | HOUETARHNBHGASN01_OLDC | HOUETARHNBHGASE01_OLDC | BHGASE01 | BHGASN01 | ETA_OLDC | BHGASE01_BHGASN01 | 6 | 0 | 1 | New
HOUETARHNBHGASN01_OLDC_FBHGASE01_D83 | Residential heating technology - Natural gas boiler - apartment complex - existing building - distributed level 0.83 | HOUGAS | HOUETARHN_OLDC_DMD | MKr20 | 2050 | 0.52332 | 0.0038725 |  | 0.43 | 0.1 | 20.4 | 1 | 1 | ETA | C | OLD |  |  | RHNBHGAS | 5 | 0.83333 | HOUETARHNBHGASN01_OLDC_FBHGASE01 | 0.897 | HOUETARHNBHGASN01_OLDC | HOUETARHNBHGASE01_OLDC | BHGASE01 | BHGASN01 | ETA_OLDC | BHGASE01_BHGASN01 | 6 | 0 | 1 | New
HOUETARHNBHDHCN03_OLDC_FBHGASE01_D83 | Residential heating technology - Direct district heating substation - plus connection pipe - apartment complex - existing building - distributed level 0.83 | HOUDHC | HOUETARHN_OLDC_DMD | MKr20 | 2020 | 0.35289 | 0.0019206 | [6 empty] | ETA | C | OLD |  |  | RHNBHDHC | 5 | 0.83333 | HOUETARHNBHDHCN03_OLDC_FBHGASE01 | 0.897 | HOUETARHNBHDHCN03_OLDC | HOUETARHNBHGASE01_OLDC | BHGASE01 | BHDHCN03 | ETA_OLDC | BHGASE01_BHDHCN03 | 6 | 0 | 1 | New
HOUETARHNBHDHCN03_OLDC_FBHGASE01_D83 | Residential heating technology - Direct district heating substation - plus connection pipe - apartment complex - existing building - distributed level 0.83 | HOUDHC | HOUETARHN_OLDC_DMD | MKr20 | 2025 | 0.3463 | 0.0019465 | [6 empty] | ETA | C | OLD |  |  | RHNBHDHC | 5 | 0.83333 | HOUETARHNBHDHCN03_OLDC_FBHGASE01 | 0.897 | HOUETARHNBHDHCN03_OLDC | HOUETARHNBHGASE01_OLDC | BHGASE01 | BHDHCN03 | ETA_OLDC | BHGASE01_BHDHCN03 | 6 | 0 | 1 | New
HOUETARHNBHDHCN03_OLDC_FBHGASE01_D83 | Residential heating technology - Direct district heating substation - plus connection pipe - apartment complex - existing building - distributed level 0.83 | HOUDHC | HOUETARHN_OLDC_DMD | MKr20 | 2030 | 0.33987 | 0.0019179 | [6 empty] | ETA | C | OLD |  |  | RHNBHDHC | 5 | 0.83333 | HOUETARHNBHDHCN03_OLDC_FBHGASE01 | 0.897 | HOUETARHNBHDHCN03_OLDC | HOUETARHNBHGASE01_OLDC | BHGASE01 | BHDHCN03 | ETA_OLDC | BHGASE01_BHDHCN03 | 6 | 0 | 1 | New
HOUETARHNBHDHCN03_OLDC_FBHGASE01_D83 | Residential heating technology - Direct district heating substation - plus connection pipe - apartment complex - existing building - distributed level 0.83 | HOUDHC | HOUETARHN_OLDC_DMD | MKr20 | 2040 | 0.32748 | 0.0018597 | [6 empty] | ETA | C | OLD |  |  | RHNBHDHC | 5 | 0.83333 | HOUETARHNBHDHCN03_OLDC_FBHGASE01 | 0.897 | HOUETARHNBHDHCN03_OLDC | HOUETARHNBHGASE01_OLDC | BHGASE01 | BHDHCN03 | ETA_OLDC | BHGASE01_BHDHCN03 | 6 | 0 | 1 | New
HOUETARHNBHDHCN03_OLDC_FBHGASE01_D83 | Residential heating technology - Direct district heating substation - plus connection pipe - apartment complex - existing building - distributed level 0.83 | HOUDHC | HOUETARHN_OLDC_DMD | MKr20 | 2050 | 0.3157 | 0.0017854 | [6 empty] | ETA | C | OLD |  |  | RHNBHDHC | 5 | 0.83333 | HOUETARHNBHDHCN03_OLDC_FBHGASE01 | 0.897 | HOUETARHNBHDHCN03_OLDC | HOUETARHNBHGASE01_OLDC | BHGASE01 | BHDHCN03 | ETA_OLDC | BHGASE01_BHDHCN03 | 6 | 0 | 1 | New
HOUETARHNHPELCN05_OLDD_FBHGASE01_D83 | Residential heating technology - Heat pump, Air-to-water - leasing - apartment complex - existing building - distributed level 0.83 | HOUELC, HOUAMB | HOUETARHN_OLDD_DMD | MKr20 | 2020 | 5.4547 | 0.39127 | 0.37506 | [5 empty] | ETA | D | OLD | 2.6662 |  | RHNHPELC | 5 | 0.83333 | HOUETARHNHPELCN05_OLDD_FBHGASE01 | 0.897 | HOUETARHNHPELCN05_OLDD | HOUETARHNBHGASE01_OLDD | BHGASE01 | HPELCN05 | ETA_OLDD | BHGASE01_HPELCN05 | 4 | -0.25 | 1 | Supported
HOUETARHNHPELCN05_OLDD_FBHGASE01_D83 | Residential heating technology - Heat pump, Air-to-water - leasing - apartment complex - existing building - distributed level 0.83 | HOUELC, HOUAMB | HOUETARHN_OLDD_DMD | MKr20 | 2025 | 4.8843 | 0.35969 | 0.35662 | [5 empty] | ETA | D | OLD | 2.8041 |  | RHNHPELC | 5 | 0.83333 | HOUETARHNHPELCN05_OLDD_FBHGASE01 | 0.897 | HOUETARHNHPELCN05_OLDD | HOUETARHNBHGASE01_OLDD | BHGASE01 | HPELCN05 | ETA_OLDD | BHGASE01_HPELCN05 | 4 | -0.25 | 1 | Supported
HOUETARHNHPELCN05_OLDD_FBHGASE01_D83 | Residential heating technology - Heat pump, Air-to-water - leasing - apartment complex - existing building - distributed level 0.83 | HOUELC, HOUAMB | HOUETARHN_OLDD_DMD | MKr20 | 2030 | 4.3139 | 0.32807 | 0.3399 | [5 empty] | ETA | D | OLD | 2.942 |  | RHNHPELC | 5 | 0.83333 | HOUETARHNHPELCN05_OLDD_FBHGASE01 | 0.897 | HOUETARHNHPELCN05_OLDD | HOUETARHNBHGASE01_OLDD | BHGASE01 | HPELCN05 | ETA_OLDD | BHGASE01_HPELCN05 | 4 | -0.25 | 1 | Supported
HOUETARHNHPELCN05_OLDD_FBHGASE01_D83 | Residential heating technology - Heat pump, Air-to-water - leasing - apartment complex - existing building - distributed level 0.83 | HOUELC, HOUAMB | HOUETARHN_OLDD_DMD | MKr20 | 2040 | 3.8638 | 0.30236 | 0.32468 | [5 empty] | ETA | D | OLD | 3.0799 |  | RHNHPELC | 5 | 0.83333 | HOUETARHNHPELCN05_OLDD_FBHGASE01 | 0.897 | HOUETARHNHPELCN05_OLDD | HOUETARHNBHGASE01_OLDD | BHGASE01 | HPELCN05 | ETA_OLDD | BHGASE01_HPELCN05 | 4 | -0.25 | 1 | Supported
HOUETARHNHPELCN05_OLDD_FBHGASE01_D83 | Residential heating technology - Heat pump, Air-to-water - leasing - apartment complex - existing building - distributed level 0.83 | HOUELC, HOUAMB | HOUETARHN_OLDD_DMD | MKr20 | 2050 | 3.4137 | 0.27662 | 0.31077 | [5 empty] | ETA | D | OLD | 3.2178 |  | RHNHPELC | 5 | 0.83333 | HOUETARHNHPELCN05_OLDD_FBHGASE01 | 0.897 | HOUETARHNHPELCN05_OLDD | HOUETARHNBHGASE01_OLDD | BHGASE01 | HPELCN05 | ETA_OLDD | BHGASE01_HPELCN05 | 4 | -0.25 | 1 | Supported
HOUETARHNHPELCN04_OLDD_FBHGASE01_D83 | Residential heating technology - Heat pump, Ground source - apartment complex - existing building - distributed level 0.83 | HOUELC, HOUAMB | HOUETARHN_OLDD_DMD | MKr20 | 2020 | 10.1643 | 0.057983 | 0.3399 | [5 empty] | ETA | D | OLD | 2.942 |  | RHNHPELC | 5 | 0.83333 | HOUETARHNHPELCN04_OLDD_FBHGASE01 | 0.897 | HOUETARHNHPELCN04_OLDD | HOUETARHNBHGASE01_OLDD | BHGASE01 | HPELCN04 | ETA_OLDD | BHGASE01_HPELCN04 | 4 | -0.25 | 1 | Supported
HOUETARHNHPELCN04_OLDD_FBHGASE01_D83 | Residential heating technology - Heat pump, Ground source - apartment complex - existing building - distributed level 0.83 | HOUELC, HOUAMB | HOUETARHN_OLDD_DMD | MKr20 | 2025 | 9.402 | 0.057525 | 0.3296 | [5 empty] | ETA | D | OLD | 3.034 |  | RHNHPELC | 5 | 0.83333 | HOUETARHNHPELCN04_OLDD_FBHGASE01 | 0.897 | HOUETARHNHPELCN04_OLDD | HOUETARHNBHGASE01_OLDD | BHGASE01 | HPELCN04 | ETA_OLDD | BHGASE01_HPELCN04 | 4 | -0.25 | 1 | Supported
HOUETARHNHPELCN04_OLDD_FBHGASE01_D83 | Residential heating technology - Heat pump, Ground source - apartment complex - existing building - distributed level 0.83 | HOUELC, HOUAMB | HOUETARHN_OLDD_DMD | MKr20 | 2030 | 8.6397 | 0.057023 | 0.31991 | [5 empty] | ETA | D | OLD | 3.1259 |  | RHNHPELC | 5 | 0.83333 | HOUETARHNHPELCN04_OLDD_FBHGASE01 | 0.897 | HOUETARHNHPELCN04_OLDD | HOUETARHNBHGASE01_OLDD | BHGASE01 | HPELCN04 | ETA_OLDD | BHGASE01_HPELCN04 | 4 | -0.25 | 1 | Supported
HOUETARHNHPELCN04_OLDD_FBHGASE01_D83 | Residential heating technology - Heat pump, Ground source - apartment complex - existing building - distributed level 0.83 | HOUELC, HOUAMB | HOUETARHN_OLDD_DMD | MKr20 | 2040 | 7.9917 | 0.055864 | 0.30639 | [5 empty] | ETA | D | OLD | 3.2638 |  | RHNHPELC | 5 | 0.83333 | HOUETARHNHPELCN04_OLDD_FBHGASE01 | 0.897 | HOUETARHNHPELCN04_OLDD | HOUETARHNBHGASE01_OLDD | BHGASE01 | HPELCN04 | ETA_OLDD | BHGASE01_HPELCN04 | 4 | -0.25 | 1 | Supported
HOUETARHNHPELCN04_OLDD_FBHGASE01_D83 | Residential heating technology - Heat pump, Ground source - apartment complex - existing building - distributed level 0.83 | HOUELC, HOUAMB | HOUETARHN_OLDD_DMD | MKr20 | 2050 | 7.3437 | 0.054684 | 0.30214 | [5 empty] | ETA | D | OLD | 3.3098 |  | RHNHPELC | 5 | 0.83333 | HOUETARHNHPELCN04_OLDD_FBHGASE01 | 0.897 | HOUETARHNHPELCN04_OLDD | HOUETARHNBHGASE01_OLDD | BHGASE01 | HPELCN04 | ETA_OLDD | BHGASE01_HPELCN04 | 4 | -0.25 | 1 | Supported
HOUETARHNHPELCN03_OLDD_FBHGASE01_D83 | Residential heating technology - Heat pump, Air-to-water - apartment complex - existing building - distributed level 0.83 | HOUELC, HOUAMB | HOUETARHN_OLDD_DMD | MKr20 | 2020 | 10.9094 | 0.0937 | 0.37506 | [5 empty] | ETA | D | OLD | 2.6662 |  | RHNHPELC | 5 | 0.83333 | HOUETARHNHPELCN03_OLDD_FBHGASE01 | 0.897 | HOUETARHNHPELCN03_OLDD | HOUETARHNBHGASE01_OLDD | BHGASE01 | HPELCN03 | ETA_OLDD | BHGASE01_HPELCN03 | 4 | -0.25 | 1 | Supported
HOUETARHNHPELCN03_OLDD_FBHGASE01_D83 | Residential heating technology - Heat pump, Air-to-water - apartment complex - existing building - distributed level 0.83 | HOUELC, HOUAMB | HOUETARHN_OLDD_DMD | MKr20 | 2025 | 9.7685 | 0.093241 | 0.35662 | [5 empty] | ETA | D | OLD | 2.8041 |  | RHNHPELC | 5 | 0.83333 | HOUETARHNHPELCN03_OLDD_FBHGASE01 | 0.897 | HOUETARHNHPELCN03_OLDD | HOUETARHNBHGASE01_OLDD | BHGASE01 | HPELCN03 | ETA_OLDD | BHGASE01_HPELCN03 | 4 | -0.25 | 1 | Supported
HOUETARHNHPELCN03_OLDD_FBHGASE01_D83 | Residential heating technology - Heat pump, Air-to-water - apartment complex - existing building - distributed level 0.83 | HOUELC, HOUAMB | HOUETARHN_OLDD_DMD | MKr20 | 2030 | 8.6277 | 0.092739 | 0.3399 | [5 empty] | ETA | D | OLD | 2.942 |  | RHNHPELC | 5 | 0.83333 | HOUETARHNHPELCN03_OLDD_FBHGASE01 | 0.897 | HOUETARHNHPELCN03_OLDD | HOUETARHNBHGASE01_OLDD | BHGASE01 | HPELCN03 | ETA_OLDD | BHGASE01_HPELCN03 | 4 | -0.25 | 1 | Supported
HOUETARHNHPELCN03_OLDD_FBHGASE01_D83 | Residential heating technology - Heat pump, Air-to-water - apartment complex - existing building - distributed level 0.83 | HOUELC, HOUAMB | HOUETARHN_OLDD_DMD | MKr20 | 2040 | 7.7275 | 0.091581 | 0.32468 | [5 empty] | ETA | D | OLD | 3.0799 |  | RHNHPELC | 5 | 0.83333 | HOUETARHNHPELCN03_OLDD_FBHGASE01 | 0.897 | HOUETARHNHPELCN03_OLDD | HOUETARHNBHGASE01_OLDD | BHGASE01 | HPELCN03 | ETA_OLDD | BHGASE01_HPELCN03 | 4 | -0.25 | 1 | Supported
HOUETARHNHPELCN03_OLDD_FBHGASE01_D83 | Residential heating technology - Heat pump, Air-to-water - apartment complex - existing building - distributed level 0.83 | HOUELC, HOUAMB | HOUETARHN_OLDD_DMD | MKr20 | 2050 | 6.8273 | 0.0904 | 0.31077 | [5 empty] | ETA | D | OLD | 3.2178 |  | RHNHPELC | 5 | 0.83333 | HOUETARHNHPELCN03_OLDD_FBHGASE01 | 0.897 | HOUETARHNHPELCN03_OLDD | HOUETARHNBHGASE01_OLDD | BHGASE01 | HPELCN03 | ETA_OLDD | BHGASE01_HPELCN03 | 4 | -0.25 | 1 | Supported
HOUETARHNHPELCN02_OLDD_FBHGASE01_D83 | Residential heating technology - Heat pump, Air-to-air - single-family house - existing building - distributed level 0.83 | HOUELC, HOUAMB | HOUETARHN_OLDD_DMD | MKr20 | 2020 | 4.557 | 0.20009 | 0.22427 | [5 empty] | ETA | D | OLD | 4.459 |  | RHNHPELC | 5 | 0.83333 | HOUETARHNHPELCN02_OLDD_FBHGASE01 | 0.897 | HOUETARHNHPELCN02_OLDD | HOUETARHNBHGASE01_OLDD | BHGASE01 | HPELCN02 | ETA_OLDD | BHGASE01_HPELCN02 | 5 | 0 | 1.1 | Unlikely
HOUETARHNHPELCN02_OLDD_FBHGASE01_D83 | Residential heating technology - Heat pump, Air-to-air - single-family house - existing building - distributed level 0.83 | HOUELC, HOUAMB | HOUETARHN_OLDD_DMD | MKr20 | 2025 | 4.4456 | 0.13594 | 0.21327 | [5 empty] | ETA | D | OLD | 4.6888 |  | RHNHPELC | 5 | 0.83333 | HOUETARHNHPELCN02_OLDD_FBHGASE01 | 0.897 | HOUETARHNHPELCN02_OLDD | HOUETARHNBHGASE01_OLDD | BHGASE01 | HPELCN02 | ETA_OLDD | BHGASE01_HPELCN02 | 5 | 0 | 1.1 | Unlikely
HOUETARHNHPELCN02_OLDD_FBHGASE01_D83 | Residential heating technology - Heat pump, Air-to-air - single-family house - existing building - distributed level 0.83 | HOUELC, HOUAMB | HOUETARHN_OLDD_DMD | MKr20 | 2030 | 4.3342 | 0.13343 | 0.20522 | [5 empty] | ETA | D | OLD | 4.8727 |  | RHNHPELC | 5 | 0.83333 | HOUETARHNHPELCN02_OLDD_FBHGASE01 | 0.897 | HOUETARHNHPELCN02_OLDD | HOUETARHNBHGASE01_OLDD | BHGASE01 | HPELCN02 | ETA_OLDD | BHGASE01_HPELCN02 | 5 | 0 | 1.1 | Unlikely
HOUETARHNHPELCN02_OLDD_FBHGASE01_D83 | Residential heating technology - Heat pump, Air-to-air - single-family house - existing building - distributed level 0.83 | HOUELC, HOUAMB | HOUETARHN_OLDD_DMD | MKr20 | 2040 | 4.1275 | 0.12877 | 0.19776 | [5 empty] | ETA | D | OLD | 5.0566 |  | RHNHPELC | 5 | 0.83333 | HOUETARHNHPELCN02_OLDD_FBHGASE01 | 0.897 | HOUETARHNHPELCN02_OLDD | HOUETARHNBHGASE01_OLDD | BHGASE01 | HPELCN02 | ETA_OLDD | BHGASE01_HPELCN02 | 5 | 0 | 1.1 | Unlikely
HOUETARHNHPELCN02_OLDD_FBHGASE01_D83 | Residential heating technology - Heat pump, Air-to-air - single-family house - existing building - distributed level 0.83 | HOUELC, HOUAMB | HOUETARHN_OLDD_DMD | MKr20 | 2050 | 3.9207 | 0.12411 | 0.19423 | [5 empty] | ETA | D | OLD | 5.1485 |  | RHNHPELC | 5 | 0.83333 | HOUETARHNHPELCN02_OLDD_FBHGASE01 | 0.897 | HOUETARHNHPELCN02_OLDD | HOUETARHNBHGASE01_OLDD | BHGASE01 | HPELCN02 | ETA_OLDD | BHGASE01_HPELCN02 | 5 | 0 | 1.1 | Unlikely
HOUETARHNDIELCN06_OLDD_FBHGASE01_D83 | Residential heating technology - Electric heating - electric panel from Bauhaus - apartment complex - new building - distributed level 0.83 | HOUELC | HOUETARHN_OLDD_DMD | MKr20 | 2020 | 0.70255 | 0 | [6 empty] | ETA | D | OLD |  |  | RHNDIELC | 5 | 0.83333 | HOUETARHNDIELCN06_OLDD_FBHGASE01 | 0.897 | HOUETARHNDIELCN06_OLDD | HOUETARHNBHGASE01_OLDD | BHGASE01 | DIELCN06 | ETA_OLDD | BHGASE01_DIELCN06 | 5 | 0 | 1.1 | Unlikely
HOUETARHNDIELCN06_OLDD_FBHGASE01_D83 | Residential heating technology - Electric heating - electric panel from Bauhaus - apartment complex - new building - distributed level 0.83 | HOUELC | HOUETARHN_OLDD_DMD | MKr20 | 2025 | 0.70255 | 0 | [6 empty] | ETA | D | OLD |  |  | RHNDIELC | 5 | 0.83333 | HOUETARHNDIELCN06_OLDD_FBHGASE01 | 0.897 | HOUETARHNDIELCN06_OLDD | HOUETARHNBHGASE01_OLDD | BHGASE01 | DIELCN06 | ETA_OLDD | BHGASE01_DIELCN06 | 5 | 0 | 1.1 | Unlikely
HOUETARHNDIELCN06_OLDD_FBHGASE01_D83 | Residential heating technology - Electric heating - electric panel from Bauhaus - apartment complex - new building - distributed level 0.83 | HOUELC | HOUETARHN_OLDD_DMD | MKr20 | 2030 | 0.70255 | 0 | [6 empty] | ETA | D | OLD |  |  | RHNDIELC | 5 | 0.83333 | HOUETARHNDIELCN06_OLDD_FBHGASE01 | 0.897 | HOUETARHNDIELCN06_OLDD | HOUETARHNBHGASE01_OLDD | BHGASE01 | DIELCN06 | ETA_OLDD | BHGASE01_DIELCN06 | 5 | 0 | 1.1 | Unlikely
HOUETARHNDIELCN06_OLDD_FBHGASE01_D83 | Residential heating technology - Electric heating - electric panel from Bauhaus - apartment complex - new building - distributed level 0.83 | HOUELC | HOUETARHN_OLDD_DMD | MKr20 | 2040 | 0.70255 | 0 | [6 empty] | ETA | D | OLD |  |  | RHNDIELC | 5 | 0.83333 | HOUETARHNDIELCN06_OLDD_FBHGASE01 | 0.897 | HOUETARHNDIELCN06_OLDD | HOUETARHNBHGASE01_OLDD | BHGASE01 | DIELCN06 | ETA_OLDD | BHGASE01_DIELCN06 | 5 | 0 | 1.1 | Unlikely
HOUETARHNDIELCN06_OLDD_FBHGASE01_D83 | Residential heating technology - Electric heating - electric panel from Bauhaus - apartment complex - new building - distributed level 0.83 | HOUELC | HOUETARHN_OLDD_DMD | MKr20 | 2050 | 0.70255 | 0 | [6 empty] | ETA | D | OLD |  |  | RHNDIELC | 5 | 0.83333 | HOUETARHNDIELCN06_OLDD_FBHGASE01 | 0.897 | HOUETARHNDIELCN06_OLDD | HOUETARHNBHGASE01_OLDD | BHGASE01 | DIELCN06 | ETA_OLDD | BHGASE01_DIELCN06 | 5 | 0 | 1.1 | Unlikely
HOUETARHNDIELCN01_OLDD_FBHGASE01_D83 | Residential heating technology - Electric heating - apartment complex - new building - distributed level 0.83 | HOUELC | HOUETARHN_OLDD_DMD | MKr20 | 2020 | 6.5252 | 0.0026494 | [6 empty] | ETA | D | OLD |  |  | RHNDIELC | 5 | 0.83333 | HOUETARHNDIELCN01_OLDD_FBHGASE01 | 0.897 | HOUETARHNDIELCN01_OLDD | HOUETARHNBHGASE01_OLDD | BHGASE01 | DIELCN01 | ETA_OLDD | BHGASE01_DIELCN01 | 5 | 0 | 1.1 | Unlikely
HOUETARHNDIELCN01_OLDD_FBHGASE01_D83 | Residential heating technology - Electric heating - apartment complex - new building - distributed level 0.83 | HOUELC | HOUETARHN_OLDD_DMD | MKr20 | 2025 | 6.3637 | 0.0025413 | [6 empty] | ETA | D | OLD |  |  | RHNDIELC | 5 | 0.83333 | HOUETARHNDIELCN01_OLDD_FBHGASE01 | 0.897 | HOUETARHNDIELCN01_OLDD | HOUETARHNBHGASE01_OLDD | BHGASE01 | DIELCN01 | ETA_OLDD | BHGASE01_DIELCN01 | 5 | 0 | 1.1 | Unlikely
HOUETARHNDIELCN01_OLDD_FBHGASE01_D83 | Residential heating technology - Electric heating - apartment complex - new building - distributed level 0.83 | HOUELC | HOUETARHN_OLDD_DMD | MKr20 | 2030 | 6.2062 | 0.0024872 | [6 empty] | ETA | D | OLD |  |  | RHNDIELC | 5 | 0.83333 | HOUETARHNDIELCN01_OLDD_FBHGASE01 | 0.897 | HOUETARHNDIELCN01_OLDD | HOUETARHNBHGASE01_OLDD | BHGASE01 | DIELCN01 | ETA_OLDD | BHGASE01_DIELCN01 | 5 | 0 | 1.1 | Unlikely
HOUETARHNDIELCN01_OLDD_FBHGASE01_D83 | Residential heating technology - Electric heating - apartment complex - new building - distributed level 0.83 | HOUELC | HOUETARHN_OLDD_DMD | MKr20 | 2040 | 5.9028 | 0.0023791 | [6 empty] | ETA | D | OLD |  |  | RHNDIELC | 5 | 0.83333 | HOUETARHNDIELCN01_OLDD_FBHGASE01 | 0.897 | HOUETARHNDIELCN01_OLDD | HOUETARHNBHGASE01_OLDD | BHGASE01 | DIELCN01 | ETA_OLDD | BHGASE01_DIELCN01 | 5 | 0 | 1.1 | Unlikely
HOUETARHNDIELCN01_OLDD_FBHGASE01_D83 | Residential heating technology - Electric heating - apartment complex - new building - distributed level 0.83 | HOUELC | HOUETARHN_OLDD_DMD | MKr20 | 2050 | 5.6142 | 0.0022709 | [6 empty] | ETA | D | OLD |  |  | RHNDIELC | 5 | 0.83333 | HOUETARHNDIELCN01_OLDD_FBHGASE01 | 0.897 | HOUETARHNDIELCN01_OLDD | HOUETARHNBHGASE01_OLDD | BHGASE01 | DIELCN01 | ETA_OLDD | BHGASE01_DIELCN01 | 5 | 0 | 1.1 | Unlikely
HOUETARHNBHWPEN01_OLDD_FBHGASE01_D83 | Residential heating technology - Biomass boiler, automatic stoking , wood pellets or wood chips - apartment complex - existing building - distributed level 0.83 | HOUWPE | HOUETARHN_OLDD_DMD | MKr20 | 2020 | 2.1593 | 0.048708 |  | 25 | 14 | 70 | 2 | 4 | ETA | D | OLD |  |  | RHNBHWPE | 5 | 0.83333 | HOUETARHNBHWPEN01_OLDD_FBHGASE01 | 0.897 | HOUETARHNBHWPEN01_OLDD | HOUETARHNBHGASE01_OLDD | BHGASE01 | BHWPEN01 | ETA_OLDD | BHGASE01_BHWPEN01 | 6 | 0 | 1 | New
HOUETARHNBHWPEN01_OLDD_FBHGASE01_D83 | Residential heating technology - Biomass boiler, automatic stoking , wood pellets or wood chips - apartment complex - existing building - distributed level 0.83 | HOUWPE | HOUETARHN_OLDD_DMD | MKr20 | 2025 | 2.1059 | 0.048363 |  | 25 | 14 | 60 | 2 | 4 | ETA | D | OLD |  |  | RHNBHWPE | 5 | 0.83333 | HOUETARHNBHWPEN01_OLDD_FBHGASE01 | 0.897 | HOUETARHNBHWPEN01_OLDD | HOUETARHNBHGASE01_OLDD | BHGASE01 | BHWPEN01 | ETA_OLDD | BHGASE01_BHWPEN01 | 6 | 0 | 1 | New
HOUETARHNBHWPEN01_OLDD_FBHGASE01_D83 | Residential heating technology - Biomass boiler, automatic stoking , wood pellets or wood chips - apartment complex - existing building - distributed level 0.83 | HOUWPE | HOUETARHN_OLDD_DMD | MKr20 | 2030 | 2.0538 | 0.048579 |  | 25 | 11 | 50 | 1 | 4 | ETA | D | OLD |  |  | RHNBHWPE | 5 | 0.83333 | HOUETARHNBHWPEN01_OLDD_FBHGASE01 | 0.897 | HOUETARHNBHWPEN01_OLDD | HOUETARHNBHGASE01_OLDD | BHGASE01 | BHWPEN01 | ETA_OLDD | BHGASE01_BHWPEN01 | 6 | 0 | 1 | New
HOUETARHNBHWPEN01_OLDD_FBHGASE01_D83 | Residential heating technology - Biomass boiler, automatic stoking , wood pellets or wood chips - apartment complex - existing building - distributed level 0.83 | HOUWPE | HOUETARHN_OLDD_DMD | MKr20 | 2040 | 1.9534 | 0.047028 |  | 25 | 9 | 45 | 1 | 4 | ETA | D | OLD |  |  | RHNBHWPE | 5 | 0.83333 | HOUETARHNBHWPEN01_OLDD_FBHGASE01 | 0.897 | HOUETARHNBHWPEN01_OLDD | HOUETARHNBHGASE01_OLDD | BHGASE01 | BHWPEN01 | ETA_OLDD | BHGASE01_BHWPEN01 | 6 | 0 | 1 | New
HOUETARHNBHWPEN01_OLDD_FBHGASE01_D83 | Residential heating technology - Biomass boiler, automatic stoking , wood pellets or wood chips - apartment complex - existing building - distributed level 0.83 | HOUWPE | HOUETARHN_OLDD_DMD | MKr20 | 2050 | 1.8579 | 0.045004 |  | 25 | 9 | 40 | 0 | 4 | ETA | D | OLD |  |  | RHNBHWPE | 5 | 0.83333 | HOUETARHNBHWPEN01_OLDD_FBHGASE01 | 0.897 | HOUETARHNBHWPEN01_OLDD | HOUETARHNBHGASE01_OLDD | BHGASE01 | BHWPEN01 | ETA_OLDD | BHGASE01_BHWPEN01 | 6 | 0 | 1 | New
HOUETARHNBHSOLN01_OLDD_FBHGASE01_D83 | Residential heating technology - Solar heating system - apartment complex - existing building - distributed level 0.83 | HOUSOL | HOUETARHN_OLDD_DMD | MKr20 | 2020 | 5.5059 | 0.025768 | [6 empty] | ETA | D | OLD |  |  | RHNBHSOL | 5 | 0.83333 | HOUETARHNBHSOLN01_OLDD_FBHGASE01 | 0.897 | HOUETARHNBHSOLN01_OLDD | HOUETARHNBHGASE01_OLDD | BHGASE01 | BHSOLN01 | ETA_OLDD | BHGASE01_BHSOLN01 | 5 | 0 | 1.1 | Unlikely
HOUETARHNBHSOLN01_OLDD_FBHGASE01_D83 | Residential heating technology - Solar heating system - apartment complex - existing building - distributed level 0.83 | HOUSOL | HOUETARHN_OLDD_DMD | MKr20 | 2025 | 5.268 | 0.027313 | [6 empty] | ETA | D | OLD |  |  | RHNBHSOL | 5 | 0.83333 | HOUETARHNBHSOLN01_OLDD_FBHGASE01 | 0.897 | HOUETARHNBHSOLN01_OLDD | HOUETARHNBHGASE01_OLDD | BHGASE01 | BHSOLN01 | ETA_OLDD | BHGASE01_BHSOLN01 | 5 | 0 | 1.1 | Unlikely
HOUETARHNBHSOLN01_OLDD_FBHGASE01_D83 | Residential heating technology - Solar heating system - apartment complex - existing building - distributed level 0.83 | HOUSOL | HOUETARHN_OLDD_DMD | MKr20 | 2030 | 5.0301 | 0.0279 | [6 empty] | ETA | D | OLD |  |  | RHNBHSOL | 5 | 0.83333 | HOUETARHNBHSOLN01_OLDD_FBHGASE01 | 0.897 | HOUETARHNBHSOLN01_OLDD | HOUETARHNBHGASE01_OLDD | BHGASE01 | BHSOLN01 | ETA_OLDD | BHGASE01_BHSOLN01 | 5 | 0 | 1.1 | Unlikely
HOUETARHNBHSOLN01_OLDD_FBHGASE01_D83 | Residential heating technology - Solar heating system - apartment complex - existing building - distributed level 0.83 | HOUSOL | HOUETARHN_OLDD_DMD | MKr20 | 2040 | 4.7922 | 0.027143 | [6 empty] | ETA | D | OLD |  |  | RHNBHSOL | 5 | 0.83333 | HOUETARHNBHSOLN01_OLDD_FBHGASE01 | 0.897 | HOUETARHNBHSOLN01_OLDD | HOUETARHNBHGASE01_OLDD | BHGASE01 | BHSOLN01 | ETA_OLDD | BHGASE01_BHSOLN01 | 5 | 0 | 1.1 | Unlikely
HOUETARHNBHSOLN01_OLDD_FBHGASE01_D83 | Residential heating technology - Solar heating system - apartment complex - existing building - distributed level 0.83 | HOUSOL | HOUETARHN_OLDD_DMD | MKr20 | 2050 | 4.5542 | 0.025768 | [6 empty] | ETA | D | OLD |  |  | RHNBHSOL | 5 | 0.83333 | HOUETARHNBHSOLN01_OLDD_FBHGASE01 | 0.897 | HOUETARHNBHSOLN01_OLDD | HOUETARHNBHGASE01_OLDD | BHGASE01 | BHSOLN01 | ETA_OLDD | BHGASE01_BHSOLN01 | 5 | 0 | 1.1 | Unlikely
HOUETARHNBHGASN01_OLDD_FBHGASE01_D83 | Residential heating technology - Natural gas boiler - apartment complex - existing building - distributed level 0.83 | HOUGAS | HOUETARHN_OLDD_DMD | MKr20 | 2020 | 0.5942 | 0.014402 |  | 0.43 | 0.1 | 20.4 | 1 | 1 | ETA | D | OLD |  |  | RHNBHGAS | 5 | 0.83333 | HOUETARHNBHGASN01_OLDD_FBHGASE01 | 0.897 | HOUETARHNBHGASN01_OLDD | HOUETARHNBHGASE01_OLDD | BHGASE01 | BHGASN01 | ETA_OLDD | BHGASE01_BHGASN01 | 6 | 0 | 1 | New
HOUETARHNBHGASN01_OLDD_FBHGASE01_D83 | Residential heating technology - Natural gas boiler - apartment complex - existing building - distributed level 0.83 | HOUGAS | HOUETARHN_OLDD_DMD | MKr20 | 2025 | 0.58164 | 0.01429 |  | 0.43 | 0.1 | 20.4 | 1 | 1 | ETA | D | OLD |  |  | RHNBHGAS | 5 | 0.83333 | HOUETARHNBHGASN01_OLDD_FBHGASE01 | 0.897 | HOUETARHNBHGASN01_OLDD | HOUETARHNBHGASE01_OLDD | BHGASE01 | BHGASN01 | ETA_OLDD | BHGASE01_BHGASN01 | 6 | 0 | 1 | New
HOUETARHNBHGASN01_OLDD_FBHGASE01_D83 | Residential heating technology - Natural gas boiler - apartment complex - existing building - distributed level 0.83 | HOUGAS | HOUETARHN_OLDD_DMD | MKr20 | 2030 | 0.56938 | 0.014159 |  | 0.43 | 0.1 | 20.4 | 1 | 1 | ETA | D | OLD |  |  | RHNBHGAS | 5 | 0.83333 | HOUETARHNBHGASN01_OLDD_FBHGASE01 | 0.897 | HOUETARHNBHGASN01_OLDD | HOUETARHNBHGASE01_OLDD | BHGASE01 | BHGASN01 | ETA_OLDD | BHGASE01_BHGASN01 | 6 | 0 | 1 | New
HOUETARHNBHGASN01_OLDD_FBHGASE01_D83 | Residential heating technology - Natural gas boiler - apartment complex - existing building - distributed level 0.83 | HOUGAS | HOUETARHN_OLDD_DMD | MKr20 | 2040 | 0.54578 | 0.013577 |  | 0.43 | 0.1 | 20.4 | 1 | 1 | ETA | D | OLD |  |  | RHNBHGAS | 5 | 0.83333 | HOUETARHNBHGASN01_OLDD_FBHGASE01 | 0.897 | HOUETARHNBHGASN01_OLDD | HOUETARHNBHGASE01_OLDD | BHGASE01 | BHGASN01 | ETA_OLDD | BHGASE01_BHGASN01 | 6 | 0 | 1 | New
HOUETARHNBHGASN01_OLDD_FBHGASE01_D83 | Residential heating technology - Natural gas boiler - apartment complex - existing building - distributed level 0.83 | HOUGAS | HOUETARHN_OLDD_DMD | MKr20 | 2050 | 0.52332 | 0.0038725 |  | 0.43 | 0.1 | 20.4 | 1 | 1 | ETA | D | OLD |  |  | RHNBHGAS | 5 | 0.83333 | HOUETARHNBHGASN01_OLDD_FBHGASE01 | 0.897 | HOUETARHNBHGASN01_OLDD | HOUETARHNBHGASE01_OLDD | BHGASE01 | BHGASN01 | ETA_OLDD | BHGASE01_BHGASN01 | 6 | 0 | 1 | New
HOUETARHNBHDHDN03_OLDD_FBHGASE01_D83 | Residential heating technology - Direct district heating substation - plus connection pipe - apartment complex - existing building - distributed level 0.83 | HOUDHD | HOUETARHN_OLDD_DMD | MKr20 | 2020 | 0.35289 | 0.0019206 | [6 empty] | ETA | D | OLD |  |  | RHNBHDHD | 5 | 0.83333 | HOUETARHNBHDHDN03_OLDD_FBHGASE01 | 0.897 | HOUETARHNBHDHDN03_OLDD | HOUETARHNBHGASE01_OLDD | BHGASE01 | BHDHDN03 | ETA_OLDD | BHGASE01_BHDHDN03 | 6 | 0 | 1 | New
HOUETARHNBHDHDN03_OLDD_FBHGASE01_D83 | Residential heating technology - Direct district heating substation - plus connection pipe - apartment complex - existing building - distributed level 0.83 | HOUDHD | HOUETARHN_OLDD_DMD | MKr20 | 2025 | 0.3463 | 0.0019465 | [6 empty] | ETA | D | OLD |  |  | RHNBHDHD | 5 | 0.83333 | HOUETARHNBHDHDN03_OLDD_FBHGASE01 | 0.897 | HOUETARHNBHDHDN03_OLDD | HOUETARHNBHGASE01_OLDD | BHGASE01 | BHDHDN03 | ETA_OLDD | BHGASE01_BHDHDN03 | 6 | 0 | 1 | New
HOUETARHNBHDHDN03_OLDD_FBHGASE01_D83 | Residential heating technology - Direct district heating substation - plus connection pipe - apartment complex - existing building - distributed level 0.83 | HOUDHD | HOUETARHN_OLDD_DMD | MKr20 | 2030 | 0.33987 | 0.0019179 | [6 empty] | ETA | D | OLD |  |  | RHNBHDHD | 5 | 0.83333 | HOUETARHNBHDHDN03_OLDD_FBHGASE01 | 0.897 | HOUETARHNBHDHDN03_OLDD | HOUETARHNBHGASE01_OLDD | BHGASE01 | BHDHDN03 | ETA_OLDD | BHGASE01_BHDHDN03 | 6 | 0 | 1 | New
HOUETARHNBHDHDN03_OLDD_FBHGASE01_D83 | Residential heating technology - Direct district heating substation - plus connection pipe - apartment complex - existing building - distributed level 0.83 | HOUDHD | HOUETARHN_OLDD_DMD | MKr20 | 2040 | 0.32748 | 0.0018597 | [6 empty] | ETA | D | OLD |  |  | RHNBHDHD | 5 | 0.83333 | HOUETARHNBHDHDN03_OLDD_FBHGASE01 | 0.897 | HOUETARHNBHDHDN03_OLDD | HOUETARHNBHGASE01_OLDD | BHGASE01 | BHDHDN03 | ETA_OLDD | BHGASE01_BHDHDN03 | 6 | 0 | 1 | New
HOUETARHNBHDHDN03_OLDD_FBHGASE01_D83 | Residential heating technology - Direct district heating substation - plus connection pipe - apartment complex - existing building - distributed level 0.83 | HOUDHD | HOUETARHN_OLDD_DMD | MKr20 | 2050 | 0.3157 | 0.0017854 | [6 empty] | ETA | D | OLD |  |  | RHNBHDHD | 5 | 0.83333 | HOUETARHNBHDHDN03_OLDD_FBHGASE01 | 0.897 | HOUETARHNBHDHDN03_OLDD | HOUETARHNBHGASE01_OLDD | BHGASE01 | BHDHDN03 | ETA_OLDD | BHGASE01_BHDHDN03 | 6 | 0 | 1 | New
HOUETARHNHPELCN05_OLDI_FBHGASE01_D83 | Residential heating technology - Heat pump, Air-to-water - leasing - apartment complex - existing building - distributed level 0.83 | HOUELC, HOUAMB | HOUETARHN_OLDI_DMD | MKr20 | 2020 | 5.4547 | 0.39127 | 0.37506 | [5 empty] | ETA | I | OLD | 2.6662 |  | RHNHPELC | 5 | 0.83333 | HOUETARHNHPELCN05_OLDI_FBHGASE01 | 0.897 | HOUETARHNHPELCN05_OLDI | HOUETARHNBHGASE01_OLDI | BHGASE01 | HPELCN05 | ETA_OLDI | BHGASE01_HPELCN05 | 4 | -0.25 | 1 | Supported
HOUETARHNHPELCN05_OLDI_FBHGASE01_D83 | Residential heating technology - Heat pump, Air-to-water - leasing - apartment complex - existing building - distributed level 0.83 | HOUELC, HOUAMB | HOUETARHN_OLDI_DMD | MKr20 | 2025 | 4.8843 | 0.35969 | 0.35662 | [5 empty] | ETA | I | OLD | 2.8041 |  | RHNHPELC | 5 | 0.83333 | HOUETARHNHPELCN05_OLDI_FBHGASE01 | 0.897 | HOUETARHNHPELCN05_OLDI | HOUETARHNBHGASE01_OLDI | BHGASE01 | HPELCN05 | ETA_OLDI | BHGASE01_HPELCN05 | 4 | -0.25 | 1 | Supported
HOUETARHNHPELCN05_OLDI_FBHGASE01_D83 | Residential heating technology - Heat pump, Air-to-water - leasing - apartment complex - existing building - distributed level 0.83 | HOUELC, HOUAMB | HOUETARHN_OLDI_DMD | MKr20 | 2030 | 4.3139 | 0.32807 | 0.3399 | [5 empty] | ETA | I | OLD | 2.942 |  | RHNHPELC | 5 | 0.83333 | HOUETARHNHPELCN05_OLDI_FBHGASE01 | 0.897 | HOUETARHNHPELCN05_OLDI | HOUETARHNBHGASE01_OLDI | BHGASE01 | HPELCN05 | ETA_OLDI | BHGASE01_HPELCN05 | 4 | -0.25 | 1 | Supported
HOUETARHNHPELCN05_OLDI_FBHGASE01_D83 | Residential heating technology - Heat pump, Air-to-water - leasing - apartment complex - existing building - distributed level 0.83 | HOUELC, HOUAMB | HOUETARHN_OLDI_DMD | MKr20 | 2040 | 3.8638 | 0.30236 | 0.32468 | [5 empty] | ETA | I | OLD | 3.0799 |  | RHNHPELC | 5 | 0.83333 | HOUETARHNHPELCN05_OLDI_FBHGASE01 | 0.897 | HOUETARHNHPELCN05_OLDI | HOUETARHNBHGASE01_OLDI | BHGASE01 | HPELCN05 | ETA_OLDI | BHGASE01_HPELCN05 | 4 | -0.25 | 1 | Supported
HOUETARHNHPELCN05_OLDI_FBHGASE01_D83 | Residential heating technology - Heat pump, Air-to-water - leasing - apartment complex - existing building - distributed level 0.83 | HOUELC, HOUAMB | HOUETARHN_OLDI_DMD | MKr20 | 2050 | 3.4137 | 0.27662 | 0.31077 | [5 empty] | ETA | I | OLD | 3.2178 |  | RHNHPELC | 5 | 0.83333 | HOUETARHNHPELCN05_OLDI_FBHGASE01 | 0.897 | HOUETARHNHPELCN05_OLDI | HOUETARHNBHGASE01_OLDI | BHGASE01 | HPELCN05 | ETA_OLDI | BHGASE01_HPELCN05 | 4 | -0.25 | 1 | Supported
HOUETARHNHPELCN04_OLDI_FBHGASE01_D83 | Residential heating technology - Heat pump, Ground source - apartment complex - existing building - distributed level 0.83 | HOUELC, HOUAMB | HOUETARHN_OLDI_DMD | MKr20 | 2020 | 10.1643 | 0.057983 | 0.3399 | [5 empty] | ETA | I | OLD | 2.942 |  | RHNHPELC | 5 | 0.83333 | HOUETARHNHPELCN04_OLDI_FBHGASE01 | 0.897 | HOUETARHNHPELCN04_OLDI | HOUETARHNBHGASE01_OLDI | BHGASE01 | HPELCN04 | ETA_OLDI | BHGASE01_HPELCN04 | 4 | -0.25 | 1 | Supported
HOUETARHNHPELCN04_OLDI_FBHGASE01_D83 | Residential heating technology - Heat pump, Ground source - apartment complex - existing building - distributed level 0.83 | HOUELC, HOUAMB | HOUETARHN_OLDI_DMD | MKr20 | 2025 | 9.402 | 0.057525 | 0.3296 | [5 empty] | ETA | I | OLD | 3.034 |  | RHNHPELC | 5 | 0.83333 | HOUETARHNHPELCN04_OLDI_FBHGASE01 | 0.897 | HOUETARHNHPELCN04_OLDI | HOUETARHNBHGASE01_OLDI | BHGASE01 | HPELCN04 | ETA_OLDI | BHGASE01_HPELCN04 | 4 | -0.25 | 1 | Supported
HOUETARHNHPELCN04_OLDI_FBHGASE01_D83 | Residential heating technology - Heat pump, Ground source - apartment complex - existing building - distributed level 0.83 | HOUELC, HOUAMB | HOUETARHN_OLDI_DMD | MKr20 | 2030 | 8.6397 | 0.057023 | 0.31991 | [5 empty] | ETA | I | OLD | 3.1259 |  | RHNHPELC | 5 | 0.83333 | HOUETARHNHPELCN04_OLDI_FBHGASE01 | 0.897 | HOUETARHNHPELCN04_OLDI | HOUETARHNBHGASE01_OLDI | BHGASE01 | HPELCN04 | ETA_OLDI | BHGASE01_HPELCN04 | 4 | -0.25 | 1 | Supported
HOUETARHNHPELCN04_OLDI_FBHGASE01_D83 | Residential heating technology - Heat pump, Ground source - apartment complex - existing building - distributed level 0.83 | HOUELC, HOUAMB | HOUETARHN_OLDI_DMD | MKr20 | 2040 | 7.9917 | 0.055864 | 0.30639 | [5 empty] | ETA | I | OLD | 3.2638 |  | RHNHPELC | 5 | 0.83333 | HOUETARHNHPELCN04_OLDI_FBHGASE01 | 0.897 | HOUETARHNHPELCN04_OLDI | HOUETARHNBHGASE01_OLDI | BHGASE01 | HPELCN04 | ETA_OLDI | BHGASE01_HPELCN04 | 4 | -0.25 | 1 | Supported
HOUETARHNHPELCN04_OLDI_FBHGASE01_D83 | Residential heating technology - Heat pump, Ground source - apartment complex - existing building - distributed level 0.83 | HOUELC, HOUAMB | HOUETARHN_OLDI_DMD | MKr20 | 2050 | 7.3437 | 0.054684 | 0.30214 | [5 empty] | ETA | I | OLD | 3.3098 |  | RHNHPELC | 5 | 0.83333 | HOUETARHNHPELCN04_OLDI_FBHGASE01 | 0.897 | HOUETARHNHPELCN04_OLDI | HOUETARHNBHGASE01_OLDI | BHGASE01 | HPELCN04 | ETA_OLDI | BHGASE01_HPELCN04 | 4 | -0.25 | 1 | Supported
HOUETARHNHPELCN03_OLDI_FBHGASE01_D83 | Residential heating technology - Heat pump, Air-to-water - apartment complex - existing building - distributed level 0.83 | HOUELC, HOUAMB | HOUETARHN_OLDI_DMD | MKr20 | 2020 | 10.9094 | 0.0937 | 0.37506 | [5 empty] | ETA | I | OLD | 2.6662 |  | RHNHPELC | 5 | 0.83333 | HOUETARHNHPELCN03_OLDI_FBHGASE01 | 0.897 | HOUETARHNHPELCN03_OLDI | HOUETARHNBHGASE01_OLDI | BHGASE01 | HPELCN03 | ETA_OLDI | BHGASE01_HPELCN03 | 4 | -0.25 | 1 | Supported
HOUETARHNHPELCN03_OLDI_FBHGASE01_D83 | Residential heating technology - Heat pump, Air-to-water - apartment complex - existing building - distributed level 0.83 | HOUELC, HOUAMB | HOUETARHN_OLDI_DMD | MKr20 | 2025 | 9.7685 | 0.093241 | 0.35662 | [5 empty] | ETA | I | OLD | 2.8041 |  | RHNHPELC | 5 | 0.83333 | HOUETARHNHPELCN03_OLDI_FBHGASE01 | 0.897 | HOUETARHNHPELCN03_OLDI | HOUETARHNBHGASE01_OLDI | BHGASE01 | HPELCN03 | ETA_OLDI | BHGASE01_HPELCN03 | 4 | -0.25 | 1 | Supported
HOUETARHNHPELCN03_OLDI_FBHGASE01_D83 | Residential heating technology - Heat pump, Air-to-water - apartment complex - existing building - distributed level 0.83 | HOUELC, HOUAMB | HOUETARHN_OLDI_DMD | MKr20 | 2030 | 8.6277 | 0.092739 | 0.3399 | [5 empty] | ETA | I | OLD | 2.942 |  | RHNHPELC | 5 | 0.83333 | HOUETARHNHPELCN03_OLDI_FBHGASE01 | 0.897 | HOUETARHNHPELCN03_OLDI | HOUETARHNBHGASE01_OLDI | BHGASE01 | HPELCN03 | ETA_OLDI | BHGASE01_HPELCN03 | 4 | -0.25 | 1 | Supported
HOUETARHNHPELCN03_OLDI_FBHGASE01_D83 | Residential heating technology - Heat pump, Air-to-water - apartment complex - existing building - distributed level 0.83 | HOUELC, HOUAMB | HOUETARHN_OLDI_DMD | MKr20 | 2040 | 7.7275 | 0.091581 | 0.32468 | [5 empty] | ETA | I | OLD | 3.0799 |  | RHNHPELC | 5 | 0.83333 | HOUETARHNHPELCN03_OLDI_FBHGASE01 | 0.897 | HOUETARHNHPELCN03_OLDI | HOUETARHNBHGASE01_OLDI | BHGASE01 | HPELCN03 | ETA_OLDI | BHGASE01_HPELCN03 | 4 | -0.25 | 1 | Supported
HOUETARHNHPELCN03_OLDI_FBHGASE01_D83 | Residential heating technology - Heat pump, Air-to-water - apartment complex - existing building - distributed level 0.83 | HOUELC, HOUAMB | HOUETARHN_OLDI_DMD | MKr20 | 2050 | 6.8273 | 0.0904 | 0.31077 | [5 empty] | ETA | I | OLD | 3.2178 |  | RHNHPELC | 5 | 0.83333 | HOUETARHNHPELCN03_OLDI_FBHGASE01 | 0.897 | HOUETARHNHPELCN03_OLDI | HOUETARHNBHGASE01_OLDI | BHGASE01 | HPELCN03 | ETA_OLDI | BHGASE01_HPELCN03 | 4 | -0.25 | 1 | Supported
HOUETARHNHPELCN02_OLDI_FBHGASE01_D83 | Residential heating technology - Heat pump, Air-to-air - single-family house - existing building - distributed level 0.83 | HOUELC, HOUAMB | HOUETARHN_OLDI_DMD | MKr20 | 2020 | 4.557 | 0.20009 | 0.22427 | [5 empty] | ETA | I | OLD | 4.459 |  | RHNHPELC | 5 | 0.83333 | HOUETARHNHPELCN02_OLDI_FBHGASE01 | 0.897 | HOUETARHNHPELCN02_OLDI | HOUETARHNBHGASE01_OLDI | BHGASE01 | HPELCN02 | ETA_OLDI | BHGASE01_HPELCN02 | 5 | 0 | 1.1 | Unlikely
HOUETARHNHPELCN02_OLDI_FBHGASE01_D83 | Residential heating technology - Heat pump, Air-to-air - single-family house - existing building - distributed level 0.83 | HOUELC, HOUAMB | HOUETARHN_OLDI_DMD | MKr20 | 2025 | 4.4456 | 0.13594 | 0.21327 | [5 empty] | ETA | I | OLD | 4.6888 |  | RHNHPELC | 5 | 0.83333 | HOUETARHNHPELCN02_OLDI_FBHGASE01 | 0.897 | HOUETARHNHPELCN02_OLDI | HOUETARHNBHGASE01_OLDI | BHGASE01 | HPELCN02 | ETA_OLDI | BHGASE01_HPELCN02 | 5 | 0 | 1.1 | Unlikely
HOUETARHNHPELCN02_OLDI_FBHGASE01_D83 | Residential heating technology - Heat pump, Air-to-air - single-family house - existing building - distributed level 0.83 | HOUELC, HOUAMB | HOUETARHN_OLDI_DMD | MKr20 | 2030 | 4.3342 | 0.13343 | 0.20522 | [5 empty] | ETA | I | OLD | 4.8727 |  | RHNHPELC | 5 | 0.83333 | HOUETARHNHPELCN02_OLDI_FBHGASE01 | 0.897 | HOUETARHNHPELCN02_OLDI | HOUETARHNBHGASE01_OLDI | BHGASE01 | HPELCN02 | ETA_OLDI | BHGASE01_HPELCN02 | 5 | 0 | 1.1 | Unlikely
HOUETARHNHPELCN02_OLDI_FBHGASE01_D83 | Residential heating technology - Heat pump, Air-to-air - single-family house - existing building - distributed level 0.83 | HOUELC, HOUAMB | HOUETARHN_OLDI_DMD | MKr20 | 2040 | 4.1275 | 0.12877 | 0.19776 | [5 empty] | ETA | I | OLD | 5.0566 |  | RHNHPELC | 5 | 0.83333 | HOUETARHNHPELCN02_OLDI_FBHGASE01 | 0.897 | HOUETARHNHPELCN02_OLDI | HOUETARHNBHGASE01_OLDI | BHGASE01 | HPELCN02 | ETA_OLDI | BHGASE01_HPELCN02 | 5 | 0 | 1.1 | Unlikely
HOUETARHNHPELCN02_OLDI_FBHGASE01_D83 | Residential heating technology - Heat pump, Air-to-air - single-family house - existing building - distributed level 0.83 | HOUELC, HOUAMB | HOUETARHN_OLDI_DMD | MKr20 | 2050 | 3.9207 | 0.12411 | 0.19423 | [5 empty] | ETA | I | OLD | 5.1485 |  | RHNHPELC | 5 | 0.83333 | HOUETARHNHPELCN02_OLDI_FBHGASE01 | 0.897 | HOUETARHNHPELCN02_OLDI | HOUETARHNBHGASE01_OLDI | BHGASE01 | HPELCN02 | ETA_OLDI | BHGASE01_HPELCN02 | 5 | 0 | 1.1 | Unlikely
HOUETARHNDIELCN06_OLDI_FBHGASE01_D83 | Residential heating technology - Electric heating - electric panel from Bauhaus - apartment complex - new building - distributed level 0.83 | HOUELC | HOUETARHN_OLDI_DMD | MKr20 | 2020 | 0.70255 | 0 | [6 empty] | ETA | I | OLD |  |  | RHNDIELC | 5 | 0.83333 | HOUETARHNDIELCN06_OLDI_FBHGASE01 | 0.897 | HOUETARHNDIELCN06_OLDI | HOUETARHNBHGASE01_OLDI | BHGASE01 | DIELCN06 | ETA_OLDI | BHGASE01_DIELCN06 | 5 | 0 | 1.1 | Unlikely
HOUETARHNDIELCN06_OLDI_FBHGASE01_D83 | Residential heating technology - Electric heating - electric panel from Bauhaus - apartment complex - new building - distributed level 0.83 | HOUELC | HOUETARHN_OLDI_DMD | MKr20 | 2025 | 0.70255 | 0 | [6 empty] | ETA | I | OLD |  |  | RHNDIELC | 5 | 0.83333 | HOUETARHNDIELCN06_OLDI_FBHGASE01 | 0.897 | HOUETARHNDIELCN06_OLDI | HOUETARHNBHGASE01_OLDI | BHGASE01 | DIELCN06 | ETA_OLDI | BHGASE01_DIELCN06 | 5 | 0 | 1.1 | Unlikely
HOUETARHNDIELCN06_OLDI_FBHGASE01_D83 | Residential heating technology - Electric heating - electric panel from Bauhaus - apartment complex - new building - distributed level 0.83 | HOUELC | HOUETARHN_OLDI_DMD | MKr20 | 2030 | 0.70255 | 0 | [6 empty] | ETA | I | OLD |  |  | RHNDIELC | 5 | 0.83333 | HOUETARHNDIELCN06_OLDI_FBHGASE01 | 0.897 | HOUETARHNDIELCN06_OLDI | HOUETARHNBHGASE01_OLDI | BHGASE01 | DIELCN06 | ETA_OLDI | BHGASE01_DIELCN06 | 5 | 0 | 1.1 | Unlikely
HOUETARHNDIELCN06_OLDI_FBHGASE01_D83 | Residential heating technology - Electric heating - electric panel from Bauhaus - apartment complex - new building - distributed level 0.83 | HOUELC | HOUETARHN_OLDI_DMD | MKr20 | 2040 | 0.70255 | 0 | [6 empty] | ETA | I | OLD |  |  | RHNDIELC | 5 | 0.83333 | HOUETARHNDIELCN06_OLDI_FBHGASE01 | 0.897 | HOUETARHNDIELCN06_OLDI | HOUETARHNBHGASE01_OLDI | BHGASE01 | DIELCN06 | ETA_OLDI | BHGASE01_DIELCN06 | 5 | 0 | 1.1 | Unlikely
HOUETARHNDIELCN06_OLDI_FBHGASE01_D83 | Residential heating technology - Electric heating - electric panel from Bauhaus - apartment complex - new building - distributed level 0.83 | HOUELC | HOUETARHN_OLDI_DMD | MKr20 | 2050 | 0.70255 | 0 | [6 empty] | ETA | I | OLD |  |  | RHNDIELC | 5 | 0.83333 | HOUETARHNDIELCN06_OLDI_FBHGASE01 | 0.897 | HOUETARHNDIELCN06_OLDI | HOUETARHNBHGASE01_OLDI | BHGASE01 | DIELCN06 | ETA_OLDI | BHGASE01_DIELCN06 | 5 | 0 | 1.1 | Unlikely
HOUETARHNDIELCN01_OLDI_FBHGASE01_D83 | Residential heating technology - Electric heating - apartment complex - new building - distributed level 0.83 | HOUELC | HOUETARHN_OLDI_DMD | MKr20 | 2020 | 6.5252 | 0.0026494 | [6 empty] | ETA | I | OLD |  |  | RHNDIELC | 5 | 0.83333 | HOUETARHNDIELCN01_OLDI_FBHGASE01 | 0.897 | HOUETARHNDIELCN01_OLDI | HOUETARHNBHGASE01_OLDI | BHGASE01 | DIELCN01 | ETA_OLDI | BHGASE01_DIELCN01 | 5 | 0 | 1.1 | Unlikely
HOUETARHNDIELCN01_OLDI_FBHGASE01_D83 | Residential heating technology - Electric heating - apartment complex - new building - distributed level 0.83 | HOUELC | HOUETARHN_OLDI_DMD | MKr20 | 2025 | 6.3637 | 0.0025413 | [6 empty] | ETA | I | OLD |  |  | RHNDIELC | 5 | 0.83333 | HOUETARHNDIELCN01_OLDI_FBHGASE01 | 0.897 | HOUETARHNDIELCN01_OLDI | HOUETARHNBHGASE01_OLDI | BHGASE01 | DIELCN01 | ETA_OLDI | BHGASE01_DIELCN01 | 5 | 0 | 1.1 | Unlikely
HOUETARHNDIELCN01_OLDI_FBHGASE01_D83 | Residential heating technology - Electric heating - apartment complex - new building - distributed level 0.83 | HOUELC | HOUETARHN_OLDI_DMD | MKr20 | 2030 | 6.2062 | 0.0024872 | [6 empty] | ETA | I | OLD |  |  | RHNDIELC | 5 | 0.83333 | HOUETARHNDIELCN01_OLDI_FBHGASE01 | 0.897 | HOUETARHNDIELCN01_OLDI | HOUETARHNBHGASE01_OLDI | BHGASE01 | DIELCN01 | ETA_OLDI | BHGASE01_DIELCN01 | 5 | 0 | 1.1 | Unlikely
HOUETARHNDIELCN01_OLDI_FBHGASE01_D83 | Residential heating technology - Electric heating - apartment complex - new building - distributed level 0.83 | HOUELC | HOUETARHN_OLDI_DMD | MKr20 | 2040 | 5.9028 | 0.0023791 | [6 empty] | ETA | I | OLD |  |  | RHNDIELC | 5 | 0.83333 | HOUETARHNDIELCN01_OLDI_FBHGASE01 | 0.897 | HOUETARHNDIELCN01_OLDI | HOUETARHNBHGASE01_OLDI | BHGASE01 | DIELCN01 | ETA_OLDI | BHGASE01_DIELCN01 | 5 | 0 | 1.1 | Unlikely
HOUETARHNDIELCN01_OLDI_FBHGASE01_D83 | Residential heating technology - Electric heating - apartment complex - new building - distributed level 0.83 | HOUELC | HOUETARHN_OLDI_DMD | MKr20 | 2050 | 5.6142 | 0.0022709 | [6 empty] | ETA | I | OLD |  |  | RHNDIELC | 5 | 0.83333 | HOUETARHNDIELCN01_OLDI_FBHGASE01 | 0.897 | HOUETARHNDIELCN01_OLDI | HOUETARHNBHGASE01_OLDI | BHGASE01 | DIELCN01 | ETA_OLDI | BHGASE01_DIELCN01 | 5 | 0 | 1.1 | Unlikely
HOUETARHNBHWPEN01_OLDI_FBHGASE01_D83 | Residential heating technology - Biomass boiler, automatic stoking , wood pellets or wood chips - apartment complex - existing building - distributed level 0.83 | HOUWPE | HOUETARHN_OLDI_DMD | MKr20 | 2020 | 1.661 | 0.032472 |  | 25 | 14 | 70 | 2 | 4 | ETA | I | OLD |  |  | RHNBHWPE | 5 | 0.83333 | HOUETARHNBHWPEN01_OLDI_FBHGASE01 | 0.897 | HOUETARHNBHWPEN01_OLDI | HOUETARHNBHGASE01_OLDI | BHGASE01 | BHWPEN01 | ETA_OLDI | BHGASE01_BHWPEN01 | 6 | 0 | 1 | New
HOUETARHNBHWPEN01_OLDI_FBHGASE01_D83 | Residential heating technology - Biomass boiler, automatic stoking , wood pellets or wood chips - apartment complex - existing building - distributed level 0.83 | HOUWPE | HOUETARHN_OLDI_DMD | MKr20 | 2025 | 1.6199 | 0.032242 |  | 25 | 14 | 60 | 2 | 4 | ETA | I | OLD |  |  | RHNBHWPE | 5 | 0.83333 | HOUETARHNBHWPEN01_OLDI_FBHGASE01 | 0.897 | HOUETARHNBHWPEN01_OLDI | HOUETARHNBHGASE01_OLDI | BHGASE01 | BHWPEN01 | ETA_OLDI | BHGASE01_BHWPEN01 | 6 | 0 | 1 | New
HOUETARHNBHWPEN01_OLDI_FBHGASE01_D83 | Residential heating technology - Biomass boiler, automatic stoking , wood pellets or wood chips - apartment complex - existing building - distributed level 0.83 | HOUWPE | HOUETARHN_OLDI_DMD | MKr20 | 2030 | 1.5798 | 0.032386 |  | 25 | 11 | 50 | 1 | 4 | ETA | I | OLD |  |  | RHNBHWPE | 5 | 0.83333 | HOUETARHNBHWPEN01_OLDI_FBHGASE01 | 0.897 | HOUETARHNBHWPEN01_OLDI | HOUETARHNBHGASE01_OLDI | BHGASE01 | BHWPEN01 | ETA_OLDI | BHGASE01_BHWPEN01 | 6 | 0 | 1 | New
HOUETARHNBHWPEN01_OLDI_FBHGASE01_D83 | Residential heating technology - Biomass boiler, automatic stoking , wood pellets or wood chips - apartment complex - existing building - distributed level 0.83 | HOUWPE | HOUETARHN_OLDI_DMD | MKr20 | 2040 | 1.5026 | 0.031352 |  | 25 | 9 | 45 | 1 | 4 | ETA | I | OLD |  |  | RHNBHWPE | 5 | 0.83333 | HOUETARHNBHWPEN01_OLDI_FBHGASE01 | 0.897 | HOUETARHNBHWPEN01_OLDI | HOUETARHNBHGASE01_OLDI | BHGASE01 | BHWPEN01 | ETA_OLDI | BHGASE01_BHWPEN01 | 6 | 0 | 1 | New
HOUETARHNBHWPEN01_OLDI_FBHGASE01_D83 | Residential heating technology - Biomass boiler, automatic stoking , wood pellets or wood chips - apartment complex - existing building - distributed level 0.83 | HOUWPE | HOUETARHN_OLDI_DMD | MKr20 | 2050 | 1.4291 | 0.030002 |  | 25 | 9 | 40 | 0 | 4 | ETA | I | OLD |  |  | RHNBHWPE | 5 | 0.83333 | HOUETARHNBHWPEN01_OLDI_FBHGASE01 | 0.897 | HOUETARHNBHWPEN01_OLDI | HOUETARHNBHGASE01_OLDI | BHGASE01 | BHWPEN01 | ETA_OLDI | BHGASE01_BHWPEN01 | 6 | 0 | 1 | New
HOUETARHNBHSOLN01_OLDI_FBHGASE01_D83 | Residential heating technology - Solar heating system - apartment complex - existing building - distributed level 0.83 | HOUSOL | HOUETARHN_OLDI_DMD | MKr20 | 2020 | 5.5059 | 0.025768 | [6 empty] | ETA | I | OLD |  |  | RHNBHSOL | 5 | 0.83333 | HOUETARHNBHSOLN01_OLDI_FBHGASE01 | 0.897 | HOUETARHNBHSOLN01_OLDI | HOUETARHNBHGASE01_OLDI | BHGASE01 | BHSOLN01 | ETA_OLDI | BHGASE01_BHSOLN01 | 5 | 0 | 1.1 | Unlikely
HOUETARHNBHSOLN01_OLDI_FBHGASE01_D83 | Residential heating technology - Solar heating system - apartment complex - existing building - distributed level 0.83 | HOUSOL | HOUETARHN_OLDI_DMD | MKr20 | 2025 | 5.268 | 0.027313 | [6 empty] | ETA | I | OLD |  |  | RHNBHSOL | 5 | 0.83333 | HOUETARHNBHSOLN01_OLDI_FBHGASE01 | 0.897 | HOUETARHNBHSOLN01_OLDI | HOUETARHNBHGASE01_OLDI | BHGASE01 | BHSOLN01 | ETA_OLDI | BHGASE01_BHSOLN01 | 5 | 0 | 1.1 | Unlikely
HOUETARHNBHSOLN01_OLDI_FBHGASE01_D83 | Residential heating technology - Solar heating system - apartment complex - existing building - distributed level 0.83 | HOUSOL | HOUETARHN_OLDI_DMD | MKr20 | 2030 | 5.0301 | 0.0279 | [6 empty] | ETA | I | OLD |  |  | RHNBHSOL | 5 | 0.83333 | HOUETARHNBHSOLN01_OLDI_FBHGASE01 | 0.897 | HOUETARHNBHSOLN01_OLDI | HOUETARHNBHGASE01_OLDI | BHGASE01 | BHSOLN01 | ETA_OLDI | BHGASE01_BHSOLN01 | 5 | 0 | 1.1 | Unlikely
HOUETARHNBHSOLN01_OLDI_FBHGASE01_D83 | Residential heating technology - Solar heating system - apartment complex - existing building - distributed level 0.83 | HOUSOL | HOUETARHN_OLDI_DMD | MKr20 | 2040 | 4.7922 | 0.027143 | [6 empty] | ETA | I | OLD |  |  | RHNBHSOL | 5 | 0.83333 | HOUETARHNBHSOLN01_OLDI_FBHGASE01 | 0.897 | HOUETARHNBHSOLN01_OLDI | HOUETARHNBHGASE01_OLDI | BHGASE01 | BHSOLN01 | ETA_OLDI | BHGASE01_BHSOLN01 | 5 | 0 | 1.1 | Unlikely
HOUETARHNBHSOLN01_OLDI_FBHGASE01_D83 | Residential heating technology - Solar heating system - apartment complex - existing building - distributed level 0.83 | HOUSOL | HOUETARHN_OLDI_DMD | MKr20 | 2050 | 4.5542 | 0.025768 | [6 empty] | ETA | I | OLD |  |  | RHNBHSOL | 5 | 0.83333 | HOUETARHNBHSOLN01_OLDI_FBHGASE01 | 0.897 | HOUETARHNBHSOLN01_OLDI | HOUETARHNBHGASE01_OLDI | BHGASE01 | BHSOLN01 | ETA_OLDI | BHGASE01_BHSOLN01 | 5 | 0 | 1.1 | Unlikely
HOUETARHNBHGASN01_OLDI_FBHGASE01_D83 | Residential heating technology - Natural gas boiler - apartment complex - existing building - distributed level 0.83 | HOUGAS | HOUETARHN_OLDI_DMD | MKr20 | 2020 | 0.5942 | 0.014402 |  | 0.43 | 0.1 | 20.4 | 1 | 1 | ETA | I | OLD |  |  | RHNBHGAS | 5 | 0.83333 | HOUETARHNBHGASN01_OLDI_FBHGASE01 | 0.897 | HOUETARHNBHGASN01_OLDI | HOUETARHNBHGASE01_OLDI | BHGASE01 | BHGASN01 | ETA_OLDI | BHGASE01_BHGASN01 | 6 | 0 | 1 | New
HOUETARHNBHGASN01_OLDI_FBHGASE01_D83 | Residential heating technology - Natural gas boiler - apartment complex - existing building - distributed level 0.83 | HOUGAS | HOUETARHN_OLDI_DMD | MKr20 | 2025 | 0.58164 | 0.01429 |  | 0.43 | 0.1 | 20.4 | 1 | 1 | ETA | I | OLD |  |  | RHNBHGAS | 5 | 0.83333 | HOUETARHNBHGASN01_OLDI_FBHGASE01 | 0.897 | HOUETARHNBHGASN01_OLDI | HOUETARHNBHGASE01_OLDI | BHGASE01 | BHGASN01 | ETA_OLDI | BHGASE01_BHGASN01 | 6 | 0 | 1 | New
HOUETARHNBHGASN01_OLDI_FBHGASE01_D83 | Residential heating technology - Natural gas boiler - apartment complex - existing building - distributed level 0.83 | HOUGAS | HOUETARHN_OLDI_DMD | MKr20 | 2030 | 0.56938 | 0.014159 |  | 0.43 | 0.1 | 20.4 | 1 | 1 | ETA | I | OLD |  |  | RHNBHGAS | 5 | 0.83333 | HOUETARHNBHGASN01_OLDI_FBHGASE01 | 0.897 | HOUETARHNBHGASN01_OLDI | HOUETARHNBHGASE01_OLDI | BHGASE01 | BHGASN01 | ETA_OLDI | BHGASE01_BHGASN01 | 6 | 0 | 1 | New
HOUETARHNBHGASN01_OLDI_FBHGASE01_D83 | Residential heating technology - Natural gas boiler - apartment complex - existing building - distributed level 0.83 | HOUGAS | HOUETARHN_OLDI_DMD | MKr20 | 2040 | 0.54578 | 0.013577 |  | 0.43 | 0.1 | 20.4 | 1 | 1 | ETA | I | OLD |  |  | RHNBHGAS | 5 | 0.83333 | HOUETARHNBHGASN01_OLDI_FBHGASE01 | 0.897 | HOUETARHNBHGASN01_OLDI | HOUETARHNBHGASE01_OLDI | BHGASE01 | BHGASN01 | ETA_OLDI | BHGASE01_BHGASN01 | 6 | 0 | 1 | New
HOUETARHNBHGASN01_OLDI_FBHGASE01_D83 | Residential heating technology - Natural gas boiler - apartment complex - existing building - distributed level 0.83 | HOUGAS | HOUETARHN_OLDI_DMD | MKr20 | 2050 | 0.52332 | 0.0038725 |  | 0.43 | 0.1 | 20.4 | 1 | 1 | ETA | I | OLD |  |  | RHNBHGAS | 5 | 0.83333 | HOUETARHNBHGASN01_OLDI_FBHGASE01 | 0.897 | HOUETARHNBHGASN01_OLDI | HOUETARHNBHGASE01_OLDI | BHGASE01 | BHGASN01 | ETA_OLDI | BHGASE01_BHGASN01 | 6 | 0 | 1 | New
HOUETARHNBHDHDN09_OLDI_FBHGASE01_D83 | Residential heating technology - Direct district heating substation - plus connection pipe - plus distribution (heating density: low ) - apartment complex - existing building - distributed level 0.83 | HOUDHD | HOUETARHN_OLDI_DMD | MKr20 | 2020 | 0.49805 | 0.0019206 | [6 empty] | ETA | I | OLD |  |  | RHNBHDHD | 5 | 0.83333 | HOUETARHNBHDHDN09_OLDI_FBHGASE01 | 0.897 | HOUETARHNBHDHDN09_OLDI | HOUETARHNBHGASE01_OLDI | BHGASE01 | BHDHDN09 | ETA_OLDI | BHGASE01_BHDHDN09 | 4 | -0.25 | 1 | Supported
HOUETARHNBHDHDN09_OLDI_FBHGASE01_D83 | Residential heating technology - Direct district heating substation - plus connection pipe - plus distribution (heating density: low ) - apartment complex - existing building - distributed level 0.83 | HOUDHD | HOUETARHN_OLDI_DMD | MKr20 | 2025 | 0.49146 | 0.0019465 | [6 empty] | ETA | I | OLD |  |  | RHNBHDHD | 5 | 0.83333 | HOUETARHNBHDHDN09_OLDI_FBHGASE01 | 0.897 | HOUETARHNBHDHDN09_OLDI | HOUETARHNBHGASE01_OLDI | BHGASE01 | BHDHDN09 | ETA_OLDI | BHGASE01_BHDHDN09 | 4 | -0.25 | 1 | Supported
HOUETARHNBHDHDN09_OLDI_FBHGASE01_D83 | Residential heating technology - Direct district heating substation - plus connection pipe - plus distribution (heating density: low ) - apartment complex - existing building - distributed level 0.83 | HOUDHD | HOUETARHN_OLDI_DMD | MKr20 | 2030 | 0.48503 | 0.0019179 | [6 empty] | ETA | I | OLD |  |  | RHNBHDHD | 5 | 0.83333 | HOUETARHNBHDHDN09_OLDI_FBHGASE01 | 0.897 | HOUETARHNBHDHDN09_OLDI | HOUETARHNBHGASE01_OLDI | BHGASE01 | BHDHDN09 | ETA_OLDI | BHGASE01_BHDHDN09 | 4 | -0.25 | 1 | Supported
HOUETARHNBHDHDN09_OLDI_FBHGASE01_D83 | Residential heating technology - Direct district heating substation - plus connection pipe - plus distribution (heating density: low ) - apartment complex - existing building - distributed level 0.83 | HOUDHD | HOUETARHN_OLDI_DMD | MKr20 | 2040 | 0.47264 | 0.0018597 | [6 empty] | ETA | I | OLD |  |  | RHNBHDHD | 5 | 0.83333 | HOUETARHNBHDHDN09_OLDI_FBHGASE01 | 0.897 | HOUETARHNBHDHDN09_OLDI | HOUETARHNBHGASE01_OLDI | BHGASE01 | BHDHDN09 | ETA_OLDI | BHGASE01_BHDHDN09 | 4 | -0.25 | 1 | Supported
HOUETARHNBHDHDN09_OLDI_FBHGASE01_D83 | Residential heating technology - Direct district heating substation - plus connection pipe - plus distribution (heating density: low ) - apartment complex - existing building - distributed level 0.83 | HOUDHD | HOUETARHN_OLDI_DMD | MKr20 | 2050 | 0.46086 | 0.0017854 | [6 empty] | ETA | I | OLD |  |  | RHNBHDHD | 5 | 0.83333 | HOUETARHNBHDHDN09_OLDI_FBHGASE01 | 0.897 | HOUETARHNBHDHDN09_OLDI | HOUETARHNBHGASE01_OLDI | BHGASE01 | BHDHDN09 | ETA_OLDI | BHGASE01_BHDHDN09 | 4 | -0.25 | 1 | Supported
HOUETARHNBHDHDN07_OLDI_FBHGASE01_D83 | Residential heating technology - Direct district heating substation - plus connection pipe - plus distribution (heating density: medium ) - apartment complex - existing building - distributed level 0.83 | HOUDHD | HOUETARHN_OLDI_DMD | MKr20 | 2020 | 0.42547 | 0.0019206 | [6 empty] | ETA | I | OLD |  |  | RHNBHDHD | 5 | 0.83333 | HOUETARHNBHDHDN07_OLDI_FBHGASE01 | 0.897 | HOUETARHNBHDHDN07_OLDI | HOUETARHNBHGASE01_OLDI | BHGASE01 | BHDHDN07 | ETA_OLDI | BHGASE01_BHDHDN07 | 4 | -0.25 | 1 | Supported
HOUETARHNBHDHDN07_OLDI_FBHGASE01_D83 | Residential heating technology - Direct district heating substation - plus connection pipe - plus distribution (heating density: medium ) - apartment complex - existing building - distributed level 0.83 | HOUDHD | HOUETARHN_OLDI_DMD | MKr20 | 2025 | 0.41888 | 0.0019465 | [6 empty] | ETA | I | OLD |  |  | RHNBHDHD | 5 | 0.83333 | HOUETARHNBHDHDN07_OLDI_FBHGASE01 | 0.897 | HOUETARHNBHDHDN07_OLDI | HOUETARHNBHGASE01_OLDI | BHGASE01 | BHDHDN07 | ETA_OLDI | BHGASE01_BHDHDN07 | 4 | -0.25 | 1 | Supported
HOUETARHNBHDHDN07_OLDI_FBHGASE01_D83 | Residential heating technology - Direct district heating substation - plus connection pipe - plus distribution (heating density: medium ) - apartment complex - existing building - distributed level 0.83 | HOUDHD | HOUETARHN_OLDI_DMD | MKr20 | 2030 | 0.41245 | 0.0019179 | [6 empty] | ETA | I | OLD |  |  | RHNBHDHD | 5 | 0.83333 | HOUETARHNBHDHDN07_OLDI_FBHGASE01 | 0.897 | HOUETARHNBHDHDN07_OLDI | HOUETARHNBHGASE01_OLDI | BHGASE01 | BHDHDN07 | ETA_OLDI | BHGASE01_BHDHDN07 | 4 | -0.25 | 1 | Supported
HOUETARHNBHDHDN07_OLDI_FBHGASE01_D83 | Residential heating technology - Direct district heating substation - plus connection pipe - plus distribution (heating density: medium ) - apartment complex - existing building - distributed level 0.83 | HOUDHD | HOUETARHN_OLDI_DMD | MKr20 | 2040 | 0.40006 | 0.0018597 | [6 empty] | ETA | I | OLD |  |  | RHNBHDHD | 5 | 0.83333 | HOUETARHNBHDHDN07_OLDI_FBHGASE01 | 0.897 | HOUETARHNBHDHDN07_OLDI | HOUETARHNBHGASE01_OLDI | BHGASE01 | BHDHDN07 | ETA_OLDI | BHGASE01_BHDHDN07 | 4 | -0.25 | 1 | Supported
HOUETARHNBHDHDN07_OLDI_FBHGASE01_D83 | Residential heating technology - Direct district heating substation - plus connection pipe - plus distribution (heating density: medium ) - apartment complex - existing building - distributed level 0.83 | HOUDHD | HOUETARHN_OLDI_DMD | MKr20 | 2050 | 0.38828 | 0.0017854 | [6 empty] | ETA | I | OLD |  |  | RHNBHDHD | 5 | 0.83333 | HOUETARHNBHDHDN07_OLDI_FBHGASE01 | 0.897 | HOUETARHNBHDHDN07_OLDI | HOUETARHNBHGASE01_OLDI | BHGASE01 | BHDHDN07 | ETA_OLDI | BHGASE01_BHDHDN07 | 4 | -0.25 | 1 | Supported
HOUETARHNBHDHDN05_OLDI_FBHGASE01_D83 | Residential heating technology - Direct district heating substation - plus connection pipe - plus distribution (heating density: high ) - apartment complex - existing building - distributed level 0.83 | HOUDHD | HOUETARHN_OLDI_DMD | MKr20 | 2020 | 0.35289 | 0.0019206 | [6 empty] | ETA | I | OLD |  |  | RHNBHDHD | 5 | 0.83333 | HOUETARHNBHDHDN05_OLDI_FBHGASE01 | 0.897 | HOUETARHNBHDHDN05_OLDI | HOUETARHNBHGASE01_OLDI | BHGASE01 | BHDHDN05 | ETA_OLDI | BHGASE01_BHDHDN05 | 4 | -0.25 | 1 | Supported
HOUETARHNBHDHDN05_OLDI_FBHGASE01_D83 | Residential heating technology - Direct district heating substation - plus connection pipe - plus distribution (heating density: high ) - apartment complex - existing building - distributed level 0.83 | HOUDHD | HOUETARHN_OLDI_DMD | MKr20 | 2025 | 0.3463 | 0.0019465 | [6 empty] | ETA | I | OLD |  |  | RHNBHDHD | 5 | 0.83333 | HOUETARHNBHDHDN05_OLDI_FBHGASE01 | 0.897 | HOUETARHNBHDHDN05_OLDI | HOUETARHNBHGASE01_OLDI | BHGASE01 | BHDHDN05 | ETA_OLDI | BHGASE01_BHDHDN05 | 4 | -0.25 | 1 | Supported
HOUETARHNBHDHDN05_OLDI_FBHGASE01_D83 | Residential heating technology - Direct district heating substation - plus connection pipe - plus distribution (heating density: high ) - apartment complex - existing building - distributed level 0.83 | HOUDHD | HOUETARHN_OLDI_DMD | MKr20 | 2030 | 0.33987 | 0.0019179 | [6 empty] | ETA | I | OLD |  |  | RHNBHDHD | 5 | 0.83333 | HOUETARHNBHDHDN05_OLDI_FBHGASE01 | 0.897 | HOUETARHNBHDHDN05_OLDI | HOUETARHNBHGASE01_OLDI | BHGASE01 | BHDHDN05 | ETA_OLDI | BHGASE01_BHDHDN05 | 4 | -0.25 | 1 | Supported
HOUETARHNBHDHDN05_OLDI_FBHGASE01_D83 | Residential heating technology - Direct district heating substation - plus connection pipe - plus distribution (heating density: high ) - apartment complex - existing building - distributed level 0.83 | HOUDHD | HOUETARHN_OLDI_DMD | MKr20 | 2040 | 0.32748 | 0.0018597 | [6 empty] | ETA | I | OLD |  |  | RHNBHDHD | 5 | 0.83333 | HOUETARHNBHDHDN05_OLDI_FBHGASE01 | 0.897 | HOUETARHNBHDHDN05_OLDI | HOUETARHNBHGASE01_OLDI | BHGASE01 | BHDHDN05 | ETA_OLDI | BHGASE01_BHDHDN05 | 4 | -0.25 | 1 | Supported
HOUETARHNBHDHDN05_OLDI_FBHGASE01_D83 | Residential heating technology - Direct district heating substation - plus connection pipe - plus distribution (heating density: high ) - apartment complex - existing building - distributed level 0.83 | HOUDHD | HOUETARHN_OLDI_DMD | MKr20 | 2050 | 0.3157 | 0.0017854 | [6 empty] | ETA | I | OLD |  |  | RHNBHDHD | 5 | 0.83333 | HOUETARHNBHDHDN05_OLDI_FBHGASE01 | 0.897 | HOUETARHNBHDHDN05_OLDI | HOUETARHNBHGASE01_OLDI | BHGASE01 | BHDHDN05 | ETA_OLDI | BHGASE01_BHDHDN05 | 4 | -0.25 | 1 | Supported
HOUETARHNBHDHCN09_OLDI_FBHGASE01_D83 | Residential heating technology - Direct district heating substation - plus connection pipe - plus distribution (heating density: low ) - apartment complex - existing building - distributed level 0.83 | HOUDHC | HOUETARHN_OLDI_DMD | MKr20 | 2020 | 0.49805 | 0.0019206 | [6 empty] | ETA | I | OLD |  |  | RHNBHDHC | 5 | 0.83333 | HOUETARHNBHDHCN09_OLDI_FBHGASE01 | 0.897 | HOUETARHNBHDHCN09_OLDI | HOUETARHNBHGASE01_OLDI | BHGASE01 | BHDHCN09 | ETA_OLDI | BHGASE01_BHDHCN09 | 4 | -0.25 | 1 | Supported
HOUETARHNBHDHCN09_OLDI_FBHGASE01_D83 | Residential heating technology - Direct district heating substation - plus connection pipe - plus distribution (heating density: low ) - apartment complex - existing building - distributed level 0.83 | HOUDHC | HOUETARHN_OLDI_DMD | MKr20 | 2025 | 0.49146 | 0.0019465 | [6 empty] | ETA | I | OLD |  |  | RHNBHDHC | 5 | 0.83333 | HOUETARHNBHDHCN09_OLDI_FBHGASE01 | 0.897 | HOUETARHNBHDHCN09_OLDI | HOUETARHNBHGASE01_OLDI | BHGASE01 | BHDHCN09 | ETA_OLDI | BHGASE01_BHDHCN09 | 4 | -0.25 | 1 | Supported
HOUETARHNBHDHCN09_OLDI_FBHGASE01_D83 | Residential heating technology - Direct district heating substation - plus connection pipe - plus distribution (heating density: low ) - apartment complex - existing building - distributed level 0.83 | HOUDHC | HOUETARHN_OLDI_DMD | MKr20 | 2030 | 0.48503 | 0.0019179 | [6 empty] | ETA | I | OLD |  |  | RHNBHDHC | 5 | 0.83333 | HOUETARHNBHDHCN09_OLDI_FBHGASE01 | 0.897 | HOUETARHNBHDHCN09_OLDI | HOUETARHNBHGASE01_OLDI | BHGASE01 | BHDHCN09 | ETA_OLDI | BHGASE01_BHDHCN09 | 4 | -0.25 | 1 | Supported
HOUETARHNBHDHCN09_OLDI_FBHGASE01_D83 | Residential heating technology - Direct district heating substation - plus connection pipe - plus distribution (heating density: low ) - apartment complex - existing building - distributed level 0.83 | HOUDHC | HOUETARHN_OLDI_DMD | MKr20 | 2040 | 0.47264 | 0.0018597 | [6 empty] | ETA | I | OLD |  |  | RHNBHDHC | 5 | 0.83333 | HOUETARHNBHDHCN09_OLDI_FBHGASE01 | 0.897 | HOUETARHNBHDHCN09_OLDI | HOUETARHNBHGASE01_OLDI | BHGASE01 | BHDHCN09 | ETA_OLDI | BHGASE01_BHDHCN09 | 4 | -0.25 | 1 | Supported
HOUETARHNBHDHCN09_OLDI_FBHGASE01_D83 | Residential heating technology - Direct district heating substation - plus connection pipe - plus distribution (heating density: low ) - apartment complex - existing building - distributed level 0.83 | HOUDHC | HOUETARHN_OLDI_DMD | MKr20 | 2050 | 0.46086 | 0.0017854 | [6 empty] | ETA | I | OLD |  |  | RHNBHDHC | 5 | 0.83333 | HOUETARHNBHDHCN09_OLDI_FBHGASE01 | 0.897 | HOUETARHNBHDHCN09_OLDI | HOUETARHNBHGASE01_OLDI | BHGASE01 | BHDHCN09 | ETA_OLDI | BHGASE01_BHDHCN09 | 4 | -0.25 | 1 | Supported
HOUETARHNBHDHCN07_OLDI_FBHGASE01_D83 | Residential heating technology - Direct district heating substation - plus connection pipe - plus distribution (heating density: medium ) - apartment complex - existing building - distributed level 0.83 | HOUDHC | HOUETARHN_OLDI_DMD | MKr20 | 2020 | 0.42547 | 0.0019206 | [6 empty] | ETA | I | OLD |  |  | RHNBHDHC | 5 | 0.83333 | HOUETARHNBHDHCN07_OLDI_FBHGASE01 | 0.897 | HOUETARHNBHDHCN07_OLDI | HOUETARHNBHGASE01_OLDI | BHGASE01 | BHDHCN07 | ETA_OLDI | BHGASE01_BHDHCN07 | 4 | -0.25 | 1 | Supported
HOUETARHNBHDHCN07_OLDI_FBHGASE01_D83 | Residential heating technology - Direct district heating substation - plus connection pipe - plus distribution (heating density: medium ) - apartment complex - existing building - distributed level 0.83 | HOUDHC | HOUETARHN_OLDI_DMD | MKr20 | 2025 | 0.41888 | 0.0019465 | [6 empty] | ETA | I | OLD |  |  | RHNBHDHC | 5 | 0.83333 | HOUETARHNBHDHCN07_OLDI_FBHGASE01 | 0.897 | HOUETARHNBHDHCN07_OLDI | HOUETARHNBHGASE01_OLDI | BHGASE01 | BHDHCN07 | ETA_OLDI | BHGASE01_BHDHCN07 | 4 | -0.25 | 1 | Supported
HOUETARHNBHDHCN07_OLDI_FBHGASE01_D83 | Residential heating technology - Direct district heating substation - plus connection pipe - plus distribution (heating density: medium ) - apartment complex - existing building - distributed level 0.83 | HOUDHC | HOUETARHN_OLDI_DMD | MKr20 | 2030 | 0.41245 | 0.0019179 | [6 empty] | ETA | I | OLD |  |  | RHNBHDHC | 5 | 0.83333 | HOUETARHNBHDHCN07_OLDI_FBHGASE01 | 0.897 | HOUETARHNBHDHCN07_OLDI | HOUETARHNBHGASE01_OLDI | BHGASE01 | BHDHCN07 | ETA_OLDI | BHGASE01_BHDHCN07 | 4 | -0.25 | 1 | Supported
HOUETARHNBHDHCN07_OLDI_FBHGASE01_D83 | Residential heating technology - Direct district heating substation - plus connection pipe - plus distribution (heating density: medium ) - apartment complex - existing building - distributed level 0.83 | HOUDHC | HOUETARHN_OLDI_DMD | MKr20 | 2040 | 0.40006 | 0.0018597 | [6 empty] | ETA | I | OLD |  |  | RHNBHDHC | 5 | 0.83333 | HOUETARHNBHDHCN07_OLDI_FBHGASE01 | 0.897 | HOUETARHNBHDHCN07_OLDI | HOUETARHNBHGASE01_OLDI | BHGASE01 | BHDHCN07 | ETA_OLDI | BHGASE01_BHDHCN07 | 4 | -0.25 | 1 | Supported
HOUETARHNBHDHCN07_OLDI_FBHGASE01_D83 | Residential heating technology - Direct district heating substation - plus connection pipe - plus distribution (heating density: medium ) - apartment complex - existing building - distributed level 0.83 | HOUDHC | HOUETARHN_OLDI_DMD | MKr20 | 2050 | 0.38828 | 0.0017854 | [6 empty] | ETA | I | OLD |  |  | RHNBHDHC | 5 | 0.83333 | HOUETARHNBHDHCN07_OLDI_FBHGASE01 | 0.897 | HOUETARHNBHDHCN07_OLDI | HOUETARHNBHGASE01_OLDI | BHGASE01 | BHDHCN07 | ETA_OLDI | BHGASE01_BHDHCN07 | 4 | -0.25 | 1 | Supported
HOUETARHNBHDHCN05_OLDI_FBHGASE01_D83 | Residential heating technology - Direct district heating substation - plus connection pipe - plus distribution (heating density: high ) - apartment complex - existing building - distributed level 0.83 | HOUDHC | HOUETARHN_OLDI_DMD | MKr20 | 2020 | 0.35289 | 0.0019206 | [6 empty] | ETA | I | OLD |  |  | RHNBHDHC | 5 | 0.83333 | HOUETARHNBHDHCN05_OLDI_FBHGASE01 | 0.897 | HOUETARHNBHDHCN05_OLDI | HOUETARHNBHGASE01_OLDI | BHGASE01 | BHDHCN05 | ETA_OLDI | BHGASE01_BHDHCN05 | 4 | -0.25 | 1 | Supported
HOUETARHNBHDHCN05_OLDI_FBHGASE01_D83 | Residential heating technology - Direct district heating substation - plus connection pipe - plus distribution (heating density: high ) - apartment complex - existing building - distributed level 0.83 | HOUDHC | HOUETARHN_OLDI_DMD | MKr20 | 2025 | 0.3463 | 0.0019465 | [6 empty] | ETA | I | OLD |  |  | RHNBHDHC | 5 | 0.83333 | HOUETARHNBHDHCN05_OLDI_FBHGASE01 | 0.897 | HOUETARHNBHDHCN05_OLDI | HOUETARHNBHGASE01_OLDI | BHGASE01 | BHDHCN05 | ETA_OLDI | BHGASE01_BHDHCN05 | 4 | -0.25 | 1 | Supported
HOUETARHNBHDHCN05_OLDI_FBHGASE01_D83 | Residential heating technology - Direct district heating substation - plus connection pipe - plus distribution (heating density: high ) - apartment complex - existing building - distributed level 0.83 | HOUDHC | HOUETARHN_OLDI_DMD | MKr20 | 2030 | 0.33987 | 0.0019179 | [6 empty] | ETA | I | OLD |  |  | RHNBHDHC | 5 | 0.83333 | HOUETARHNBHDHCN05_OLDI_FBHGASE01 | 0.897 | HOUETARHNBHDHCN05_OLDI | HOUETARHNBHGASE01_OLDI | BHGASE01 | BHDHCN05 | ETA_OLDI | BHGASE01_BHDHCN05 | 4 | -0.25 | 1 | Supported
HOUETARHNBHDHCN05_OLDI_FBHGASE01_D83 | Residential heating technology - Direct district heating substation - plus connection pipe - plus distribution (heating density: high ) - apartment complex - existing building - distributed level 0.83 | HOUDHC | HOUETARHN_OLDI_DMD | MKr20 | 2040 | 0.32748 | 0.0018597 | [6 empty] | ETA | I | OLD |  |  | RHNBHDHC | 5 | 0.83333 | HOUETARHNBHDHCN05_OLDI_FBHGASE01 | 0.897 | HOUETARHNBHDHCN05_OLDI | HOUETARHNBHGASE01_OLDI | BHGASE01 | BHDHCN05 | ETA_OLDI | BHGASE01_BHDHCN05 | 4 | -0.25 | 1 | Supported
HOUETARHNBHDHCN05_OLDI_FBHGASE01_D83 | Residential heating technology - Direct district heating substation - plus connection pipe - plus distribution (heating density: high ) - apartment complex - existing building - distributed level 0.83 | HOUDHC | HOUETARHN_OLDI_DMD | MKr20 | 2050 | 0.3157 | 0.0017854 | [6 empty] | ETA | I | OLD |  |  | RHNBHDHC | 5 | 0.83333 | HOUETARHNBHDHCN05_OLDI_FBHGASE01 | 0.897 | HOUETARHNBHDHCN05_OLDI | HOUETARHNBHGASE01_OLDI | BHGASE01 | BHDHCN05 | ETA_OLDI | BHGASE01_BHDHCN05 | 4 | -0.25 | 1 | Supported
HOUPARRHNHPELCN07_OLDC_FBHGASE01_D83 | Residential heating technology - Heat pump, Air-to-water, low-price product - single-family house - existing building - distributed level 0.83 | HOUELC, HOUAMB | HOUPARRHN_OLDC_DMD | MKr20 | 2020 | 12.0987 | 0.44459 | 0.36256 | [5 empty] | PAR | C | OLD | 2.7581 |  | RHNHPELC | 5 | 0.83333 | HOUPARRHNHPELCN07_OLDC_FBHGASE01 | 0.853 | HOUPARRHNHPELCN07_OLDC | HOUPARRHNBHGASE01_OLDC | BHGASE01 | HPELCN07 | PAR_OLDC | BHGASE01_HPELCN07 | 4 | -0.25 | 1 | Supported
HOUPARRHNHPELCN07_OLDC_FBHGASE01_D83 | Residential heating technology - Heat pump, Air-to-water, low-price product - single-family house - existing building - distributed level 0.83 | HOUELC, HOUAMB | HOUPARRHN_OLDC_DMD | MKr20 | 2025 | 11.0682 | 0.341 | 0.3453 | [5 empty] | PAR | C | OLD | 2.8961 |  | RHNHPELC | 5 | 0.83333 | HOUPARRHNHPELCN07_OLDC_FBHGASE01 | 0.853 | HOUPARRHNHPELCN07_OLDC | HOUPARRHNBHGASE01_OLDC | BHGASE01 | HPELCN07 | PAR_OLDC | BHGASE01_HPELCN07 | 4 | -0.25 | 1 | Supported
HOUPARRHNHPELCN07_OLDC_FBHGASE01_D83 | Residential heating technology - Heat pump, Air-to-water, low-price product - single-family house - existing building - distributed level 0.83 | HOUELC, HOUAMB | HOUPARRHN_OLDC_DMD | MKr20 | 2030 | 10.0376 | 0.33694 | 0.3296 | [5 empty] | PAR | C | OLD | 3.034 |  | RHNHPELC | 5 | 0.83333 | HOUPARRHNHPELCN07_OLDC_FBHGASE01 | 0.853 | HOUPARRHNHPELCN07_OLDC | HOUPARRHNBHGASE01_OLDC | BHGASE01 | HPELCN07 | PAR_OLDC | BHGASE01_HPELCN07 | 4 | -0.25 | 1 | Supported
HOUPARRHNHPELCN07_OLDC_FBHGASE01_D83 | Residential heating technology - Heat pump, Air-to-water, low-price product - single-family house - existing building - distributed level 0.83 | HOUELC, HOUAMB | HOUPARRHN_OLDC_DMD | MKr20 | 2040 | 9.2165 | 0.32942 | 0.31527 | [5 empty] | PAR | C | OLD | 3.1719 |  | RHNHPELC | 5 | 0.83333 | HOUPARRHNHPELCN07_OLDC_FBHGASE01 | 0.853 | HOUPARRHNHPELCN07_OLDC | HOUPARRHNBHGASE01_OLDC | BHGASE01 | HPELCN07 | PAR_OLDC | BHGASE01_HPELCN07 | 4 | -0.25 | 1 | Supported
HOUPARRHNHPELCN07_OLDC_FBHGASE01_D83 | Residential heating technology - Heat pump, Air-to-water, low-price product - single-family house - existing building - distributed level 0.83 | HOUELC, HOUAMB | HOUPARRHN_OLDC_DMD | MKr20 | 2050 | 8.3953 | 0.32189 | 0.30639 | [5 empty] | PAR | C | OLD | 3.2638 |  | RHNHPELC | 5 | 0.83333 | HOUPARRHNHPELCN07_OLDC_FBHGASE01 | 0.853 | HOUPARRHNHPELCN07_OLDC | HOUPARRHNBHGASE01_OLDC | BHGASE01 | HPELCN07 | PAR_OLDC | BHGASE01_HPELCN07 | 4 | -0.25 | 1 | Supported
HOUPARRHNHPELCN05_OLDC_FBHGASE01_D83 | Residential heating technology - Heat pump, Air-to-water - leasing - single-family house - existing building - distributed level 0.83 | HOUELC, HOUAMB | HOUPARRHN_OLDC_DMD | MKr20 | 2020 | 12.407 | 1.2309 | 0.3453 | [5 empty] | PAR | C | OLD | 2.8961 |  | RHNHPELC | 5 | 0.83333 | HOUPARRHNHPELCN05_OLDC_FBHGASE01 | 0.853 | HOUPARRHNHPELCN05_OLDC | HOUPARRHNBHGASE01_OLDC | BHGASE01 | HPELCN05 | PAR_OLDC | BHGASE01_HPELCN05 | 4 | -0.25 | 1 | Supported
HOUPARRHNHPELCN05_OLDC_FBHGASE01_D83 | Residential heating technology - Heat pump, Air-to-water - leasing - single-family house - existing building - distributed level 0.83 | HOUELC, HOUAMB | HOUPARRHN_OLDC_DMD | MKr20 | 2025 | 11.4441 | 1.0617 | 0.3296 | [5 empty] | PAR | C | OLD | 3.034 |  | RHNHPELC | 5 | 0.83333 | HOUPARRHNHPELCN05_OLDC_FBHGASE01 | 0.853 | HOUPARRHNHPELCN05_OLDC | HOUPARRHNBHGASE01_OLDC | BHGASE01 | HPELCN05 | PAR_OLDC | BHGASE01_HPELCN05 | 4 | -0.25 | 1 | Supported
HOUPARRHNHPELCN05_OLDC_FBHGASE01_D83 | Residential heating technology - Heat pump, Air-to-water - leasing - single-family house - existing building - distributed level 0.83 | HOUELC, HOUAMB | HOUPARRHN_OLDC_DMD | MKr20 | 2030 | 10.4812 | 0.99194 | 0.31527 | [5 empty] | PAR | C | OLD | 3.1719 |  | RHNHPELC | 5 | 0.83333 | HOUPARRHNHPELCN05_OLDC_FBHGASE01 | 0.853 | HOUPARRHNHPELCN05_OLDC | HOUPARRHNBHGASE01_OLDC | BHGASE01 | HPELCN05 | PAR_OLDC | BHGASE01_HPELCN05 | 4 | -0.25 | 1 | Supported
HOUPARRHNHPELCN05_OLDC_FBHGASE01_D83 | Residential heating technology - Heat pump, Air-to-water - leasing - single-family house - existing building - distributed level 0.83 | HOUELC, HOUAMB | HOUPARRHN_OLDC_DMD | MKr20 | 2040 | 9.7002 | 0.93116 | 0.30214 | [5 empty] | PAR | C | OLD | 3.3098 |  | RHNHPELC | 5 | 0.83333 | HOUPARRHNHPELCN05_OLDC_FBHGASE01 | 0.853 | HOUPARRHNHPELCN05_OLDC | HOUPARRHNBHGASE01_OLDC | BHGASE01 | HPELCN05 | PAR_OLDC | BHGASE01_HPELCN05 | 4 | -0.25 | 1 | Supported
HOUPARRHNHPELCN05_OLDC_FBHGASE01_D83 | Residential heating technology - Heat pump, Air-to-water - leasing - single-family house - existing building - distributed level 0.83 | HOUELC, HOUAMB | HOUPARRHN_OLDC_DMD | MKr20 | 2050 | 8.9192 | 0.87038 | 0.29397 | [5 empty] | PAR | C | OLD | 3.4017 |  | RHNHPELC | 5 | 0.83333 | HOUPARRHNHPELCN05_OLDC_FBHGASE01 | 0.853 | HOUPARRHNHPELCN05_OLDC | HOUPARRHNBHGASE01_OLDC | BHGASE01 | HPELCN05 | PAR_OLDC | BHGASE01_HPELCN05 | 4 | -0.25 | 1 | Supported
HOUPARRHNHPELCN04_OLDC_FBHGASE01_D83 | Residential heating technology - Heat pump, Ground source - single-family house - existing building - distributed level 0.83 | HOUELC, HOUAMB | HOUPARRHN_OLDC_DMD | MKr20 | 2020 | 32.8624 | 0.35501 | 0.31527 | [5 empty] | PAR | C | OLD | 3.1719 |  | RHNHPELC | 5 | 0.83333 | HOUPARRHNHPELCN04_OLDC_FBHGASE01 | 0.853 | HOUPARRHNHPELCN04_OLDC | HOUPARRHNBHGASE01_OLDC | BHGASE01 | HPELCN04 | PAR_OLDC | BHGASE01_HPELCN04 | 4 | -0.25 | 1 | Supported
HOUPARRHNHPELCN04_OLDC_FBHGASE01_D83 | Residential heating technology - Heat pump, Ground source - single-family house - existing building - distributed level 0.83 | HOUELC, HOUAMB | HOUPARRHN_OLDC_DMD | MKr20 | 2025 | 31.2193 | 0.25142 | 0.30639 | [5 empty] | PAR | C | OLD | 3.2638 |  | RHNHPELC | 5 | 0.83333 | HOUPARRHNHPELCN04_OLDC_FBHGASE01 | 0.853 | HOUPARRHNHPELCN04_OLDC | HOUPARRHNBHGASE01_OLDC | BHGASE01 | HPELCN04 | PAR_OLDC | BHGASE01_HPELCN04 | 4 | -0.25 | 1 | Supported
HOUPARRHNHPELCN04_OLDC_FBHGASE01_D83 | Residential heating technology - Heat pump, Ground source - single-family house - existing building - distributed level 0.83 | HOUELC, HOUAMB | HOUPARRHN_OLDC_DMD | MKr20 | 2030 | 29.5762 | 0.24736 | 0.298 | [5 empty] | PAR | C | OLD | 3.3557 |  | RHNHPELC | 5 | 0.83333 | HOUPARRHNHPELCN04_OLDC_FBHGASE01 | 0.853 | HOUPARRHNHPELCN04_OLDC | HOUPARRHNBHGASE01_OLDC | BHGASE01 | HPELCN04 | PAR_OLDC | BHGASE01_HPELCN04 | 4 | -0.25 | 1 | Supported
HOUPARRHNHPELCN04_OLDC_FBHGASE01_D83 | Residential heating technology - Heat pump, Ground source - single-family house - existing building - distributed level 0.83 | HOUELC, HOUAMB | HOUPARRHN_OLDC_DMD | MKr20 | 2040 | 28.0974 | 0.23984 | 0.28623 | [5 empty] | PAR | C | OLD | 3.4936 |  | RHNHPELC | 5 | 0.83333 | HOUPARRHNHPELCN04_OLDC_FBHGASE01 | 0.853 | HOUPARRHNHPELCN04_OLDC | HOUPARRHNBHGASE01_OLDC | BHGASE01 | HPELCN04 | PAR_OLDC | BHGASE01_HPELCN04 | 4 | -0.25 | 1 | Supported
HOUPARRHNHPELCN04_OLDC_FBHGASE01_D83 | Residential heating technology - Heat pump, Ground source - single-family house - existing building - distributed level 0.83 | HOUELC, HOUAMB | HOUPARRHN_OLDC_DMD | MKr20 | 2050 | 26.6186 | 0.23231 | 0.28252 | [5 empty] | PAR | C | OLD | 3.5396 |  | RHNHPELC | 5 | 0.83333 | HOUPARRHNHPELCN04_OLDC_FBHGASE01 | 0.853 | HOUPARRHNHPELCN04_OLDC | HOUPARRHNBHGASE01_OLDC | BHGASE01 | HPELCN04 | PAR_OLDC | BHGASE01_HPELCN04 | 4 | -0.25 | 1 | Supported
HOUPARRHNHPELCN03_OLDC_FBHGASE01_D83 | Residential heating technology - Heat pump, Air-to-water - single-family house - existing building - distributed level 0.83 | HOUELC, HOUAMB | HOUPARRHN_OLDC_DMD | MKr20 | 2020 | 24.8141 | 0.38487 | 0.3453 | [5 empty] | PAR | C | OLD | 2.8961 |  | RHNHPELC | 5 | 0.83333 | HOUPARRHNHPELCN03_OLDC_FBHGASE01 | 0.853 | HOUPARRHNHPELCN03_OLDC | HOUPARRHNBHGASE01_OLDC | BHGASE01 | HPELCN03 | PAR_OLDC | BHGASE01_HPELCN03 | 4 | -0.25 | 1 | Supported
HOUPARRHNHPELCN03_OLDC_FBHGASE01_D83 | Residential heating technology - Heat pump, Air-to-water - single-family house - existing building - distributed level 0.83 | HOUELC, HOUAMB | HOUPARRHN_OLDC_DMD | MKr20 | 2025 | 22.8882 | 0.28128 | 0.3296 | [5 empty] | PAR | C | OLD | 3.034 |  | RHNHPELC | 5 | 0.83333 | HOUPARRHNHPELCN03_OLDC_FBHGASE01 | 0.853 | HOUPARRHNHPELCN03_OLDC | HOUPARRHNBHGASE01_OLDC | BHGASE01 | HPELCN03 | PAR_OLDC | BHGASE01_HPELCN03 | 4 | -0.25 | 1 | Supported
HOUPARRHNHPELCN03_OLDC_FBHGASE01_D83 | Residential heating technology - Heat pump, Air-to-water - single-family house - existing building - distributed level 0.83 | HOUELC, HOUAMB | HOUPARRHN_OLDC_DMD | MKr20 | 2030 | 20.9624 | 0.27722 | 0.31527 | [5 empty] | PAR | C | OLD | 3.1719 |  | RHNHPELC | 5 | 0.83333 | HOUPARRHNHPELCN03_OLDC_FBHGASE01 | 0.853 | HOUPARRHNHPELCN03_OLDC | HOUPARRHNBHGASE01_OLDC | BHGASE01 | HPELCN03 | PAR_OLDC | BHGASE01_HPELCN03 | 4 | -0.25 | 1 | Supported
HOUPARRHNHPELCN03_OLDC_FBHGASE01_D83 | Residential heating technology - Heat pump, Air-to-water - single-family house - existing building - distributed level 0.83 | HOUELC, HOUAMB | HOUPARRHN_OLDC_DMD | MKr20 | 2040 | 19.4005 | 0.2697 | 0.30214 | [5 empty] | PAR | C | OLD | 3.3098 |  | RHNHPELC | 5 | 0.83333 | HOUPARRHNHPELCN03_OLDC_FBHGASE01 | 0.853 | HOUPARRHNHPELCN03_OLDC | HOUPARRHNBHGASE01_OLDC | BHGASE01 | HPELCN03 | PAR_OLDC | BHGASE01_HPELCN03 | 4 | -0.25 | 1 | Supported
HOUPARRHNHPELCN03_OLDC_FBHGASE01_D83 | Residential heating technology - Heat pump, Air-to-water - single-family house - existing building - distributed level 0.83 | HOUELC, HOUAMB | HOUPARRHN_OLDC_DMD | MKr20 | 2050 | 17.8385 | 0.26217 | 0.29397 | [5 empty] | PAR | C | OLD | 3.4017 |  | RHNHPELC | 5 | 0.83333 | HOUPARRHNHPELCN03_OLDC_FBHGASE01 | 0.853 | HOUPARRHNHPELCN03_OLDC | HOUPARRHNBHGASE01_OLDC | BHGASE01 | HPELCN03 | PAR_OLDC | BHGASE01_HPELCN03 | 4 | -0.25 | 1 | Supported
HOUPARRHNHPELCN02_OLDC_FBHGASE01_D83 | Residential heating technology - Heat pump, Air-to-air - single-family house - existing building - distributed level 0.83 | HOUELC, HOUAMB | HOUPARRHN_OLDC_DMD | MKr20 | 2020 | 4.557 | 0.20009 | 0.22427 | [5 empty] | PAR | C | OLD | 4.459 |  | RHNHPELC | 5 | 0.83333 | HOUPARRHNHPELCN02_OLDC_FBHGASE01 | 0.853 | HOUPARRHNHPELCN02_OLDC | HOUPARRHNBHGASE01_OLDC | BHGASE01 | HPELCN02 | PAR_OLDC | BHGASE01_HPELCN02 | 5 | 0 | 1.1 | Unlikely
HOUPARRHNHPELCN02_OLDC_FBHGASE01_D83 | Residential heating technology - Heat pump, Air-to-air - single-family house - existing building - distributed level 0.83 | HOUELC, HOUAMB | HOUPARRHN_OLDC_DMD | MKr20 | 2025 | 4.4456 | 0.13594 | 0.21327 | [5 empty] | PAR | C | OLD | 4.6888 |  | RHNHPELC | 5 | 0.83333 | HOUPARRHNHPELCN02_OLDC_FBHGASE01 | 0.853 | HOUPARRHNHPELCN02_OLDC | HOUPARRHNBHGASE01_OLDC | BHGASE01 | HPELCN02 | PAR_OLDC | BHGASE01_HPELCN02 | 5 | 0 | 1.1 | Unlikely
HOUPARRHNHPELCN02_OLDC_FBHGASE01_D83 | Residential heating technology - Heat pump, Air-to-air - single-family house - existing building - distributed level 0.83 | HOUELC, HOUAMB | HOUPARRHN_OLDC_DMD | MKr20 | 2030 | 4.3342 | 0.13343 | 0.20522 | [5 empty] | PAR | C | OLD | 4.8727 |  | RHNHPELC | 5 | 0.83333 | HOUPARRHNHPELCN02_OLDC_FBHGASE01 | 0.853 | HOUPARRHNHPELCN02_OLDC | HOUPARRHNBHGASE01_OLDC | BHGASE01 | HPELCN02 | PAR_OLDC | BHGASE01_HPELCN02 | 5 | 0 | 1.1 | Unlikely
HOUPARRHNHPELCN02_OLDC_FBHGASE01_D83 | Residential heating technology - Heat pump, Air-to-air - single-family house - existing building - distributed level 0.83 | HOUELC, HOUAMB | HOUPARRHN_OLDC_DMD | MKr20 | 2040 | 4.1275 | 0.12877 | 0.19776 | [5 empty] | PAR | C | OLD | 5.0566 |  | RHNHPELC | 5 | 0.83333 | HOUPARRHNHPELCN02_OLDC_FBHGASE01 | 0.853 | HOUPARRHNHPELCN02_OLDC | HOUPARRHNBHGASE01_OLDC | BHGASE01 | HPELCN02 | PAR_OLDC | BHGASE01_HPELCN02 | 5 | 0 | 1.1 | Unlikely
HOUPARRHNHPELCN02_OLDC_FBHGASE01_D83 | Residential heating technology - Heat pump, Air-to-air - single-family house - existing building - distributed level 0.83 | HOUELC, HOUAMB | HOUPARRHN_OLDC_DMD | MKr20 | 2050 | 3.9207 | 0.12411 | 0.19423 | [5 empty] | PAR | C | OLD | 5.1485 |  | RHNHPELC | 5 | 0.83333 | HOUPARRHNHPELCN02_OLDC_FBHGASE01 | 0.853 | HOUPARRHNHPELCN02_OLDC | HOUPARRHNBHGASE01_OLDC | BHGASE01 | HPELCN02 | PAR_OLDC | BHGASE01_HPELCN02 | 5 | 0 | 1.1 | Unlikely
HOUPARRHNDIELCN06_OLDC_FBHGASE01_D83 | Residential heating technology - Electric heating - electric panel from Bauhaus - single-family house - new building - distributed level 0.83 | HOUELC | HOUPARRHN_OLDC_DMD | MKr20 | 2020 | 0.70255 | 0 | [6 empty] | PAR | C | OLD |  |  | RHNDIELC | 5 | 0.83333 | HOUPARRHNDIELCN06_OLDC_FBHGASE01 | 0.853 | HOUPARRHNDIELCN06_OLDC | HOUPARRHNBHGASE01_OLDC | BHGASE01 | DIELCN06 | PAR_OLDC | BHGASE01_DIELCN06 | 5 | 0 | 1.1 | Unlikely
HOUPARRHNDIELCN06_OLDC_FBHGASE01_D83 | Residential heating technology - Electric heating - electric panel from Bauhaus - single-family house - new building - distributed level 0.83 | HOUELC | HOUPARRHN_OLDC_DMD | MKr20 | 2025 | 0.70255 | 0 | [6 empty] | PAR | C | OLD |  |  | RHNDIELC | 5 | 0.83333 | HOUPARRHNDIELCN06_OLDC_FBHGASE01 | 0.853 | HOUPARRHNDIELCN06_OLDC | HOUPARRHNBHGASE01_OLDC | BHGASE01 | DIELCN06 | PAR_OLDC | BHGASE01_DIELCN06 | 5 | 0 | 1.1 | Unlikely
HOUPARRHNDIELCN06_OLDC_FBHGASE01_D83 | Residential heating technology - Electric heating - electric panel from Bauhaus - single-family house - new building - distributed level 0.83 | HOUELC | HOUPARRHN_OLDC_DMD | MKr20 | 2030 | 0.70255 | 0 | [6 empty] | PAR | C | OLD |  |  | RHNDIELC | 5 | 0.83333 | HOUPARRHNDIELCN06_OLDC_FBHGASE01 | 0.853 | HOUPARRHNDIELCN06_OLDC | HOUPARRHNBHGASE01_OLDC | BHGASE01 | DIELCN06 | PAR_OLDC | BHGASE01_DIELCN06 | 5 | 0 | 1.1 | Unlikely
HOUPARRHNDIELCN06_OLDC_FBHGASE01_D83 | Residential heating technology - Electric heating - electric panel from Bauhaus - single-family house - new building - distributed level 0.83 | HOUELC | HOUPARRHN_OLDC_DMD | MKr20 | 2040 | 0.70255 | 0 | [6 empty] | PAR | C | OLD |  |  | RHNDIELC | 5 | 0.83333 | HOUPARRHNDIELCN06_OLDC_FBHGASE01 | 0.853 | HOUPARRHNDIELCN06_OLDC | HOUPARRHNBHGASE01_OLDC | BHGASE01 | DIELCN06 | PAR_OLDC | BHGASE01_DIELCN06 | 5 | 0 | 1.1 | Unlikely
HOUPARRHNDIELCN06_OLDC_FBHGASE01_D83 | Residential heating technology - Electric heating - electric panel from Bauhaus - single-family house - new building - distributed level 0.83 | HOUELC | HOUPARRHN_OLDC_DMD | MKr20 | 2050 | 0.70255 | 0 | [6 empty] | PAR | C | OLD |  |  | RHNDIELC | 5 | 0.83333 | HOUPARRHNDIELCN06_OLDC_FBHGASE01 | 0.853 | HOUPARRHNDIELCN06_OLDC | HOUPARRHNBHGASE01_OLDC | BHGASE01 | DIELCN06 | PAR_OLDC | BHGASE01_DIELCN06 | 5 | 0 | 1.1 | Unlikely
HOUPARRHNDIELCN01_OLDC_FBHGASE01_D83 | Residential heating technology - Electric heating - single-family house - new building - distributed level 0.83 | HOUELC | HOUPARRHN_OLDC_DMD | MKr20 | 2020 | 8.5362 | 0.06921 | [6 empty] | PAR | C | OLD |  |  | RHNDIELC | 5 | 0.83333 | HOUPARRHNDIELCN01_OLDC_FBHGASE01 | 0.853 | HOUPARRHNDIELCN01_OLDC | HOUPARRHNBHGASE01_OLDC | BHGASE01 | DIELCN01 | PAR_OLDC | BHGASE01_DIELCN01 | 5 | 0 | 1.1 | Unlikely
HOUPARRHNDIELCN01_OLDC_FBHGASE01_D83 | Residential heating technology - Electric heating - single-family house - new building - distributed level 0.83 | HOUELC | HOUPARRHN_OLDC_DMD | MKr20 | 2025 | 8.3249 | 0.06921 | [6 empty] | PAR | C | OLD |  |  | RHNDIELC | 5 | 0.83333 | HOUPARRHNDIELCN01_OLDC_FBHGASE01 | 0.853 | HOUPARRHNDIELCN01_OLDC | HOUPARRHNBHGASE01_OLDC | BHGASE01 | DIELCN01 | PAR_OLDC | BHGASE01_DIELCN01 | 5 | 0 | 1.1 | Unlikely
HOUPARRHNDIELCN01_OLDC_FBHGASE01_D83 | Residential heating technology - Electric heating - single-family house - new building - distributed level 0.83 | HOUELC | HOUPARRHN_OLDC_DMD | MKr20 | 2030 | 8.1188 | 0.066326 | [6 empty] | PAR | C | OLD |  |  | RHNDIELC | 5 | 0.83333 | HOUPARRHNDIELCN01_OLDC_FBHGASE01 | 0.853 | HOUPARRHNDIELCN01_OLDC | HOUPARRHNBHGASE01_OLDC | BHGASE01 | DIELCN01 | PAR_OLDC | BHGASE01_DIELCN01 | 5 | 0 | 1.1 | Unlikely
HOUPARRHNDIELCN01_OLDC_FBHGASE01_D83 | Residential heating technology - Electric heating - single-family house - new building - distributed level 0.83 | HOUELC | HOUPARRHN_OLDC_DMD | MKr20 | 2040 | 7.7219 | 0.063442 | [6 empty] | PAR | C | OLD |  |  | RHNDIELC | 5 | 0.83333 | HOUPARRHNDIELCN01_OLDC_FBHGASE01 | 0.853 | HOUPARRHNDIELCN01_OLDC | HOUPARRHNBHGASE01_OLDC | BHGASE01 | DIELCN01 | PAR_OLDC | BHGASE01_DIELCN01 | 5 | 0 | 1.1 | Unlikely
HOUPARRHNDIELCN01_OLDC_FBHGASE01_D83 | Residential heating technology - Electric heating - single-family house - new building - distributed level 0.83 | HOUELC | HOUPARRHN_OLDC_DMD | MKr20 | 2050 | 7.3444 | 0.060559 | [6 empty] | PAR | C | OLD |  |  | RHNDIELC | 5 | 0.83333 | HOUPARRHNDIELCN01_OLDC_FBHGASE01 | 0.853 | HOUPARRHNDIELCN01_OLDC | HOUPARRHNBHGASE01_OLDC | BHGASE01 | DIELCN01 | PAR_OLDC | BHGASE01_DIELCN01 | 5 | 0 | 1.1 | Unlikely
HOUPARRHNBHWPEN01_OLDC_FBHGASE01_D83 | Residential heating technology - Biomass boiler, automatic stoking , wood pellets or wood chips - single-family house - existing building - distributed level 0.83 | HOUWPE | HOUPARRHN_OLDC_DMD | MKr20 | 2020 | 4.7746 | 0.48551 |  | 25 | 14 | 70 | 2 | 4 | PAR | C | OLD |  |  | RHNBHWPE | 5 | 0.83333 | HOUPARRHNBHWPEN01_OLDC_FBHGASE01 | 0.853 | HOUPARRHNBHWPEN01_OLDC | HOUPARRHNBHGASE01_OLDC | BHGASE01 | BHWPEN01 | PAR_OLDC | BHGASE01_BHWPEN01 | 6 | 0 | 1 | New
HOUPARRHNBHWPEN01_OLDC_FBHGASE01_D83 | Residential heating technology - Biomass boiler, automatic stoking , wood pellets or wood chips - single-family house - existing building - distributed level 0.83 | HOUWPE | HOUPARRHN_OLDC_DMD | MKr20 | 2025 | 4.6564 | 0.47712 |  | 25 | 14 | 60 | 2 | 4 | PAR | C | OLD |  |  | RHNBHWPE | 5 | 0.83333 | HOUPARRHNBHWPEN01_OLDC_FBHGASE01 | 0.853 | HOUPARRHNBHWPEN01_OLDC | HOUPARRHNBHGASE01_OLDC | BHGASE01 | BHWPEN01 | PAR_OLDC | BHGASE01_BHWPEN01 | 6 | 0 | 1 | New
HOUPARRHNBHWPEN01_OLDC_FBHGASE01_D83 | Residential heating technology - Biomass boiler, automatic stoking , wood pellets or wood chips - single-family house - existing building - distributed level 0.83 | HOUWPE | HOUPARRHN_OLDC_DMD | MKr20 | 2030 | 4.5411 | 0.47075 |  | 25 | 11 | 50 | 1 | 4 | PAR | C | OLD |  |  | RHNBHWPE | 5 | 0.83333 | HOUPARRHNBHWPEN01_OLDC_FBHGASE01 | 0.853 | HOUPARRHNBHWPEN01_OLDC | HOUPARRHNBHGASE01_OLDC | BHGASE01 | BHWPEN01 | PAR_OLDC | BHGASE01_BHWPEN01 | 6 | 0 | 1 | New
HOUPARRHNBHWPEN01_OLDC_FBHGASE01_D83 | Residential heating technology - Biomass boiler, automatic stoking , wood pellets or wood chips - single-family house - existing building - distributed level 0.83 | HOUWPE | HOUPARRHN_OLDC_DMD | MKr20 | 2040 | 4.3191 | 0.44992 |  | 25 | 9 | 45 | 1 | 4 | PAR | C | OLD |  |  | RHNBHWPE | 5 | 0.83333 | HOUPARRHNBHWPEN01_OLDC_FBHGASE01 | 0.853 | HOUPARRHNBHWPEN01_OLDC | HOUPARRHNBHGASE01_OLDC | BHGASE01 | BHWPEN01 | PAR_OLDC | BHGASE01_BHWPEN01 | 6 | 0 | 1 | New
HOUPARRHNBHWPEN01_OLDC_FBHGASE01_D83 | Residential heating technology - Biomass boiler, automatic stoking , wood pellets or wood chips - single-family house - existing building - distributed level 0.83 | HOUWPE | HOUPARRHN_OLDC_DMD | MKr20 | 2050 | 5.135 | 0.53751 |  | 25 | 9 | 40 | 0 | 4 | PAR | C | OLD |  |  | RHNBHWPE | 5 | 0.83333 | HOUPARRHNBHWPEN01_OLDC_FBHGASE01 | 0.853 | HOUPARRHNBHWPEN01_OLDC | HOUPARRHNBHGASE01_OLDC | BHGASE01 | BHWPEN01 | PAR_OLDC | BHGASE01_BHWPEN01 | 6 | 0 | 1 | New
HOUPARRHNBHSOLN01_OLDC_FBHGASE01_D83 | Residential heating technology - Solar heating system - single-family house - existing building - distributed level 0.83 | HOUSOL | HOUPARRHN_OLDC_DMD | MKr20 | 2020 | 9.3804 | 0.10804 | [6 empty] | PAR | C | OLD |  |  | RHNBHSOL | 5 | 0.83333 | HOUPARRHNBHSOLN01_OLDC_FBHGASE01 | 0.853 | HOUPARRHNBHSOLN01_OLDC | HOUPARRHNBHGASE01_OLDC | BHGASE01 | BHSOLN01 | PAR_OLDC | BHGASE01_BHSOLN01 | 5 | 0 | 1.1 | Unlikely
HOUPARRHNBHSOLN01_OLDC_FBHGASE01_D83 | Residential heating technology - Solar heating system - single-family house - existing building - distributed level 0.83 | HOUSOL | HOUPARRHN_OLDC_DMD | MKr20 | 2025 | 9.1482 | 0.10145 | [6 empty] | PAR | C | OLD |  |  | RHNBHSOL | 5 | 0.83333 | HOUPARRHNBHSOLN01_OLDC_FBHGASE01 | 0.853 | HOUPARRHNBHSOLN01_OLDC | HOUPARRHNBHGASE01_OLDC | BHGASE01 | BHSOLN01 | PAR_OLDC | BHGASE01_BHSOLN01 | 5 | 0 | 1.1 | Unlikely
HOUPARRHNBHSOLN01_OLDC_FBHGASE01_D83 | Residential heating technology - Solar heating system - single-family house - existing building - distributed level 0.83 | HOUSOL | HOUPARRHN_OLDC_DMD | MKr20 | 2030 | 8.9218 | 0.098974 | [6 empty] | PAR | C | OLD |  |  | RHNBHSOL | 5 | 0.83333 | HOUPARRHNBHSOLN01_OLDC_FBHGASE01 | 0.853 | HOUPARRHNBHSOLN01_OLDC | HOUPARRHNBHGASE01_OLDC | BHGASE01 | BHSOLN01 | PAR_OLDC | BHGASE01_BHSOLN01 | 5 | 0 | 1.1 | Unlikely
HOUPARRHNBHSOLN01_OLDC_FBHGASE01_D83 | Residential heating technology - Solar heating system - single-family house - existing building - distributed level 0.83 | HOUSOL | HOUPARRHN_OLDC_DMD | MKr20 | 2040 | 8.4856 | 0.093619 | [6 empty] | PAR | C | OLD |  |  | RHNBHSOL | 5 | 0.83333 | HOUPARRHNBHSOLN01_OLDC_FBHGASE01 | 0.853 | HOUPARRHNBHSOLN01_OLDC | HOUPARRHNBHGASE01_OLDC | BHGASE01 | BHSOLN01 | PAR_OLDC | BHGASE01_BHSOLN01 | 5 | 0 | 1.1 | Unlikely
HOUPARRHNBHSOLN01_OLDC_FBHGASE01_D83 | Residential heating technology - Solar heating system - single-family house - existing building - distributed level 0.83 | HOUSOL | HOUPARRHN_OLDC_DMD | MKr20 | 2050 | 8.0707 | 0.088263 | [6 empty] | PAR | C | OLD |  |  | RHNBHSOL | 5 | 0.83333 | HOUPARRHNBHSOLN01_OLDC_FBHGASE01 | 0.853 | HOUPARRHNBHSOLN01_OLDC | HOUPARRHNBHGASE01_OLDC | BHGASE01 | BHSOLN01 | PAR_OLDC | BHGASE01_BHSOLN01 | 5 | 0 | 1.1 | Unlikely
HOUPARRHNBHGASN01_OLDC_FBHGASE01_D83 | Residential heating technology - Natural gas boiler - single-family house - existing building - distributed level 0.83 | HOUGAS | HOUPARRHN_OLDC_DMD | MKr20 | 2020 | 2.41 | 0.11839 |  | 0.43 | 0.1 | 20.4 | 1 | 1 | PAR | C | OLD |  |  | RHNBHGAS | 5 | 0.83333 | HOUPARRHNBHGASN01_OLDC_FBHGASE01 | 0.853 | HOUPARRHNBHGASN01_OLDC | HOUPARRHNBHGASE01_OLDC | BHGASE01 | BHGASN01 | PAR_OLDC | BHGASE01_BHGASN01 | 6 | 0 | 1 | New
HOUPARRHNBHGASN01_OLDC_FBHGASE01_D83 | Residential heating technology - Natural gas boiler - single-family house - existing building - distributed level 0.83 | HOUGAS | HOUPARRHN_OLDC_DMD | MKr20 | 2025 | 2.3503 | 0.11639 |  | 0.43 | 0.1 | 20.4 | 1 | 1 | PAR | C | OLD |  |  | RHNBHGAS | 5 | 0.83333 | HOUPARRHNBHGASN01_OLDC_FBHGASE01 | 0.853 | HOUPARRHNBHGASN01_OLDC | HOUPARRHNBHGASE01_OLDC | BHGASE01 | BHGASN01 | PAR_OLDC | BHGASE01_BHGASN01 | 6 | 0 | 1 | New
HOUPARRHNBHGASN01_OLDC_FBHGASE01_D83 | Residential heating technology - Natural gas boiler - single-family house - existing building - distributed level 0.83 | HOUGAS | HOUPARRHN_OLDC_DMD | MKr20 | 2030 | 2.2922 | 0.11539 |  | 0.43 | 0.1 | 20.4 | 1 | 1 | PAR | C | OLD |  |  | RHNBHGAS | 5 | 0.83333 | HOUPARRHNBHGASN01_OLDC_FBHGASE01 | 0.853 | HOUPARRHNBHGASN01_OLDC | HOUPARRHNBHGASE01_OLDC | BHGASE01 | BHGASN01 | PAR_OLDC | BHGASE01_BHGASN01 | 6 | 0 | 1 | New
HOUPARRHNBHGASN01_OLDC_FBHGASE01_D83 | Residential heating technology - Natural gas boiler - single-family house - existing building - distributed level 0.83 | HOUGAS | HOUPARRHN_OLDC_DMD | MKr20 | 2040 | 2.1801 | 0.1091 |  | 0.43 | 0.1 | 20.4 | 1 | 1 | PAR | C | OLD |  |  | RHNBHGAS | 5 | 0.83333 | HOUPARRHNBHGASN01_OLDC_FBHGASE01 | 0.853 | HOUPARRHNBHGASN01_OLDC | HOUPARRHNBHGASE01_OLDC | BHGASE01 | BHGASN01 | PAR_OLDC | BHGASE01_BHGASN01 | 6 | 0 | 1 | New
HOUPARRHNBHGASN01_OLDC_FBHGASE01_D83 | Residential heating technology - Natural gas boiler - single-family house - existing building - distributed level 0.83 | HOUGAS | HOUPARRHN_OLDC_DMD | MKr20 | 2050 | 2.0735 | 0.10518 |  | 0.43 | 0.1 | 20.4 | 1 | 1 | PAR | C | OLD |  |  | RHNBHGAS | 5 | 0.83333 | HOUPARRHNBHGASN01_OLDC_FBHGASE01 | 0.853 | HOUPARRHNBHGASN01_OLDC | HOUPARRHNBHGASE01_OLDC | BHGASE01 | BHGASN01 | PAR_OLDC | BHGASE01_BHGASN01 | 6 | 0 | 1 | New
HOUPARRHNBHDHCN03_OLDC_FBHGASE01_D83 | Residential heating technology - Direct district heating substation - plus connection pipe - single-family house - existing building - distributed level 0.83 | HOUDHC | HOUPARRHN_OLDC_DMD | MKr20 | 2020 | 3.7272 | 0.035153 | [6 empty] | PAR | C | OLD |  |  | RHNBHDHC | 5 | 0.83333 | HOUPARRHNBHDHCN03_OLDC_FBHGASE01 | 0.853 | HOUPARRHNBHDHCN03_OLDC | HOUPARRHNBHGASE01_OLDC | BHGASE01 | BHDHCN03 | PAR_OLDC | BHGASE01_BHDHCN03 | 6 | 0 | 1 | New
HOUPARRHNBHDHCN03_OLDC_FBHGASE01_D83 | Residential heating technology - Direct district heating substation - plus connection pipe - single-family house - existing building - distributed level 0.83 | HOUDHC | HOUPARRHN_OLDC_DMD | MKr20 | 2025 | 3.684 | 0.034893 | [6 empty] | PAR | C | OLD |  |  | RHNBHDHC | 5 | 0.83333 | HOUPARRHNBHDHCN03_OLDC_FBHGASE01 | 0.853 | HOUPARRHNBHDHCN03_OLDC | HOUPARRHNBHGASE01_OLDC | BHGASE01 | BHDHCN03 | PAR_OLDC | BHGASE01_BHDHCN03 | 6 | 0 | 1 | New
HOUPARRHNBHDHCN03_OLDC_FBHGASE01_D83 | Residential heating technology - Direct district heating substation - plus connection pipe - single-family house - existing building - distributed level 0.83 | HOUDHC | HOUPARRHN_OLDC_DMD | MKr20 | 2030 | 3.6479 | 0.03427 | [6 empty] | PAR | C | OLD |  |  | RHNBHDHC | 5 | 0.83333 | HOUPARRHNBHDHCN03_OLDC_FBHGASE01 | 0.853 | HOUPARRHNBHDHCN03_OLDC | HOUPARRHNBHGASE01_OLDC | BHGASE01 | BHDHCN03 | PAR_OLDC | BHGASE01_BHDHCN03 | 6 | 0 | 1 | New
HOUPARRHNBHDHCN03_OLDC_FBHGASE01_D83 | Residential heating technology - Direct district heating substation - plus connection pipe - single-family house - existing building - distributed level 0.83 | HOUDHC | HOUPARRHN_OLDC_DMD | MKr20 | 2040 | 3.583 | 0.032794 | [6 empty] | PAR | C | OLD |  |  | RHNBHDHC | 5 | 0.83333 | HOUPARRHNBHDHCN03_OLDC_FBHGASE01 | 0.853 | HOUPARRHNBHDHCN03_OLDC | HOUPARRHNBHGASE01_OLDC | BHGASE01 | BHDHCN03 | PAR_OLDC | BHGASE01_BHDHCN03 | 6 | 0 | 1 | New
HOUPARRHNBHDHCN03_OLDC_FBHGASE01_D83 | Residential heating technology - Direct district heating substation - plus connection pipe - single-family house - existing building - distributed level 0.83 | HOUDHC | HOUPARRHN_OLDC_DMD | MKr20 | 2050 | 3.511 | 0.030647 | [6 empty] | PAR | C | OLD |  |  | RHNBHDHC | 5 | 0.83333 | HOUPARRHNBHDHCN03_OLDC_FBHGASE01 | 0.853 | HOUPARRHNBHDHCN03_OLDC | HOUPARRHNBHGASE01_OLDC | BHGASE01 | BHDHCN03 | PAR_OLDC | BHGASE01_BHDHCN03 | 6 | 0 | 1 | New
HOUPARRHNHPELCN07_OLDD_FBHGASE01_D83 | Residential heating technology - Heat pump, Air-to-water, low-price product - single-family house - existing building - distributed level 0.83 | HOUELC, HOUAMB | HOUPARRHN_OLDD_DMD | MKr20 | 2020 | 12.0987 | 0.44459 | 0.36256 | [5 empty] | PAR | D | OLD | 2.7581 |  | RHNHPELC | 5 | 0.83333 | HOUPARRHNHPELCN07_OLDD_FBHGASE01 | 0.853 | HOUPARRHNHPELCN07_OLDD | HOUPARRHNBHGASE01_OLDD | BHGASE01 | HPELCN07 | PAR_OLDD | BHGASE01_HPELCN07 | 4 | -0.25 | 1 | Supported
HOUPARRHNHPELCN07_OLDD_FBHGASE01_D83 | Residential heating technology - Heat pump, Air-to-water, low-price product - single-family house - existing building - distributed level 0.83 | HOUELC, HOUAMB | HOUPARRHN_OLDD_DMD | MKr20 | 2025 | 11.0682 | 0.341 | 0.3453 | [5 empty] | PAR | D | OLD | 2.8961 |  | RHNHPELC | 5 | 0.83333 | HOUPARRHNHPELCN07_OLDD_FBHGASE01 | 0.853 | HOUPARRHNHPELCN07_OLDD | HOUPARRHNBHGASE01_OLDD | BHGASE01 | HPELCN07 | PAR_OLDD | BHGASE01_HPELCN07 | 4 | -0.25 | 1 | Supported
HOUPARRHNHPELCN07_OLDD_FBHGASE01_D83 | Residential heating technology - Heat pump, Air-to-water, low-price product - single-family house - existing building - distributed level 0.83 | HOUELC, HOUAMB | HOUPARRHN_OLDD_DMD | MKr20 | 2030 | 10.0376 | 0.33694 | 0.3296 | [5 empty] | PAR | D | OLD | 3.034 |  | RHNHPELC | 5 | 0.83333 | HOUPARRHNHPELCN07_OLDD_FBHGASE01 | 0.853 | HOUPARRHNHPELCN07_OLDD | HOUPARRHNBHGASE01_OLDD | BHGASE01 | HPELCN07 | PAR_OLDD | BHGASE01_HPELCN07 | 4 | -0.25 | 1 | Supported
HOUPARRHNHPELCN07_OLDD_FBHGASE01_D83 | Residential heating technology - Heat pump, Air-to-water, low-price product - single-family house - existing building - distributed level 0.83 | HOUELC, HOUAMB | HOUPARRHN_OLDD_DMD | MKr20 | 2040 | 9.2165 | 0.32942 | 0.31527 | [5 empty] | PAR | D | OLD | 3.1719 |  | RHNHPELC | 5 | 0.83333 | HOUPARRHNHPELCN07_OLDD_FBHGASE01 | 0.853 | HOUPARRHNHPELCN07_OLDD | HOUPARRHNBHGASE01_OLDD | BHGASE01 | HPELCN07 | PAR_OLDD | BHGASE01_HPELCN07 | 4 | -0.25 | 1 | Supported
HOUPARRHNHPELCN07_OLDD_FBHGASE01_D83 | Residential heating technology - Heat pump, Air-to-water, low-price product - single-family house - existing building - distributed level 0.83 | HOUELC, HOUAMB | HOUPARRHN_OLDD_DMD | MKr20 | 2050 | 8.3953 | 0.32189 | 0.30639 | [5 empty] | PAR | D | OLD | 3.2638 |  | RHNHPELC | 5 | 0.83333 | HOUPARRHNHPELCN07_OLDD_FBHGASE01 | 0.853 | HOUPARRHNHPELCN07_OLDD | HOUPARRHNBHGASE01_OLDD | BHGASE01 | HPELCN07 | PAR_OLDD | BHGASE01_HPELCN07 | 4 | -0.25 | 1 | Supported
HOUPARRHNHPELCN05_OLDD_FBHGASE01_D83 | Residential heating technology - Heat pump, Air-to-water - leasing - single-family house - existing building - distributed level 0.83 | HOUELC, HOUAMB | HOUPARRHN_OLDD_DMD | MKr20 | 2020 | 12.407 | 1.2309 | 0.3453 | [5 empty] | PAR | D | OLD | 2.8961 |  | RHNHPELC | 5 | 0.83333 | HOUPARRHNHPELCN05_OLDD_FBHGASE01 | 0.853 | HOUPARRHNHPELCN05_OLDD | HOUPARRHNBHGASE01_OLDD | BHGASE01 | HPELCN05 | PAR_OLDD | BHGASE01_HPELCN05 | 4 | -0.25 | 1 | Supported
HOUPARRHNHPELCN05_OLDD_FBHGASE01_D83 | Residential heating technology - Heat pump, Air-to-water - leasing - single-family house - existing building - distributed level 0.83 | HOUELC, HOUAMB | HOUPARRHN_OLDD_DMD | MKr20 | 2025 | 11.4441 | 1.0617 | 0.3296 | [5 empty] | PAR | D | OLD | 3.034 |  | RHNHPELC | 5 | 0.83333 | HOUPARRHNHPELCN05_OLDD_FBHGASE01 | 0.853 | HOUPARRHNHPELCN05_OLDD | HOUPARRHNBHGASE01_OLDD | BHGASE01 | HPELCN05 | PAR_OLDD | BHGASE01_HPELCN05 | 4 | -0.25 | 1 | Supported
HOUPARRHNHPELCN05_OLDD_FBHGASE01_D83 | Residential heating technology - Heat pump, Air-to-water - leasing - single-family house - existing building - distributed level 0.83 | HOUELC, HOUAMB | HOUPARRHN_OLDD_DMD | MKr20 | 2030 | 10.4812 | 0.99194 | 0.31527 | [5 empty] | PAR | D | OLD | 3.1719 |  | RHNHPELC | 5 | 0.83333 | HOUPARRHNHPELCN05_OLDD_FBHGASE01 | 0.853 | HOUPARRHNHPELCN05_OLDD | HOUPARRHNBHGASE01_OLDD | BHGASE01 | HPELCN05 | PAR_OLDD | BHGASE01_HPELCN05 | 4 | -0.25 | 1 | Supported
HOUPARRHNHPELCN05_OLDD_FBHGASE01_D83 | Residential heating technology - Heat pump, Air-to-water - leasing - single-family house - existing building - distributed level 0.83 | HOUELC, HOUAMB | HOUPARRHN_OLDD_DMD | MKr20 | 2040 | 9.7002 | 0.93116 | 0.30214 | [5 empty] | PAR | D | OLD | 3.3098 |  | RHNHPELC | 5 | 0.83333 | HOUPARRHNHPELCN05_OLDD_FBHGASE01 | 0.853 | HOUPARRHNHPELCN05_OLDD | HOUPARRHNBHGASE01_OLDD | BHGASE01 | HPELCN05 | PAR_OLDD | BHGASE01_HPELCN05 | 4 | -0.25 | 1 | Supported
HOUPARRHNHPELCN05_OLDD_FBHGASE01_D83 | Residential heating technology - Heat pump, Air-to-water - leasing - single-family house - existing building - distributed level 0.83 | HOUELC, HOUAMB | HOUPARRHN_OLDD_DMD | MKr20 | 2050 | 8.9192 | 0.87038 | 0.29397 | [5 empty] | PAR | D | OLD | 3.4017 |  | RHNHPELC | 5 | 0.83333 | HOUPARRHNHPELCN05_OLDD_FBHGASE01 | 0.853 | HOUPARRHNHPELCN05_OLDD | HOUPARRHNBHGASE01_OLDD | BHGASE01 | HPELCN05 | PAR_OLDD | BHGASE01_HPELCN05 | 4 | -0.25 | 1 | Supported
HOUPARRHNHPELCN04_OLDD_FBHGASE01_D83 | Residential heating technology - Heat pump, Ground source - single-family house - existing building - distributed level 0.83 | HOUELC, HOUAMB | HOUPARRHN_OLDD_DMD | MKr20 | 2020 | 32.8624 | 0.35501 | 0.31527 | [5 empty] | PAR | D | OLD | 3.1719 |  | RHNHPELC | 5 | 0.83333 | HOUPARRHNHPELCN04_OLDD_FBHGASE01 | 0.853 | HOUPARRHNHPELCN04_OLDD | HOUPARRHNBHGASE01_OLDD | BHGASE01 | HPELCN04 | PAR_OLDD | BHGASE01_HPELCN04 | 4 | -0.25 | 1 | Supported
HOUPARRHNHPELCN04_OLDD_FBHGASE01_D83 | Residential heating technology - Heat pump, Ground source - single-family house - existing building - distributed level 0.83 | HOUELC, HOUAMB | HOUPARRHN_OLDD_DMD | MKr20 | 2025 | 31.2193 | 0.25142 | 0.30639 | [5 empty] | PAR | D | OLD | 3.2638 |  | RHNHPELC | 5 | 0.83333 | HOUPARRHNHPELCN04_OLDD_FBHGASE01 | 0.853 | HOUPARRHNHPELCN04_OLDD | HOUPARRHNBHGASE01_OLDD | BHGASE01 | HPELCN04 | PAR_OLDD | BHGASE01_HPELCN04 | 4 | -0.25 | 1 | Supported
HOUPARRHNHPELCN04_OLDD_FBHGASE01_D83 | Residential heating technology - Heat pump, Ground source - single-family house - existing building - distributed level 0.83 | HOUELC, HOUAMB | HOUPARRHN_OLDD_DMD | MKr20 | 2030 | 29.5762 | 0.24736 | 0.298 | [5 empty] | PAR | D | OLD | 3.3557 |  | RHNHPELC | 5 | 0.83333 | HOUPARRHNHPELCN04_OLDD_FBHGASE01 | 0.853 | HOUPARRHNHPELCN04_OLDD | HOUPARRHNBHGASE01_OLDD | BHGASE01 | HPELCN04 | PAR_OLDD | BHGASE01_HPELCN04 | 4 | -0.25 | 1 | Supported
HOUPARRHNHPELCN04_OLDD_FBHGASE01_D83 | Residential heating technology - Heat pump, Ground source - single-family house - existing building - distributed level 0.83 | HOUELC, HOUAMB | HOUPARRHN_OLDD_DMD | MKr20 | 2040 | 28.0974 | 0.23984 | 0.28623 | [5 empty] | PAR | D | OLD | 3.4936 |  | RHNHPELC | 5 | 0.83333 | HOUPARRHNHPELCN04_OLDD_FBHGASE01 | 0.853 | HOUPARRHNHPELCN04_OLDD | HOUPARRHNBHGASE01_OLDD | BHGASE01 | HPELCN04 | PAR_OLDD | BHGASE01_HPELCN04 | 4 | -0.25 | 1 | Supported
HOUPARRHNHPELCN04_OLDD_FBHGASE01_D83 | Residential heating technology - Heat pump, Ground source - single-family house - existing building - distributed level 0.83 | HOUELC, HOUAMB | HOUPARRHN_OLDD_DMD | MKr20 | 2050 | 26.6186 | 0.23231 | 0.28252 | [5 empty] | PAR | D | OLD | 3.5396 |  | RHNHPELC | 5 | 0.83333 | HOUPARRHNHPELCN04_OLDD_FBHGASE01 | 0.853 | HOUPARRHNHPELCN04_OLDD | HOUPARRHNBHGASE01_OLDD | BHGASE01 | HPELCN04 | PAR_OLDD | BHGASE01_HPELCN04 | 4 | -0.25 | 1 | Supported
HOUPARRHNHPELCN03_OLDD_FBHGASE01_D83 | Residential heating technology - Heat pump, Air-to-water - single-family house - existing building - distributed level 0.83 | HOUELC, HOUAMB | HOUPARRHN_OLDD_DMD | MKr20 | 2020 | 24.8141 | 0.38487 | 0.3453 | [5 empty] | PAR | D | OLD | 2.8961 |  | RHNHPELC | 5 | 0.83333 | HOUPARRHNHPELCN03_OLDD_FBHGASE01 | 0.853 | HOUPARRHNHPELCN03_OLDD | HOUPARRHNBHGASE01_OLDD | BHGASE01 | HPELCN03 | PAR_OLDD | BHGASE01_HPELCN03 | 4 | -0.25 | 1 | Supported
HOUPARRHNHPELCN03_OLDD_FBHGASE01_D83 | Residential heating technology - Heat pump, Air-to-water - single-family house - existing building - distributed level 0.83 | HOUELC, HOUAMB | HOUPARRHN_OLDD_DMD | MKr20 | 2025 | 22.8882 | 0.28128 | 0.3296 | [5 empty] | PAR | D | OLD | 3.034 |  | RHNHPELC | 5 | 0.83333 | HOUPARRHNHPELCN03_OLDD_FBHGASE01 | 0.853 | HOUPARRHNHPELCN03_OLDD | HOUPARRHNBHGASE01_OLDD | BHGASE01 | HPELCN03 | PAR_OLDD | BHGASE01_HPELCN03 | 4 | -0.25 | 1 | Supported
HOUPARRHNHPELCN03_OLDD_FBHGASE01_D83 | Residential heating technology - Heat pump, Air-to-water - single-family house - existing building - distributed level 0.83 | HOUELC, HOUAMB | HOUPARRHN_OLDD_DMD | MKr20 | 2030 | 20.9624 | 0.27722 | 0.31527 | [5 empty] | PAR | D | OLD | 3.1719 |  | RHNHPELC | 5 | 0.83333 | HOUPARRHNHPELCN03_OLDD_FBHGASE01 | 0.853 | HOUPARRHNHPELCN03_OLDD | HOUPARRHNBHGASE01_OLDD | BHGASE01 | HPELCN03 | PAR_OLDD | BHGASE01_HPELCN03 | 4 | -0.25 | 1 | Supported
HOUPARRHNHPELCN03_OLDD_FBHGASE01_D83 | Residential heating technology - Heat pump, Air-to-water - single-family house - existing building - distributed level 0.83 | HOUELC, HOUAMB | HOUPARRHN_OLDD_DMD | MKr20 | 2040 | 19.4005 | 0.2697 | 0.30214 | [5 empty] | PAR | D | OLD | 3.3098 |  | RHNHPELC | 5 | 0.83333 | HOUPARRHNHPELCN03_OLDD_FBHGASE01 | 0.853 | HOUPARRHNHPELCN03_OLDD | HOUPARRHNBHGASE01_OLDD | BHGASE01 | HPELCN03 | PAR_OLDD | BHGASE01_HPELCN03 | 4 | -0.25 | 1 | Supported
HOUPARRHNHPELCN03_OLDD_FBHGASE01_D83 | Residential heating technology - Heat pump, Air-to-water - single-family house - existing building - distributed level 0.83 | HOUELC, HOUAMB | HOUPARRHN_OLDD_DMD | MKr20 | 2050 | 17.8385 | 0.26217 | 0.29397 | [5 empty] | PAR | D | OLD | 3.4017 |  | RHNHPELC | 5 | 0.83333 | HOUPARRHNHPELCN03_OLDD_FBHGASE01 | 0.853 | HOUPARRHNHPELCN03_OLDD | HOUPARRHNBHGASE01_OLDD | BHGASE01 | HPELCN03 | PAR_OLDD | BHGASE01_HPELCN03 | 4 | -0.25 | 1 | Supported
HOUPARRHNHPELCN02_OLDD_FBHGASE01_D83 | Residential heating technology - Heat pump, Air-to-air - single-family house - existing building - distributed level 0.83 | HOUELC, HOUAMB | HOUPARRHN_OLDD_DMD | MKr20 | 2020 | 4.557 | 0.20009 | 0.22427 | [5 empty] | PAR | D | OLD | 4.459 |  | RHNHPELC | 5 | 0.83333 | HOUPARRHNHPELCN02_OLDD_FBHGASE01 | 0.853 | HOUPARRHNHPELCN02_OLDD | HOUPARRHNBHGASE01_OLDD | BHGASE01 | HPELCN02 | PAR_OLDD | BHGASE01_HPELCN02 | 5 | 0 | 1.1 | Unlikely
HOUPARRHNHPELCN02_OLDD_FBHGASE01_D83 | Residential heating technology - Heat pump, Air-to-air - single-family house - existing building - distributed level 0.83 | HOUELC, HOUAMB | HOUPARRHN_OLDD_DMD | MKr20 | 2025 | 4.4456 | 0.13594 | 0.21327 | [5 empty] | PAR | D | OLD | 4.6888 |  | RHNHPELC | 5 | 0.83333 | HOUPARRHNHPELCN02_OLDD_FBHGASE01 | 0.853 | HOUPARRHNHPELCN02_OLDD | HOUPARRHNBHGASE01_OLDD | BHGASE01 | HPELCN02 | PAR_OLDD | BHGASE01_HPELCN02 | 5 | 0 | 1.1 | Unlikely
HOUPARRHNHPELCN02_OLDD_FBHGASE01_D83 | Residential heating technology - Heat pump, Air-to-air - single-family house - existing building - distributed level 0.83 | HOUELC, HOUAMB | HOUPARRHN_OLDD_DMD | MKr20 | 2030 | 4.3342 | 0.13343 | 0.20522 | [5 empty] | PAR | D | OLD | 4.8727 |  | RHNHPELC | 5 | 0.83333 | HOUPARRHNHPELCN02_OLDD_FBHGASE01 | 0.853 | HOUPARRHNHPELCN02_OLDD | HOUPARRHNBHGASE01_OLDD | BHGASE01 | HPELCN02 | PAR_OLDD | BHGASE01_HPELCN02 | 5 | 0 | 1.1 | Unlikely
HOUPARRHNHPELCN02_OLDD_FBHGASE01_D83 | Residential heating technology - Heat pump, Air-to-air - single-family house - existing building - distributed level 0.83 | HOUELC, HOUAMB | HOUPARRHN_OLDD_DMD | MKr20 | 2040 | 4.1275 | 0.12877 | 0.19776 | [5 empty] | PAR | D | OLD | 5.0566 |  | RHNHPELC | 5 | 0.83333 | HOUPARRHNHPELCN02_OLDD_FBHGASE01 | 0.853 | HOUPARRHNHPELCN02_OLDD | HOUPARRHNBHGASE01_OLDD | BHGASE01 | HPELCN02 | PAR_OLDD | BHGASE01_HPELCN02 | 5 | 0 | 1.1 | Unlikely
HOUPARRHNHPELCN02_OLDD_FBHGASE01_D83 | Residential heating technology - Heat pump, Air-to-air - single-family house - existing building - distributed level 0.83 | HOUELC, HOUAMB | HOUPARRHN_OLDD_DMD | MKr20 | 2050 | 3.9207 | 0.12411 | 0.19423 | [5 empty] | PAR | D | OLD | 5.1485 |  | RHNHPELC | 5 | 0.83333 | HOUPARRHNHPELCN02_OLDD_FBHGASE01 | 0.853 | HOUPARRHNHPELCN02_OLDD | HOUPARRHNBHGASE01_OLDD | BHGASE01 | HPELCN02 | PAR_OLDD | BHGASE01_HPELCN02 | 5 | 0 | 1.1 | Unlikely
HOUPARRHNDIELCN06_OLDD_FBHGASE01_D83 | Residential heating technology - Electric heating - electric panel from Bauhaus - single-family house - new building - distributed level 0.83 | HOUELC | HOUPARRHN_OLDD_DMD | MKr20 | 2020 | 0.70255 | 0 | [6 empty] | PAR | D | OLD |  |  | RHNDIELC | 5 | 0.83333 | HOUPARRHNDIELCN06_OLDD_FBHGASE01 | 0.853 | HOUPARRHNDIELCN06_OLDD | HOUPARRHNBHGASE01_OLDD | BHGASE01 | DIELCN06 | PAR_OLDD | BHGASE01_DIELCN06 | 5 | 0 | 1.1 | Unlikely
HOUPARRHNDIELCN06_OLDD_FBHGASE01_D83 | Residential heating technology - Electric heating - electric panel from Bauhaus - single-family house - new building - distributed level 0.83 | HOUELC | HOUPARRHN_OLDD_DMD | MKr20 | 2025 | 0.70255 | 0 | [6 empty] | PAR | D | OLD |  |  | RHNDIELC | 5 | 0.83333 | HOUPARRHNDIELCN06_OLDD_FBHGASE01 | 0.853 | HOUPARRHNDIELCN06_OLDD | HOUPARRHNBHGASE01_OLDD | BHGASE01 | DIELCN06 | PAR_OLDD | BHGASE01_DIELCN06 | 5 | 0 | 1.1 | Unlikely
HOUPARRHNDIELCN06_OLDD_FBHGASE01_D83 | Residential heating technology - Electric heating - electric panel from Bauhaus - single-family house - new building - distributed level 0.83 | HOUELC | HOUPARRHN_OLDD_DMD | MKr20 | 2030 | 0.70255 | 0 | [6 empty] | PAR | D | OLD |  |  | RHNDIELC | 5 | 0.83333 | HOUPARRHNDIELCN06_OLDD_FBHGASE01 | 0.853 | HOUPARRHNDIELCN06_OLDD | HOUPARRHNBHGASE01_OLDD | BHGASE01 | DIELCN06 | PAR_OLDD | BHGASE01_DIELCN06 | 5 | 0 | 1.1 | Unlikely
HOUPARRHNDIELCN06_OLDD_FBHGASE01_D83 | Residential heating technology - Electric heating - electric panel from Bauhaus - single-family house - new building - distributed level 0.83 | HOUELC | HOUPARRHN_OLDD_DMD | MKr20 | 2040 | 0.70255 | 0 | [6 empty] | PAR | D | OLD |  |  | RHNDIELC | 5 | 0.83333 | HOUPARRHNDIELCN06_OLDD_FBHGASE01 | 0.853 | HOUPARRHNDIELCN06_OLDD | HOUPARRHNBHGASE01_OLDD | BHGASE01 | DIELCN06 | PAR_OLDD | BHGASE01_DIELCN06 | 5 | 0 | 1.1 | Unlikely
HOUPARRHNDIELCN06_OLDD_FBHGASE01_D83 | Residential heating technology - Electric heating - electric panel from Bauhaus - single-family house - new building - distributed level 0.83 | HOUELC | HOUPARRHN_OLDD_DMD | MKr20 | 2050 | 0.70255 | 0 | [6 empty] | PAR | D | OLD |  |  | RHNDIELC | 5 | 0.83333 | HOUPARRHNDIELCN06_OLDD_FBHGASE01 | 0.853 | HOUPARRHNDIELCN06_OLDD | HOUPARRHNBHGASE01_OLDD | BHGASE01 | DIELCN06 | PAR_OLDD | BHGASE01_DIELCN06 | 5 | 0 | 1.1 | Unlikely
HOUPARRHNDIELCN01_OLDD_FBHGASE01_D83 | Residential heating technology - Electric heating - single-family house - new building - distributed level 0.83 | HOUELC | HOUPARRHN_OLDD_DMD | MKr20 | 2020 | 8.5362 | 0.06921 | [6 empty] | PAR | D | OLD |  |  | RHNDIELC | 5 | 0.83333 | HOUPARRHNDIELCN01_OLDD_FBHGASE01 | 0.853 | HOUPARRHNDIELCN01_OLDD | HOUPARRHNBHGASE01_OLDD | BHGASE01 | DIELCN01 | PAR_OLDD | BHGASE01_DIELCN01 | 5 | 0 | 1.1 | Unlikely
HOUPARRHNDIELCN01_OLDD_FBHGASE01_D83 | Residential heating technology - Electric heating - single-family house - new building - distributed level 0.83 | HOUELC | HOUPARRHN_OLDD_DMD | MKr20 | 2025 | 8.3249 | 0.06921 | [6 empty] | PAR | D | OLD |  |  | RHNDIELC | 5 | 0.83333 | HOUPARRHNDIELCN01_OLDD_FBHGASE01 | 0.853 | HOUPARRHNDIELCN01_OLDD | HOUPARRHNBHGASE01_OLDD | BHGASE01 | DIELCN01 | PAR_OLDD | BHGASE01_DIELCN01 | 5 | 0 | 1.1 | Unlikely
HOUPARRHNDIELCN01_OLDD_FBHGASE01_D83 | Residential heating technology - Electric heating - single-family house - new building - distributed level 0.83 | HOUELC | HOUPARRHN_OLDD_DMD | MKr20 | 2030 | 8.1188 | 0.066326 | [6 empty] | PAR | D | OLD |  |  | RHNDIELC | 5 | 0.83333 | HOUPARRHNDIELCN01_OLDD_FBHGASE01 | 0.853 | HOUPARRHNDIELCN01_OLDD | HOUPARRHNBHGASE01_OLDD | BHGASE01 | DIELCN01 | PAR_OLDD | BHGASE01_DIELCN01 | 5 | 0 | 1.1 | Unlikely
HOUPARRHNDIELCN01_OLDD_FBHGASE01_D83 | Residential heating technology - Electric heating - single-family house - new building - distributed level 0.83 | HOUELC | HOUPARRHN_OLDD_DMD | MKr20 | 2040 | 7.7219 | 0.063442 | [6 empty] | PAR | D | OLD |  |  | RHNDIELC | 5 | 0.83333 | HOUPARRHNDIELCN01_OLDD_FBHGASE01 | 0.853 | HOUPARRHNDIELCN01_OLDD | HOUPARRHNBHGASE01_OLDD | BHGASE01 | DIELCN01 | PAR_OLDD | BHGASE01_DIELCN01 | 5 | 0 | 1.1 | Unlikely
HOUPARRHNDIELCN01_OLDD_FBHGASE01_D83 | Residential heating technology - Electric heating - single-family house - new building - distributed level 0.83 | HOUELC | HOUPARRHN_OLDD_DMD | MKr20 | 2050 | 7.3444 | 0.060559 | [6 empty] | PAR | D | OLD |  |  | RHNDIELC | 5 | 0.83333 | HOUPARRHNDIELCN01_OLDD_FBHGASE01 | 0.853 | HOUPARRHNDIELCN01_OLDD | HOUPARRHNBHGASE01_OLDD | BHGASE01 | DIELCN01 | PAR_OLDD | BHGASE01_DIELCN01 | 5 | 0 | 1.1 | Unlikely
HOUPARRHNBHWPEN01_OLDD_FBHGASE01_D83 | Residential heating technology - Biomass boiler, automatic stoking , wood pellets or wood chips - single-family house - existing building - distributed level 0.83 | HOUWPE | HOUPARRHN_OLDD_DMD | MKr20 | 2020 | 4.7746 | 0.48551 |  | 25 | 14 | 70 | 2 | 4 | PAR | D | OLD |  |  | RHNBHWPE | 5 | 0.83333 | HOUPARRHNBHWPEN01_OLDD_FBHGASE01 | 0.853 | HOUPARRHNBHWPEN01_OLDD | HOUPARRHNBHGASE01_OLDD | BHGASE01 | BHWPEN01 | PAR_OLDD | BHGASE01_BHWPEN01 | 6 | 0 | 1 | New
HOUPARRHNBHWPEN01_OLDD_FBHGASE01_D83 | Residential heating technology - Biomass boiler, automatic stoking , wood pellets or wood chips - single-family house - existing building - distributed level 0.83 | HOUWPE | HOUPARRHN_OLDD_DMD | MKr20 | 2025 | 4.6564 | 0.47712 |  | 25 | 14 | 60 | 2 | 4 | PAR | D | OLD |  |  | RHNBHWPE | 5 | 0.83333 | HOUPARRHNBHWPEN01_OLDD_FBHGASE01 | 0.853 | HOUPARRHNBHWPEN01_OLDD | HOUPARRHNBHGASE01_OLDD | BHGASE01 | BHWPEN01 | PAR_OLDD | BHGASE01_BHWPEN01 | 6 | 0 | 1 | New
HOUPARRHNBHWPEN01_OLDD_FBHGASE01_D83 | Residential heating technology - Biomass boiler, automatic stoking , wood pellets or wood chips - single-family house - existing building - distributed level 0.83 | HOUWPE | HOUPARRHN_OLDD_DMD | MKr20 | 2030 | 4.5411 | 0.47075 |  | 25 | 11 | 50 | 1 | 4 | PAR | D | OLD |  |  | RHNBHWPE | 5 | 0.83333 | HOUPARRHNBHWPEN01_OLDD_FBHGASE01 | 0.853 | HOUPARRHNBHWPEN01_OLDD | HOUPARRHNBHGASE01_OLDD | BHGASE01 | BHWPEN01 | PAR_OLDD | BHGASE01_BHWPEN01 | 6 | 0 | 1 | New
HOUPARRHNBHWPEN01_OLDD_FBHGASE01_D83 | Residential heating technology - Biomass boiler, automatic stoking , wood pellets or wood chips - single-family house - existing building - distributed level 0.83 | HOUWPE | HOUPARRHN_OLDD_DMD | MKr20 | 2040 | 4.3191 | 0.44992 |  | 25 | 9 | 45 | 1 | 4 | PAR | D | OLD |  |  | RHNBHWPE | 5 | 0.83333 | HOUPARRHNBHWPEN01_OLDD_FBHGASE01 | 0.853 | HOUPARRHNBHWPEN01_OLDD | HOUPARRHNBHGASE01_OLDD | BHGASE01 | BHWPEN01 | PAR_OLDD | BHGASE01_BHWPEN01 | 6 | 0 | 1 | New
HOUPARRHNBHWPEN01_OLDD_FBHGASE01_D83 | Residential heating technology - Biomass boiler, automatic stoking , wood pellets or wood chips - single-family house - existing building - distributed level 0.83 | HOUWPE | HOUPARRHN_OLDD_DMD | MKr20 | 2050 | 5.135 | 0.53751 |  | 25 | 9 | 40 | 0 | 4 | PAR | D | OLD |  |  | RHNBHWPE | 5 | 0.83333 | HOUPARRHNBHWPEN01_OLDD_FBHGASE01 | 0.853 | HOUPARRHNBHWPEN01_OLDD | HOUPARRHNBHGASE01_OLDD | BHGASE01 | BHWPEN01 | PAR_OLDD | BHGASE01_BHWPEN01 | 6 | 0 | 1 | New
HOUPARRHNBHSOLN01_OLDD_FBHGASE01_D83 | Residential heating technology - Solar heating system - single-family house - existing building - distributed level 0.83 | HOUSOL | HOUPARRHN_OLDD_DMD | MKr20 | 2020 | 9.3804 | 0.10804 | [6 empty] | PAR | D | OLD |  |  | RHNBHSOL | 5 | 0.83333 | HOUPARRHNBHSOLN01_OLDD_FBHGASE01 | 0.853 | HOUPARRHNBHSOLN01_OLDD | HOUPARRHNBHGASE01_OLDD | BHGASE01 | BHSOLN01 | PAR_OLDD | BHGASE01_BHSOLN01 | 5 | 0 | 1.1 | Unlikely
HOUPARRHNBHSOLN01_OLDD_FBHGASE01_D83 | Residential heating technology - Solar heating system - single-family house - existing building - distributed level 0.83 | HOUSOL | HOUPARRHN_OLDD_DMD | MKr20 | 2025 | 9.1482 | 0.10145 | [6 empty] | PAR | D | OLD |  |  | RHNBHSOL | 5 | 0.83333 | HOUPARRHNBHSOLN01_OLDD_FBHGASE01 | 0.853 | HOUPARRHNBHSOLN01_OLDD | HOUPARRHNBHGASE01_OLDD | BHGASE01 | BHSOLN01 | PAR_OLDD | BHGASE01_BHSOLN01 | 5 | 0 | 1.1 | Unlikely
HOUPARRHNBHSOLN01_OLDD_FBHGASE01_D83 | Residential heating technology - Solar heating system - single-family house - existing building - distributed level 0.83 | HOUSOL | HOUPARRHN_OLDD_DMD | MKr20 | 2030 | 8.9218 | 0.098974 | [6 empty] | PAR | D | OLD |  |  | RHNBHSOL | 5 | 0.83333 | HOUPARRHNBHSOLN01_OLDD_FBHGASE01 | 0.853 | HOUPARRHNBHSOLN01_OLDD | HOUPARRHNBHGASE01_OLDD | BHGASE01 | BHSOLN01 | PAR_OLDD | BHGASE01_BHSOLN01 | 5 | 0 | 1.1 | Unlikely
HOUPARRHNBHSOLN01_OLDD_FBHGASE01_D83 | Residential heating technology - Solar heating system - single-family house - existing building - distributed level 0.83 | HOUSOL | HOUPARRHN_OLDD_DMD | MKr20 | 2040 | 8.4856 | 0.093619 | [6 empty] | PAR | D | OLD |  |  | RHNBHSOL | 5 | 0.83333 | HOUPARRHNBHSOLN01_OLDD_FBHGASE01 | 0.853 | HOUPARRHNBHSOLN01_OLDD | HOUPARRHNBHGASE01_OLDD | BHGASE01 | BHSOLN01 | PAR_OLDD | BHGASE01_BHSOLN01 | 5 | 0 | 1.1 | Unlikely
HOUPARRHNBHSOLN01_OLDD_FBHGASE01_D83 | Residential heating technology - Solar heating system - single-family house - existing building - distributed level 0.83 | HOUSOL | HOUPARRHN_OLDD_DMD | MKr20 | 2050 | 8.0707 | 0.088263 | [6 empty] | PAR | D | OLD |  |  | RHNBHSOL | 5 | 0.83333 | HOUPARRHNBHSOLN01_OLDD_FBHGASE01 | 0.853 | HOUPARRHNBHSOLN01_OLDD | HOUPARRHNBHGASE01_OLDD | BHGASE01 | BHSOLN01 | PAR_OLDD | BHGASE01_BHSOLN01 | 5 | 0 | 1.1 | Unlikely
HOUPARRHNBHGASN01_OLDD_FBHGASE01_D83 | Residential heating technology - Natural gas boiler - single-family house - existing building - distributed level 0.83 | HOUGAS | HOUPARRHN_OLDD_DMD | MKr20 | 2020 | 2.41 | 0.11839 |  | 0.43 | 0.1 | 20.4 | 1 | 1 | PAR | D | OLD |  |  | RHNBHGAS | 5 | 0.83333 | HOUPARRHNBHGASN01_OLDD_FBHGASE01 | 0.853 | HOUPARRHNBHGASN01_OLDD | HOUPARRHNBHGASE01_OLDD | BHGASE01 | BHGASN01 | PAR_OLDD | BHGASE01_BHGASN01 | 6 | 0 | 1 | New
HOUPARRHNBHGASN01_OLDD_FBHGASE01_D83 | Residential heating technology - Natural gas boiler - single-family house - existing building - distributed level 0.83 | HOUGAS | HOUPARRHN_OLDD_DMD | MKr20 | 2025 | 2.3503 | 0.11639 |  | 0.43 | 0.1 | 20.4 | 1 | 1 | PAR | D | OLD |  |  | RHNBHGAS | 5 | 0.83333 | HOUPARRHNBHGASN01_OLDD_FBHGASE01 | 0.853 | HOUPARRHNBHGASN01_OLDD | HOUPARRHNBHGASE01_OLDD | BHGASE01 | BHGASN01 | PAR_OLDD | BHGASE01_BHGASN01 | 6 | 0 | 1 | New
HOUPARRHNBHGASN01_OLDD_FBHGASE01_D83 | Residential heating technology - Natural gas boiler - single-family house - existing building - distributed level 0.83 | HOUGAS | HOUPARRHN_OLDD_DMD | MKr20 | 2030 | 2.2922 | 0.11539 |  | 0.43 | 0.1 | 20.4 | 1 | 1 | PAR | D | OLD |  |  | RHNBHGAS | 5 | 0.83333 | HOUPARRHNBHGASN01_OLDD_FBHGASE01 | 0.853 | HOUPARRHNBHGASN01_OLDD | HOUPARRHNBHGASE01_OLDD | BHGASE01 | BHGASN01 | PAR_OLDD | BHGASE01_BHGASN01 | 6 | 0 | 1 | New
HOUPARRHNBHGASN01_OLDD_FBHGASE01_D83 | Residential heating technology - Natural gas boiler - single-family house - existing building - distributed level 0.83 | HOUGAS | HOUPARRHN_OLDD_DMD | MKr20 | 2040 | 2.1801 | 0.1091 |  | 0.43 | 0.1 | 20.4 | 1 | 1 | PAR | D | OLD |  |  | RHNBHGAS | 5 | 0.83333 | HOUPARRHNBHGASN01_OLDD_FBHGASE01 | 0.853 | HOUPARRHNBHGASN01_OLDD | HOUPARRHNBHGASE01_OLDD | BHGASE01 | BHGASN01 | PAR_OLDD | BHGASE01_BHGASN01 | 6 | 0 | 1 | New
HOUPARRHNBHGASN01_OLDD_FBHGASE01_D83 | Residential heating technology - Natural gas boiler - single-family house - existing building - distributed level 0.83 | HOUGAS | HOUPARRHN_OLDD_DMD | MKr20 | 2050 | 2.0735 | 0.10518 |  | 0.43 | 0.1 | 20.4 | 1 | 1 | PAR | D | OLD |  |  | RHNBHGAS | 5 | 0.83333 | HOUPARRHNBHGASN01_OLDD_FBHGASE01 | 0.853 | HOUPARRHNBHGASN01_OLDD | HOUPARRHNBHGASE01_OLDD | BHGASE01 | BHGASN01 | PAR_OLDD | BHGASE01_BHGASN01 | 6 | 0 | 1 | New
HOUPARRHNBHDHDN03_OLDD_FBHGASE01_D83 | Residential heating technology - Direct district heating substation - plus connection pipe - single-family house - existing building - distributed level 0.83 | HOUDHD | HOUPARRHN_OLDD_DMD | MKr20 | 2020 | 3.7272 | 0.035153 | [6 empty] | PAR | D | OLD |  |  | RHNBHDHD | 5 | 0.83333 | HOUPARRHNBHDHDN03_OLDD_FBHGASE01 | 0.853 | HOUPARRHNBHDHDN03_OLDD | HOUPARRHNBHGASE01_OLDD | BHGASE01 | BHDHDN03 | PAR_OLDD | BHGASE01_BHDHDN03 | 6 | 0 | 1 | New
HOUPARRHNBHDHDN03_OLDD_FBHGASE01_D83 | Residential heating technology - Direct district heating substation - plus connection pipe - single-family house - existing building - distributed level 0.83 | HOUDHD | HOUPARRHN_OLDD_DMD | MKr20 | 2025 | 3.684 | 0.034893 | [6 empty] | PAR | D | OLD |  |  | RHNBHDHD | 5 | 0.83333 | HOUPARRHNBHDHDN03_OLDD_FBHGASE01 | 0.853 | HOUPARRHNBHDHDN03_OLDD | HOUPARRHNBHGASE01_OLDD | BHGASE01 | BHDHDN03 | PAR_OLDD | BHGASE01_BHDHDN03 | 6 | 0 | 1 | New
HOUPARRHNBHDHDN03_OLDD_FBHGASE01_D83 | Residential heating technology - Direct district heating substation - plus connection pipe - single-family house - existing building - distributed level 0.83 | HOUDHD | HOUPARRHN_OLDD_DMD | MKr20 | 2030 | 3.6479 | 0.03427 | [6 empty] | PAR | D | OLD |  |  | RHNBHDHD | 5 | 0.83333 | HOUPARRHNBHDHDN03_OLDD_FBHGASE01 | 0.853 | HOUPARRHNBHDHDN03_OLDD | HOUPARRHNBHGASE01_OLDD | BHGASE01 | BHDHDN03 | PAR_OLDD | BHGASE01_BHDHDN03 | 6 | 0 | 1 | New
HOUPARRHNBHDHDN03_OLDD_FBHGASE01_D83 | Residential heating technology - Direct district heating substation - plus connection pipe - single-family house - existing building - distributed level 0.83 | HOUDHD | HOUPARRHN_OLDD_DMD | MKr20 | 2040 | 3.583 | 0.032794 | [6 empty] | PAR | D | OLD |  |  | RHNBHDHD | 5 | 0.83333 | HOUPARRHNBHDHDN03_OLDD_FBHGASE01 | 0.853 | HOUPARRHNBHDHDN03_OLDD | HOUPARRHNBHGASE01_OLDD | BHGASE01 | BHDHDN03 | PAR_OLDD | BHGASE01_BHDHDN03 | 6 | 0 | 1 | New
HOUPARRHNBHDHDN03_OLDD_FBHGASE01_D83 | Residential heating technology - Direct district heating substation - plus connection pipe - single-family house - existing building - distributed level 0.83 | HOUDHD | HOUPARRHN_OLDD_DMD | MKr20 | 2050 | 3.511 | 0.030647 | [6 empty] | PAR | D | OLD |  |  | RHNBHDHD | 5 | 0.83333 | HOUPARRHNBHDHDN03_OLDD_FBHGASE01 | 0.853 | HOUPARRHNBHDHDN03_OLDD | HOUPARRHNBHGASE01_OLDD | BHGASE01 | BHDHDN03 | PAR_OLDD | BHGASE01_BHDHDN03 | 6 | 0 | 1 | New
HOUPARRHNHPELCN07_OLDI_FBHGASE01_D83 | Residential heating technology - Heat pump, Air-to-water, low-price product - single-family house - existing building - distributed level 0.83 | HOUELC, HOUAMB | HOUPARRHN_OLDI_DMD | MKr20 | 2020 | 12.0987 | 0.44459 | 0.36256 | [5 empty] | PAR | I | OLD | 2.7581 |  | RHNHPELC | 5 | 0.83333 | HOUPARRHNHPELCN07_OLDI_FBHGASE01 | 0.853 | HOUPARRHNHPELCN07_OLDI | HOUPARRHNBHGASE01_OLDI | BHGASE01 | HPELCN07 | PAR_OLDI | BHGASE01_HPELCN07 | 4 | -0.25 | 1 | Supported
HOUPARRHNHPELCN07_OLDI_FBHGASE01_D83 | Residential heating technology - Heat pump, Air-to-water, low-price product - single-family house - existing building - distributed level 0.83 | HOUELC, HOUAMB | HOUPARRHN_OLDI_DMD | MKr20 | 2025 | 11.0682 | 0.341 | 0.3453 | [5 empty] | PAR | I | OLD | 2.8961 |  | RHNHPELC | 5 | 0.83333 | HOUPARRHNHPELCN07_OLDI_FBHGASE01 | 0.853 | HOUPARRHNHPELCN07_OLDI | HOUPARRHNBHGASE01_OLDI | BHGASE01 | HPELCN07 | PAR_OLDI | BHGASE01_HPELCN07 | 4 | -0.25 | 1 | Supported
HOUPARRHNHPELCN07_OLDI_FBHGASE01_D83 | Residential heating technology - Heat pump, Air-to-water, low-price product - single-family house - existing building - distributed level 0.83 | HOUELC, HOUAMB | HOUPARRHN_OLDI_DMD | MKr20 | 2030 | 10.0376 | 0.33694 | 0.3296 | [5 empty] | PAR | I | OLD | 3.034 |  | RHNHPELC | 5 | 0.83333 | HOUPARRHNHPELCN07_OLDI_FBHGASE01 | 0.853 | HOUPARRHNHPELCN07_OLDI | HOUPARRHNBHGASE01_OLDI | BHGASE01 | HPELCN07 | PAR_OLDI | BHGASE01_HPELCN07 | 4 | -0.25 | 1 | Supported
HOUPARRHNHPELCN07_OLDI_FBHGASE01_D83 | Residential heating technology - Heat pump, Air-to-water, low-price product - single-family house - existing building - distributed level 0.83 | HOUELC, HOUAMB | HOUPARRHN_OLDI_DMD | MKr20 | 2040 | 9.2165 | 0.32942 | 0.31527 | [5 empty] | PAR | I | OLD | 3.1719 |  | RHNHPELC | 5 | 0.83333 | HOUPARRHNHPELCN07_OLDI_FBHGASE01 | 0.853 | HOUPARRHNHPELCN07_OLDI | HOUPARRHNBHGASE01_OLDI | BHGASE01 | HPELCN07 | PAR_OLDI | BHGASE01_HPELCN07 | 4 | -0.25 | 1 | Supported
HOUPARRHNHPELCN07_OLDI_FBHGASE01_D83 | Residential heating technology - Heat pump, Air-to-water, low-price product - single-family house - existing building - distributed level 0.83 | HOUELC, HOUAMB | HOUPARRHN_OLDI_DMD | MKr20 | 2050 | 8.3953 | 0.32189 | 0.30639 | [5 empty] | PAR | I | OLD | 3.2638 |  | RHNHPELC | 5 | 0.83333 | HOUPARRHNHPELCN07_OLDI_FBHGASE01 | 0.853 | HOUPARRHNHPELCN07_OLDI | HOUPARRHNBHGASE01_OLDI | BHGASE01 | HPELCN07 | PAR_OLDI | BHGASE01_HPELCN07 | 4 | -0.25 | 1 | Supported
HOUPARRHNHPELCN05_OLDI_FBHGASE01_D83 | Residential heating technology - Heat pump, Air-to-water - leasing - single-family house - existing building - distributed level 0.83 | HOUELC, HOUAMB | HOUPARRHN_OLDI_DMD | MKr20 | 2020 | 12.407 | 1.2309 | 0.3453 | [5 empty] | PAR | I | OLD | 2.8961 |  | RHNHPELC | 5 | 0.83333 | HOUPARRHNHPELCN05_OLDI_FBHGASE01 | 0.853 | HOUPARRHNHPELCN05_OLDI | HOUPARRHNBHGASE01_OLDI | BHGASE01 | HPELCN05 | PAR_OLDI | BHGASE01_HPELCN05 | 4 | -0.25 | 1 | Supported
HOUPARRHNHPELCN05_OLDI_FBHGASE01_D83 | Residential heating technology - Heat pump, Air-to-water - leasing - single-family house - existing building - distributed level 0.83 | HOUELC, HOUAMB | HOUPARRHN_OLDI_DMD | MKr20 | 2025 | 11.4441 | 1.0617 | 0.3296 | [5 empty] | PAR | I | OLD | 3.034 |  | RHNHPELC | 5 | 0.83333 | HOUPARRHNHPELCN05_OLDI_FBHGASE01 | 0.853 | HOUPARRHNHPELCN05_OLDI | HOUPARRHNBHGASE01_OLDI | BHGASE01 | HPELCN05 | PAR_OLDI | BHGASE01_HPELCN05 | 4 | -0.25 | 1 | Supported
HOUPARRHNHPELCN05_OLDI_FBHGASE01_D83 | Residential heating technology - Heat pump, Air-to-water - leasing - single-family house - existing building - distributed level 0.83 | HOUELC, HOUAMB | HOUPARRHN_OLDI_DMD | MKr20 | 2030 | 10.4812 | 0.99194 | 0.31527 | [5 empty] | PAR | I | OLD | 3.1719 |  | RHNHPELC | 5 | 0.83333 | HOUPARRHNHPELCN05_OLDI_FBHGASE01 | 0.853 | HOUPARRHNHPELCN05_OLDI | HOUPARRHNBHGASE01_OLDI | BHGASE01 | HPELCN05 | PAR_OLDI | BHGASE01_HPELCN05 | 4 | -0.25 | 1 | Supported
HOUPARRHNHPELCN05_OLDI_FBHGASE01_D83 | Residential heating technology - Heat pump, Air-to-water - leasing - single-family house - existing building - distributed level 0.83 | HOUELC, HOUAMB | HOUPARRHN_OLDI_DMD | MKr20 | 2040 | 9.7002 | 0.93116 | 0.30214 | [5 empty] | PAR | I | OLD | 3.3098 |  | RHNHPELC | 5 | 0.83333 | HOUPARRHNHPELCN05_OLDI_FBHGASE01 | 0.853 | HOUPARRHNHPELCN05_OLDI | HOUPARRHNBHGASE01_OLDI | BHGASE01 | HPELCN05 | PAR_OLDI | BHGASE01_HPELCN05 | 4 | -0.25 | 1 | Supported
HOUPARRHNHPELCN05_OLDI_FBHGASE01_D83 | Residential heating technology - Heat pump, Air-to-water - leasing - single-family house - existing building - distributed level 0.83 | HOUELC, HOUAMB | HOUPARRHN_OLDI_DMD | MKr20 | 2050 | 8.9192 | 0.87038 | 0.29397 | [5 empty] | PAR | I | OLD | 3.4017 |  | RHNHPELC | 5 | 0.83333 | HOUPARRHNHPELCN05_OLDI_FBHGASE01 | 0.853 | HOUPARRHNHPELCN05_OLDI | HOUPARRHNBHGASE01_OLDI | BHGASE01 | HPELCN05 | PAR_OLDI | BHGASE01_HPELCN05 | 4 | -0.25 | 1 | Supported
HOUPARRHNHPELCN04_OLDI_FBHGASE01_D83 | Residential heating technology - Heat pump, Ground source - single-family house - existing building - distributed level 0.83 | HOUELC, HOUAMB | HOUPARRHN_OLDI_DMD | MKr20 | 2020 | 32.8624 | 0.35501 | 0.31527 | [5 empty] | PAR | I | OLD | 3.1719 |  | RHNHPELC | 5 | 0.83333 | HOUPARRHNHPELCN04_OLDI_FBHGASE01 | 0.853 | HOUPARRHNHPELCN04_OLDI | HOUPARRHNBHGASE01_OLDI | BHGASE01 | HPELCN04 | PAR_OLDI | BHGASE01_HPELCN04 | 4 | -0.25 | 1 | Supported
HOUPARRHNHPELCN04_OLDI_FBHGASE01_D83 | Residential heating technology - Heat pump, Ground source - single-family house - existing building - distributed level 0.83 | HOUELC, HOUAMB | HOUPARRHN_OLDI_DMD | MKr20 | 2025 | 31.2193 | 0.25142 | 0.30639 | [5 empty] | PAR | I | OLD | 3.2638 |  | RHNHPELC | 5 | 0.83333 | HOUPARRHNHPELCN04_OLDI_FBHGASE01 | 0.853 | HOUPARRHNHPELCN04_OLDI | HOUPARRHNBHGASE01_OLDI | BHGASE01 | HPELCN04 | PAR_OLDI | BHGASE01_HPELCN04 | 4 | -0.25 | 1 | Supported
HOUPARRHNHPELCN04_OLDI_FBHGASE01_D83 | Residential heating technology - Heat pump, Ground source - single-family house - existing building - distributed level 0.83 | HOUELC, HOUAMB | HOUPARRHN_OLDI_DMD | MKr20 | 2030 | 29.5762 | 0.24736 | 0.298 | [5 empty] | PAR | I | OLD | 3.3557 |  | RHNHPELC | 5 | 0.83333 | HOUPARRHNHPELCN04_OLDI_FBHGASE01 | 0.853 | HOUPARRHNHPELCN04_OLDI | HOUPARRHNBHGASE01_OLDI | BHGASE01 | HPELCN04 | PAR_OLDI | BHGASE01_HPELCN04 | 4 | -0.25 | 1 | Supported
HOUPARRHNHPELCN04_OLDI_FBHGASE01_D83 | Residential heating technology - Heat pump, Ground source - single-family house - existing building - distributed level 0.83 | HOUELC, HOUAMB | HOUPARRHN_OLDI_DMD | MKr20 | 2040 | 28.0974 | 0.23984 | 0.28623 | [5 empty] | PAR | I | OLD | 3.4936 |  | RHNHPELC | 5 | 0.83333 | HOUPARRHNHPELCN04_OLDI_FBHGASE01 | 0.853 | HOUPARRHNHPELCN04_OLDI | HOUPARRHNBHGASE01_OLDI | BHGASE01 | HPELCN04 | PAR_OLDI | BHGASE01_HPELCN04 | 4 | -0.25 | 1 | Supported
HOUPARRHNHPELCN04_OLDI_FBHGASE01_D83 | Residential heating technology - Heat pump, Ground source - single-family house - existing building - distributed level 0.83 | HOUELC, HOUAMB | HOUPARRHN_OLDI_DMD | MKr20 | 2050 | 26.6186 | 0.23231 | 0.28252 | [5 empty] | PAR | I | OLD | 3.5396 |  | RHNHPELC | 5 | 0.83333 | HOUPARRHNHPELCN04_OLDI_FBHGASE01 | 0.853 | HOUPARRHNHPELCN04_OLDI | HOUPARRHNBHGASE01_OLDI | BHGASE01 | HPELCN04 | PAR_OLDI | BHGASE01_HPELCN04 | 4 | -0.25 | 1 | Supported
HOUPARRHNHPELCN03_OLDI_FBHGASE01_D83 | Residential heating technology - Heat pump, Air-to-water - single-family house - existing building - distributed level 0.83 | HOUELC, HOUAMB | HOUPARRHN_OLDI_DMD | MKr20 | 2020 | 24.8141 | 0.38487 | 0.3453 | [5 empty] | PAR | I | OLD | 2.8961 |  | RHNHPELC | 5 | 0.83333 | HOUPARRHNHPELCN03_OLDI_FBHGASE01 | 0.853 | HOUPARRHNHPELCN03_OLDI | HOUPARRHNBHGASE01_OLDI | BHGASE01 | HPELCN03 | PAR_OLDI | BHGASE01_HPELCN03 | 4 | -0.25 | 1 | Supported
HOUPARRHNHPELCN03_OLDI_FBHGASE01_D83 | Residential heating technology - Heat pump, Air-to-water - single-family house - existing building - distributed level 0.83 | HOUELC, HOUAMB | HOUPARRHN_OLDI_DMD | MKr20 | 2025 | 22.8882 | 0.28128 | 0.3296 | [5 empty] | PAR | I | OLD | 3.034 |  | RHNHPELC | 5 | 0.83333 | HOUPARRHNHPELCN03_OLDI_FBHGASE01 | 0.853 | HOUPARRHNHPELCN03_OLDI | HOUPARRHNBHGASE01_OLDI | BHGASE01 | HPELCN03 | PAR_OLDI | BHGASE01_HPELCN03 | 4 | -0.25 | 1 | Supported
HOUPARRHNHPELCN03_OLDI_FBHGASE01_D83 | Residential heating technology - Heat pump, Air-to-water - single-family house - existing building - distributed level 0.83 | HOUELC, HOUAMB | HOUPARRHN_OLDI_DMD | MKr20 | 2030 | 20.9624 | 0.27722 | 0.31527 | [5 empty] | PAR | I | OLD | 3.1719 |  | RHNHPELC | 5 | 0.83333 | HOUPARRHNHPELCN03_OLDI_FBHGASE01 | 0.853 | HOUPARRHNHPELCN03_OLDI | HOUPARRHNBHGASE01_OLDI | BHGASE01 | HPELCN03 | PAR_OLDI | BHGASE01_HPELCN03 | 4 | -0.25 | 1 | Supported
HOUPARRHNHPELCN03_OLDI_FBHGASE01_D83 | Residential heating technology - Heat pump, Air-to-water - single-family house - existing building - distributed level 0.83 | HOUELC, HOUAMB | HOUPARRHN_OLDI_DMD | MKr20 | 2040 | 19.4005 | 0.2697 | 0.30214 | [5 empty] | PAR | I | OLD | 3.3098 |  | RHNHPELC | 5 | 0.83333 | HOUPARRHNHPELCN03_OLDI_FBHGASE01 | 0.853 | HOUPARRHNHPELCN03_OLDI | HOUPARRHNBHGASE01_OLDI | BHGASE01 | HPELCN03 | PAR_OLDI | BHGASE01_HPELCN03 | 4 | -0.25 | 1 | Supported
HOUPARRHNHPELCN03_OLDI_FBHGASE01_D83 | Residential heating technology - Heat pump, Air-to-water - single-family house - existing building - distributed level 0.83 | HOUELC, HOUAMB | HOUPARRHN_OLDI_DMD | MKr20 | 2050 | 17.8385 | 0.26217 | 0.29397 | [5 empty] | PAR | I | OLD | 3.4017 |  | RHNHPELC | 5 | 0.83333 | HOUPARRHNHPELCN03_OLDI_FBHGASE01 | 0.853 | HOUPARRHNHPELCN03_OLDI | HOUPARRHNBHGASE01_OLDI | BHGASE01 | HPELCN03 | PAR_OLDI | BHGASE01_HPELCN03 | 4 | -0.25 | 1 | Supported
HOUPARRHNHPELCN02_OLDI_FBHGASE01_D83 | Residential heating technology - Heat pump, Air-to-air - single-family house - existing building - distributed level 0.83 | HOUELC, HOUAMB | HOUPARRHN_OLDI_DMD | MKr20 | 2020 | 4.557 | 0.20009 | 0.22427 | [5 empty] | PAR | I | OLD | 4.459 |  | RHNHPELC | 5 | 0.83333 | HOUPARRHNHPELCN02_OLDI_FBHGASE01 | 0.853 | HOUPARRHNHPELCN02_OLDI | HOUPARRHNBHGASE01_OLDI | BHGASE01 | HPELCN02 | PAR_OLDI | BHGASE01_HPELCN02 | 5 | 0 | 1.1 | Unlikely
HOUPARRHNHPELCN02_OLDI_FBHGASE01_D83 | Residential heating technology - Heat pump, Air-to-air - single-family house - existing building - distributed level 0.83 | HOUELC, HOUAMB | HOUPARRHN_OLDI_DMD | MKr20 | 2025 | 4.4456 | 0.13594 | 0.21327 | [5 empty] | PAR | I | OLD | 4.6888 |  | RHNHPELC | 5 | 0.83333 | HOUPARRHNHPELCN02_OLDI_FBHGASE01 | 0.853 | HOUPARRHNHPELCN02_OLDI | HOUPARRHNBHGASE01_OLDI | BHGASE01 | HPELCN02 | PAR_OLDI | BHGASE01_HPELCN02 | 5 | 0 | 1.1 | Unlikely
HOUPARRHNHPELCN02_OLDI_FBHGASE01_D83 | Residential heating technology - Heat pump, Air-to-air - single-family house - existing building - distributed level 0.83 | HOUELC, HOUAMB | HOUPARRHN_OLDI_DMD | MKr20 | 2030 | 4.3342 | 0.13343 | 0.20522 | [5 empty] | PAR | I | OLD | 4.8727 |  | RHNHPELC | 5 | 0.83333 | HOUPARRHNHPELCN02_OLDI_FBHGASE01 | 0.853 | HOUPARRHNHPELCN02_OLDI | HOUPARRHNBHGASE01_OLDI | BHGASE01 | HPELCN02 | PAR_OLDI | BHGASE01_HPELCN02 | 5 | 0 | 1.1 | Unlikely
HOUPARRHNHPELCN02_OLDI_FBHGASE01_D83 | Residential heating technology - Heat pump, Air-to-air - single-family house - existing building - distributed level 0.83 | HOUELC, HOUAMB | HOUPARRHN_OLDI_DMD | MKr20 | 2040 | 4.1275 | 0.12877 | 0.19776 | [5 empty] | PAR | I | OLD | 5.0566 |  | RHNHPELC | 5 | 0.83333 | HOUPARRHNHPELCN02_OLDI_FBHGASE01 | 0.853 | HOUPARRHNHPELCN02_OLDI | HOUPARRHNBHGASE01_OLDI | BHGASE01 | HPELCN02 | PAR_OLDI | BHGASE01_HPELCN02 | 5 | 0 | 1.1 | Unlikely
HOUPARRHNHPELCN02_OLDI_FBHGASE01_D83 | Residential heating technology - Heat pump, Air-to-air - single-family house - existing building - distributed level 0.83 | HOUELC, HOUAMB | HOUPARRHN_OLDI_DMD | MKr20 | 2050 | 3.9207 | 0.12411 | 0.19423 | [5 empty] | PAR | I | OLD | 5.1485 |  | RHNHPELC | 5 | 0.83333 | HOUPARRHNHPELCN02_OLDI_FBHGASE01 | 0.853 | HOUPARRHNHPELCN02_OLDI | HOUPARRHNBHGASE01_OLDI | BHGASE01 | HPELCN02 | PAR_OLDI | BHGASE01_HPELCN02 | 5 | 0 | 1.1 | Unlikely
HOUPARRHNDIELCN06_OLDI_FBHGASE01_D83 | Residential heating technology - Electric heating - electric panel from Bauhaus - single-family house - new building - distributed level 0.83 | HOUELC | HOUPARRHN_OLDI_DMD | MKr20 | 2020 | 0.70255 | 0 | [6 empty] | PAR | I | OLD |  |  | RHNDIELC | 5 | 0.83333 | HOUPARRHNDIELCN06_OLDI_FBHGASE01 | 0.853 | HOUPARRHNDIELCN06_OLDI | HOUPARRHNBHGASE01_OLDI | BHGASE01 | DIELCN06 | PAR_OLDI | BHGASE01_DIELCN06 | 5 | 0 | 1.1 | Unlikely
HOUPARRHNDIELCN06_OLDI_FBHGASE01_D83 | Residential heating technology - Electric heating - electric panel from Bauhaus - single-family house - new building - distributed level 0.83 | HOUELC | HOUPARRHN_OLDI_DMD | MKr20 | 2025 | 0.70255 | 0 | [6 empty] | PAR | I | OLD |  |  | RHNDIELC | 5 | 0.83333 | HOUPARRHNDIELCN06_OLDI_FBHGASE01 | 0.853 | HOUPARRHNDIELCN06_OLDI | HOUPARRHNBHGASE01_OLDI | BHGASE01 | DIELCN06 | PAR_OLDI | BHGASE01_DIELCN06 | 5 | 0 | 1.1 | Unlikely
HOUPARRHNDIELCN06_OLDI_FBHGASE01_D83 | Residential heating technology - Electric heating - electric panel from Bauhaus - single-family house - new building - distributed level 0.83 | HOUELC | HOUPARRHN_OLDI_DMD | MKr20 | 2030 | 0.70255 | 0 | [6 empty] | PAR | I | OLD |  |  | RHNDIELC | 5 | 0.83333 | HOUPARRHNDIELCN06_OLDI_FBHGASE01 | 0.853 | HOUPARRHNDIELCN06_OLDI | HOUPARRHNBHGASE01_OLDI | BHGASE01 | DIELCN06 | PAR_OLDI | BHGASE01_DIELCN06 | 5 | 0 | 1.1 | Unlikely
HOUPARRHNDIELCN06_OLDI_FBHGASE01_D83 | Residential heating technology - Electric heating - electric panel from Bauhaus - single-family house - new building - distributed level 0.83 | HOUELC | HOUPARRHN_OLDI_DMD | MKr20 | 2040 | 0.70255 | 0 | [6 empty] | PAR | I | OLD |  |  | RHNDIELC | 5 | 0.83333 | HOUPARRHNDIELCN06_OLDI_FBHGASE01 | 0.853 | HOUPARRHNDIELCN06_OLDI | HOUPARRHNBHGASE01_OLDI | BHGASE01 | DIELCN06 | PAR_OLDI | BHGASE01_DIELCN06 | 5 | 0 | 1.1 | Unlikely
HOUPARRHNDIELCN06_OLDI_FBHGASE01_D83 | Residential heating technology - Electric heating - electric panel from Bauhaus - single-family house - new building - distributed level 0.83 | HOUELC | HOUPARRHN_OLDI_DMD | MKr20 | 2050 | 0.70255 | 0 | [6 empty] | PAR | I | OLD |  |  | RHNDIELC | 5 | 0.83333 | HOUPARRHNDIELCN06_OLDI_FBHGASE01 | 0.853 | HOUPARRHNDIELCN06_OLDI | HOUPARRHNBHGASE01_OLDI | BHGASE01 | DIELCN06 | PAR_OLDI | BHGASE01_DIELCN06 | 5 | 0 | 1.1 | Unlikely
HOUPARRHNDIELCN01_OLDI_FBHGASE01_D83 | Residential heating technology - Electric heating - single-family house - new building - distributed level 0.83 | HOUELC | HOUPARRHN_OLDI_DMD | MKr20 | 2020 | 8.5362 | 0.06921 | [6 empty] | PAR | I | OLD |  |  | RHNDIELC | 5 | 0.83333 | HOUPARRHNDIELCN01_OLDI_FBHGASE01 | 0.853 | HOUPARRHNDIELCN01_OLDI | HOUPARRHNBHGASE01_OLDI | BHGASE01 | DIELCN01 | PAR_OLDI | BHGASE01_DIELCN01 | 5 | 0 | 1.1 | Unlikely
HOUPARRHNDIELCN01_OLDI_FBHGASE01_D83 | Residential heating technology - Electric heating - single-family house - new building - distributed level 0.83 | HOUELC | HOUPARRHN_OLDI_DMD | MKr20 | 2025 | 8.3249 | 0.06921 | [6 empty] | PAR | I | OLD |  |  | RHNDIELC | 5 | 0.83333 | HOUPARRHNDIELCN01_OLDI_FBHGASE01 | 0.853 | HOUPARRHNDIELCN01_OLDI | HOUPARRHNBHGASE01_OLDI | BHGASE01 | DIELCN01 | PAR_OLDI | BHGASE01_DIELCN01 | 5 | 0 | 1.1 | Unlikely
HOUPARRHNDIELCN01_OLDI_FBHGASE01_D83 | Residential heating technology - Electric heating - single-family house - new building - distributed level 0.83 | HOUELC | HOUPARRHN_OLDI_DMD | MKr20 | 2030 | 8.1188 | 0.066326 | [6 empty] | PAR | I | OLD |  |  | RHNDIELC | 5 | 0.83333 | HOUPARRHNDIELCN01_OLDI_FBHGASE01 | 0.853 | HOUPARRHNDIELCN01_OLDI | HOUPARRHNBHGASE01_OLDI | BHGASE01 | DIELCN01 | PAR_OLDI | BHGASE01_DIELCN01 | 5 | 0 | 1.1 | Unlikely
HOUPARRHNDIELCN01_OLDI_FBHGASE01_D83 | Residential heating technology - Electric heating - single-family house - new building - distributed level 0.83 | HOUELC | HOUPARRHN_OLDI_DMD | MKr20 | 2040 | 7.7219 | 0.063442 | [6 empty] | PAR | I | OLD |  |  | RHNDIELC | 5 | 0.83333 | HOUPARRHNDIELCN01_OLDI_FBHGASE01 | 0.853 | HOUPARRHNDIELCN01_OLDI | HOUPARRHNBHGASE01_OLDI | BHGASE01 | DIELCN01 | PAR_OLDI | BHGASE01_DIELCN01 | 5 | 0 | 1.1 | Unlikely
HOUPARRHNDIELCN01_OLDI_FBHGASE01_D83 | Residential heating technology - Electric heating - single-family house - new building - distributed level 0.83 | HOUELC | HOUPARRHN_OLDI_DMD | MKr20 | 2050 | 7.3444 | 0.060559 | [6 empty] | PAR | I | OLD |  |  | RHNDIELC | 5 | 0.83333 | HOUPARRHNDIELCN01_OLDI_FBHGASE01 | 0.853 | HOUPARRHNDIELCN01_OLDI | HOUPARRHNBHGASE01_OLDI | BHGASE01 | DIELCN01 | PAR_OLDI | BHGASE01_DIELCN01 | 5 | 0 | 1.1 | Unlikely
HOUPARRHNBHWPEN01_OLDI_FBHGASE01_D83 | Residential heating technology - Biomass boiler, automatic stoking , wood pellets or wood chips - single-family house - existing building - distributed level 0.83 | HOUWPE | HOUPARRHN_OLDI_DMD | MKr20 | 2020 | 3.6727 | 0.32368 |  | 25 | 14 | 70 | 2 | 4 | PAR | I | OLD |  |  | RHNBHWPE | 5 | 0.83333 | HOUPARRHNBHWPEN01_OLDI_FBHGASE01 | 0.853 | HOUPARRHNBHWPEN01_OLDI | HOUPARRHNBHGASE01_OLDI | BHGASE01 | BHWPEN01 | PAR_OLDI | BHGASE01_BHWPEN01 | 6 | 0 | 1 | New
HOUPARRHNBHWPEN01_OLDI_FBHGASE01_D83 | Residential heating technology - Biomass boiler, automatic stoking , wood pellets or wood chips - single-family house - existing building - distributed level 0.83 | HOUWPE | HOUPARRHN_OLDI_DMD | MKr20 | 2025 | 3.5818 | 0.31808 |  | 25 | 14 | 60 | 2 | 4 | PAR | I | OLD |  |  | RHNBHWPE | 5 | 0.83333 | HOUPARRHNBHWPEN01_OLDI_FBHGASE01 | 0.853 | HOUPARRHNBHWPEN01_OLDI | HOUPARRHNBHGASE01_OLDI | BHGASE01 | BHWPEN01 | PAR_OLDI | BHGASE01_BHWPEN01 | 6 | 0 | 1 | New
HOUPARRHNBHWPEN01_OLDI_FBHGASE01_D83 | Residential heating technology - Biomass boiler, automatic stoking , wood pellets or wood chips - single-family house - existing building - distributed level 0.83 | HOUWPE | HOUPARRHN_OLDI_DMD | MKr20 | 2030 | 3.4932 | 0.31383 |  | 25 | 11 | 50 | 1 | 4 | PAR | I | OLD |  |  | RHNBHWPE | 5 | 0.83333 | HOUPARRHNBHWPEN01_OLDI_FBHGASE01 | 0.853 | HOUPARRHNBHWPEN01_OLDI | HOUPARRHNBHGASE01_OLDI | BHGASE01 | BHWPEN01 | PAR_OLDI | BHGASE01_BHWPEN01 | 6 | 0 | 1 | New
HOUPARRHNBHWPEN01_OLDI_FBHGASE01_D83 | Residential heating technology - Biomass boiler, automatic stoking , wood pellets or wood chips - single-family house - existing building - distributed level 0.83 | HOUWPE | HOUPARRHN_OLDI_DMD | MKr20 | 2040 | 3.3224 | 0.29995 |  | 25 | 9 | 45 | 1 | 4 | PAR | I | OLD |  |  | RHNBHWPE | 5 | 0.83333 | HOUPARRHNBHWPEN01_OLDI_FBHGASE01 | 0.853 | HOUPARRHNBHWPEN01_OLDI | HOUPARRHNBHGASE01_OLDI | BHGASE01 | BHWPEN01 | PAR_OLDI | BHGASE01_BHWPEN01 | 6 | 0 | 1 | New
HOUPARRHNBHWPEN01_OLDI_FBHGASE01_D83 | Residential heating technology - Biomass boiler, automatic stoking , wood pellets or wood chips - single-family house - existing building - distributed level 0.83 | HOUWPE | HOUPARRHN_OLDI_DMD | MKr20 | 2050 | 3.95 | 0.35834 |  | 25 | 9 | 40 | 0 | 4 | PAR | I | OLD |  |  | RHNBHWPE | 5 | 0.83333 | HOUPARRHNBHWPEN01_OLDI_FBHGASE01 | 0.853 | HOUPARRHNBHWPEN01_OLDI | HOUPARRHNBHGASE01_OLDI | BHGASE01 | BHWPEN01 | PAR_OLDI | BHGASE01_BHWPEN01 | 6 | 0 | 1 | New
HOUPARRHNBHSOLN01_OLDI_FBHGASE01_D83 | Residential heating technology - Solar heating system - single-family house - existing building - distributed level 0.83 | HOUSOL | HOUPARRHN_OLDI_DMD | MKr20 | 2020 | 9.3804 | 0.10804 | [6 empty] | PAR | I | OLD |  |  | RHNBHSOL | 5 | 0.83333 | HOUPARRHNBHSOLN01_OLDI_FBHGASE01 | 0.853 | HOUPARRHNBHSOLN01_OLDI | HOUPARRHNBHGASE01_OLDI | BHGASE01 | BHSOLN01 | PAR_OLDI | BHGASE01_BHSOLN01 | 5 | 0 | 1.1 | Unlikely
HOUPARRHNBHSOLN01_OLDI_FBHGASE01_D83 | Residential heating technology - Solar heating system - single-family house - existing building - distributed level 0.83 | HOUSOL | HOUPARRHN_OLDI_DMD | MKr20 | 2025 | 9.1482 | 0.10145 | [6 empty] | PAR | I | OLD |  |  | RHNBHSOL | 5 | 0.83333 | HOUPARRHNBHSOLN01_OLDI_FBHGASE01 | 0.853 | HOUPARRHNBHSOLN01_OLDI | HOUPARRHNBHGASE01_OLDI | BHGASE01 | BHSOLN01 | PAR_OLDI | BHGASE01_BHSOLN01 | 5 | 0 | 1.1 | Unlikely
HOUPARRHNBHSOLN01_OLDI_FBHGASE01_D83 | Residential heating technology - Solar heating system - single-family house - existing building - distributed level 0.83 | HOUSOL | HOUPARRHN_OLDI_DMD | MKr20 | 2030 | 8.9218 | 0.098974 | [6 empty] | PAR | I | OLD |  |  | RHNBHSOL | 5 | 0.83333 | HOUPARRHNBHSOLN01_OLDI_FBHGASE01 | 0.853 | HOUPARRHNBHSOLN01_OLDI | HOUPARRHNBHGASE01_OLDI | BHGASE01 | BHSOLN01 | PAR_OLDI | BHGASE01_BHSOLN01 | 5 | 0 | 1.1 | Unlikely
HOUPARRHNBHSOLN01_OLDI_FBHGASE01_D83 | Residential heating technology - Solar heating system - single-family house - existing building - distributed level 0.83 | HOUSOL | HOUPARRHN_OLDI_DMD | MKr20 | 2040 | 8.4856 | 0.093619 | [6 empty] | PAR | I | OLD |  |  | RHNBHSOL | 5 | 0.83333 | HOUPARRHNBHSOLN01_OLDI_FBHGASE01 | 0.853 | HOUPARRHNBHSOLN01_OLDI | HOUPARRHNBHGASE01_OLDI | BHGASE01 | BHSOLN01 | PAR_OLDI | BHGASE01_BHSOLN01 | 5 | 0 | 1.1 | Unlikely
HOUPARRHNBHSOLN01_OLDI_FBHGASE01_D83 | Residential heating technology - Solar heating system - single-family house - existing building - distributed level 0.83 | HOUSOL | HOUPARRHN_OLDI_DMD | MKr20 | 2050 | 8.0707 | 0.088263 | [6 empty] | PAR | I | OLD |  |  | RHNBHSOL | 5 | 0.83333 | HOUPARRHNBHSOLN01_OLDI_FBHGASE01 | 0.853 | HOUPARRHNBHSOLN01_OLDI | HOUPARRHNBHGASE01_OLDI | BHGASE01 | BHSOLN01 | PAR_OLDI | BHGASE01_BHSOLN01 | 5 | 0 | 1.1 | Unlikely
HOUPARRHNBHGASN01_OLDI_FBHGASE01_D83 | Residential heating technology - Natural gas boiler - single-family house - existing building - distributed level 0.83 | HOUGAS | HOUPARRHN_OLDI_DMD | MKr20 | 2020 | 2.41 | 0.11839 |  | 0.43 | 0.1 | 20.4 | 1 | 1 | PAR | I | OLD |  |  | RHNBHGAS | 5 | 0.83333 | HOUPARRHNBHGASN01_OLDI_FBHGASE01 | 0.853 | HOUPARRHNBHGASN01_OLDI | HOUPARRHNBHGASE01_OLDI | BHGASE01 | BHGASN01 | PAR_OLDI | BHGASE01_BHGASN01 | 6 | 0 | 1 | New
HOUPARRHNBHGASN01_OLDI_FBHGASE01_D83 | Residential heating technology - Natural gas boiler - single-family house - existing building - distributed level 0.83 | HOUGAS | HOUPARRHN_OLDI_DMD | MKr20 | 2025 | 2.3503 | 0.11639 |  | 0.43 | 0.1 | 20.4 | 1 | 1 | PAR | I | OLD |  |  | RHNBHGAS | 5 | 0.83333 | HOUPARRHNBHGASN01_OLDI_FBHGASE01 | 0.853 | HOUPARRHNBHGASN01_OLDI | HOUPARRHNBHGASE01_OLDI | BHGASE01 | BHGASN01 | PAR_OLDI | BHGASE01_BHGASN01 | 6 | 0 | 1 | New
HOUPARRHNBHGASN01_OLDI_FBHGASE01_D83 | Residential heating technology - Natural gas boiler - single-family house - existing building - distributed level 0.83 | HOUGAS | HOUPARRHN_OLDI_DMD | MKr20 | 2030 | 2.2922 | 0.11539 |  | 0.43 | 0.1 | 20.4 | 1 | 1 | PAR | I | OLD |  |  | RHNBHGAS | 5 | 0.83333 | HOUPARRHNBHGASN01_OLDI_FBHGASE01 | 0.853 | HOUPARRHNBHGASN01_OLDI | HOUPARRHNBHGASE01_OLDI | BHGASE01 | BHGASN01 | PAR_OLDI | BHGASE01_BHGASN01 | 6 | 0 | 1 | New
HOUPARRHNBHGASN01_OLDI_FBHGASE01_D83 | Residential heating technology - Natural gas boiler - single-family house - existing building - distributed level 0.83 | HOUGAS | HOUPARRHN_OLDI_DMD | MKr20 | 2040 | 2.1801 | 0.1091 |  | 0.43 | 0.1 | 20.4 | 1 | 1 | PAR | I | OLD |  |  | RHNBHGAS | 5 | 0.83333 | HOUPARRHNBHGASN01_OLDI_FBHGASE01 | 0.853 | HOUPARRHNBHGASN01_OLDI | HOUPARRHNBHGASE01_OLDI | BHGASE01 | BHGASN01 | PAR_OLDI | BHGASE01_BHGASN01 | 6 | 0 | 1 | New
HOUPARRHNBHGASN01_OLDI_FBHGASE01_D83 | Residential heating technology - Natural gas boiler - single-family house - existing building - distributed level 0.83 | HOUGAS | HOUPARRHN_OLDI_DMD | MKr20 | 2050 | 2.0735 | 0.10518 |  | 0.43 | 0.1 | 20.4 | 1 | 1 | PAR | I | OLD |  |  | RHNBHGAS | 5 | 0.83333 | HOUPARRHNBHGASN01_OLDI_FBHGASE01 | 0.853 | HOUPARRHNBHGASN01_OLDI | HOUPARRHNBHGASE01_OLDI | BHGASE01 | BHGASN01 | PAR_OLDI | BHGASE01_BHGASN01 | 6 | 0 | 1 | New
HOUPARRHNBHDHDN09_OLDI_FBHGASE01_D83 | Residential heating technology - Direct district heating substation - plus connection pipe - plus distribution (heating density: low ) - single-family house - existing building - distributed level 0.83 | HOUDHD | HOUPARRHN_OLDI_DMD | MKr20 | 2020 | 12.1462 | 0.035153 | [6 empty] | PAR | I | OLD |  |  | RHNBHDHD | 5 | 0.83333 | HOUPARRHNBHDHDN09_OLDI_FBHGASE01 | 0.853 | HOUPARRHNBHDHDN09_OLDI | HOUPARRHNBHGASE01_OLDI | BHGASE01 | BHDHDN09 | PAR_OLDI | BHGASE01_BHDHDN09 | 4 | -0.25 | 1 | Supported
HOUPARRHNBHDHDN09_OLDI_FBHGASE01_D83 | Residential heating technology - Direct district heating substation - plus connection pipe - plus distribution (heating density: low ) - single-family house - existing building - distributed level 0.83 | HOUDHD | HOUPARRHN_OLDI_DMD | MKr20 | 2025 | 12.1029 | 0.034893 | [6 empty] | PAR | I | OLD |  |  | RHNBHDHD | 5 | 0.83333 | HOUPARRHNBHDHDN09_OLDI_FBHGASE01 | 0.853 | HOUPARRHNBHDHDN09_OLDI | HOUPARRHNBHGASE01_OLDI | BHGASE01 | BHDHDN09 | PAR_OLDI | BHGASE01_BHDHDN09 | 4 | -0.25 | 1 | Supported
HOUPARRHNBHDHDN09_OLDI_FBHGASE01_D83 | Residential heating technology - Direct district heating substation - plus connection pipe - plus distribution (heating density: low ) - single-family house - existing building - distributed level 0.83 | HOUDHD | HOUPARRHN_OLDI_DMD | MKr20 | 2030 | 12.0669 | 0.03427 | [6 empty] | PAR | I | OLD |  |  | RHNBHDHD | 5 | 0.83333 | HOUPARRHNBHDHDN09_OLDI_FBHGASE01 | 0.853 | HOUPARRHNBHDHDN09_OLDI | HOUPARRHNBHGASE01_OLDI | BHGASE01 | BHDHDN09 | PAR_OLDI | BHGASE01_BHDHDN09 | 4 | -0.25 | 1 | Supported
HOUPARRHNBHDHDN09_OLDI_FBHGASE01_D83 | Residential heating technology - Direct district heating substation - plus connection pipe - plus distribution (heating density: low ) - single-family house - existing building - distributed level 0.83 | HOUDHD | HOUPARRHN_OLDI_DMD | MKr20 | 2040 | 12.002 | 0.032794 | [6 empty] | PAR | I | OLD |  |  | RHNBHDHD | 5 | 0.83333 | HOUPARRHNBHDHDN09_OLDI_FBHGASE01 | 0.853 | HOUPARRHNBHDHDN09_OLDI | HOUPARRHNBHGASE01_OLDI | BHGASE01 | BHDHDN09 | PAR_OLDI | BHGASE01_BHDHDN09 | 4 | -0.25 | 1 | Supported
HOUPARRHNBHDHDN09_OLDI_FBHGASE01_D83 | Residential heating technology - Direct district heating substation - plus connection pipe - plus distribution (heating density: low ) - single-family house - existing building - distributed level 0.83 | HOUDHD | HOUPARRHN_OLDI_DMD | MKr20 | 2050 | 11.9299 | 0.030647 | [6 empty] | PAR | I | OLD |  |  | RHNBHDHD | 5 | 0.83333 | HOUPARRHNBHDHDN09_OLDI_FBHGASE01 | 0.853 | HOUPARRHNBHDHDN09_OLDI | HOUPARRHNBHGASE01_OLDI | BHGASE01 | BHDHDN09 | PAR_OLDI | BHGASE01_BHDHDN09 | 4 | -0.25 | 1 | Supported
HOUPARRHNBHDHDN07_OLDI_FBHGASE01_D83 | Residential heating technology - Direct district heating substation - plus connection pipe - plus distribution (heating density: medium ) - single-family house - existing building - distributed level 0.83 | HOUDHD | HOUPARRHN_OLDI_DMD | MKr20 | 2020 | 4.8885 | 0.035153 | [6 empty] | PAR | I | OLD |  |  | RHNBHDHD | 5 | 0.83333 | HOUPARRHNBHDHDN07_OLDI_FBHGASE01 | 0.853 | HOUPARRHNBHDHDN07_OLDI | HOUPARRHNBHGASE01_OLDI | BHGASE01 | BHDHDN07 | PAR_OLDI | BHGASE01_BHDHDN07 | 4 | -0.25 | 1 | Supported
HOUPARRHNBHDHDN07_OLDI_FBHGASE01_D83 | Residential heating technology - Direct district heating substation - plus connection pipe - plus distribution (heating density: medium ) - single-family house - existing building - distributed level 0.83 | HOUDHD | HOUPARRHN_OLDI_DMD | MKr20 | 2025 | 4.8452 | 0.034893 | [6 empty] | PAR | I | OLD |  |  | RHNBHDHD | 5 | 0.83333 | HOUPARRHNBHDHDN07_OLDI_FBHGASE01 | 0.853 | HOUPARRHNBHDHDN07_OLDI | HOUPARRHNBHGASE01_OLDI | BHGASE01 | BHDHDN07 | PAR_OLDI | BHGASE01_BHDHDN07 | 4 | -0.25 | 1 | Supported
HOUPARRHNBHDHDN07_OLDI_FBHGASE01_D83 | Residential heating technology - Direct district heating substation - plus connection pipe - plus distribution (heating density: medium ) - single-family house - existing building - distributed level 0.83 | HOUDHD | HOUPARRHN_OLDI_DMD | MKr20 | 2030 | 4.8092 | 0.03427 | [6 empty] | PAR | I | OLD |  |  | RHNBHDHD | 5 | 0.83333 | HOUPARRHNBHDHDN07_OLDI_FBHGASE01 | 0.853 | HOUPARRHNBHDHDN07_OLDI | HOUPARRHNBHGASE01_OLDI | BHGASE01 | BHDHDN07 | PAR_OLDI | BHGASE01_BHDHDN07 | 4 | -0.25 | 1 | Supported
HOUPARRHNBHDHDN07_OLDI_FBHGASE01_D83 | Residential heating technology - Direct district heating substation - plus connection pipe - plus distribution (heating density: medium ) - single-family house - existing building - distributed level 0.83 | HOUDHD | HOUPARRHN_OLDI_DMD | MKr20 | 2040 | 4.7443 | 0.032794 | [6 empty] | PAR | I | OLD |  |  | RHNBHDHD | 5 | 0.83333 | HOUPARRHNBHDHDN07_OLDI_FBHGASE01 | 0.853 | HOUPARRHNBHDHDN07_OLDI | HOUPARRHNBHGASE01_OLDI | BHGASE01 | BHDHDN07 | PAR_OLDI | BHGASE01_BHDHDN07 | 4 | -0.25 | 1 | Supported
HOUPARRHNBHDHDN07_OLDI_FBHGASE01_D83 | Residential heating technology - Direct district heating substation - plus connection pipe - plus distribution (heating density: medium ) - single-family house - existing building - distributed level 0.83 | HOUDHD | HOUPARRHN_OLDI_DMD | MKr20 | 2050 | 4.6722 | 0.030647 | [6 empty] | PAR | I | OLD |  |  | RHNBHDHD | 5 | 0.83333 | HOUPARRHNBHDHDN07_OLDI_FBHGASE01 | 0.853 | HOUPARRHNBHDHDN07_OLDI | HOUPARRHNBHGASE01_OLDI | BHGASE01 | BHDHDN07 | PAR_OLDI | BHGASE01_BHDHDN07 | 4 | -0.25 | 1 | Supported
HOUPARRHNBHDHDN05_OLDI_FBHGASE01_D83 | Residential heating technology - Direct district heating substation - plus connection pipe - plus distribution (heating density: high ) - single-family house - existing building - distributed level 0.83 | HOUDHD | HOUPARRHN_OLDI_DMD | MKr20 | 2020 | 3.7272 | 0.035153 | [6 empty] | PAR | I | OLD |  |  | RHNBHDHD | 5 | 0.83333 | HOUPARRHNBHDHDN05_OLDI_FBHGASE01 | 0.853 | HOUPARRHNBHDHDN05_OLDI | HOUPARRHNBHGASE01_OLDI | BHGASE01 | BHDHDN05 | PAR_OLDI | BHGASE01_BHDHDN05 | 4 | -0.25 | 1 | Supported
HOUPARRHNBHDHDN05_OLDI_FBHGASE01_D83 | Residential heating technology - Direct district heating substation - plus connection pipe - plus distribution (heating density: high ) - single-family house - existing building - distributed level 0.83 | HOUDHD | HOUPARRHN_OLDI_DMD | MKr20 | 2025 | 3.684 | 0.034893 | [6 empty] | PAR | I | OLD |  |  | RHNBHDHD | 5 | 0.83333 | HOUPARRHNBHDHDN05_OLDI_FBHGASE01 | 0.853 | HOUPARRHNBHDHDN05_OLDI | HOUPARRHNBHGASE01_OLDI | BHGASE01 | BHDHDN05 | PAR_OLDI | BHGASE01_BHDHDN05 | 4 | -0.25 | 1 | Supported
HOUPARRHNBHDHDN05_OLDI_FBHGASE01_D83 | Residential heating technology - Direct district heating substation - plus connection pipe - plus distribution (heating density: high ) - single-family house - existing building - distributed level 0.83 | HOUDHD | HOUPARRHN_OLDI_DMD | MKr20 | 2030 | 3.6479 | 0.03427 | [6 empty] | PAR | I | OLD |  |  | RHNBHDHD | 5 | 0.83333 | HOUPARRHNBHDHDN05_OLDI_FBHGASE01 | 0.853 | HOUPARRHNBHDHDN05_OLDI | HOUPARRHNBHGASE01_OLDI | BHGASE01 | BHDHDN05 | PAR_OLDI | BHGASE01_BHDHDN05 | 4 | -0.25 | 1 | Supported
HOUPARRHNBHDHDN05_OLDI_FBHGASE01_D83 | Residential heating technology - Direct district heating substation - plus connection pipe - plus distribution (heating density: high ) - single-family house - existing building - distributed level 0.83 | HOUDHD | HOUPARRHN_OLDI_DMD | MKr20 | 2040 | 3.583 | 0.032794 | [6 empty] | PAR | I | OLD |  |  | RHNBHDHD | 5 | 0.83333 | HOUPARRHNBHDHDN05_OLDI_FBHGASE01 | 0.853 | HOUPARRHNBHDHDN05_OLDI | HOUPARRHNBHGASE01_OLDI | BHGASE01 | BHDHDN05 | PAR_OLDI | BHGASE01_BHDHDN05 | 4 | -0.25 | 1 | Supported
HOUPARRHNBHDHDN05_OLDI_FBHGASE01_D83 | Residential heating technology - Direct district heating substation - plus connection pipe - plus distribution (heating density: high ) - single-family house - existing building - distributed level 0.83 | HOUDHD | HOUPARRHN_OLDI_DMD | MKr20 | 2050 | 3.511 | 0.030647 | [6 empty] | PAR | I | OLD |  |  | RHNBHDHD | 5 | 0.83333 | HOUPARRHNBHDHDN05_OLDI_FBHGASE01 | 0.853 | HOUPARRHNBHDHDN05_OLDI | HOUPARRHNBHGASE01_OLDI | BHGASE01 | BHDHDN05 | PAR_OLDI | BHGASE01_BHDHDN05 | 4 | -0.25 | 1 | Supported
HOUPARRHNBHDHCN09_OLDI_FBHGASE01_D83 | Residential heating technology - Direct district heating substation - plus connection pipe - plus distribution (heating density: low ) - single-family house - existing building - distributed level 0.83 | HOUDHC | HOUPARRHN_OLDI_DMD | MKr20 | 2020 | 12.1462 | 0.035153 | [6 empty] | PAR | I | OLD |  |  | RHNBHDHC | 5 | 0.83333 | HOUPARRHNBHDHCN09_OLDI_FBHGASE01 | 0.853 | HOUPARRHNBHDHCN09_OLDI | HOUPARRHNBHGASE01_OLDI | BHGASE01 | BHDHCN09 | PAR_OLDI | BHGASE01_BHDHCN09 | 4 | -0.25 | 1 | Supported
HOUPARRHNBHDHCN09_OLDI_FBHGASE01_D83 | Residential heating technology - Direct district heating substation - plus connection pipe - plus distribution (heating density: low ) - single-family house - existing building - distributed level 0.83 | HOUDHC | HOUPARRHN_OLDI_DMD | MKr20 | 2025 | 12.1029 | 0.034893 | [6 empty] | PAR | I | OLD |  |  | RHNBHDHC | 5 | 0.83333 | HOUPARRHNBHDHCN09_OLDI_FBHGASE01 | 0.853 | HOUPARRHNBHDHCN09_OLDI | HOUPARRHNBHGASE01_OLDI | BHGASE01 | BHDHCN09 | PAR_OLDI | BHGASE01_BHDHCN09 | 4 | -0.25 | 1 | Supported
HOUPARRHNBHDHCN09_OLDI_FBHGASE01_D83 | Residential heating technology - Direct district heating substation - plus connection pipe - plus distribution (heating density: low ) - single-family house - existing building - distributed level 0.83 | HOUDHC | HOUPARRHN_OLDI_DMD | MKr20 | 2030 | 12.0669 | 0.03427 | [6 empty] | PAR | I | OLD |  |  | RHNBHDHC | 5 | 0.83333 | HOUPARRHNBHDHCN09_OLDI_FBHGASE01 | 0.853 | HOUPARRHNBHDHCN09_OLDI | HOUPARRHNBHGASE01_OLDI | BHGASE01 | BHDHCN09 | PAR_OLDI | BHGASE01_BHDHCN09 | 4 | -0.25 | 1 | Supported
HOUPARRHNBHDHCN09_OLDI_FBHGASE01_D83 | Residential heating technology - Direct district heating substation - plus connection pipe - plus distribution (heating density: low ) - single-family house - existing building - distributed level 0.83 | HOUDHC | HOUPARRHN_OLDI_DMD | MKr20 | 2040 | 12.002 | 0.032794 | [6 empty] | PAR | I | OLD |  |  | RHNBHDHC | 5 | 0.83333 | HOUPARRHNBHDHCN09_OLDI_FBHGASE01 | 0.853 | HOUPARRHNBHDHCN09_OLDI | HOUPARRHNBHGASE01_OLDI | BHGASE01 | BHDHCN09 | PAR_OLDI | BHGASE01_BHDHCN09 | 4 | -0.25 | 1 | Supported
HOUPARRHNBHDHCN09_OLDI_FBHGASE01_D83 | Residential heating technology - Direct district heating substation - plus connection pipe - plus distribution (heating density: low ) - single-family house - existing building - distributed level 0.83 | HOUDHC | HOUPARRHN_OLDI_DMD | MKr20 | 2050 | 11.9299 | 0.030647 | [6 empty] | PAR | I | OLD |  |  | RHNBHDHC | 5 | 0.83333 | HOUPARRHNBHDHCN09_OLDI_FBHGASE01 | 0.853 | HOUPARRHNBHDHCN09_OLDI | HOUPARRHNBHGASE01_OLDI | BHGASE01 | BHDHCN09 | PAR_OLDI | BHGASE01_BHDHCN09 | 4 | -0.25 | 1 | Supported
HOUPARRHNBHDHCN07_OLDI_FBHGASE01_D83 | Residential heating technology - Direct district heating substation - plus connection pipe - plus distribution (heating density: medium ) - single-family house - existing building - distributed level 0.83 | HOUDHC | HOUPARRHN_OLDI_DMD | MKr20 | 2020 | 4.8885 | 0.035153 | [6 empty] | PAR | I | OLD |  |  | RHNBHDHC | 5 | 0.83333 | HOUPARRHNBHDHCN07_OLDI_FBHGASE01 | 0.853 | HOUPARRHNBHDHCN07_OLDI | HOUPARRHNBHGASE01_OLDI | BHGASE01 | BHDHCN07 | PAR_OLDI | BHGASE01_BHDHCN07 | 4 | -0.25 | 1 | Supported
HOUPARRHNBHDHCN07_OLDI_FBHGASE01_D83 | Residential heating technology - Direct district heating substation - plus connection pipe - plus distribution (heating density: medium ) - single-family house - existing building - distributed level 0.83 | HOUDHC | HOUPARRHN_OLDI_DMD | MKr20 | 2025 | 4.8452 | 0.034893 | [6 empty] | PAR | I | OLD |  |  | RHNBHDHC | 5 | 0.83333 | HOUPARRHNBHDHCN07_OLDI_FBHGASE01 | 0.853 | HOUPARRHNBHDHCN07_OLDI | HOUPARRHNBHGASE01_OLDI | BHGASE01 | BHDHCN07 | PAR_OLDI | BHGASE01_BHDHCN07 | 4 | -0.25 | 1 | Supported
HOUPARRHNBHDHCN07_OLDI_FBHGASE01_D83 | Residential heating technology - Direct district heating substation - plus connection pipe - plus distribution (heating density: medium ) - single-family house - existing building - distributed level 0.83 | HOUDHC | HOUPARRHN_OLDI_DMD | MKr20 | 2030 | 4.8092 | 0.03427 | [6 empty] | PAR | I | OLD |  |  | RHNBHDHC | 5 | 0.83333 | HOUPARRHNBHDHCN07_OLDI_FBHGASE01 | 0.853 | HOUPARRHNBHDHCN07_OLDI | HOUPARRHNBHGASE01_OLDI | BHGASE01 | BHDHCN07 | PAR_OLDI | BHGASE01_BHDHCN07 | 4 | -0.25 | 1 | Supported
HOUPARRHNBHDHCN07_OLDI_FBHGASE01_D83 | Residential heating technology - Direct district heating substation - plus connection pipe - plus distribution (heating density: medium ) - single-family house - existing building - distributed level 0.83 | HOUDHC | HOUPARRHN_OLDI_DMD | MKr20 | 2040 | 4.7443 | 0.032794 | [6 empty] | PAR | I | OLD |  |  | RHNBHDHC | 5 | 0.83333 | HOUPARRHNBHDHCN07_OLDI_FBHGASE01 | 0.853 | HOUPARRHNBHDHCN07_OLDI | HOUPARRHNBHGASE01_OLDI | BHGASE01 | BHDHCN07 | PAR_OLDI | BHGASE01_BHDHCN07 | 4 | -0.25 | 1 | Supported
HOUPARRHNBHDHCN07_OLDI_FBHGASE01_D83 | Residential heating technology - Direct district heating substation - plus connection pipe - plus distribution (heating density: medium ) - single-family house - existing building - distributed level 0.83 | HOUDHC | HOUPARRHN_OLDI_DMD | MKr20 | 2050 | 4.6722 | 0.030647 | [6 empty] | PAR | I | OLD |  |  | RHNBHDHC | 5 | 0.83333 | HOUPARRHNBHDHCN07_OLDI_FBHGASE01 | 0.853 | HOUPARRHNBHDHCN07_OLDI | HOUPARRHNBHGASE01_OLDI | BHGASE01 | BHDHCN07 | PAR_OLDI | BHGASE01_BHDHCN07 | 4 | -0.25 | 1 | Supported
HOUPARRHNBHDHCN05_OLDI_FBHGASE01_D83 | Residential heating technology - Direct district heating substation - plus connection pipe - plus distribution (heating density: high ) - single-family house - existing building - distributed level 0.83 | HOUDHC | HOUPARRHN_OLDI_DMD | MKr20 | 2020 | 3.7272 | 0.035153 | [6 empty] | PAR | I | OLD |  |  | RHNBHDHC | 5 | 0.83333 | HOUPARRHNBHDHCN05_OLDI_FBHGASE01 | 0.853 | HOUPARRHNBHDHCN05_OLDI | HOUPARRHNBHGASE01_OLDI | BHGASE01 | BHDHCN05 | PAR_OLDI | BHGASE01_BHDHCN05 | 4 | -0.25 | 1 | Supported
HOUPARRHNBHDHCN05_OLDI_FBHGASE01_D83 | Residential heating technology - Direct district heating substation - plus connection pipe - plus distribution (heating density: high ) - single-family house - existing building - distributed level 0.83 | HOUDHC | HOUPARRHN_OLDI_DMD | MKr20 | 2025 | 3.684 | 0.034893 | [6 empty] | PAR | I | OLD |  |  | RHNBHDHC | 5 | 0.83333 | HOUPARRHNBHDHCN05_OLDI_FBHGASE01 | 0.853 | HOUPARRHNBHDHCN05_OLDI | HOUPARRHNBHGASE01_OLDI | BHGASE01 | BHDHCN05 | PAR_OLDI | BHGASE01_BHDHCN05 | 4 | -0.25 | 1 | Supported
HOUPARRHNBHDHCN05_OLDI_FBHGASE01_D83 | Residential heating technology - Direct district heating substation - plus connection pipe - plus distribution (heating density: high ) - single-family house - existing building - distributed level 0.83 | HOUDHC | HOUPARRHN_OLDI_DMD | MKr20 | 2030 | 3.6479 | 0.03427 | [6 empty] | PAR | I | OLD |  |  | RHNBHDHC | 5 | 0.83333 | HOUPARRHNBHDHCN05_OLDI_FBHGASE01 | 0.853 | HOUPARRHNBHDHCN05_OLDI | HOUPARRHNBHGASE01_OLDI | BHGASE01 | BHDHCN05 | PAR_OLDI | BHGASE01_BHDHCN05 | 4 | -0.25 | 1 | Supported
HOUPARRHNBHDHCN05_OLDI_FBHGASE01_D83 | Residential heating technology - Direct district heating substation - plus connection pipe - plus distribution (heating density: high ) - single-family house - existing building - distributed level 0.83 | HOUDHC | HOUPARRHN_OLDI_DMD | MKr20 | 2040 | 3.583 | 0.032794 | [6 empty] | PAR | I | OLD |  |  | RHNBHDHC | 5 | 0.83333 | HOUPARRHNBHDHCN05_OLDI_FBHGASE01 | 0.853 | HOUPARRHNBHDHCN05_OLDI | HOUPARRHNBHGASE01_OLDI | BHGASE01 | BHDHCN05 | PAR_OLDI | BHGASE01_BHDHCN05 | 4 | -0.25 | 1 | Supported
HOUPARRHNBHDHCN05_OLDI_FBHGASE01_D83 | Residential heating technology - Direct district heating substation - plus connection pipe - plus distribution (heating density: high ) - single-family house - existing building - distributed level 0.83 | HOUDHC | HOUPARRHN_OLDI_DMD | MKr20 | 2050 | 3.511 | 0.030647 | [6 empty] | PAR | I | OLD |  |  | RHNBHDHC | 5 | 0.83333 | HOUPARRHNBHDHCN05_OLDI_FBHGASE01 | 0.853 | HOUPARRHNBHDHCN05_OLDI | HOUPARRHNBHGASE01_OLDI | BHGASE01 | BHDHCN05 | PAR_OLDI | BHGASE01_BHDHCN05 | 4 | -0.25 | 1 | Supported
HOUETARHNHPELCN05_OLDC_FBHGASE01_D83 | Residential heating technology - Heat pump, Air-to-water - leasing - apartment complex - existing building - distributed level 0.83 | HOUELC, HOUAMB | HOUETARHN_OLDC_DMD | MKr20 | 2020 | 5.4547 | 0.39127 | 0.37506 | [5 empty] | ETA | C | OLD | 2.6662 |  | RHNHPELC | 5 | 0.83333 | HOUETARHNHPELCN05_OLDC_FBHGASE01 | 0.895 | HOUETARHNHPELCN05_OLDC | HOUETARHNBHGASE01_OLDC | BHGASE01 | HPELCN05 | ETA_OLDC | BHGASE01_HPELCN05 | 4 | -0.25 | 1 | Supported
HOUETARHNHPELCN05_OLDC_FBHGASE01_D83 | Residential heating technology - Heat pump, Air-to-water - leasing - apartment complex - existing building - distributed level 0.83 | HOUELC, HOUAMB | HOUETARHN_OLDC_DMD | MKr20 | 2025 | 4.8843 | 0.35969 | 0.35662 | [5 empty] | ETA | C | OLD | 2.8041 |  | RHNHPELC | 5 | 0.83333 | HOUETARHNHPELCN05_OLDC_FBHGASE01 | 0.895 | HOUETARHNHPELCN05_OLDC | HOUETARHNBHGASE01_OLDC | BHGASE01 | HPELCN05 | ETA_OLDC | BHGASE01_HPELCN05 | 4 | -0.25 | 1 | Supported
HOUETARHNHPELCN05_OLDC_FBHGASE01_D83 | Residential heating technology - Heat pump, Air-to-water - leasing - apartment complex - existing building - distributed level 0.83 | HOUELC, HOUAMB | HOUETARHN_OLDC_DMD | MKr20 | 2030 | 4.3139 | 0.32807 | 0.3399 | [5 empty] | ETA | C | OLD | 2.942 |  | RHNHPELC | 5 | 0.83333 | HOUETARHNHPELCN05_OLDC_FBHGASE01 | 0.895 | HOUETARHNHPELCN05_OLDC | HOUETARHNBHGASE01_OLDC | BHGASE01 | HPELCN05 | ETA_OLDC | BHGASE01_HPELCN05 | 4 | -0.25 | 1 | Supported
HOUETARHNHPELCN05_OLDC_FBHGASE01_D83 | Residential heating technology - Heat pump, Air-to-water - leasing - apartment complex - existing building - distributed level 0.83 | HOUELC, HOUAMB | HOUETARHN_OLDC_DMD | MKr20 | 2040 | 3.8638 | 0.30236 | 0.32468 | [5 empty] | ETA | C | OLD | 3.0799 |  | RHNHPELC | 5 | 0.83333 | HOUETARHNHPELCN05_OLDC_FBHGASE01 | 0.895 | HOUETARHNHPELCN05_OLDC | HOUETARHNBHGASE01_OLDC | BHGASE01 | HPELCN05 | ETA_OLDC | BHGASE01_HPELCN05 | 4 | -0.25 | 1 | Supported
HOUETARHNHPELCN05_OLDC_FBHGASE01_D83 | Residential heating technology - Heat pump, Air-to-water - leasing - apartment complex - existing building - distributed level 0.83 | HOUELC, HOUAMB | HOUETARHN_OLDC_DMD | MKr20 | 2050 | 3.4137 | 0.27662 | 0.31077 | [5 empty] | ETA | C | OLD | 3.2178 |  | RHNHPELC | 5 | 0.83333 | HOUETARHNHPELCN05_OLDC_FBHGASE01 | 0.895 | HOUETARHNHPELCN05_OLDC | HOUETARHNBHGASE01_OLDC | BHGASE01 | HPELCN05 | ETA_OLDC | BHGASE01_HPELCN05 | 4 | -0.25 | 1 | Supported
HOUETARHNHPELCN04_OLDC_FBHGASE01_D83 | Residential heating technology - Heat pump, Ground source - apartment complex - existing building - distributed level 0.83 | HOUELC, HOUAMB | HOUETARHN_OLDC_DMD | MKr20 | 2020 | 10.1643 | 0.057983 | 0.3399 | [5 empty] | ETA | C | OLD | 2.942 |  | RHNHPELC | 5 | 0.83333 | HOUETARHNHPELCN04_OLDC_FBHGASE01 | 0.895 | HOUETARHNHPELCN04_OLDC | HOUETARHNBHGASE01_OLDC | BHGASE01 | HPELCN04 | ETA_OLDC | BHGASE01_HPELCN04 | 4 | -0.25 | 1 | Supported
HOUETARHNHPELCN04_OLDC_FBHGASE01_D83 | Residential heating technology - Heat pump, Ground source - apartment complex - existing building - distributed level 0.83 | HOUELC, HOUAMB | HOUETARHN_OLDC_DMD | MKr20 | 2025 | 9.402 | 0.057525 | 0.3296 | [5 empty] | ETA | C | OLD | 3.034 |  | RHNHPELC | 5 | 0.83333 | HOUETARHNHPELCN04_OLDC_FBHGASE01 | 0.895 | HOUETARHNHPELCN04_OLDC | HOUETARHNBHGASE01_OLDC | BHGASE01 | HPELCN04 | ETA_OLDC | BHGASE01_HPELCN04 | 4 | -0.25 | 1 | Supported
HOUETARHNHPELCN04_OLDC_FBHGASE01_D83 | Residential heating technology - Heat pump, Ground source - apartment complex - existing building - distributed level 0.83 | HOUELC, HOUAMB | HOUETARHN_OLDC_DMD | MKr20 | 2030 | 8.6397 | 0.057023 | 0.31991 | [5 empty] | ETA | C | OLD | 3.1259 |  | RHNHPELC | 5 | 0.83333 | HOUETARHNHPELCN04_OLDC_FBHGASE01 | 0.895 | HOUETARHNHPELCN04_OLDC | HOUETARHNBHGASE01_OLDC | BHGASE01 | HPELCN04 | ETA_OLDC | BHGASE01_HPELCN04 | 4 | -0.25 | 1 | Supported
HOUETARHNHPELCN04_OLDC_FBHGASE01_D83 | Residential heating technology - Heat pump, Ground source - apartment complex - existing building - distributed level 0.83 | HOUELC, HOUAMB | HOUETARHN_OLDC_DMD | MKr20 | 2040 | 7.9917 | 0.055864 | 0.30639 | [5 empty] | ETA | C | OLD | 3.2638 |  | RHNHPELC | 5 | 0.83333 | HOUETARHNHPELCN04_OLDC_FBHGASE01 | 0.895 | HOUETARHNHPELCN04_OLDC | HOUETARHNBHGASE01_OLDC | BHGASE01 | HPELCN04 | ETA_OLDC | BHGASE01_HPELCN04 | 4 | -0.25 | 1 | Supported
HOUETARHNHPELCN04_OLDC_FBHGASE01_D83 | Residential heating technology - Heat pump, Ground source - apartment complex - existing building - distributed level 0.83 | HOUELC, HOUAMB | HOUETARHN_OLDC_DMD | MKr20 | 2050 | 7.3437 | 0.054684 | 0.30214 | [5 empty] | ETA | C | OLD | 3.3098 |  | RHNHPELC | 5 | 0.83333 | HOUETARHNHPELCN04_OLDC_FBHGASE01 | 0.895 | HOUETARHNHPELCN04_OLDC | HOUETARHNBHGASE01_OLDC | BHGASE01 | HPELCN04 | ETA_OLDC | BHGASE01_HPELCN04 | 4 | -0.25 | 1 | Supported
HOUETARHNHPELCN03_OLDC_FBHGASE01_D83 | Residential heating technology - Heat pump, Air-to-water - apartment complex - existing building - distributed level 0.83 | HOUELC, HOUAMB | HOUETARHN_OLDC_DMD | MKr20 | 2020 | 10.9094 | 0.0937 | 0.37506 | [5 empty] | ETA | C | OLD | 2.6662 |  | RHNHPELC | 5 | 0.83333 | HOUETARHNHPELCN03_OLDC_FBHGASE01 | 0.895 | HOUETARHNHPELCN03_OLDC | HOUETARHNBHGASE01_OLDC | BHGASE01 | HPELCN03 | ETA_OLDC | BHGASE01_HPELCN03 | 4 | -0.25 | 1 | Supported
HOUETARHNHPELCN03_OLDC_FBHGASE01_D83 | Residential heating technology - Heat pump, Air-to-water - apartment complex - existing building - distributed level 0.83 | HOUELC, HOUAMB | HOUETARHN_OLDC_DMD | MKr20 | 2025 | 9.7685 | 0.093241 | 0.35662 | [5 empty] | ETA | C | OLD | 2.8041 |  | RHNHPELC | 5 | 0.83333 | HOUETARHNHPELCN03_OLDC_FBHGASE01 | 0.895 | HOUETARHNHPELCN03_OLDC | HOUETARHNBHGASE01_OLDC | BHGASE01 | HPELCN03 | ETA_OLDC | BHGASE01_HPELCN03 | 4 | -0.25 | 1 | Supported
HOUETARHNHPELCN03_OLDC_FBHGASE01_D83 | Residential heating technology - Heat pump, Air-to-water - apartment complex - existing building - distributed level 0.83 | HOUELC, HOUAMB | HOUETARHN_OLDC_DMD | MKr20 | 2030 | 8.6277 | 0.092739 | 0.3399 | [5 empty] | ETA | C | OLD | 2.942 |  | RHNHPELC | 5 | 0.83333 | HOUETARHNHPELCN03_OLDC_FBHGASE01 | 0.895 | HOUETARHNHPELCN03_OLDC | HOUETARHNBHGASE01_OLDC | BHGASE01 | HPELCN03 | ETA_OLDC | BHGASE01_HPELCN03 | 4 | -0.25 | 1 | Supported
HOUETARHNHPELCN03_OLDC_FBHGASE01_D83 | Residential heating technology - Heat pump, Air-to-water - apartment complex - existing building - distributed level 0.83 | HOUELC, HOUAMB | HOUETARHN_OLDC_DMD | MKr20 | 2040 | 7.7275 | 0.091581 | 0.32468 | [5 empty] | ETA | C | OLD | 3.0799 |  | RHNHPELC | 5 | 0.83333 | HOUETARHNHPELCN03_OLDC_FBHGASE01 | 0.895 | HOUETARHNHPELCN03_OLDC | HOUETARHNBHGASE01_OLDC | BHGASE01 | HPELCN03 | ETA_OLDC | BHGASE01_HPELCN03 | 4 | -0.25 | 1 | Supported
HOUETARHNHPELCN03_OLDC_FBHGASE01_D83 | Residential heating technology - Heat pump, Air-to-water - apartment complex - existing building - distributed level 0.83 | HOUELC, HOUAMB | HOUETARHN_OLDC_DMD | MKr20 | 2050 | 6.8273 | 0.0904 | 0.31077 | [5 empty] | ETA | C | OLD | 3.2178 |  | RHNHPELC | 5 | 0.83333 | HOUETARHNHPELCN03_OLDC_FBHGASE01 | 0.895 | HOUETARHNHPELCN03_OLDC | HOUETARHNBHGASE01_OLDC | BHGASE01 | HPELCN03 | ETA_OLDC | BHGASE01_HPELCN03 | 4 | -0.25 | 1 | Supported
HOUETARHNHPELCN02_OLDC_FBHGASE01_D83 | Residential heating technology - Heat pump, Air-to-air - single-family house - existing building - distributed level 0.83 | HOUELC, HOUAMB | HOUETARHN_OLDC_DMD | MKr20 | 2020 | 4.557 | 0.20009 | 0.22427 | [5 empty] | ETA | C | OLD | 4.459 |  | RHNHPELC | 5 | 0.83333 | HOUETARHNHPELCN02_OLDC_FBHGASE01 | 0.895 | HOUETARHNHPELCN02_OLDC | HOUETARHNBHGASE01_OLDC | BHGASE01 | HPELCN02 | ETA_OLDC | BHGASE01_HPELCN02 | 5 | 0 | 1.1 | Unlikely
HOUETARHNHPELCN02_OLDC_FBHGASE01_D83 | Residential heating technology - Heat pump, Air-to-air - single-family house - existing building - distributed level 0.83 | HOUELC, HOUAMB | HOUETARHN_OLDC_DMD | MKr20 | 2025 | 4.4456 | 0.13594 | 0.21327 | [5 empty] | ETA | C | OLD | 4.6888 |  | RHNHPELC | 5 | 0.83333 | HOUETARHNHPELCN02_OLDC_FBHGASE01 | 0.895 | HOUETARHNHPELCN02_OLDC | HOUETARHNBHGASE01_OLDC | BHGASE01 | HPELCN02 | ETA_OLDC | BHGASE01_HPELCN02 | 5 | 0 | 1.1 | Unlikely
HOUETARHNHPELCN02_OLDC_FBHGASE01_D83 | Residential heating technology - Heat pump, Air-to-air - single-family house - existing building - distributed level 0.83 | HOUELC, HOUAMB | HOUETARHN_OLDC_DMD | MKr20 | 2030 | 4.3342 | 0.13343 | 0.20522 | [5 empty] | ETA | C | OLD | 4.8727 |  | RHNHPELC | 5 | 0.83333 | HOUETARHNHPELCN02_OLDC_FBHGASE01 | 0.895 | HOUETARHNHPELCN02_OLDC | HOUETARHNBHGASE01_OLDC | BHGASE01 | HPELCN02 | ETA_OLDC | BHGASE01_HPELCN02 | 5 | 0 | 1.1 | Unlikely
HOUETARHNHPELCN02_OLDC_FBHGASE01_D83 | Residential heating technology - Heat pump, Air-to-air - single-family house - existing building - distributed level 0.83 | HOUELC, HOUAMB | HOUETARHN_OLDC_DMD | MKr20 | 2040 | 4.1275 | 0.12877 | 0.19776 | [5 empty] | ETA | C | OLD | 5.0566 |  | RHNHPELC | 5 | 0.83333 | HOUETARHNHPELCN02_OLDC_FBHGASE01 | 0.895 | HOUETARHNHPELCN02_OLDC | HOUETARHNBHGASE01_OLDC | BHGASE01 | HPELCN02 | ETA_OLDC | BHGASE01_HPELCN02 | 5 | 0 | 1.1 | Unlikely
HOUETARHNHPELCN02_OLDC_FBHGASE01_D83 | Residential heating technology - Heat pump, Air-to-air - single-family house - existing building - distributed level 0.83 | HOUELC, HOUAMB | HOUETARHN_OLDC_DMD | MKr20 | 2050 | 3.9207 | 0.12411 | 0.19423 | [5 empty] | ETA | C | OLD | 5.1485 |  | RHNHPELC | 5 | 0.83333 | HOUETARHNHPELCN02_OLDC_FBHGASE01 | 0.895 | HOUETARHNHPELCN02_OLDC | HOUETARHNBHGASE01_OLDC | BHGASE01 | HPELCN02 | ETA_OLDC | BHGASE01_HPELCN02 | 5 | 0 | 1.1 | Unlikely
HOUETARHNDIELCN06_OLDC_FBHGASE01_D83 | Residential heating technology - Electric heating - electric panel from Bauhaus - apartment complex - new building - distributed level 0.83 | HOUELC | HOUETARHN_OLDC_DMD | MKr20 | 2020 | 0.70255 | 0 | [6 empty] | ETA | C | OLD |  |  | RHNDIELC | 5 | 0.83333 | HOUETARHNDIELCN06_OLDC_FBHGASE01 | 0.895 | HOUETARHNDIELCN06_OLDC | HOUETARHNBHGASE01_OLDC | BHGASE01 | DIELCN06 | ETA_OLDC | BHGASE01_DIELCN06 | 5 | 0 | 1.1 | Unlikely
HOUETARHNDIELCN06_OLDC_FBHGASE01_D83 | Residential heating technology - Electric heating - electric panel from Bauhaus - apartment complex - new building - distributed level 0.83 | HOUELC | HOUETARHN_OLDC_DMD | MKr20 | 2025 | 0.70255 | 0 | [6 empty] | ETA | C | OLD |  |  | RHNDIELC | 5 | 0.83333 | HOUETARHNDIELCN06_OLDC_FBHGASE01 | 0.895 | HOUETARHNDIELCN06_OLDC | HOUETARHNBHGASE01_OLDC | BHGASE01 | DIELCN06 | ETA_OLDC | BHGASE01_DIELCN06 | 5 | 0 | 1.1 | Unlikely
HOUETARHNDIELCN06_OLDC_FBHGASE01_D83 | Residential heating technology - Electric heating - electric panel from Bauhaus - apartment complex - new building - distributed level 0.83 | HOUELC | HOUETARHN_OLDC_DMD | MKr20 | 2030 | 0.70255 | 0 | [6 empty] | ETA | C | OLD |  |  | RHNDIELC | 5 | 0.83333 | HOUETARHNDIELCN06_OLDC_FBHGASE01 | 0.895 | HOUETARHNDIELCN06_OLDC | HOUETARHNBHGASE01_OLDC | BHGASE01 | DIELCN06 | ETA_OLDC | BHGASE01_DIELCN06 | 5 | 0 | 1.1 | Unlikely
HOUETARHNDIELCN06_OLDC_FBHGASE01_D83 | Residential heating technology - Electric heating - electric panel from Bauhaus - apartment complex - new building - distributed level 0.83 | HOUELC | HOUETARHN_OLDC_DMD | MKr20 | 2040 | 0.70255 | 0 | [6 empty] | ETA | C | OLD |  |  | RHNDIELC | 5 | 0.83333 | HOUETARHNDIELCN06_OLDC_FBHGASE01 | 0.895 | HOUETARHNDIELCN06_OLDC | HOUETARHNBHGASE01_OLDC | BHGASE01 | DIELCN06 | ETA_OLDC | BHGASE01_DIELCN06 | 5 | 0 | 1.1 | Unlikely
HOUETARHNDIELCN06_OLDC_FBHGASE01_D83 | Residential heating technology - Electric heating - electric panel from Bauhaus - apartment complex - new building - distributed level 0.83 | HOUELC | HOUETARHN_OLDC_DMD | MKr20 | 2050 | 0.70255 | 0 | [6 empty] | ETA | C | OLD |  |  | RHNDIELC | 5 | 0.83333 | HOUETARHNDIELCN06_OLDC_FBHGASE01 | 0.895 | HOUETARHNDIELCN06_OLDC | HOUETARHNBHGASE01_OLDC | BHGASE01 | DIELCN06 | ETA_OLDC | BHGASE01_DIELCN06 | 5 | 0 | 1.1 | Unlikely
HOUETARHNDIELCN01_OLDC_FBHGASE01_D83 | Residential heating technology - Electric heating - apartment complex - new building - distributed level 0.83 | HOUELC | HOUETARHN_OLDC_DMD | MKr20 | 2020 | 6.5252 | 0.0026494 | [6 empty] | ETA | C | OLD |  |  | RHNDIELC | 5 | 0.83333 | HOUETARHNDIELCN01_OLDC_FBHGASE01 | 0.895 | HOUETARHNDIELCN01_OLDC | HOUETARHNBHGASE01_OLDC | BHGASE01 | DIELCN01 | ETA_OLDC | BHGASE01_DIELCN01 | 5 | 0 | 1.1 | Unlikely
HOUETARHNDIELCN01_OLDC_FBHGASE01_D83 | Residential heating technology - Electric heating - apartment complex - new building - distributed level 0.83 | HOUELC | HOUETARHN_OLDC_DMD | MKr20 | 2025 | 6.3637 | 0.0025413 | [6 empty] | ETA | C | OLD |  |  | RHNDIELC | 5 | 0.83333 | HOUETARHNDIELCN01_OLDC_FBHGASE01 | 0.895 | HOUETARHNDIELCN01_OLDC | HOUETARHNBHGASE01_OLDC | BHGASE01 | DIELCN01 | ETA_OLDC | BHGASE01_DIELCN01 | 5 | 0 | 1.1 | Unlikely
HOUETARHNDIELCN01_OLDC_FBHGASE01_D83 | Residential heating technology - Electric heating - apartment complex - new building - distributed level 0.83 | HOUELC | HOUETARHN_OLDC_DMD | MKr20 | 2030 | 6.2062 | 0.0024872 | [6 empty] | ETA | C | OLD |  |  | RHNDIELC | 5 | 0.83333 | HOUETARHNDIELCN01_OLDC_FBHGASE01 | 0.895 | HOUETARHNDIELCN01_OLDC | HOUETARHNBHGASE01_OLDC | BHGASE01 | DIELCN01 | ETA_OLDC | BHGASE01_DIELCN01 | 5 | 0 | 1.1 | Unlikely
HOUETARHNDIELCN01_OLDC_FBHGASE01_D83 | Residential heating technology - Electric heating - apartment complex - new building - distributed level 0.83 | HOUELC | HOUETARHN_OLDC_DMD | MKr20 | 2040 | 5.9028 | 0.0023791 | [6 empty] | ETA | C | OLD |  |  | RHNDIELC | 5 | 0.83333 | HOUETARHNDIELCN01_OLDC_FBHGASE01 | 0.895 | HOUETARHNDIELCN01_OLDC | HOUETARHNBHGASE01_OLDC | BHGASE01 | DIELCN01 | ETA_OLDC | BHGASE01_DIELCN01 | 5 | 0 | 1.1 | Unlikely
HOUETARHNDIELCN01_OLDC_FBHGASE01_D83 | Residential heating technology - Electric heating - apartment complex - new building - distributed level 0.83 | HOUELC | HOUETARHN_OLDC_DMD | MKr20 | 2050 | 5.6142 | 0.0022709 | [6 empty] | ETA | C | OLD |  |  | RHNDIELC | 5 | 0.83333 | HOUETARHNDIELCN01_OLDC_FBHGASE01 | 0.895 | HOUETARHNDIELCN01_OLDC | HOUETARHNBHGASE01_OLDC | BHGASE01 | DIELCN01 | ETA_OLDC | BHGASE01_DIELCN01 | 5 | 0 | 1.1 | Unlikely
HOUETARHNBHWPEN01_OLDC_FBHGASE01_D83 | Residential heating technology - Biomass boiler, automatic stoking , wood pellets or wood chips - apartment complex - existing building - distributed level 0.83 | HOUWPE | HOUETARHN_OLDC_DMD | MKr20 | 2020 | 2.1593 | 0.048708 |  | 25 | 14 | 70 | 2 | 4 | ETA | C | OLD |  |  | RHNBHWPE | 5 | 0.83333 | HOUETARHNBHWPEN01_OLDC_FBHGASE01 | 0.895 | HOUETARHNBHWPEN01_OLDC | HOUETARHNBHGASE01_OLDC | BHGASE01 | BHWPEN01 | ETA_OLDC | BHGASE01_BHWPEN01 | 6 | 0 | 1 | New
HOUETARHNBHWPEN01_OLDC_FBHGASE01_D83 | Residential heating technology - Biomass boiler, automatic stoking , wood pellets or wood chips - apartment complex - existing building - distributed level 0.83 | HOUWPE | HOUETARHN_OLDC_DMD | MKr20 | 2025 | 2.1059 | 0.048363 |  | 25 | 14 | 60 | 2 | 4 | ETA | C | OLD |  |  | RHNBHWPE | 5 | 0.83333 | HOUETARHNBHWPEN01_OLDC_FBHGASE01 | 0.895 | HOUETARHNBHWPEN01_OLDC | HOUETARHNBHGASE01_OLDC | BHGASE01 | BHWPEN01 | ETA_OLDC | BHGASE01_BHWPEN01 | 6 | 0 | 1 | New
HOUETARHNBHWPEN01_OLDC_FBHGASE01_D83 | Residential heating technology - Biomass boiler, automatic stoking , wood pellets or wood chips - apartment complex - existing building - distributed level 0.83 | HOUWPE | HOUETARHN_OLDC_DMD | MKr20 | 2030 | 2.0538 | 0.048579 |  | 25 | 11 | 50 | 1 | 4 | ETA | C | OLD |  |  | RHNBHWPE | 5 | 0.83333 | HOUETARHNBHWPEN01_OLDC_FBHGASE01 | 0.895 | HOUETARHNBHWPEN01_OLDC | HOUETARHNBHGASE01_OLDC | BHGASE01 | BHWPEN01 | ETA_OLDC | BHGASE01_BHWPEN01 | 6 | 0 | 1 | New
HOUETARHNBHWPEN01_OLDC_FBHGASE01_D83 | Residential heating technology - Biomass boiler, automatic stoking , wood pellets or wood chips - apartment complex - existing building - distributed level 0.83 | HOUWPE | HOUETARHN_OLDC_DMD | MKr20 | 2040 | 1.9534 | 0.047028 |  | 25 | 9 | 45 | 1 | 4 | ETA | C | OLD |  |  | RHNBHWPE | 5 | 0.83333 | HOUETARHNBHWPEN01_OLDC_FBHGASE01 | 0.895 | HOUETARHNBHWPEN01_OLDC | HOUETARHNBHGASE01_OLDC | BHGASE01 | BHWPEN01 | ETA_OLDC | BHGASE01_BHWPEN01 | 6 | 0 | 1 | New
HOUETARHNBHWPEN01_OLDC_FBHGASE01_D83 | Residential heating technology - Biomass boiler, automatic stoking , wood pellets or wood chips - apartment complex - existing building - distributed level 0.83 | HOUWPE | HOUETARHN_OLDC_DMD | MKr20 | 2050 | 1.8579 | 0.045004 |  | 25 | 9 | 40 | 0 | 4 | ETA | C | OLD |  |  | RHNBHWPE | 5 | 0.83333 | HOUETARHNBHWPEN01_OLDC_FBHGASE01 | 0.895 | HOUETARHNBHWPEN01_OLDC | HOUETARHNBHGASE01_OLDC | BHGASE01 | BHWPEN01 | ETA_OLDC | BHGASE01_BHWPEN01 | 6 | 0 | 1 | New
HOUETARHNBHSOLN01_OLDC_FBHGASE01_D83 | Residential heating technology - Solar heating system - apartment complex - existing building - distributed level 0.83 | HOUSOL | HOUETARHN_OLDC_DMD | MKr20 | 2020 | 5.5059 | 0.025768 | [6 empty] | ETA | C | OLD |  |  | RHNBHSOL | 5 | 0.83333 | HOUETARHNBHSOLN01_OLDC_FBHGASE01 | 0.895 | HOUETARHNBHSOLN01_OLDC | HOUETARHNBHGASE01_OLDC | BHGASE01 | BHSOLN01 | ETA_OLDC | BHGASE01_BHSOLN01 | 5 | 0 | 1.1 | Unlikely
HOUETARHNBHSOLN01_OLDC_FBHGASE01_D83 | Residential heating technology - Solar heating system - apartment complex - existing building - distributed level 0.83 | HOUSOL | HOUETARHN_OLDC_DMD | MKr20 | 2025 | 5.268 | 0.027313 | [6 empty] | ETA | C | OLD |  |  | RHNBHSOL | 5 | 0.83333 | HOUETARHNBHSOLN01_OLDC_FBHGASE01 | 0.895 | HOUETARHNBHSOLN01_OLDC | HOUETARHNBHGASE01_OLDC | BHGASE01 | BHSOLN01 | ETA_OLDC | BHGASE01_BHSOLN01 | 5 | 0 | 1.1 | Unlikely
HOUETARHNBHSOLN01_OLDC_FBHGASE01_D83 | Residential heating technology - Solar heating system - apartment complex - existing building - distributed level 0.83 | HOUSOL | HOUETARHN_OLDC_DMD | MKr20 | 2030 | 5.0301 | 0.0279 | [6 empty] | ETA | C | OLD |  |  | RHNBHSOL | 5 | 0.83333 | HOUETARHNBHSOLN01_OLDC_FBHGASE01 | 0.895 | HOUETARHNBHSOLN01_OLDC | HOUETARHNBHGASE01_OLDC | BHGASE01 | BHSOLN01 | ETA_OLDC | BHGASE01_BHSOLN01 | 5 | 0 | 1.1 | Unlikely
HOUETARHNBHSOLN01_OLDC_FBHGASE01_D83 | Residential heating technology - Solar heating system - apartment complex - existing building - distributed level 0.83 | HOUSOL | HOUETARHN_OLDC_DMD | MKr20 | 2040 | 4.7922 | 0.027143 | [6 empty] | ETA | C | OLD |  |  | RHNBHSOL | 5 | 0.83333 | HOUETARHNBHSOLN01_OLDC_FBHGASE01 | 0.895 | HOUETARHNBHSOLN01_OLDC | HOUETARHNBHGASE01_OLDC | BHGASE01 | BHSOLN01 | ETA_OLDC | BHGASE01_BHSOLN01 | 5 | 0 | 1.1 | Unlikely
HOUETARHNBHSOLN01_OLDC_FBHGASE01_D83 | Residential heating technology - Solar heating system - apartment complex - existing building - distributed level 0.83 | HOUSOL | HOUETARHN_OLDC_DMD | MKr20 | 2050 | 4.5542 | 0.025768 | [6 empty] | ETA | C | OLD |  |  | RHNBHSOL | 5 | 0.83333 | HOUETARHNBHSOLN01_OLDC_FBHGASE01 | 0.895 | HOUETARHNBHSOLN01_OLDC | HOUETARHNBHGASE01_OLDC | BHGASE01 | BHSOLN01 | ETA_OLDC | BHGASE01_BHSOLN01 | 5 | 0 | 1.1 | Unlikely
HOUETARHNBHGASN01_OLDC_FBHGASE01_D83 | Residential heating technology - Natural gas boiler - apartment complex - existing building - distributed level 0.83 | HOUGAS | HOUETARHN_OLDC_DMD | MKr20 | 2020 | 0.5942 | 0.014402 |  | 0.43 | 0.1 | 20.4 | 1 | 1 | ETA | C | OLD |  |  | RHNBHGAS | 5 | 0.83333 | HOUETARHNBHGASN01_OLDC_FBHGASE01 | 0.895 | HOUETARHNBHGASN01_OLDC | HOUETARHNBHGASE01_OLDC | BHGASE01 | BHGASN01 | ETA_OLDC | BHGASE01_BHGASN01 | 6 | 0 | 1 | New
HOUETARHNBHGASN01_OLDC_FBHGASE01_D83 | Residential heating technology - Natural gas boiler - apartment complex - existing building - distributed level 0.83 | HOUGAS | HOUETARHN_OLDC_DMD | MKr20 | 2025 | 0.58164 | 0.01429 |  | 0.43 | 0.1 | 20.4 | 1 | 1 | ETA | C | OLD |  |  | RHNBHGAS | 5 | 0.83333 | HOUETARHNBHGASN01_OLDC_FBHGASE01 | 0.895 | HOUETARHNBHGASN01_OLDC | HOUETARHNBHGASE01_OLDC | BHGASE01 | BHGASN01 | ETA_OLDC | BHGASE01_BHGASN01 | 6 | 0 | 1 | New
HOUETARHNBHGASN01_OLDC_FBHGASE01_D83 | Residential heating technology - Natural gas boiler - apartment complex - existing building - distributed level 0.83 | HOUGAS | HOUETARHN_OLDC_DMD | MKr20 | 2030 | 0.56938 | 0.014159 |  | 0.43 | 0.1 | 20.4 | 1 | 1 | ETA | C | OLD |  |  | RHNBHGAS | 5 | 0.83333 | HOUETARHNBHGASN01_OLDC_FBHGASE01 | 0.895 | HOUETARHNBHGASN01_OLDC | HOUETARHNBHGASE01_OLDC | BHGASE01 | BHGASN01 | ETA_OLDC | BHGASE01_BHGASN01 | 6 | 0 | 1 | New
HOUETARHNBHGASN01_OLDC_FBHGASE01_D83 | Residential heating technology - Natural gas boiler - apartment complex - existing building - distributed level 0.83 | HOUGAS | HOUETARHN_OLDC_DMD | MKr20 | 2040 | 0.54578 | 0.013577 |  | 0.43 | 0.1 | 20.4 | 1 | 1 | ETA | C | OLD |  |  | RHNBHGAS | 5 | 0.83333 | HOUETARHNBHGASN01_OLDC_FBHGASE01 | 0.895 | HOUETARHNBHGASN01_OLDC | HOUETARHNBHGASE01_OLDC | BHGASE01 | BHGASN01 | ETA_OLDC | BHGASE01_BHGASN01 | 6 | 0 | 1 | New
HOUETARHNBHGASN01_OLDC_FBHGASE01_D83 | Residential heating technology - Natural gas boiler - apartment complex - existing building - distributed level 0.83 | HOUGAS | HOUETARHN_OLDC_DMD | MKr20 | 2050 | 0.52332 | 0.0038725 |  | 0.43 | 0.1 | 20.4 | 1 | 1 | ETA | C | OLD |  |  | RHNBHGAS | 5 | 0.83333 | HOUETARHNBHGASN01_OLDC_FBHGASE01 | 0.895 | HOUETARHNBHGASN01_OLDC | HOUETARHNBHGASE01_OLDC | BHGASE01 | BHGASN01 | ETA_OLDC | BHGASE01_BHGASN01 | 6 | 0 | 1 | New
HOUETARHNBHDHCN03_OLDC_FBHGASE01_D83 | Residential heating technology - Direct district heating substation - plus connection pipe - apartment complex - existing building - distributed level 0.83 | HOUDHC | HOUETARHN_OLDC_DMD | MKr20 | 2020 | 0.35289 | 0.0019206 | [6 empty] | ETA | C | OLD |  |  | RHNBHDHC | 5 | 0.83333 | HOUETARHNBHDHCN03_OLDC_FBHGASE01 | 0.895 | HOUETARHNBHDHCN03_OLDC | HOUETARHNBHGASE01_OLDC | BHGASE01 | BHDHCN03 | ETA_OLDC | BHGASE01_BHDHCN03 | 6 | 0 | 1 | New
HOUETARHNBHDHCN03_OLDC_FBHGASE01_D83 | Residential heating technology - Direct district heating substation - plus connection pipe - apartment complex - existing building - distributed level 0.83 | HOUDHC | HOUETARHN_OLDC_DMD | MKr20 | 2025 | 0.3463 | 0.0019465 | [6 empty] | ETA | C | OLD |  |  | RHNBHDHC | 5 | 0.83333 | HOUETARHNBHDHCN03_OLDC_FBHGASE01 | 0.895 | HOUETARHNBHDHCN03_OLDC | HOUETARHNBHGASE01_OLDC | BHGASE01 | BHDHCN03 | ETA_OLDC | BHGASE01_BHDHCN03 | 6 | 0 | 1 | New
HOUETARHNBHDHCN03_OLDC_FBHGASE01_D83 | Residential heating technology - Direct district heating substation - plus connection pipe - apartment complex - existing building - distributed level 0.83 | HOUDHC | HOUETARHN_OLDC_DMD | MKr20 | 2030 | 0.33987 | 0.0019179 | [6 empty] | ETA | C | OLD |  |  | RHNBHDHC | 5 | 0.83333 | HOUETARHNBHDHCN03_OLDC_FBHGASE01 | 0.895 | HOUETARHNBHDHCN03_OLDC | HOUETARHNBHGASE01_OLDC | BHGASE01 | BHDHCN03 | ETA_OLDC | BHGASE01_BHDHCN03 | 6 | 0 | 1 | New
HOUETARHNBHDHCN03_OLDC_FBHGASE01_D83 | Residential heating technology - Direct district heating substation - plus connection pipe - apartment complex - existing building - distributed level 0.83 | HOUDHC | HOUETARHN_OLDC_DMD | MKr20 | 2040 | 0.32748 | 0.0018597 | [6 empty] | ETA | C | OLD |  |  | RHNBHDHC | 5 | 0.83333 | HOUETARHNBHDHCN03_OLDC_FBHGASE01 | 0.895 | HOUETARHNBHDHCN03_OLDC | HOUETARHNBHGASE01_OLDC | BHGASE01 | BHDHCN03 | ETA_OLDC | BHGASE01_BHDHCN03 | 6 | 0 | 1 | New
HOUETARHNBHDHCN03_OLDC_FBHGASE01_D83 | Residential heating technology - Direct district heating substation - plus connection pipe - apartment complex - existing building - distributed level 0.83 | HOUDHC | HOUETARHN_OLDC_DMD | MKr20 | 2050 | 0.3157 | 0.0017854 | [6 empty] | ETA | C | OLD |  |  | RHNBHDHC | 5 | 0.83333 | HOUETARHNBHDHCN03_OLDC_FBHGASE01 | 0.895 | HOUETARHNBHDHCN03_OLDC | HOUETARHNBHGASE01_OLDC | BHGASE01 | BHDHCN03 | ETA_OLDC | BHGASE01_BHDHCN03 | 6 | 0 | 1 | New
HOUETARHNHPELCN05_OLDD_FBHGASE01_D83 | Residential heating technology - Heat pump, Air-to-water - leasing - apartment complex - existing building - distributed level 0.83 | HOUELC, HOUAMB | HOUETARHN_OLDD_DMD | MKr20 | 2020 | 5.4547 | 0.39127 | 0.37506 | [5 empty] | ETA | D | OLD | 2.6662 |  | RHNHPELC | 5 | 0.83333 | HOUETARHNHPELCN05_OLDD_FBHGASE01 | 0.895 | HOUETARHNHPELCN05_OLDD | HOUETARHNBHGASE01_OLDD | BHGASE01 | HPELCN05 | ETA_OLDD | BHGASE01_HPELCN05 | 4 | -0.25 | 1 | Supported
HOUETARHNHPELCN05_OLDD_FBHGASE01_D83 | Residential heating technology - Heat pump, Air-to-water - leasing - apartment complex - existing building - distributed level 0.83 | HOUELC, HOUAMB | HOUETARHN_OLDD_DMD | MKr20 | 2025 | 4.8843 | 0.35969 | 0.35662 | [5 empty] | ETA | D | OLD | 2.8041 |  | RHNHPELC | 5 | 0.83333 | HOUETARHNHPELCN05_OLDD_FBHGASE01 | 0.895 | HOUETARHNHPELCN05_OLDD | HOUETARHNBHGASE01_OLDD | BHGASE01 | HPELCN05 | ETA_OLDD | BHGASE01_HPELCN05 | 4 | -0.25 | 1 | Supported
HOUETARHNHPELCN05_OLDD_FBHGASE01_D83 | Residential heating technology - Heat pump, Air-to-water - leasing - apartment complex - existing building - distributed level 0.83 | HOUELC, HOUAMB | HOUETARHN_OLDD_DMD | MKr20 | 2030 | 4.3139 | 0.32807 | 0.3399 | [5 empty] | ETA | D | OLD | 2.942 |  | RHNHPELC | 5 | 0.83333 | HOUETARHNHPELCN05_OLDD_FBHGASE01 | 0.895 | HOUETARHNHPELCN05_OLDD | HOUETARHNBHGASE01_OLDD | BHGASE01 | HPELCN05 | ETA_OLDD | BHGASE01_HPELCN05 | 4 | -0.25 | 1 | Supported
HOUETARHNHPELCN05_OLDD_FBHGASE01_D83 | Residential heating technology - Heat pump, Air-to-water - leasing - apartment complex - existing building - distributed level 0.83 | HOUELC, HOUAMB | HOUETARHN_OLDD_DMD | MKr20 | 2040 | 3.8638 | 0.30236 | 0.32468 | [5 empty] | ETA | D | OLD | 3.0799 |  | RHNHPELC | 5 | 0.83333 | HOUETARHNHPELCN05_OLDD_FBHGASE01 | 0.895 | HOUETARHNHPELCN05_OLDD | HOUETARHNBHGASE01_OLDD | BHGASE01 | HPELCN05 | ETA_OLDD | BHGASE01_HPELCN05 | 4 | -0.25 | 1 | Supported
HOUETARHNHPELCN05_OLDD_FBHGASE01_D83 | Residential heating technology - Heat pump, Air-to-water - leasing - apartment complex - existing building - distributed level 0.83 | HOUELC, HOUAMB | HOUETARHN_OLDD_DMD | MKr20 | 2050 | 3.4137 | 0.27662 | 0.31077 | [5 empty] | ETA | D | OLD | 3.2178 |  | RHNHPELC | 5 | 0.83333 | HOUETARHNHPELCN05_OLDD_FBHGASE01 | 0.895 | HOUETARHNHPELCN05_OLDD | HOUETARHNBHGASE01_OLDD | BHGASE01 | HPELCN05 | ETA_OLDD | BHGASE01_HPELCN05 | 4 | -0.25 | 1 | Supported
HOUETARHNHPELCN04_OLDD_FBHGASE01_D83 | Residential heating technology - Heat pump, Ground source - apartment complex - existing building - distributed level 0.83 | HOUELC, HOUAMB | HOUETARHN_OLDD_DMD | MKr20 | 2020 | 10.1643 | 0.057983 | 0.3399 | [5 empty] | ETA | D | OLD | 2.942 |  | RHNHPELC | 5 | 0.83333 | HOUETARHNHPELCN04_OLDD_FBHGASE01 | 0.895 | HOUETARHNHPELCN04_OLDD | HOUETARHNBHGASE01_OLDD | BHGASE01 | HPELCN04 | ETA_OLDD | BHGASE01_HPELCN04 | 4 | -0.25 | 1 | Supported
HOUETARHNHPELCN04_OLDD_FBHGASE01_D83 | Residential heating technology - Heat pump, Ground source - apartment complex - existing building - distributed level 0.83 | HOUELC, HOUAMB | HOUETARHN_OLDD_DMD | MKr20 | 2025 | 9.402 | 0.057525 | 0.3296 | [5 empty] | ETA | D | OLD | 3.034 |  | RHNHPELC | 5 | 0.83333 | HOUETARHNHPELCN04_OLDD_FBHGASE01 | 0.895 | HOUETARHNHPELCN04_OLDD | HOUETARHNBHGASE01_OLDD | BHGASE01 | HPELCN04 | ETA_OLDD | BHGASE01_HPELCN04 | 4 | -0.25 | 1 | Supported
HOUETARHNHPELCN04_OLDD_FBHGASE01_D83 | Residential heating technology - Heat pump, Ground source - apartment complex - existing building - distributed level 0.83 | HOUELC, HOUAMB | HOUETARHN_OLDD_DMD | MKr20 | 2030 | 8.6397 | 0.057023 | 0.31991 | [5 empty] | ETA | D | OLD | 3.1259 |  | RHNHPELC | 5 | 0.83333 | HOUETARHNHPELCN04_OLDD_FBHGASE01 | 0.895 | HOUETARHNHPELCN04_OLDD | HOUETARHNBHGASE01_OLDD | BHGASE01 | HPELCN04 | ETA_OLDD | BHGASE01_HPELCN04 | 4 | -0.25 | 1 | Supported
HOUETARHNHPELCN04_OLDD_FBHGASE01_D83 | Residential heating technology - Heat pump, Ground source - apartment complex - existing building - distributed level 0.83 | HOUELC, HOUAMB | HOUETARHN_OLDD_DMD | MKr20 | 2040 | 7.9917 | 0.055864 | 0.30639 | [5 empty] | ETA | D | OLD | 3.2638 |  | RHNHPELC | 5 | 0.83333 | HOUETARHNHPELCN04_OLDD_FBHGASE01 | 0.895 | HOUETARHNHPELCN04_OLDD | HOUETARHNBHGASE01_OLDD | BHGASE01 | HPELCN04 | ETA_OLDD | BHGASE01_HPELCN04 | 4 | -0.25 | 1 | Supported
HOUETARHNHPELCN04_OLDD_FBHGASE01_D83 | Residential heating technology - Heat pump, Ground source - apartment complex - existing building - distributed level 0.83 | HOUELC, HOUAMB | HOUETARHN_OLDD_DMD | MKr20 | 2050 | 7.3437 | 0.054684 | 0.30214 | [5 empty] | ETA | D | OLD | 3.3098 |  | RHNHPELC | 5 | 0.83333 | HOUETARHNHPELCN04_OLDD_FBHGASE01 | 0.895 | HOUETARHNHPELCN04_OLDD | HOUETARHNBHGASE01_OLDD | BHGASE01 | HPELCN04 | ETA_OLDD | BHGASE01_HPELCN04 | 4 | -0.25 | 1 | Supported
HOUETARHNHPELCN03_OLDD_FBHGASE01_D83 | Residential heating technology - Heat pump, Air-to-water - apartment complex - existing building - distributed level 0.83 | HOUELC, HOUAMB | HOUETARHN_OLDD_DMD | MKr20 | 2020 | 10.9094 | 0.0937 | 0.37506 | [5 empty] | ETA | D | OLD | 2.6662 |  | RHNHPELC | 5 | 0.83333 | HOUETARHNHPELCN03_OLDD_FBHGASE01 | 0.895 | HOUETARHNHPELCN03_OLDD | HOUETARHNBHGASE01_OLDD | BHGASE01 | HPELCN03 | ETA_OLDD | BHGASE01_HPELCN03 | 4 | -0.25 | 1 | Supported
HOUETARHNHPELCN03_OLDD_FBHGASE01_D83 | Residential heating technology - Heat pump, Air-to-water - apartment complex - existing building - distributed level 0.83 | HOUELC, HOUAMB | HOUETARHN_OLDD_DMD | MKr20 | 2025 | 9.7685 | 0.093241 | 0.35662 | [5 empty] | ETA | D | OLD | 2.8041 |  | RHNHPELC | 5 | 0.83333 | HOUETARHNHPELCN03_OLDD_FBHGASE01 | 0.895 | HOUETARHNHPELCN03_OLDD | HOUETARHNBHGASE01_OLDD | BHGASE01 | HPELCN03 | ETA_OLDD | BHGASE01_HPELCN03 | 4 | -0.25 | 1 | Supported
HOUETARHNHPELCN03_OLDD_FBHGASE01_D83 | Residential heating technology - Heat pump, Air-to-water - apartment complex - existing building - distributed level 0.83 | HOUELC, HOUAMB | HOUETARHN_OLDD_DMD | MKr20 | 2030 | 8.6277 | 0.092739 | 0.3399 | [5 empty] | ETA | D | OLD | 2.942 |  | RHNHPELC | 5 | 0.83333 | HOUETARHNHPELCN03_OLDD_FBHGASE01 | 0.895 | HOUETARHNHPELCN03_OLDD | HOUETARHNBHGASE01_OLDD | BHGASE01 | HPELCN03 | ETA_OLDD | BHGASE01_HPELCN03 | 4 | -0.25 | 1 | Supported
HOUETARHNHPELCN03_OLDD_FBHGASE01_D83 | Residential heating technology - Heat pump, Air-to-water - apartment complex - existing building - distributed level 0.83 | HOUELC, HOUAMB | HOUETARHN_OLDD_DMD | MKr20 | 2040 | 7.7275 | 0.091581 | 0.32468 | [5 empty] | ETA | D | OLD | 3.0799 |  | RHNHPELC | 5 | 0.83333 | HOUETARHNHPELCN03_OLDD_FBHGASE01 | 0.895 | HOUETARHNHPELCN03_OLDD | HOUETARHNBHGASE01_OLDD | BHGASE01 | HPELCN03 | ETA_OLDD | BHGASE01_HPELCN03 | 4 | -0.25 | 1 | Supported
HOUETARHNHPELCN03_OLDD_FBHGASE01_D83 | Residential heating technology - Heat pump, Air-to-water - apartment complex - existing building - distributed level 0.83 | HOUELC, HOUAMB | HOUETARHN_OLDD_DMD | MKr20 | 2050 | 6.8273 | 0.0904 | 0.31077 | [5 empty] | ETA | D | OLD | 3.2178 |  | RHNHPELC | 5 | 0.83333 | HOUETARHNHPELCN03_OLDD_FBHGASE01 | 0.895 | HOUETARHNHPELCN03_OLDD | HOUETARHNBHGASE01_OLDD | BHGASE01 | HPELCN03 | ETA_OLDD | BHGASE01_HPELCN03 | 4 | -0.25 | 1 | Supported
HOUETARHNHPELCN02_OLDD_FBHGASE01_D83 | Residential heating technology - Heat pump, Air-to-air - single-family house - existing building - distributed level 0.83 | HOUELC, HOUAMB | HOUETARHN_OLDD_DMD | MKr20 | 2020 | 4.557 | 0.20009 | 0.22427 | [5 empty] | ETA | D | OLD | 4.459 |  | RHNHPELC | 5 | 0.83333 | HOUETARHNHPELCN02_OLDD_FBHGASE01 | 0.895 | HOUETARHNHPELCN02_OLDD | HOUETARHNBHGASE01_OLDD | BHGASE01 | HPELCN02 | ETA_OLDD | BHGASE01_HPELCN02 | 5 | 0 | 1.1 | Unlikely
HOUETARHNHPELCN02_OLDD_FBHGASE01_D83 | Residential heating technology - Heat pump, Air-to-air - single-family house - existing building - distributed level 0.83 | HOUELC, HOUAMB | HOUETARHN_OLDD_DMD | MKr20 | 2025 | 4.4456 | 0.13594 | 0.21327 | [5 empty] | ETA | D | OLD | 4.6888 |  | RHNHPELC | 5 | 0.83333 | HOUETARHNHPELCN02_OLDD_FBHGASE01 | 0.895 | HOUETARHNHPELCN02_OLDD | HOUETARHNBHGASE01_OLDD | BHGASE01 | HPELCN02 | ETA_OLDD | BHGASE01_HPELCN02 | 5 | 0 | 1.1 | Unlikely
HOUETARHNHPELCN02_OLDD_FBHGASE01_D83 | Residential heating technology - Heat pump, Air-to-air - single-family house - existing building - distributed level 0.83 | HOUELC, HOUAMB | HOUETARHN_OLDD_DMD | MKr20 | 2030 | 4.3342 | 0.13343 | 0.20522 | [5 empty] | ETA | D | OLD | 4.8727 |  | RHNHPELC | 5 | 0.83333 | HOUETARHNHPELCN02_OLDD_FBHGASE01 | 0.895 | HOUETARHNHPELCN02_OLDD | HOUETARHNBHGASE01_OLDD | BHGASE01 | HPELCN02 | ETA_OLDD | BHGASE01_HPELCN02 | 5 | 0 | 1.1 | Unlikely
HOUETARHNHPELCN02_OLDD_FBHGASE01_D83 | Residential heating technology - Heat pump, Air-to-air - single-family house - existing building - distributed level 0.83 | HOUELC, HOUAMB | HOUETARHN_OLDD_DMD | MKr20 | 2040 | 4.1275 | 0.12877 | 0.19776 | [5 empty] | ETA | D | OLD | 5.0566 |  | RHNHPELC | 5 | 0.83333 | HOUETARHNHPELCN02_OLDD_FBHGASE01 | 0.895 | HOUETARHNHPELCN02_OLDD | HOUETARHNBHGASE01_OLDD | BHGASE01 | HPELCN02 | ETA_OLDD | BHGASE01_HPELCN02 | 5 | 0 | 1.1 | Unlikely
HOUETARHNHPELCN02_OLDD_FBHGASE01_D83 | Residential heating technology - Heat pump, Air-to-air - single-family house - existing building - distributed level 0.83 | HOUELC, HOUAMB | HOUETARHN_OLDD_DMD | MKr20 | 2050 | 3.9207 | 0.12411 | 0.19423 | [5 empty] | ETA | D | OLD | 5.1485 |  | RHNHPELC | 5 | 0.83333 | HOUETARHNHPELCN02_OLDD_FBHGASE01 | 0.895 | HOUETARHNHPELCN02_OLDD | HOUETARHNBHGASE01_OLDD | BHGASE01 | HPELCN02 | ETA_OLDD | BHGASE01_HPELCN02 | 5 | 0 | 1.1 | Unlikely
HOUETARHNDIELCN06_OLDD_FBHGASE01_D83 | Residential heating technology - Electric heating - electric panel from Bauhaus - apartment complex - new building - distributed level 0.83 | HOUELC | HOUETARHN_OLDD_DMD | MKr20 | 2020 | 0.70255 | 0 | [6 empty] | ETA | D | OLD |  |  | RHNDIELC | 5 | 0.83333 | HOUETARHNDIELCN06_OLDD_FBHGASE01 | 0.895 | HOUETARHNDIELCN06_OLDD | HOUETARHNBHGASE01_OLDD | BHGASE01 | DIELCN06 | ETA_OLDD | BHGASE01_DIELCN06 | 5 | 0 | 1.1 | Unlikely
HOUETARHNDIELCN06_OLDD_FBHGASE01_D83 | Residential heating technology - Electric heating - electric panel from Bauhaus - apartment complex - new building - distributed level 0.83 | HOUELC | HOUETARHN_OLDD_DMD | MKr20 | 2025 | 0.70255 | 0 | [6 empty] | ETA | D | OLD |  |  | RHNDIELC | 5 | 0.83333 | HOUETARHNDIELCN06_OLDD_FBHGASE01 | 0.895 | HOUETARHNDIELCN06_OLDD | HOUETARHNBHGASE01_OLDD | BHGASE01 | DIELCN06 | ETA_OLDD | BHGASE01_DIELCN06 | 5 | 0 | 1.1 | Unlikely
HOUETARHNDIELCN06_OLDD_FBHGASE01_D83 | Residential heating technology - Electric heating - electric panel from Bauhaus - apartment complex - new building - distributed level 0.83 | HOUELC | HOUETARHN_OLDD_DMD | MKr20 | 2030 | 0.70255 | 0 | [6 empty] | ETA | D | OLD |  |  | RHNDIELC | 5 | 0.83333 | HOUETARHNDIELCN06_OLDD_FBHGASE01 | 0.895 | HOUETARHNDIELCN06_OLDD | HOUETARHNBHGASE01_OLDD | BHGASE01 | DIELCN06 | ETA_OLDD | BHGASE01_DIELCN06 | 5 | 0 | 1.1 | Unlikely
HOUETARHNDIELCN06_OLDD_FBHGASE01_D83 | Residential heating technology - Electric heating - electric panel from Bauhaus - apartment complex - new building - distributed level 0.83 | HOUELC | HOUETARHN_OLDD_DMD | MKr20 | 2040 | 0.70255 | 0 | [6 empty] | ETA | D | OLD |  |  | RHNDIELC | 5 | 0.83333 | HOUETARHNDIELCN06_OLDD_FBHGASE01 | 0.895 | HOUETARHNDIELCN06_OLDD | HOUETARHNBHGASE01_OLDD | BHGASE01 | DIELCN06 | ETA_OLDD | BHGASE01_DIELCN06 | 5 | 0 | 1.1 | Unlikely
HOUETARHNDIELCN06_OLDD_FBHGASE01_D83 | Residential heating technology - Electric heating - electric panel from Bauhaus - apartment complex - new building - distributed level 0.83 | HOUELC | HOUETARHN_OLDD_DMD | MKr20 | 2050 | 0.70255 | 0 | [6 empty] | ETA | D | OLD |  |  | RHNDIELC | 5 | 0.83333 | HOUETARHNDIELCN06_OLDD_FBHGASE01 | 0.895 | HOUETARHNDIELCN06_OLDD | HOUETARHNBHGASE01_OLDD | BHGASE01 | DIELCN06 | ETA_OLDD | BHGASE01_DIELCN06 | 5 | 0 | 1.1 | Unlikely
HOUETARHNDIELCN01_OLDD_FBHGASE01_D83 | Residential heating technology - Electric heating - apartment complex - new building - distributed level 0.83 | HOUELC | HOUETARHN_OLDD_DMD | MKr20 | 2020 | 6.5252 | 0.0026494 | [6 empty] | ETA | D | OLD |  |  | RHNDIELC | 5 | 0.83333 | HOUETARHNDIELCN01_OLDD_FBHGASE01 | 0.895 | HOUETARHNDIELCN01_OLDD | HOUETARHNBHGASE01_OLDD | BHGASE01 | DIELCN01 | ETA_OLDD | BHGASE01_DIELCN01 | 5 | 0 | 1.1 | Unlikely
HOUETARHNDIELCN01_OLDD_FBHGASE01_D83 | Residential heating technology - Electric heating - apartment complex - new building - distributed level 0.83 | HOUELC | HOUETARHN_OLDD_DMD | MKr20 | 2025 | 6.3637 | 0.0025413 | [6 empty] | ETA | D | OLD |  |  | RHNDIELC | 5 | 0.83333 | HOUETARHNDIELCN01_OLDD_FBHGASE01 | 0.895 | HOUETARHNDIELCN01_OLDD | HOUETARHNBHGASE01_OLDD | BHGASE01 | DIELCN01 | ETA_OLDD | BHGASE01_DIELCN01 | 5 | 0 | 1.1 | Unlikely
HOUETARHNDIELCN01_OLDD_FBHGASE01_D83 | Residential heating technology - Electric heating - apartment complex - new building - distributed level 0.83 | HOUELC | HOUETARHN_OLDD_DMD | MKr20 | 2030 | 6.2062 | 0.0024872 | [6 empty] | ETA | D | OLD |  |  | RHNDIELC | 5 | 0.83333 | HOUETARHNDIELCN01_OLDD_FBHGASE01 | 0.895 | HOUETARHNDIELCN01_OLDD | HOUETARHNBHGASE01_OLDD | BHGASE01 | DIELCN01 | ETA_OLDD | BHGASE01_DIELCN01 | 5 | 0 | 1.1 | Unlikely
HOUETARHNDIELCN01_OLDD_FBHGASE01_D83 | Residential heating technology - Electric heating - apartment complex - new building - distributed level 0.83 | HOUELC | HOUETARHN_OLDD_DMD | MKr20 | 2040 | 5.9028 | 0.0023791 | [6 empty] | ETA | D | OLD |  |  | RHNDIELC | 5 | 0.83333 | HOUETARHNDIELCN01_OLDD_FBHGASE01 | 0.895 | HOUETARHNDIELCN01_OLDD | HOUETARHNBHGASE01_OLDD | BHGASE01 | DIELCN01 | ETA_OLDD | BHGASE01_DIELCN01 | 5 | 0 | 1.1 | Unlikely
HOUETARHNDIELCN01_OLDD_FBHGASE01_D83 | Residential heating technology - Electric heating - apartment complex - new building - distributed level 0.83 | HOUELC | HOUETARHN_OLDD_DMD | MKr20 | 2050 | 5.6142 | 0.0022709 | [6 empty] | ETA | D | OLD |  |  | RHNDIELC | 5 | 0.83333 | HOUETARHNDIELCN01_OLDD_FBHGASE01 | 0.895 | HOUETARHNDIELCN01_OLDD | HOUETARHNBHGASE01_OLDD | BHGASE01 | DIELCN01 | ETA_OLDD | BHGASE01_DIELCN01 | 5 | 0 | 1.1 | Unlikely
HOUETARHNBHWPEN01_OLDD_FBHGASE01_D83 | Residential heating technology - Biomass boiler, automatic stoking , wood pellets or wood chips - apartment complex - existing building - distributed level 0.83 | HOUWPE | HOUETARHN_OLDD_DMD | MKr20 | 2020 | 2.1593 | 0.048708 |  | 25 | 14 | 70 | 2 | 4 | ETA | D | OLD |  |  | RHNBHWPE | 5 | 0.83333 | HOUETARHNBHWPEN01_OLDD_FBHGASE01 | 0.895 | HOUETARHNBHWPEN01_OLDD | HOUETARHNBHGASE01_OLDD | BHGASE01 | BHWPEN01 | ETA_OLDD | BHGASE01_BHWPEN01 | 6 | 0 | 1 | New
HOUETARHNBHWPEN01_OLDD_FBHGASE01_D83 | Residential heating technology - Biomass boiler, automatic stoking , wood pellets or wood chips - apartment complex - existing building - distributed level 0.83 | HOUWPE | HOUETARHN_OLDD_DMD | MKr20 | 2025 | 2.1059 | 0.048363 |  | 25 | 14 | 60 | 2 | 4 | ETA | D | OLD |  |  | RHNBHWPE | 5 | 0.83333 | HOUETARHNBHWPEN01_OLDD_FBHGASE01 | 0.895 | HOUETARHNBHWPEN01_OLDD | HOUETARHNBHGASE01_OLDD | BHGASE01 | BHWPEN01 | ETA_OLDD | BHGASE01_BHWPEN01 | 6 | 0 | 1 | New
HOUETARHNBHWPEN01_OLDD_FBHGASE01_D83 | Residential heating technology - Biomass boiler, automatic stoking , wood pellets or wood chips - apartment complex - existing building - distributed level 0.83 | HOUWPE | HOUETARHN_OLDD_DMD | MKr20 | 2030 | 2.0538 | 0.048579 |  | 25 | 11 | 50 | 1 | 4 | ETA | D | OLD |  |  | RHNBHWPE | 5 | 0.83333 | HOUETARHNBHWPEN01_OLDD_FBHGASE01 | 0.895 | HOUETARHNBHWPEN01_OLDD | HOUETARHNBHGASE01_OLDD | BHGASE01 | BHWPEN01 | ETA_OLDD | BHGASE01_BHWPEN01 | 6 | 0 | 1 | New
HOUETARHNBHWPEN01_OLDD_FBHGASE01_D83 | Residential heating technology - Biomass boiler, automatic stoking , wood pellets or wood chips - apartment complex - existing building - distributed level 0.83 | HOUWPE | HOUETARHN_OLDD_DMD | MKr20 | 2040 | 1.9534 | 0.047028 |  | 25 | 9 | 45 | 1 | 4 | ETA | D | OLD |  |  | RHNBHWPE | 5 | 0.83333 | HOUETARHNBHWPEN01_OLDD_FBHGASE01 | 0.895 | HOUETARHNBHWPEN01_OLDD | HOUETARHNBHGASE01_OLDD | BHGASE01 | BHWPEN01 | ETA_OLDD | BHGASE01_BHWPEN01 | 6 | 0 | 1 | New
HOUETARHNBHWPEN01_OLDD_FBHGASE01_D83 | Residential heating technology - Biomass boiler, automatic stoking , wood pellets or wood chips - apartment complex - existing building - distributed level 0.83 | HOUWPE | HOUETARHN_OLDD_DMD | MKr20 | 2050 | 1.8579 | 0.045004 |  | 25 | 9 | 40 | 0 | 4 | ETA | D | OLD |  |  | RHNBHWPE | 5 | 0.83333 | HOUETARHNBHWPEN01_OLDD_FBHGASE01 | 0.895 | HOUETARHNBHWPEN01_OLDD | HOUETARHNBHGASE01_OLDD | BHGASE01 | BHWPEN01 | ETA_OLDD | BHGASE01_BHWPEN01 | 6 | 0 | 1 | New
HOUETARHNBHSOLN01_OLDD_FBHGASE01_D83 | Residential heating technology - Solar heating system - apartment complex - existing building - distributed level 0.83 | HOUSOL | HOUETARHN_OLDD_DMD | MKr20 | 2020 | 5.5059 | 0.025768 | [6 empty] | ETA | D | OLD |  |  | RHNBHSOL | 5 | 0.83333 | HOUETARHNBHSOLN01_OLDD_FBHGASE01 | 0.895 | HOUETARHNBHSOLN01_OLDD | HOUETARHNBHGASE01_OLDD | BHGASE01 | BHSOLN01 | ETA_OLDD | BHGASE01_BHSOLN01 | 5 | 0 | 1.1 | Unlikely
HOUETARHNBHSOLN01_OLDD_FBHGASE01_D83 | Residential heating technology - Solar heating system - apartment complex - existing building - distributed level 0.83 | HOUSOL | HOUETARHN_OLDD_DMD | MKr20 | 2025 | 5.268 | 0.027313 | [6 empty] | ETA | D | OLD |  |  | RHNBHSOL | 5 | 0.83333 | HOUETARHNBHSOLN01_OLDD_FBHGASE01 | 0.895 | HOUETARHNBHSOLN01_OLDD | HOUETARHNBHGASE01_OLDD | BHGASE01 | BHSOLN01 | ETA_OLDD | BHGASE01_BHSOLN01 | 5 | 0 | 1.1 | Unlikely
HOUETARHNBHSOLN01_OLDD_FBHGASE01_D83 | Residential heating technology - Solar heating system - apartment complex - existing building - distributed level 0.83 | HOUSOL | HOUETARHN_OLDD_DMD | MKr20 | 2030 | 5.0301 | 0.0279 | [6 empty] | ETA | D | OLD |  |  | RHNBHSOL | 5 | 0.83333 | HOUETARHNBHSOLN01_OLDD_FBHGASE01 | 0.895 | HOUETARHNBHSOLN01_OLDD | HOUETARHNBHGASE01_OLDD | BHGASE01 | BHSOLN01 | ETA_OLDD | BHGASE01_BHSOLN01 | 5 | 0 | 1.1 | Unlikely
HOUETARHNBHSOLN01_OLDD_FBHGASE01_D83 | Residential heating technology - Solar heating system - apartment complex - existing building - distributed level 0.83 | HOUSOL | HOUETARHN_OLDD_DMD | MKr20 | 2040 | 4.7922 | 0.027143 | [6 empty] | ETA | D | OLD |  |  | RHNBHSOL | 5 | 0.83333 | HOUETARHNBHSOLN01_OLDD_FBHGASE01 | 0.895 | HOUETARHNBHSOLN01_OLDD | HOUETARHNBHGASE01_OLDD | BHGASE01 | BHSOLN01 | ETA_OLDD | BHGASE01_BHSOLN01 | 5 | 0 | 1.1 | Unlikely
HOUETARHNBHSOLN01_OLDD_FBHGASE01_D83 | Residential heating technology - Solar heating system - apartment complex - existing building - distributed level 0.83 | HOUSOL | HOUETARHN_OLDD_DMD | MKr20 | 2050 | 4.5542 | 0.025768 | [6 empty] | ETA | D | OLD |  |  | RHNBHSOL | 5 | 0.83333 | HOUETARHNBHSOLN01_OLDD_FBHGASE01 | 0.895 | HOUETARHNBHSOLN01_OLDD | HOUETARHNBHGASE01_OLDD | BHGASE01 | BHSOLN01 | ETA_OLDD | BHGASE01_BHSOLN01 | 5 | 0 | 1.1 | Unlikely
HOUETARHNBHGASN01_OLDD_FBHGASE01_D83 | Residential heating technology - Natural gas boiler - apartment complex - existing building - distributed level 0.83 | HOUGAS | HOUETARHN_OLDD_DMD | MKr20 | 2020 | 0.5942 | 0.014402 |  | 0.43 | 0.1 | 20.4 | 1 | 1 | ETA | D | OLD |  |  | RHNBHGAS | 5 | 0.83333 | HOUETARHNBHGASN01_OLDD_FBHGASE01 | 0.895 | HOUETARHNBHGASN01_OLDD | HOUETARHNBHGASE01_OLDD | BHGASE01 | BHGASN01 | ETA_OLDD | BHGASE01_BHGASN01 | 6 | 0 | 1 | New
HOUETARHNBHGASN01_OLDD_FBHGASE01_D83 | Residential heating technology - Natural gas boiler - apartment complex - existing building - distributed level 0.83 | HOUGAS | HOUETARHN_OLDD_DMD | MKr20 | 2025 | 0.58164 | 0.01429 |  | 0.43 | 0.1 | 20.4 | 1 | 1 | ETA | D | OLD |  |  | RHNBHGAS | 5 | 0.83333 | HOUETARHNBHGASN01_OLDD_FBHGASE01 | 0.895 | HOUETARHNBHGASN01_OLDD | HOUETARHNBHGASE01_OLDD | BHGASE01 | BHGASN01 | ETA_OLDD | BHGASE01_BHGASN01 | 6 | 0 | 1 | New
HOUETARHNBHGASN01_OLDD_FBHGASE01_D83 | Residential heating technology - Natural gas boiler - apartment complex - existing building - distributed level 0.83 | HOUGAS | HOUETARHN_OLDD_DMD | MKr20 | 2030 | 0.56938 | 0.014159 |  | 0.43 | 0.1 | 20.4 | 1 | 1 | ETA | D | OLD |  |  | RHNBHGAS | 5 | 0.83333 | HOUETARHNBHGASN01_OLDD_FBHGASE01 | 0.895 | HOUETARHNBHGASN01_OLDD | HOUETARHNBHGASE01_OLDD | BHGASE01 | BHGASN01 | ETA_OLDD | BHGASE01_BHGASN01 | 6 | 0 | 1 | New
HOUETARHNBHGASN01_OLDD_FBHGASE01_D83 | Residential heating technology - Natural gas boiler - apartment complex - existing building - distributed level 0.83 | HOUGAS | HOUETARHN_OLDD_DMD | MKr20 | 2040 | 0.54578 | 0.013577 |  | 0.43 | 0.1 | 20.4 | 1 | 1 | ETA | D | OLD |  |  | RHNBHGAS | 5 | 0.83333 | HOUETARHNBHGASN01_OLDD_FBHGASE01 | 0.895 | HOUETARHNBHGASN01_OLDD | HOUETARHNBHGASE01_OLDD | BHGASE01 | BHGASN01 | ETA_OLDD | BHGASE01_BHGASN01 | 6 | 0 | 1 | New
HOUETARHNBHGASN01_OLDD_FBHGASE01_D83 | Residential heating technology - Natural gas boiler - apartment complex - existing building - distributed level 0.83 | HOUGAS | HOUETARHN_OLDD_DMD | MKr20 | 2050 | 0.52332 | 0.0038725 |  | 0.43 | 0.1 | 20.4 | 1 | 1 | ETA | D | OLD |  |  | RHNBHGAS | 5 | 0.83333 | HOUETARHNBHGASN01_OLDD_FBHGASE01 | 0.895 | HOUETARHNBHGASN01_OLDD | HOUETARHNBHGASE01_OLDD | BHGASE01 | BHGASN01 | ETA_OLDD | BHGASE01_BHGASN01 | 6 | 0 | 1 | New
HOUETARHNBHDHDN03_OLDD_FBHGASE01_D83 | Residential heating technology - Direct district heating substation - plus connection pipe - apartment complex - existing building - distributed level 0.83 | HOUDHD | HOUETARHN_OLDD_DMD | MKr20 | 2020 | 0.35289 | 0.0019206 | [6 empty] | ETA | D | OLD |  |  | RHNBHDHD | 5 | 0.83333 | HOUETARHNBHDHDN03_OLDD_FBHGASE01 | 0.895 | HOUETARHNBHDHDN03_OLDD | HOUETARHNBHGASE01_OLDD | BHGASE01 | BHDHDN03 | ETA_OLDD | BHGASE01_BHDHDN03 | 6 | 0 | 1 | New
HOUETARHNBHDHDN03_OLDD_FBHGASE01_D83 | Residential heating technology - Direct district heating substation - plus connection pipe - apartment complex - existing building - distributed level 0.83 | HOUDHD | HOUETARHN_OLDD_DMD | MKr20 | 2025 | 0.3463 | 0.0019465 | [6 empty] | ETA | D | OLD |  |  | RHNBHDHD | 5 | 0.83333 | HOUETARHNBHDHDN03_OLDD_FBHGASE01 | 0.895 | HOUETARHNBHDHDN03_OLDD | HOUETARHNBHGASE01_OLDD | BHGASE01 | BHDHDN03 | ETA_OLDD | BHGASE01_BHDHDN03 | 6 | 0 | 1 | New
HOUETARHNBHDHDN03_OLDD_FBHGASE01_D83 | Residential heating technology - Direct district heating substation - plus connection pipe - apartment complex - existing building - distributed level 0.83 | HOUDHD | HOUETARHN_OLDD_DMD | MKr20 | 2030 | 0.33987 | 0.0019179 | [6 empty] | ETA | D | OLD |  |  | RHNBHDHD | 5 | 0.83333 | HOUETARHNBHDHDN03_OLDD_FBHGASE01 | 0.895 | HOUETARHNBHDHDN03_OLDD | HOUETARHNBHGASE01_OLDD | BHGASE01 | BHDHDN03 | ETA_OLDD | BHGASE01_BHDHDN03 | 6 | 0 | 1 | New
HOUETARHNBHDHDN03_OLDD_FBHGASE01_D83 | Residential heating technology - Direct district heating substation - plus connection pipe - apartment complex - existing building - distributed level 0.83 | HOUDHD | HOUETARHN_OLDD_DMD | MKr20 | 2040 | 0.32748 | 0.0018597 | [6 empty] | ETA | D | OLD |  |  | RHNBHDHD | 5 | 0.83333 | HOUETARHNBHDHDN03_OLDD_FBHGASE01 | 0.895 | HOUETARHNBHDHDN03_OLDD | HOUETARHNBHGASE01_OLDD | BHGASE01 | BHDHDN03 | ETA_OLDD | BHGASE01_BHDHDN03 | 6 | 0 | 1 | New
HOUETARHNBHDHDN03_OLDD_FBHGASE01_D83 | Residential heating technology - Direct district heating substation - plus connection pipe - apartment complex - existing building - distributed level 0.83 | HOUDHD | HOUETARHN_OLDD_DMD | MKr20 | 2050 | 0.3157 | 0.0017854 | [6 empty] | ETA | D | OLD |  |  | RHNBHDHD | 5 | 0.83333 | HOUETARHNBHDHDN03_OLDD_FBHGASE01 | 0.895 | HOUETARHNBHDHDN03_OLDD | HOUETARHNBHGASE01_OLDD | BHGASE01 | BHDHDN03 | ETA_OLDD | BHGASE01_BHDHDN03 | 6 | 0 | 1 | New
HOUETARHNHPELCN05_OLDI_FBHGASE01_D83 | Residential heating technology - Heat pump, Air-to-water - leasing - apartment complex - existing building - distributed level 0.83 | HOUELC, HOUAMB | HOUETARHN_OLDI_DMD | MKr20 | 2020 | 5.4547 | 0.39127 | 0.37506 | [5 empty] | ETA | I | OLD | 2.6662 |  | RHNHPELC | 5 | 0.83333 | HOUETARHNHPELCN05_OLDI_FBHGASE01 | 0.895 | HOUETARHNHPELCN05_OLDI | HOUETARHNBHGASE01_OLDI | BHGASE01 | HPELCN05 | ETA_OLDI | BHGASE01_HPELCN05 | 4 | -0.25 | 1 | Supported
HOUETARHNHPELCN05_OLDI_FBHGASE01_D83 | Residential heating technology - Heat pump, Air-to-water - leasing - apartment complex - existing building - distributed level 0.83 | HOUELC, HOUAMB | HOUETARHN_OLDI_DMD | MKr20 | 2025 | 4.8843 | 0.35969 | 0.35662 | [5 empty] | ETA | I | OLD | 2.8041 |  | RHNHPELC | 5 | 0.83333 | HOUETARHNHPELCN05_OLDI_FBHGASE01 | 0.895 | HOUETARHNHPELCN05_OLDI | HOUETARHNBHGASE01_OLDI | BHGASE01 | HPELCN05 | ETA_OLDI | BHGASE01_HPELCN05 | 4 | -0.25 | 1 | Supported
HOUETARHNHPELCN05_OLDI_FBHGASE01_D83 | Residential heating technology - Heat pump, Air-to-water - leasing - apartment complex - existing building - distributed level 0.83 | HOUELC, HOUAMB | HOUETARHN_OLDI_DMD | MKr20 | 2030 | 4.3139 | 0.32807 | 0.3399 | [5 empty] | ETA | I | OLD | 2.942 |  | RHNHPELC | 5 | 0.83333 | HOUETARHNHPELCN05_OLDI_FBHGASE01 | 0.895 | HOUETARHNHPELCN05_OLDI | HOUETARHNBHGASE01_OLDI | BHGASE01 | HPELCN05 | ETA_OLDI | BHGASE01_HPELCN05 | 4 | -0.25 | 1 | Supported
HOUETARHNHPELCN05_OLDI_FBHGASE01_D83 | Residential heating technology - Heat pump, Air-to-water - leasing - apartment complex - existing building - distributed level 0.83 | HOUELC, HOUAMB | HOUETARHN_OLDI_DMD | MKr20 | 2040 | 3.8638 | 0.30236 | 0.32468 | [5 empty] | ETA | I | OLD | 3.0799 |  | RHNHPELC | 5 | 0.83333 | HOUETARHNHPELCN05_OLDI_FBHGASE01 | 0.895 | HOUETARHNHPELCN05_OLDI | HOUETARHNBHGASE01_OLDI | BHGASE01 | HPELCN05 | ETA_OLDI | BHGASE01_HPELCN05 | 4 | -0.25 | 1 | Supported
HOUETARHNHPELCN05_OLDI_FBHGASE01_D83 | Residential heating technology - Heat pump, Air-to-water - leasing - apartment complex - existing building - distributed level 0.83 | HOUELC, HOUAMB | HOUETARHN_OLDI_DMD | MKr20 | 2050 | 3.4137 | 0.27662 | 0.31077 | [5 empty] | ETA | I | OLD | 3.2178 |  | RHNHPELC | 5 | 0.83333 | HOUETARHNHPELCN05_OLDI_FBHGASE01 | 0.895 | HOUETARHNHPELCN05_OLDI | HOUETARHNBHGASE01_OLDI | BHGASE01 | HPELCN05 | ETA_OLDI | BHGASE01_HPELCN05 | 4 | -0.25 | 1 | Supported
HOUETARHNHPELCN04_OLDI_FBHGASE01_D83 | Residential heating technology - Heat pump, Ground source - apartment complex - existing building - distributed level 0.83 | HOUELC, HOUAMB | HOUETARHN_OLDI_DMD | MKr20 | 2020 | 10.1643 | 0.057983 | 0.3399 | [5 empty] | ETA | I | OLD | 2.942 |  | RHNHPELC | 5 | 0.83333 | HOUETARHNHPELCN04_OLDI_FBHGASE01 | 0.895 | HOUETARHNHPELCN04_OLDI | HOUETARHNBHGASE01_OLDI | BHGASE01 | HPELCN04 | ETA_OLDI | BHGASE01_HPELCN04 | 4 | -0.25 | 1 | Supported
HOUETARHNHPELCN04_OLDI_FBHGASE01_D83 | Residential heating technology - Heat pump, Ground source - apartment complex - existing building - distributed level 0.83 | HOUELC, HOUAMB | HOUETARHN_OLDI_DMD | MKr20 | 2025 | 9.402 | 0.057525 | 0.3296 | [5 empty] | ETA | I | OLD | 3.034 |  | RHNHPELC | 5 | 0.83333 | HOUETARHNHPELCN04_OLDI_FBHGASE01 | 0.895 | HOUETARHNHPELCN04_OLDI | HOUETARHNBHGASE01_OLDI | BHGASE01 | HPELCN04 | ETA_OLDI | BHGASE01_HPELCN04 | 4 | -0.25 | 1 | Supported
HOUETARHNHPELCN04_OLDI_FBHGASE01_D83 | Residential heating technology - Heat pump, Ground source - apartment complex - existing building - distributed level 0.83 | HOUELC, HOUAMB | HOUETARHN_OLDI_DMD | MKr20 | 2030 | 8.6397 | 0.057023 | 0.31991 | [5 empty] | ETA | I | OLD | 3.1259 |  | RHNHPELC | 5 | 0.83333 | HOUETARHNHPELCN04_OLDI_FBHGASE01 | 0.895 | HOUETARHNHPELCN04_OLDI | HOUETARHNBHGASE01_OLDI | BHGASE01 | HPELCN04 | ETA_OLDI | BHGASE01_HPELCN04 | 4 | -0.25 | 1 | Supported
HOUETARHNHPELCN04_OLDI_FBHGASE01_D83 | Residential heating technology - Heat pump, Ground source - apartment complex - existing building - distributed level 0.83 | HOUELC, HOUAMB | HOUETARHN_OLDI_DMD | MKr20 | 2040 | 7.9917 | 0.055864 | 0.30639 | [5 empty] | ETA | I | OLD | 3.2638 |  | RHNHPELC | 5 | 0.83333 | HOUETARHNHPELCN04_OLDI_FBHGASE01 | 0.895 | HOUETARHNHPELCN04_OLDI | HOUETARHNBHGASE01_OLDI | BHGASE01 | HPELCN04 | ETA_OLDI | BHGASE01_HPELCN04 | 4 | -0.25 | 1 | Supported
HOUETARHNHPELCN04_OLDI_FBHGASE01_D83 | Residential heating technology - Heat pump, Ground source - apartment complex - existing building - distributed level 0.83 | HOUELC, HOUAMB | HOUETARHN_OLDI_DMD | MKr20 | 2050 | 7.3437 | 0.054684 | 0.30214 | [5 empty] | ETA | I | OLD | 3.3098 |  | RHNHPELC | 5 | 0.83333 | HOUETARHNHPELCN04_OLDI_FBHGASE01 | 0.895 | HOUETARHNHPELCN04_OLDI | HOUETARHNBHGASE01_OLDI | BHGASE01 | HPELCN04 | ETA_OLDI | BHGASE01_HPELCN04 | 4 | -0.25 | 1 | Supported
HOUETARHNHPELCN03_OLDI_FBHGASE01_D83 | Residential heating technology - Heat pump, Air-to-water - apartment complex - existing building - distributed level 0.83 | HOUELC, HOUAMB | HOUETARHN_OLDI_DMD | MKr20 | 2020 | 10.9094 | 0.0937 | 0.37506 | [5 empty] | ETA | I | OLD | 2.6662 |  | RHNHPELC | 5 | 0.83333 | HOUETARHNHPELCN03_OLDI_FBHGASE01 | 0.895 | HOUETARHNHPELCN03_OLDI | HOUETARHNBHGASE01_OLDI | BHGASE01 | HPELCN03 | ETA_OLDI | BHGASE01_HPELCN03 | 4 | -0.25 | 1 | Supported
HOUETARHNHPELCN03_OLDI_FBHGASE01_D83 | Residential heating technology - Heat pump, Air-to-water - apartment complex - existing building - distributed level 0.83 | HOUELC, HOUAMB | HOUETARHN_OLDI_DMD | MKr20 | 2025 | 9.7685 | 0.093241 | 0.35662 | [5 empty] | ETA | I | OLD | 2.8041 |  | RHNHPELC | 5 | 0.83333 | HOUETARHNHPELCN03_OLDI_FBHGASE01 | 0.895 | HOUETARHNHPELCN03_OLDI | HOUETARHNBHGASE01_OLDI | BHGASE01 | HPELCN03 | ETA_OLDI | BHGASE01_HPELCN03 | 4 | -0.25 | 1 | Supported
HOUETARHNHPELCN03_OLDI_FBHGASE01_D83 | Residential heating technology - Heat pump, Air-to-water - apartment complex - existing building - distributed level 0.83 | HOUELC, HOUAMB | HOUETARHN_OLDI_DMD | MKr20 | 2030 | 8.6277 | 0.092739 | 0.3399 | [5 empty] | ETA | I | OLD | 2.942 |  | RHNHPELC | 5 | 0.83333 | HOUETARHNHPELCN03_OLDI_FBHGASE01 | 0.895 | HOUETARHNHPELCN03_OLDI | HOUETARHNBHGASE01_OLDI | BHGASE01 | HPELCN03 | ETA_OLDI | BHGASE01_HPELCN03 | 4 | -0.25 | 1 | Supported
HOUETARHNHPELCN03_OLDI_FBHGASE01_D83 | Residential heating technology - Heat pump, Air-to-water - apartment complex - existing building - distributed level 0.83 | HOUELC, HOUAMB | HOUETARHN_OLDI_DMD | MKr20 | 2040 | 7.7275 | 0.091581 | 0.32468 | [5 empty] | ETA | I | OLD | 3.0799 |  | RHNHPELC | 5 | 0.83333 | HOUETARHNHPELCN03_OLDI_FBHGASE01 | 0.895 | HOUETARHNHPELCN03_OLDI | HOUETARHNBHGASE01_OLDI | BHGASE01 | HPELCN03 | ETA_OLDI | BHGASE01_HPELCN03 | 4 | -0.25 | 1 | Supported
HOUETARHNHPELCN03_OLDI_FBHGASE01_D83 | Residential heating technology - Heat pump, Air-to-water - apartment complex - existing building - distributed level 0.83 | HOUELC, HOUAMB | HOUETARHN_OLDI_DMD | MKr20 | 2050 | 6.8273 | 0.0904 | 0.31077 | [5 empty] | ETA | I | OLD | 3.2178 |  | RHNHPELC | 5 | 0.83333 | HOUETARHNHPELCN03_OLDI_FBHGASE01 | 0.895 | HOUETARHNHPELCN03_OLDI | HOUETARHNBHGASE01_OLDI | BHGASE01 | HPELCN03 | ETA_OLDI | BHGASE01_HPELCN03 | 4 | -0.25 | 1 | Supported
HOUETARHNHPELCN02_OLDI_FBHGASE01_D83 | Residential heating technology - Heat pump, Air-to-air - single-family house - existing building - distributed level 0.83 | HOUELC, HOUAMB | HOUETARHN_OLDI_DMD | MKr20 | 2020 | 4.557 | 0.20009 | 0.22427 | [5 empty] | ETA | I | OLD | 4.459 |  | RHNHPELC | 5 | 0.83333 | HOUETARHNHPELCN02_OLDI_FBHGASE01 | 0.895 | HOUETARHNHPELCN02_OLDI | HOUETARHNBHGASE01_OLDI | BHGASE01 | HPELCN02 | ETA_OLDI | BHGASE01_HPELCN02 | 5 | 0 | 1.1 | Unlikely
HOUETARHNHPELCN02_OLDI_FBHGASE01_D83 | Residential heating technology - Heat pump, Air-to-air - single-family house - existing building - distributed level 0.83 | HOUELC, HOUAMB | HOUETARHN_OLDI_DMD | MKr20 | 2025 | 4.4456 | 0.13594 | 0.21327 | [5 empty] | ETA | I | OLD | 4.6888 |  | RHNHPELC | 5 | 0.83333 | HOUETARHNHPELCN02_OLDI_FBHGASE01 | 0.895 | HOUETARHNHPELCN02_OLDI | HOUETARHNBHGASE01_OLDI | BHGASE01 | HPELCN02 | ETA_OLDI | BHGASE01_HPELCN02 | 5 | 0 | 1.1 | Unlikely
HOUETARHNHPELCN02_OLDI_FBHGASE01_D83 | Residential heating technology - Heat pump, Air-to-air - single-family house - existing building - distributed level 0.83 | HOUELC, HOUAMB | HOUETARHN_OLDI_DMD | MKr20 | 2030 | 4.3342 | 0.13343 | 0.20522 | [5 empty] | ETA | I | OLD | 4.8727 |  | RHNHPELC | 5 | 0.83333 | HOUETARHNHPELCN02_OLDI_FBHGASE01 | 0.895 | HOUETARHNHPELCN02_OLDI | HOUETARHNBHGASE01_OLDI | BHGASE01 | HPELCN02 | ETA_OLDI | BHGASE01_HPELCN02 | 5 | 0 | 1.1 | Unlikely
HOUETARHNHPELCN02_OLDI_FBHGASE01_D83 | Residential heating technology - Heat pump, Air-to-air - single-family house - existing building - distributed level 0.83 | HOUELC, HOUAMB | HOUETARHN_OLDI_DMD | MKr20 | 2040 | 4.1275 | 0.12877 | 0.19776 | [5 empty] | ETA | I | OLD | 5.0566 |  | RHNHPELC | 5 | 0.83333 | HOUETARHNHPELCN02_OLDI_FBHGASE01 | 0.895 | HOUETARHNHPELCN02_OLDI | HOUETARHNBHGASE01_OLDI | BHGASE01 | HPELCN02 | ETA_OLDI | BHGASE01_HPELCN02 | 5 | 0 | 1.1 | Unlikely
HOUETARHNHPELCN02_OLDI_FBHGASE01_D83 | Residential heating technology - Heat pump, Air-to-air - single-family house - existing building - distributed level 0.83 | HOUELC, HOUAMB | HOUETARHN_OLDI_DMD | MKr20 | 2050 | 3.9207 | 0.12411 | 0.19423 | [5 empty] | ETA | I | OLD | 5.1485 |  | RHNHPELC | 5 | 0.83333 | HOUETARHNHPELCN02_OLDI_FBHGASE01 | 0.895 | HOUETARHNHPELCN02_OLDI | HOUETARHNBHGASE01_OLDI | BHGASE01 | HPELCN02 | ETA_OLDI | BHGASE01_HPELCN02 | 5 | 0 | 1.1 | Unlikely
HOUETARHNDIELCN06_OLDI_FBHGASE01_D83 | Residential heating technology - Electric heating - electric panel from Bauhaus - apartment complex - new building - distributed level 0.83 | HOUELC | HOUETARHN_OLDI_DMD | MKr20 | 2020 | 0.70255 | 0 | [6 empty] | ETA | I | OLD |  |  | RHNDIELC | 5 | 0.83333 | HOUETARHNDIELCN06_OLDI_FBHGASE01 | 0.895 | HOUETARHNDIELCN06_OLDI | HOUETARHNBHGASE01_OLDI | BHGASE01 | DIELCN06 | ETA_OLDI | BHGASE01_DIELCN06 | 5 | 0 | 1.1 | Unlikely
HOUETARHNDIELCN06_OLDI_FBHGASE01_D83 | Residential heating technology - Electric heating - electric panel from Bauhaus - apartment complex - new building - distributed level 0.83 | HOUELC | HOUETARHN_OLDI_DMD | MKr20 | 2025 | 0.70255 | 0 | [6 empty] | ETA | I | OLD |  |  | RHNDIELC | 5 | 0.83333 | HOUETARHNDIELCN06_OLDI_FBHGASE01 | 0.895 | HOUETARHNDIELCN06_OLDI | HOUETARHNBHGASE01_OLDI | BHGASE01 | DIELCN06 | ETA_OLDI | BHGASE01_DIELCN06 | 5 | 0 | 1.1 | Unlikely
HOUETARHNDIELCN06_OLDI_FBHGASE01_D83 | Residential heating technology - Electric heating - electric panel from Bauhaus - apartment complex - new building - distributed level 0.83 | HOUELC | HOUETARHN_OLDI_DMD | MKr20 | 2030 | 0.70255 | 0 | [6 empty] | ETA | I | OLD |  |  | RHNDIELC | 5 | 0.83333 | HOUETARHNDIELCN06_OLDI_FBHGASE01 | 0.895 | HOUETARHNDIELCN06_OLDI | HOUETARHNBHGASE01_OLDI | BHGASE01 | DIELCN06 | ETA_OLDI | BHGASE01_DIELCN06 | 5 | 0 | 1.1 | Unlikely
HOUETARHNDIELCN06_OLDI_FBHGASE01_D83 | Residential heating technology - Electric heating - electric panel from Bauhaus - apartment complex - new building - distributed level 0.83 | HOUELC | HOUETARHN_OLDI_DMD | MKr20 | 2040 | 0.70255 | 0 | [6 empty] | ETA | I | OLD |  |  | RHNDIELC | 5 | 0.83333 | HOUETARHNDIELCN06_OLDI_FBHGASE01 | 0.895 | HOUETARHNDIELCN06_OLDI | HOUETARHNBHGASE01_OLDI | BHGASE01 | DIELCN06 | ETA_OLDI | BHGASE01_DIELCN06 | 5 | 0 | 1.1 | Unlikely
HOUETARHNDIELCN06_OLDI_FBHGASE01_D83 | Residential heating technology - Electric heating - electric panel from Bauhaus - apartment complex - new building - distributed level 0.83 | HOUELC | HOUETARHN_OLDI_DMD | MKr20 | 2050 | 0.70255 | 0 | [6 empty] | ETA | I | OLD |  |  | RHNDIELC | 5 | 0.83333 | HOUETARHNDIELCN06_OLDI_FBHGASE01 | 0.895 | HOUETARHNDIELCN06_OLDI | HOUETARHNBHGASE01_OLDI | BHGASE01 | DIELCN06 | ETA_OLDI | BHGASE01_DIELCN06 | 5 | 0 | 1.1 | Unlikely
HOUETARHNDIELCN01_OLDI_FBHGASE01_D83 | Residential heating technology - Electric heating - apartment complex - new building - distributed level 0.83 | HOUELC | HOUETARHN_OLDI_DMD | MKr20 | 2020 | 6.5252 | 0.0026494 | [6 empty] | ETA | I | OLD |  |  | RHNDIELC | 5 | 0.83333 | HOUETARHNDIELCN01_OLDI_FBHGASE01 | 0.895 | HOUETARHNDIELCN01_OLDI | HOUETARHNBHGASE01_OLDI | BHGASE01 | DIELCN01 | ETA_OLDI | BHGASE01_DIELCN01 | 5 | 0 | 1.1 | Unlikely
HOUETARHNDIELCN01_OLDI_FBHGASE01_D83 | Residential heating technology - Electric heating - apartment complex - new building - distributed level 0.83 | HOUELC | HOUETARHN_OLDI_DMD | MKr20 | 2025 | 6.3637 | 0.0025413 | [6 empty] | ETA | I | OLD |  |  | RHNDIELC | 5 | 0.83333 | HOUETARHNDIELCN01_OLDI_FBHGASE01 | 0.895 | HOUETARHNDIELCN01_OLDI | HOUETARHNBHGASE01_OLDI | BHGASE01 | DIELCN01 | ETA_OLDI | BHGASE01_DIELCN01 | 5 | 0 | 1.1 | Unlikely
HOUETARHNDIELCN01_OLDI_FBHGASE01_D83 | Residential heating technology - Electric heating - apartment complex - new building - distributed level 0.83 | HOUELC | HOUETARHN_OLDI_DMD | MKr20 | 2030 | 6.2062 | 0.0024872 | [6 empty] | ETA | I | OLD |  |  | RHNDIELC | 5 | 0.83333 | HOUETARHNDIELCN01_OLDI_FBHGASE01 | 0.895 | HOUETARHNDIELCN01_OLDI | HOUETARHNBHGASE01_OLDI | BHGASE01 | DIELCN01 | ETA_OLDI | BHGASE01_DIELCN01 | 5 | 0 | 1.1 | Unlikely
HOUETARHNDIELCN01_OLDI_FBHGASE01_D83 | Residential heating technology - Electric heating - apartment complex - new building - distributed level 0.83 | HOUELC | HOUETARHN_OLDI_DMD | MKr20 | 2040 | 5.9028 | 0.0023791 | [6 empty] | ETA | I | OLD |  |  | RHNDIELC | 5 | 0.83333 | HOUETARHNDIELCN01_OLDI_FBHGASE01 | 0.895 | HOUETARHNDIELCN01_OLDI | HOUETARHNBHGASE01_OLDI | BHGASE01 | DIELCN01 | ETA_OLDI | BHGASE01_DIELCN01 | 5 | 0 | 1.1 | Unlikely
HOUETARHNDIELCN01_OLDI_FBHGASE01_D83 | Residential heating technology - Electric heating - apartment complex - new building - distributed level 0.83 | HOUELC | HOUETARHN_OLDI_DMD | MKr20 | 2050 | 5.6142 | 0.0022709 | [6 empty] | ETA | I | OLD |  |  | RHNDIELC | 5 | 0.83333 | HOUETARHNDIELCN01_OLDI_FBHGASE01 | 0.895 | HOUETARHNDIELCN01_OLDI | HOUETARHNBHGASE01_OLDI | BHGASE01 | DIELCN01 | ETA_OLDI | BHGASE01_DIELCN01 | 5 | 0 | 1.1 | Unlikely
HOUETARHNBHWPEN01_OLDI_FBHGASE01_D83 | Residential heating technology - Biomass boiler, automatic stoking , wood pellets or wood chips - apartment complex - existing building - distributed level 0.83 | HOUWPE | HOUETARHN_OLDI_DMD | MKr20 | 2020 | 1.661 | 0.032472 |  | 25 | 14 | 70 | 2 | 4 | ETA | I | OLD |  |  | RHNBHWPE | 5 | 0.83333 | HOUETARHNBHWPEN01_OLDI_FBHGASE01 | 0.895 | HOUETARHNBHWPEN01_OLDI | HOUETARHNBHGASE01_OLDI | BHGASE01 | BHWPEN01 | ETA_OLDI | BHGASE01_BHWPEN01 | 6 | 0 | 1 | New
HOUETARHNBHWPEN01_OLDI_FBHGASE01_D83 | Residential heating technology - Biomass boiler, automatic stoking , wood pellets or wood chips - apartment complex - existing building - distributed level 0.83 | HOUWPE | HOUETARHN_OLDI_DMD | MKr20 | 2025 | 1.6199 | 0.032242 |  | 25 | 14 | 60 | 2 | 4 | ETA | I | OLD |  |  | RHNBHWPE | 5 | 0.83333 | HOUETARHNBHWPEN01_OLDI_FBHGASE01 | 0.895 | HOUETARHNBHWPEN01_OLDI | HOUETARHNBHGASE01_OLDI | BHGASE01 | BHWPEN01 | ETA_OLDI | BHGASE01_BHWPEN01 | 6 | 0 | 1 | New
HOUETARHNBHWPEN01_OLDI_FBHGASE01_D83 | Residential heating technology - Biomass boiler, automatic stoking , wood pellets or wood chips - apartment complex - existing building - distributed level 0.83 | HOUWPE | HOUETARHN_OLDI_DMD | MKr20 | 2030 | 1.5798 | 0.032386 |  | 25 | 11 | 50 | 1 | 4 | ETA | I | OLD |  |  | RHNBHWPE | 5 | 0.83333 | HOUETARHNBHWPEN01_OLDI_FBHGASE01 | 0.895 | HOUETARHNBHWPEN01_OLDI | HOUETARHNBHGASE01_OLDI | BHGASE01 | BHWPEN01 | ETA_OLDI | BHGASE01_BHWPEN01 | 6 | 0 | 1 | New
HOUETARHNBHWPEN01_OLDI_FBHGASE01_D83 | Residential heating technology - Biomass boiler, automatic stoking , wood pellets or wood chips - apartment complex - existing building - distributed level 0.83 | HOUWPE | HOUETARHN_OLDI_DMD | MKr20 | 2040 | 1.5026 | 0.031352 |  | 25 | 9 | 45 | 1 | 4 | ETA | I | OLD |  |  | RHNBHWPE | 5 | 0.83333 | HOUETARHNBHWPEN01_OLDI_FBHGASE01 | 0.895 | HOUETARHNBHWPEN01_OLDI | HOUETARHNBHGASE01_OLDI | BHGASE01 | BHWPEN01 | ETA_OLDI | BHGASE01_BHWPEN01 | 6 | 0 | 1 | New
HOUETARHNBHWPEN01_OLDI_FBHGASE01_D83 | Residential heating technology - Biomass boiler, automatic stoking , wood pellets or wood chips - apartment complex - existing building - distributed level 0.83 | HOUWPE | HOUETARHN_OLDI_DMD | MKr20 | 2050 | 1.4291 | 0.030002 |  | 25 | 9 | 40 | 0 | 4 | ETA | I | OLD |  |  | RHNBHWPE | 5 | 0.83333 | HOUETARHNBHWPEN01_OLDI_FBHGASE01 | 0.895 | HOUETARHNBHWPEN01_OLDI | HOUETARHNBHGASE01_OLDI | BHGASE01 | BHWPEN01 | ETA_OLDI | BHGASE01_BHWPEN01 | 6 | 0 | 1 | New
HOUETARHNBHSOLN01_OLDI_FBHGASE01_D83 | Residential heating technology - Solar heating system - apartment complex - existing building - distributed level 0.83 | HOUSOL | HOUETARHN_OLDI_DMD | MKr20 | 2020 | 5.5059 | 0.025768 | [6 empty] | ETA | I | OLD |  |  | RHNBHSOL | 5 | 0.83333 | HOUETARHNBHSOLN01_OLDI_FBHGASE01 | 0.895 | HOUETARHNBHSOLN01_OLDI | HOUETARHNBHGASE01_OLDI | BHGASE01 | BHSOLN01 | ETA_OLDI | BHGASE01_BHSOLN01 | 5 | 0 | 1.1 | Unlikely
HOUETARHNBHSOLN01_OLDI_FBHGASE01_D83 | Residential heating technology - Solar heating system - apartment complex - existing building - distributed level 0.83 | HOUSOL | HOUETARHN_OLDI_DMD | MKr20 | 2025 | 5.268 | 0.027313 | [6 empty] | ETA | I | OLD |  |  | RHNBHSOL | 5 | 0.83333 | HOUETARHNBHSOLN01_OLDI_FBHGASE01 | 0.895 | HOUETARHNBHSOLN01_OLDI | HOUETARHNBHGASE01_OLDI | BHGASE01 | BHSOLN01 | ETA_OLDI | BHGASE01_BHSOLN01 | 5 | 0 | 1.1 | Unlikely
HOUETARHNBHSOLN01_OLDI_FBHGASE01_D83 | Residential heating technology - Solar heating system - apartment complex - existing building - distributed level 0.83 | HOUSOL | HOUETARHN_OLDI_DMD | MKr20 | 2030 | 5.0301 | 0.0279 | [6 empty] | ETA | I | OLD |  |  | RHNBHSOL | 5 | 0.83333 | HOUETARHNBHSOLN01_OLDI_FBHGASE01 | 0.895 | HOUETARHNBHSOLN01_OLDI | HOUETARHNBHGASE01_OLDI | BHGASE01 | BHSOLN01 | ETA_OLDI | BHGASE01_BHSOLN01 | 5 | 0 | 1.1 | Unlikely
HOUETARHNBHSOLN01_OLDI_FBHGASE01_D83 | Residential heating technology - Solar heating system - apartment complex - existing building - distributed level 0.83 | HOUSOL | HOUETARHN_OLDI_DMD | MKr20 | 2040 | 4.7922 | 0.027143 | [6 empty] | ETA | I | OLD |  |  | RHNBHSOL | 5 | 0.83333 | HOUETARHNBHSOLN01_OLDI_FBHGASE01 | 0.895 | HOUETARHNBHSOLN01_OLDI | HOUETARHNBHGASE01_OLDI | BHGASE01 | BHSOLN01 | ETA_OLDI | BHGASE01_BHSOLN01 | 5 | 0 | 1.1 | Unlikely
HOUETARHNBHSOLN01_OLDI_FBHGASE01_D83 | Residential heating technology - Solar heating system - apartment complex - existing building - distributed level 0.83 | HOUSOL | HOUETARHN_OLDI_DMD | MKr20 | 2050 | 4.5542 | 0.025768 | [6 empty] | ETA | I | OLD |  |  | RHNBHSOL | 5 | 0.83333 | HOUETARHNBHSOLN01_OLDI_FBHGASE01 | 0.895 | HOUETARHNBHSOLN01_OLDI | HOUETARHNBHGASE01_OLDI | BHGASE01 | BHSOLN01 | ETA_OLDI | BHGASE01_BHSOLN01 | 5 | 0 | 1.1 | Unlikely
HOUETARHNBHGASN01_OLDI_FBHGASE01_D83 | Residential heating technology - Natural gas boiler - apartment complex - existing building - distributed level 0.83 | HOUGAS | HOUETARHN_OLDI_DMD | MKr20 | 2020 | 0.5942 | 0.014402 |  | 0.43 | 0.1 | 20.4 | 1 | 1 | ETA | I | OLD |  |  | RHNBHGAS | 5 | 0.83333 | HOUETARHNBHGASN01_OLDI_FBHGASE01 | 0.895 | HOUETARHNBHGASN01_OLDI | HOUETARHNBHGASE01_OLDI | BHGASE01 | BHGASN01 | ETA_OLDI | BHGASE01_BHGASN01 | 6 | 0 | 1 | New
HOUETARHNBHGASN01_OLDI_FBHGASE01_D83 | Residential heating technology - Natural gas boiler - apartment complex - existing building - distributed level 0.83 | HOUGAS | HOUETARHN_OLDI_DMD | MKr20 | 2025 | 0.58164 | 0.01429 |  | 0.43 | 0.1 | 20.4 | 1 | 1 | ETA | I | OLD |  |  | RHNBHGAS | 5 | 0.83333 | HOUETARHNBHGASN01_OLDI_FBHGASE01 | 0.895 | HOUETARHNBHGASN01_OLDI | HOUETARHNBHGASE01_OLDI | BHGASE01 | BHGASN01 | ETA_OLDI | BHGASE01_BHGASN01 | 6 | 0 | 1 | New
HOUETARHNBHGASN01_OLDI_FBHGASE01_D83 | Residential heating technology - Natural gas boiler - apartment complex - existing building - distributed level 0.83 | HOUGAS | HOUETARHN_OLDI_DMD | MKr20 | 2030 | 0.56938 | 0.014159 |  | 0.43 | 0.1 | 20.4 | 1 | 1 | ETA | I | OLD |  |  | RHNBHGAS | 5 | 0.83333 | HOUETARHNBHGASN01_OLDI_FBHGASE01 | 0.895 | HOUETARHNBHGASN01_OLDI | HOUETARHNBHGASE01_OLDI | BHGASE01 | BHGASN01 | ETA_OLDI | BHGASE01_BHGASN01 | 6 | 0 | 1 | New
HOUETARHNBHGASN01_OLDI_FBHGASE01_D83 | Residential heating technology - Natural gas boiler - apartment complex - existing building - distributed level 0.83 | HOUGAS | HOUETARHN_OLDI_DMD | MKr20 | 2040 | 0.54578 | 0.013577 |  | 0.43 | 0.1 | 20.4 | 1 | 1 | ETA | I | OLD |  |  | RHNBHGAS | 5 | 0.83333 | HOUETARHNBHGASN01_OLDI_FBHGASE01 | 0.895 | HOUETARHNBHGASN01_OLDI | HOUETARHNBHGASE01_OLDI | BHGASE01 | BHGASN01 | ETA_OLDI | BHGASE01_BHGASN01 | 6 | 0 | 1 | New
HOUETARHNBHGASN01_OLDI_FBHGASE01_D83 | Residential heating technology - Natural gas boiler - apartment complex - existing building - distributed level 0.83 | HOUGAS | HOUETARHN_OLDI_DMD | MKr20 | 2050 | 0.52332 | 0.0038725 |  | 0.43 | 0.1 | 20.4 | 1 | 1 | ETA | I | OLD |  |  | RHNBHGAS | 5 | 0.83333 | HOUETARHNBHGASN01_OLDI_FBHGASE01 | 0.895 | HOUETARHNBHGASN01_OLDI | HOUETARHNBHGASE01_OLDI | BHGASE01 | BHGASN01 | ETA_OLDI | BHGASE01_BHGASN01 | 6 | 0 | 1 | New
HOUETARHNBHDHDN09_OLDI_FBHGASE01_D83 | Residential heating technology - Direct district heating substation - plus connection pipe - plus distribution (heating density: low ) - apartment complex - existing building - distributed level 0.83 | HOUDHD | HOUETARHN_OLDI_DMD | MKr20 | 2020 | 0.49805 | 0.0019206 | [6 empty] | ETA | I | OLD |  |  | RHNBHDHD | 5 | 0.83333 | HOUETARHNBHDHDN09_OLDI_FBHGASE01 | 0.895 | HOUETARHNBHDHDN09_OLDI | HOUETARHNBHGASE01_OLDI | BHGASE01 | BHDHDN09 | ETA_OLDI | BHGASE01_BHDHDN09 | 4 | -0.25 | 1 | Supported
HOUETARHNBHDHDN09_OLDI_FBHGASE01_D83 | Residential heating technology - Direct district heating substation - plus connection pipe - plus distribution (heating density: low ) - apartment complex - existing building - distributed level 0.83 | HOUDHD | HOUETARHN_OLDI_DMD | MKr20 | 2025 | 0.49146 | 0.0019465 | [6 empty] | ETA | I | OLD |  |  | RHNBHDHD | 5 | 0.83333 | HOUETARHNBHDHDN09_OLDI_FBHGASE01 | 0.895 | HOUETARHNBHDHDN09_OLDI | HOUETARHNBHGASE01_OLDI | BHGASE01 | BHDHDN09 | ETA_OLDI | BHGASE01_BHDHDN09 | 4 | -0.25 | 1 | Supported
HOUETARHNBHDHDN09_OLDI_FBHGASE01_D83 | Residential heating technology - Direct district heating substation - plus connection pipe - plus distribution (heating density: low ) - apartment complex - existing building - distributed level 0.83 | HOUDHD | HOUETARHN_OLDI_DMD | MKr20 | 2030 | 0.48503 | 0.0019179 | [6 empty] | ETA | I | OLD |  |  | RHNBHDHD | 5 | 0.83333 | HOUETARHNBHDHDN09_OLDI_FBHGASE01 | 0.895 | HOUETARHNBHDHDN09_OLDI | HOUETARHNBHGASE01_OLDI | BHGASE01 | BHDHDN09 | ETA_OLDI | BHGASE01_BHDHDN09 | 4 | -0.25 | 1 | Supported
HOUETARHNBHDHDN09_OLDI_FBHGASE01_D83 | Residential heating technology - Direct district heating substation - plus connection pipe - plus distribution (heating density: low ) - apartment complex - existing building - distributed level 0.83 | HOUDHD | HOUETARHN_OLDI_DMD | MKr20 | 2040 | 0.47264 | 0.0018597 | [6 empty] | ETA | I | OLD |  |  | RHNBHDHD | 5 | 0.83333 | HOUETARHNBHDHDN09_OLDI_FBHGASE01 | 0.895 | HOUETARHNBHDHDN09_OLDI | HOUETARHNBHGASE01_OLDI | BHGASE01 | BHDHDN09 | ETA_OLDI | BHGASE01_BHDHDN09 | 4 | -0.25 | 1 | Supported
HOUETARHNBHDHDN09_OLDI_FBHGASE01_D83 | Residential heating technology - Direct district heating substation - plus connection pipe - plus distribution (heating density: low ) - apartment complex - existing building - distributed level 0.83 | HOUDHD | HOUETARHN_OLDI_DMD | MKr20 | 2050 | 0.46086 | 0.0017854 | [6 empty] | ETA | I | OLD |  |  | RHNBHDHD | 5 | 0.83333 | HOUETARHNBHDHDN09_OLDI_FBHGASE01 | 0.895 | HOUETARHNBHDHDN09_OLDI | HOUETARHNBHGASE01_OLDI | BHGASE01 | BHDHDN09 | ETA_OLDI | BHGASE01_BHDHDN09 | 4 | -0.25 | 1 | Supported
HOUETARHNBHDHDN07_OLDI_FBHGASE01_D83 | Residential heating technology - Direct district heating substation - plus connection pipe - plus distribution (heating density: medium ) - apartment complex - existing building - distributed level 0.83 | HOUDHD | HOUETARHN_OLDI_DMD | MKr20 | 2020 | 0.42547 | 0.0019206 | [6 empty] | ETA | I | OLD |  |  | RHNBHDHD | 5 | 0.83333 | HOUETARHNBHDHDN07_OLDI_FBHGASE01 | 0.895 | HOUETARHNBHDHDN07_OLDI | HOUETARHNBHGASE01_OLDI | BHGASE01 | BHDHDN07 | ETA_OLDI | BHGASE01_BHDHDN07 | 4 | -0.25 | 1 | Supported
HOUETARHNBHDHDN07_OLDI_FBHGASE01_D83 | Residential heating technology - Direct district heating substation - plus connection pipe - plus distribution (heating density: medium ) - apartment complex - existing building - distributed level 0.83 | HOUDHD | HOUETARHN_OLDI_DMD | MKr20 | 2025 | 0.41888 | 0.0019465 | [6 empty] | ETA | I | OLD |  |  | RHNBHDHD | 5 | 0.83333 | HOUETARHNBHDHDN07_OLDI_FBHGASE01 | 0.895 | HOUETARHNBHDHDN07_OLDI | HOUETARHNBHGASE01_OLDI | BHGASE01 | BHDHDN07 | ETA_OLDI | BHGASE01_BHDHDN07 | 4 | -0.25 | 1 | Supported
HOUETARHNBHDHDN07_OLDI_FBHGASE01_D83 | Residential heating technology - Direct district heating substation - plus connection pipe - plus distribution (heating density: medium ) - apartment complex - existing building - distributed level 0.83 | HOUDHD | HOUETARHN_OLDI_DMD | MKr20 | 2030 | 0.41245 | 0.0019179 | [6 empty] | ETA | I | OLD |  |  | RHNBHDHD | 5 | 0.83333 | HOUETARHNBHDHDN07_OLDI_FBHGASE01 | 0.895 | HOUETARHNBHDHDN07_OLDI | HOUETARHNBHGASE01_OLDI | BHGASE01 | BHDHDN07 | ETA_OLDI | BHGASE01_BHDHDN07 | 4 | -0.25 | 1 | Supported
HOUETARHNBHDHDN07_OLDI_FBHGASE01_D83 | Residential heating technology - Direct district heating substation - plus connection pipe - plus distribution (heating density: medium ) - apartment complex - existing building - distributed level 0.83 | HOUDHD | HOUETARHN_OLDI_DMD | MKr20 | 2040 | 0.40006 | 0.0018597 | [6 empty] | ETA | I | OLD |  |  | RHNBHDHD | 5 | 0.83333 | HOUETARHNBHDHDN07_OLDI_FBHGASE01 | 0.895 | HOUETARHNBHDHDN07_OLDI | HOUETARHNBHGASE01_OLDI | BHGASE01 | BHDHDN07 | ETA_OLDI | BHGASE01_BHDHDN07 | 4 | -0.25 | 1 | Supported
HOUETARHNBHDHDN07_OLDI_FBHGASE01_D83 | Residential heating technology - Direct district heating substation - plus connection pipe - plus distribution (heating density: medium ) - apartment complex - existing building - distributed level 0.83 | HOUDHD | HOUETARHN_OLDI_DMD | MKr20 | 2050 | 0.38828 | 0.0017854 | [6 empty] | ETA | I | OLD |  |  | RHNBHDHD | 5 | 0.83333 | HOUETARHNBHDHDN07_OLDI_FBHGASE01 | 0.895 | HOUETARHNBHDHDN07_OLDI | HOUETARHNBHGASE01_OLDI | BHGASE01 | BHDHDN07 | ETA_OLDI | BHGASE01_BHDHDN07 | 4 | -0.25 | 1 | Supported
HOUETARHNBHDHDN05_OLDI_FBHGASE01_D83 | Residential heating technology - Direct district heating substation - plus connection pipe - plus distribution (heating density: high ) - apartment complex - existing building - distributed level 0.83 | HOUDHD | HOUETARHN_OLDI_DMD | MKr20 | 2020 | 0.35289 | 0.0019206 | [6 empty] | ETA | I | OLD |  |  | RHNBHDHD | 5 | 0.83333 | HOUETARHNBHDHDN05_OLDI_FBHGASE01 | 0.895 | HOUETARHNBHDHDN05_OLDI | HOUETARHNBHGASE01_OLDI | BHGASE01 | BHDHDN05 | ETA_OLDI | BHGASE01_BHDHDN05 | 4 | -0.25 | 1 | Supported
HOUETARHNBHDHDN05_OLDI_FBHGASE01_D83 | Residential heating technology - Direct district heating substation - plus connection pipe - plus distribution (heating density: high ) - apartment complex - existing building - distributed level 0.83 | HOUDHD | HOUETARHN_OLDI_DMD | MKr20 | 2025 | 0.3463 | 0.0019465 | [6 empty] | ETA | I | OLD |  |  | RHNBHDHD | 5 | 0.83333 | HOUETARHNBHDHDN05_OLDI_FBHGASE01 | 0.895 | HOUETARHNBHDHDN05_OLDI | HOUETARHNBHGASE01_OLDI | BHGASE01 | BHDHDN05 | ETA_OLDI | BHGASE01_BHDHDN05 | 4 | -0.25 | 1 | Supported
HOUETARHNBHDHDN05_OLDI_FBHGASE01_D83 | Residential heating technology - Direct district heating substation - plus connection pipe - plus distribution (heating density: high ) - apartment complex - existing building - distributed level 0.83 | HOUDHD | HOUETARHN_OLDI_DMD | MKr20 | 2030 | 0.33987 | 0.0019179 | [6 empty] | ETA | I | OLD |  |  | RHNBHDHD | 5 | 0.83333 | HOUETARHNBHDHDN05_OLDI_FBHGASE01 | 0.895 | HOUETARHNBHDHDN05_OLDI | HOUETARHNBHGASE01_OLDI | BHGASE01 | BHDHDN05 | ETA_OLDI | BHGASE01_BHDHDN05 | 4 | -0.25 | 1 | Supported
HOUETARHNBHDHDN05_OLDI_FBHGASE01_D83 | Residential heating technology - Direct district heating substation - plus connection pipe - plus distribution (heating density: high ) - apartment complex - existing building - distributed level 0.83 | HOUDHD | HOUETARHN_OLDI_DMD | MKr20 | 2040 | 0.32748 | 0.0018597 | [6 empty] | ETA | I | OLD |  |  | RHNBHDHD | 5 | 0.83333 | HOUETARHNBHDHDN05_OLDI_FBHGASE01 | 0.895 | HOUETARHNBHDHDN05_OLDI | HOUETARHNBHGASE01_OLDI | BHGASE01 | BHDHDN05 | ETA_OLDI | BHGASE01_BHDHDN05 | 4 | -0.25 | 1 | Supported
HOUETARHNBHDHDN05_OLDI_FBHGASE01_D83 | Residential heating technology - Direct district heating substation - plus connection pipe - plus distribution (heating density: high ) - apartment complex - existing building - distributed level 0.83 | HOUDHD | HOUETARHN_OLDI_DMD | MKr20 | 2050 | 0.3157 | 0.0017854 | [6 empty] | ETA | I | OLD |  |  | RHNBHDHD | 5 | 0.83333 | HOUETARHNBHDHDN05_OLDI_FBHGASE01 | 0.895 | HOUETARHNBHDHDN05_OLDI | HOUETARHNBHGASE01_OLDI | BHGASE01 | BHDHDN05 | ETA_OLDI | BHGASE01_BHDHDN05 | 4 | -0.25 | 1 | Supported
HOUETARHNBHDHCN09_OLDI_FBHGASE01_D83 | Residential heating technology - Direct district heating substation - plus connection pipe - plus distribution (heating density: low ) - apartment complex - existing building - distributed level 0.83 | HOUDHC | HOUETARHN_OLDI_DMD | MKr20 | 2020 | 0.49805 | 0.0019206 | [6 empty] | ETA | I | OLD |  |  | RHNBHDHC | 5 | 0.83333 | HOUETARHNBHDHCN09_OLDI_FBHGASE01 | 0.895 | HOUETARHNBHDHCN09_OLDI | HOUETARHNBHGASE01_OLDI | BHGASE01 | BHDHCN09 | ETA_OLDI | BHGASE01_BHDHCN09 | 4 | -0.25 | 1 | Supported
HOUETARHNBHDHCN09_OLDI_FBHGASE01_D83 | Residential heating technology - Direct district heating substation - plus connection pipe - plus distribution (heating density: low ) - apartment complex - existing building - distributed level 0.83 | HOUDHC | HOUETARHN_OLDI_DMD | MKr20 | 2025 | 0.49146 | 0.0019465 | [6 empty] | ETA | I | OLD |  |  | RHNBHDHC | 5 | 0.83333 | HOUETARHNBHDHCN09_OLDI_FBHGASE01 | 0.895 | HOUETARHNBHDHCN09_OLDI | HOUETARHNBHGASE01_OLDI | BHGASE01 | BHDHCN09 | ETA_OLDI | BHGASE01_BHDHCN09 | 4 | -0.25 | 1 | Supported
HOUETARHNBHDHCN09_OLDI_FBHGASE01_D83 | Residential heating technology - Direct district heating substation - plus connection pipe - plus distribution (heating density: low ) - apartment complex - existing building - distributed level 0.83 | HOUDHC | HOUETARHN_OLDI_DMD | MKr20 | 2030 | 0.48503 | 0.0019179 | [6 empty] | ETA | I | OLD |  |  | RHNBHDHC | 5 | 0.83333 | HOUETARHNBHDHCN09_OLDI_FBHGASE01 | 0.895 | HOUETARHNBHDHCN09_OLDI | HOUETARHNBHGASE01_OLDI | BHGASE01 | BHDHCN09 | ETA_OLDI | BHGASE01_BHDHCN09 | 4 | -0.25 | 1 | Supported
HOUETARHNBHDHCN09_OLDI_FBHGASE01_D83 | Residential heating technology - Direct district heating substation - plus connection pipe - plus distribution (heating density: low ) - apartment complex - existing building - distributed level 0.83 | HOUDHC | HOUETARHN_OLDI_DMD | MKr20 | 2040 | 0.47264 | 0.0018597 | [6 empty] | ETA | I | OLD |  |  | RHNBHDHC | 5 | 0.83333 | HOUETARHNBHDHCN09_OLDI_FBHGASE01 | 0.895 | HOUETARHNBHDHCN09_OLDI | HOUETARHNBHGASE01_OLDI | BHGASE01 | BHDHCN09 | ETA_OLDI | BHGASE01_BHDHCN09 | 4 | -0.25 | 1 | Supported
HOUETARHNBHDHCN09_OLDI_FBHGASE01_D83 | Residential heating technology - Direct district heating substation - plus connection pipe - plus distribution (heating density: low ) - apartment complex - existing building - distributed level 0.83 | HOUDHC | HOUETARHN_OLDI_DMD | MKr20 | 2050 | 0.46086 | 0.0017854 | [6 empty] | ETA | I | OLD |  |  | RHNBHDHC | 5 | 0.83333 | HOUETARHNBHDHCN09_OLDI_FBHGASE01 | 0.895 | HOUETARHNBHDHCN09_OLDI | HOUETARHNBHGASE01_OLDI | BHGASE01 | BHDHCN09 | ETA_OLDI | BHGASE01_BHDHCN09 | 4 | -0.25 | 1 | Supported
HOUETARHNBHDHCN07_OLDI_FBHGASE01_D83 | Residential heating technology - Direct district heating substation - plus connection pipe - plus distribution (heating density: medium ) - apartment complex - existing building - distributed level 0.83 | HOUDHC | HOUETARHN_OLDI_DMD | MKr20 | 2020 | 0.42547 | 0.0019206 | [6 empty] | ETA | I | OLD |  |  | RHNBHDHC | 5 | 0.83333 | HOUETARHNBHDHCN07_OLDI_FBHGASE01 | 0.895 | HOUETARHNBHDHCN07_OLDI | HOUETARHNBHGASE01_OLDI | BHGASE01 | BHDHCN07 | ETA_OLDI | BHGASE01_BHDHCN07 | 4 | -0.25 | 1 | Supported
HOUETARHNBHDHCN07_OLDI_FBHGASE01_D83 | Residential heating technology - Direct district heating substation - plus connection pipe - plus distribution (heating density: medium ) - apartment complex - existing building - distributed level 0.83 | HOUDHC | HOUETARHN_OLDI_DMD | MKr20 | 2025 | 0.41888 | 0.0019465 | [6 empty] | ETA | I | OLD |  |  | RHNBHDHC | 5 | 0.83333 | HOUETARHNBHDHCN07_OLDI_FBHGASE01 | 0.895 | HOUETARHNBHDHCN07_OLDI | HOUETARHNBHGASE01_OLDI | BHGASE01 | BHDHCN07 | ETA_OLDI | BHGASE01_BHDHCN07 | 4 | -0.25 | 1 | Supported
HOUETARHNBHDHCN07_OLDI_FBHGASE01_D83 | Residential heating technology - Direct district heating substation - plus connection pipe - plus distribution (heating density: medium ) - apartment complex - existing building - distributed level 0.83 | HOUDHC | HOUETARHN_OLDI_DMD | MKr20 | 2030 | 0.41245 | 0.0019179 | [6 empty] | ETA | I | OLD |  |  | RHNBHDHC | 5 | 0.83333 | HOUETARHNBHDHCN07_OLDI_FBHGASE01 | 0.895 | HOUETARHNBHDHCN07_OLDI | HOUETARHNBHGASE01_OLDI | BHGASE01 | BHDHCN07 | ETA_OLDI | BHGASE01_BHDHCN07 | 4 | -0.25 | 1 | Supported
HOUETARHNBHDHCN07_OLDI_FBHGASE01_D83 | Residential heating technology - Direct district heating substation - plus connection pipe - plus distribution (heating density: medium ) - apartment complex - existing building - distributed level 0.83 | HOUDHC | HOUETARHN_OLDI_DMD | MKr20 | 2040 | 0.40006 | 0.0018597 | [6 empty] | ETA | I | OLD |  |  | RHNBHDHC | 5 | 0.83333 | HOUETARHNBHDHCN07_OLDI_FBHGASE01 | 0.895 | HOUETARHNBHDHCN07_OLDI | HOUETARHNBHGASE01_OLDI | BHGASE01 | BHDHCN07 | ETA_OLDI | BHGASE01_BHDHCN07 | 4 | -0.25 | 1 | Supported
HOUETARHNBHDHCN07_OLDI_FBHGASE01_D83 | Residential heating technology - Direct district heating substation - plus connection pipe - plus distribution (heating density: medium ) - apartment complex - existing building - distributed level 0.83 | HOUDHC | HOUETARHN_OLDI_DMD | MKr20 | 2050 | 0.38828 | 0.0017854 | [6 empty] | ETA | I | OLD |  |  | RHNBHDHC | 5 | 0.83333 | HOUETARHNBHDHCN07_OLDI_FBHGASE01 | 0.895 | HOUETARHNBHDHCN07_OLDI | HOUETARHNBHGASE01_OLDI | BHGASE01 | BHDHCN07 | ETA_OLDI | BHGASE01_BHDHCN07 | 4 | -0.25 | 1 | Supported
HOUETARHNBHDHCN05_OLDI_FBHGASE01_D83 | Residential heating technology - Direct district heating substation - plus connection pipe - plus distribution (heating density: high ) - apartment complex - existing building - distributed level 0.83 | HOUDHC | HOUETARHN_OLDI_DMD | MKr20 | 2020 | 0.35289 | 0.0019206 | [6 empty] | ETA | I | OLD |  |  | RHNBHDHC | 5 | 0.83333 | HOUETARHNBHDHCN05_OLDI_FBHGASE01 | 0.895 | HOUETARHNBHDHCN05_OLDI | HOUETARHNBHGASE01_OLDI | BHGASE01 | BHDHCN05 | ETA_OLDI | BHGASE01_BHDHCN05 | 4 | -0.25 | 1 | Supported
HOUETARHNBHDHCN05_OLDI_FBHGASE01_D83 | Residential heating technology - Direct district heating substation - plus connection pipe - plus distribution (heating density: high ) - apartment complex - existing building - distributed level 0.83 | HOUDHC | HOUETARHN_OLDI_DMD | MKr20 | 2025 | 0.3463 | 0.0019465 | [6 empty] | ETA | I | OLD |  |  | RHNBHDHC | 5 | 0.83333 | HOUETARHNBHDHCN05_OLDI_FBHGASE01 | 0.895 | HOUETARHNBHDHCN05_OLDI | HOUETARHNBHGASE01_OLDI | BHGASE01 | BHDHCN05 | ETA_OLDI | BHGASE01_BHDHCN05 | 4 | -0.25 | 1 | Supported
HOUETARHNBHDHCN05_OLDI_FBHGASE01_D83 | Residential heating technology - Direct district heating substation - plus connection pipe - plus distribution (heating density: high ) - apartment complex - existing building - distributed level 0.83 | HOUDHC | HOUETARHN_OLDI_DMD | MKr20 | 2030 | 0.33987 | 0.0019179 | [6 empty] | ETA | I | OLD |  |  | RHNBHDHC | 5 | 0.83333 | HOUETARHNBHDHCN05_OLDI_FBHGASE01 | 0.895 | HOUETARHNBHDHCN05_OLDI | HOUETARHNBHGASE01_OLDI | BHGASE01 | BHDHCN05 | ETA_OLDI | BHGASE01_BHDHCN05 | 4 | -0.25 | 1 | Supported
HOUETARHNBHDHCN05_OLDI_FBHGASE01_D83 | Residential heating technology - Direct district heating substation - plus connection pipe - plus distribution (heating density: high ) - apartment complex - existing building - distributed level 0.83 | HOUDHC | HOUETARHN_OLDI_DMD | MKr20 | 2040 | 0.32748 | 0.0018597 | [6 empty] | ETA | I | OLD |  |  | RHNBHDHC | 5 | 0.83333 | HOUETARHNBHDHCN05_OLDI_FBHGASE01 | 0.895 | HOUETARHNBHDHCN05_OLDI | HOUETARHNBHGASE01_OLDI | BHGASE01 | BHDHCN05 | ETA_OLDI | BHGASE01_BHDHCN05 | 4 | -0.25 | 1 | Supported
HOUETARHNBHDHCN05_OLDI_FBHGASE01_D83 | Residential heating technology - Direct district heating substation - plus connection pipe - plus distribution (heating density: high ) - apartment complex - existing building - distributed level 0.83 | HOUDHC | HOUETARHN_OLDI_DMD | MKr20 | 2050 | 0.3157 | 0.0017854 | [6 empty] | ETA | I | OLD |  |  | RHNBHDHC | 5 | 0.83333 | HOUETARHNBHDHCN05_OLDI_FBHGASE01 | 0.895 | HOUETARHNBHDHCN05_OLDI | HOUETARHNBHGASE01_OLDI | BHGASE01 | BHDHCN05 | ETA_OLDI | BHGASE01_BHDHCN05 | 4 | -0.25 | 1 | Supported
HOUETARHNHPELCN05_OLDC_FBHOILE01_D83 | Residential heating technology - Heat pump, Air-to-water - leasing - apartment complex - existing building - distributed level 0.83 | HOUELC, HOUAMB | HOUETARHN_OLDC_DMD | MKr20 | 2020 | 5.4547 | 0.39127 | 0.37506 | [5 empty] | ETA | C | OLD | 2.6662 |  | RHNHPELC | 5 | 0.83333 | HOUETARHNHPELCN05_OLDC_FBHOILE01 | 0.799 | HOUETARHNHPELCN05_OLDC | HOUETARHNBHOILE01_OLDC | BHOILE01 | HPELCN05 | ETA_OLDC | BHOILE01_HPELCN05 | 4 | -0.25 | 1 | Supported
HOUETARHNHPELCN05_OLDC_FBHOILE01_D83 | Residential heating technology - Heat pump, Air-to-water - leasing - apartment complex - existing building - distributed level 0.83 | HOUELC, HOUAMB | HOUETARHN_OLDC_DMD | MKr20 | 2025 | 4.8843 | 0.35969 | 0.35662 | [5 empty] | ETA | C | OLD | 2.8041 |  | RHNHPELC | 5 | 0.83333 | HOUETARHNHPELCN05_OLDC_FBHOILE01 | 0.799 | HOUETARHNHPELCN05_OLDC | HOUETARHNBHOILE01_OLDC | BHOILE01 | HPELCN05 | ETA_OLDC | BHOILE01_HPELCN05 | 4 | -0.25 | 1 | Supported
HOUETARHNHPELCN05_OLDC_FBHOILE01_D83 | Residential heating technology - Heat pump, Air-to-water - leasing - apartment complex - existing building - distributed level 0.83 | HOUELC, HOUAMB | HOUETARHN_OLDC_DMD | MKr20 | 2030 | 4.3139 | 0.32807 | 0.3399 | [5 empty] | ETA | C | OLD | 2.942 |  | RHNHPELC | 5 | 0.83333 | HOUETARHNHPELCN05_OLDC_FBHOILE01 | 0.799 | HOUETARHNHPELCN05_OLDC | HOUETARHNBHOILE01_OLDC | BHOILE01 | HPELCN05 | ETA_OLDC | BHOILE01_HPELCN05 | 4 | -0.25 | 1 | Supported
HOUETARHNHPELCN05_OLDC_FBHOILE01_D83 | Residential heating technology - Heat pump, Air-to-water - leasing - apartment complex - existing building - distributed level 0.83 | HOUELC, HOUAMB | HOUETARHN_OLDC_DMD | MKr20 | 2040 | 3.8638 | 0.30236 | 0.32468 | [5 empty] | ETA | C | OLD | 3.0799 |  | RHNHPELC | 5 | 0.83333 | HOUETARHNHPELCN05_OLDC_FBHOILE01 | 0.799 | HOUETARHNHPELCN05_OLDC | HOUETARHNBHOILE01_OLDC | BHOILE01 | HPELCN05 | ETA_OLDC | BHOILE01_HPELCN05 | 4 | -0.25 | 1 | Supported
HOUETARHNHPELCN05_OLDC_FBHOILE01_D83 | Residential heating technology - Heat pump, Air-to-water - leasing - apartment complex - existing building - distributed level 0.83 | HOUELC, HOUAMB | HOUETARHN_OLDC_DMD | MKr20 | 2050 | 3.4137 | 0.27662 | 0.31077 | [5 empty] | ETA | C | OLD | 3.2178 |  | RHNHPELC | 5 | 0.83333 | HOUETARHNHPELCN05_OLDC_FBHOILE01 | 0.799 | HOUETARHNHPELCN05_OLDC | HOUETARHNBHOILE01_OLDC | BHOILE01 | HPELCN05 | ETA_OLDC | BHOILE01_HPELCN05 | 4 | -0.25 | 1 | Supported
HOUETARHNHPELCN04_OLDC_FBHOILE01_D83 | Residential heating technology - Heat pump, Ground source - apartment complex - existing building - distributed level 0.83 | HOUELC, HOUAMB | HOUETARHN_OLDC_DMD | MKr20 | 2020 | 10.1643 | 0.057983 | 0.3399 | [5 empty] | ETA | C | OLD | 2.942 |  | RHNHPELC | 5 | 0.83333 | HOUETARHNHPELCN04_OLDC_FBHOILE01 | 0.799 | HOUETARHNHPELCN04_OLDC | HOUETARHNBHOILE01_OLDC | BHOILE01 | HPELCN04 | ETA_OLDC | BHOILE01_HPELCN04 | 4 | -0.25 | 1 | Supported
HOUETARHNHPELCN04_OLDC_FBHOILE01_D83 | Residential heating technology - Heat pump, Ground source - apartment complex - existing building - distributed level 0.83 | HOUELC, HOUAMB | HOUETARHN_OLDC_DMD | MKr20 | 2025 | 9.402 | 0.057525 | 0.3296 | [5 empty] | ETA | C | OLD | 3.034 |  | RHNHPELC | 5 | 0.83333 | HOUETARHNHPELCN04_OLDC_FBHOILE01 | 0.799 | HOUETARHNHPELCN04_OLDC | HOUETARHNBHOILE01_OLDC | BHOILE01 | HPELCN04 | ETA_OLDC | BHOILE01_HPELCN04 | 4 | -0.25 | 1 | Supported
HOUETARHNHPELCN04_OLDC_FBHOILE01_D83 | Residential heating technology - Heat pump, Ground source - apartment complex - existing building - distributed level 0.83 | HOUELC, HOUAMB | HOUETARHN_OLDC_DMD | MKr20 | 2030 | 8.6397 | 0.057023 | 0.31991 | [5 empty] | ETA | C | OLD | 3.1259 |  | RHNHPELC | 5 | 0.83333 | HOUETARHNHPELCN04_OLDC_FBHOILE01 | 0.799 | HOUETARHNHPELCN04_OLDC | HOUETARHNBHOILE01_OLDC | BHOILE01 | HPELCN04 | ETA_OLDC | BHOILE01_HPELCN04 | 4 | -0.25 | 1 | Supported
HOUETARHNHPELCN04_OLDC_FBHOILE01_D83 | Residential heating technology - Heat pump, Ground source - apartment complex - existing building - distributed level 0.83 | HOUELC, HOUAMB | HOUETARHN_OLDC_DMD | MKr20 | 2040 | 7.9917 | 0.055864 | 0.30639 | [5 empty] | ETA | C | OLD | 3.2638 |  | RHNHPELC | 5 | 0.83333 | HOUETARHNHPELCN04_OLDC_FBHOILE01 | 0.799 | HOUETARHNHPELCN04_OLDC | HOUETARHNBHOILE01_OLDC | BHOILE01 | HPELCN04 | ETA_OLDC | BHOILE01_HPELCN04 | 4 | -0.25 | 1 | Supported
HOUETARHNHPELCN04_OLDC_FBHOILE01_D83 | Residential heating technology - Heat pump, Ground source - apartment complex - existing building - distributed level 0.83 | HOUELC, HOUAMB | HOUETARHN_OLDC_DMD | MKr20 | 2050 | 7.3437 | 0.054684 | 0.30214 | [5 empty] | ETA | C | OLD | 3.3098 |  | RHNHPELC | 5 | 0.83333 | HOUETARHNHPELCN04_OLDC_FBHOILE01 | 0.799 | HOUETARHNHPELCN04_OLDC | HOUETARHNBHOILE01_OLDC | BHOILE01 | HPELCN04 | ETA_OLDC | BHOILE01_HPELCN04 | 4 | -0.25 | 1 | Supported
HOUETARHNHPELCN03_OLDC_FBHOILE01_D83 | Residential heating technology - Heat pump, Air-to-water - apartment complex - existing building - distributed level 0.83 | HOUELC, HOUAMB | HOUETARHN_OLDC_DMD | MKr20 | 2020 | 10.9094 | 0.0937 | 0.37506 | [5 empty] | ETA | C | OLD | 2.6662 |  | RHNHPELC | 5 | 0.83333 | HOUETARHNHPELCN03_OLDC_FBHOILE01 | 0.799 | HOUETARHNHPELCN03_OLDC | HOUETARHNBHOILE01_OLDC | BHOILE01 | HPELCN03 | ETA_OLDC | BHOILE01_HPELCN03 | 4 | -0.25 | 1 | Supported
HOUETARHNHPELCN03_OLDC_FBHOILE01_D83 | Residential heating technology - Heat pump, Air-to-water - apartment complex - existing building - distributed level 0.83 | HOUELC, HOUAMB | HOUETARHN_OLDC_DMD | MKr20 | 2025 | 9.7685 | 0.093241 | 0.35662 | [5 empty] | ETA | C | OLD | 2.8041 |  | RHNHPELC | 5 | 0.83333 | HOUETARHNHPELCN03_OLDC_FBHOILE01 | 0.799 | HOUETARHNHPELCN03_OLDC | HOUETARHNBHOILE01_OLDC | BHOILE01 | HPELCN03 | ETA_OLDC | BHOILE01_HPELCN03 | 4 | -0.25 | 1 | Supported
HOUETARHNHPELCN03_OLDC_FBHOILE01_D83 | Residential heating technology - Heat pump, Air-to-water - apartment complex - existing building - distributed level 0.83 | HOUELC, HOUAMB | HOUETARHN_OLDC_DMD | MKr20 | 2030 | 8.6277 | 0.092739 | 0.3399 | [5 empty] | ETA | C | OLD | 2.942 |  | RHNHPELC | 5 | 0.83333 | HOUETARHNHPELCN03_OLDC_FBHOILE01 | 0.799 | HOUETARHNHPELCN03_OLDC | HOUETARHNBHOILE01_OLDC | BHOILE01 | HPELCN03 | ETA_OLDC | BHOILE01_HPELCN03 | 4 | -0.25 | 1 | Supported
HOUETARHNHPELCN03_OLDC_FBHOILE01_D83 | Residential heating technology - Heat pump, Air-to-water - apartment complex - existing building - distributed level 0.83 | HOUELC, HOUAMB | HOUETARHN_OLDC_DMD | MKr20 | 2040 | 7.7275 | 0.091581 | 0.32468 | [5 empty] | ETA | C | OLD | 3.0799 |  | RHNHPELC | 5 | 0.83333 | HOUETARHNHPELCN03_OLDC_FBHOILE01 | 0.799 | HOUETARHNHPELCN03_OLDC | HOUETARHNBHOILE01_OLDC | BHOILE01 | HPELCN03 | ETA_OLDC | BHOILE01_HPELCN03 | 4 | -0.25 | 1 | Supported
HOUETARHNHPELCN03_OLDC_FBHOILE01_D83 | Residential heating technology - Heat pump, Air-to-water - apartment complex - existing building - distributed level 0.83 | HOUELC, HOUAMB | HOUETARHN_OLDC_DMD | MKr20 | 2050 | 6.8273 | 0.0904 | 0.31077 | [5 empty] | ETA | C | OLD | 3.2178 |  | RHNHPELC | 5 | 0.83333 | HOUETARHNHPELCN03_OLDC_FBHOILE01 | 0.799 | HOUETARHNHPELCN03_OLDC | HOUETARHNBHOILE01_OLDC | BHOILE01 | HPELCN03 | ETA_OLDC | BHOILE01_HPELCN03 | 4 | -0.25 | 1 | Supported
HOUETARHNHPELCN02_OLDC_FBHOILE01_D83 | Residential heating technology - Heat pump, Air-to-air - single-family house - existing building - distributed level 0.83 | HOUELC, HOUAMB | HOUETARHN_OLDC_DMD | MKr20 | 2020 | 4.557 | 0.20009 | 0.22427 | [5 empty] | ETA | C | OLD | 4.459 |  | RHNHPELC | 5 | 0.83333 | HOUETARHNHPELCN02_OLDC_FBHOILE01 | 0.799 | HOUETARHNHPELCN02_OLDC | HOUETARHNBHOILE01_OLDC | BHOILE01 | HPELCN02 | ETA_OLDC | BHOILE01_HPELCN02 | 5 | 0 | 1.1 | Unlikely
HOUETARHNHPELCN02_OLDC_FBHOILE01_D83 | Residential heating technology - Heat pump, Air-to-air - single-family house - existing building - distributed level 0.83 | HOUELC, HOUAMB | HOUETARHN_OLDC_DMD | MKr20 | 2025 | 4.4456 | 0.13594 | 0.21327 | [5 empty] | ETA | C | OLD | 4.6888 |  | RHNHPELC | 5 | 0.83333 | HOUETARHNHPELCN02_OLDC_FBHOILE01 | 0.799 | HOUETARHNHPELCN02_OLDC | HOUETARHNBHOILE01_OLDC | BHOILE01 | HPELCN02 | ETA_OLDC | BHOILE01_HPELCN02 | 5 | 0 | 1.1 | Unlikely
HOUETARHNHPELCN02_OLDC_FBHOILE01_D83 | Residential heating technology - Heat pump, Air-to-air - single-family house - existing building - distributed level 0.83 | HOUELC, HOUAMB | HOUETARHN_OLDC_DMD | MKr20 | 2030 | 4.3342 | 0.13343 | 0.20522 | [5 empty] | ETA | C | OLD | 4.8727 |  | RHNHPELC | 5 | 0.83333 | HOUETARHNHPELCN02_OLDC_FBHOILE01 | 0.799 | HOUETARHNHPELCN02_OLDC | HOUETARHNBHOILE01_OLDC | BHOILE01 | HPELCN02 | ETA_OLDC | BHOILE01_HPELCN02 | 5 | 0 | 1.1 | Unlikely
HOUETARHNHPELCN02_OLDC_FBHOILE01_D83 | Residential heating technology - Heat pump, Air-to-air - single-family house - existing building - distributed level 0.83 | HOUELC, HOUAMB | HOUETARHN_OLDC_DMD | MKr20 | 2040 | 4.1275 | 0.12877 | 0.19776 | [5 empty] | ETA | C | OLD | 5.0566 |  | RHNHPELC | 5 | 0.83333 | HOUETARHNHPELCN02_OLDC_FBHOILE01 | 0.799 | HOUETARHNHPELCN02_OLDC | HOUETARHNBHOILE01_OLDC | BHOILE01 | HPELCN02 | ETA_OLDC | BHOILE01_HPELCN02 | 5 | 0 | 1.1 | Unlikely
HOUETARHNHPELCN02_OLDC_FBHOILE01_D83 | Residential heating technology - Heat pump, Air-to-air - single-family house - existing building - distributed level 0.83 | HOUELC, HOUAMB | HOUETARHN_OLDC_DMD | MKr20 | 2050 | 3.9207 | 0.12411 | 0.19423 | [5 empty] | ETA | C | OLD | 5.1485 |  | RHNHPELC | 5 | 0.83333 | HOUETARHNHPELCN02_OLDC_FBHOILE01 | 0.799 | HOUETARHNHPELCN02_OLDC | HOUETARHNBHOILE01_OLDC | BHOILE01 | HPELCN02 | ETA_OLDC | BHOILE01_HPELCN02 | 5 | 0 | 1.1 | Unlikely
HOUETARHNDIELCN06_OLDC_FBHOILE01_D83 | Residential heating technology - Electric heating - electric panel from Bauhaus - apartment complex - new building - distributed level 0.83 | HOUELC | HOUETARHN_OLDC_DMD | MKr20 | 2020 | 0.70255 | 0 | [6 empty] | ETA | C | OLD |  |  | RHNDIELC | 5 | 0.83333 | HOUETARHNDIELCN06_OLDC_FBHOILE01 | 0.799 | HOUETARHNDIELCN06_OLDC | HOUETARHNBHOILE01_OLDC | BHOILE01 | DIELCN06 | ETA_OLDC | BHOILE01_DIELCN06 | 5 | 0 | 1.1 | Unlikely
HOUETARHNDIELCN06_OLDC_FBHOILE01_D83 | Residential heating technology - Electric heating - electric panel from Bauhaus - apartment complex - new building - distributed level 0.83 | HOUELC | HOUETARHN_OLDC_DMD | MKr20 | 2025 | 0.70255 | 0 | [6 empty] | ETA | C | OLD |  |  | RHNDIELC | 5 | 0.83333 | HOUETARHNDIELCN06_OLDC_FBHOILE01 | 0.799 | HOUETARHNDIELCN06_OLDC | HOUETARHNBHOILE01_OLDC | BHOILE01 | DIELCN06 | ETA_OLDC | BHOILE01_DIELCN06 | 5 | 0 | 1.1 | Unlikely
HOUETARHNDIELCN06_OLDC_FBHOILE01_D83 | Residential heating technology - Electric heating - electric panel from Bauhaus - apartment complex - new building - distributed level 0.83 | HOUELC | HOUETARHN_OLDC_DMD | MKr20 | 2030 | 0.70255 | 0 | [6 empty] | ETA | C | OLD |  |  | RHNDIELC | 5 | 0.83333 | HOUETARHNDIELCN06_OLDC_FBHOILE01 | 0.799 | HOUETARHNDIELCN06_OLDC | HOUETARHNBHOILE01_OLDC | BHOILE01 | DIELCN06 | ETA_OLDC | BHOILE01_DIELCN06 | 5 | 0 | 1.1 | Unlikely
HOUETARHNDIELCN06_OLDC_FBHOILE01_D83 | Residential heating technology - Electric heating - electric panel from Bauhaus - apartment complex - new building - distributed level 0.83 | HOUELC | HOUETARHN_OLDC_DMD | MKr20 | 2040 | 0.70255 | 0 | [6 empty] | ETA | C | OLD |  |  | RHNDIELC | 5 | 0.83333 | HOUETARHNDIELCN06_OLDC_FBHOILE01 | 0.799 | HOUETARHNDIELCN06_OLDC | HOUETARHNBHOILE01_OLDC | BHOILE01 | DIELCN06 | ETA_OLDC | BHOILE01_DIELCN06 | 5 | 0 | 1.1 | Unlikely
HOUETARHNDIELCN06_OLDC_FBHOILE01_D83 | Residential heating technology - Electric heating - electric panel from Bauhaus - apartment complex - new building - distributed level 0.83 | HOUELC | HOUETARHN_OLDC_DMD | MKr20 | 2050 | 0.70255 | 0 | [6 empty] | ETA | C | OLD |  |  | RHNDIELC | 5 | 0.83333 | HOUETARHNDIELCN06_OLDC_FBHOILE01 | 0.799 | HOUETARHNDIELCN06_OLDC | HOUETARHNBHOILE01_OLDC | BHOILE01 | DIELCN06 | ETA_OLDC | BHOILE01_DIELCN06 | 5 | 0 | 1.1 | Unlikely
HOUETARHNDIELCN01_OLDC_FBHOILE01_D83 | Residential heating technology - Electric heating - apartment complex - new building - distributed level 0.83 | HOUELC | HOUETARHN_OLDC_DMD | MKr20 | 2020 | 6.5252 | 0.0026494 | [6 empty] | ETA | C | OLD |  |  | RHNDIELC | 5 | 0.83333 | HOUETARHNDIELCN01_OLDC_FBHOILE01 | 0.799 | HOUETARHNDIELCN01_OLDC | HOUETARHNBHOILE01_OLDC | BHOILE01 | DIELCN01 | ETA_OLDC | BHOILE01_DIELCN01 | 5 | 0 | 1.1 | Unlikely
HOUETARHNDIELCN01_OLDC_FBHOILE01_D83 | Residential heating technology - Electric heating - apartment complex - new building - distributed level 0.83 | HOUELC | HOUETARHN_OLDC_DMD | MKr20 | 2025 | 6.3637 | 0.0025413 | [6 empty] | ETA | C | OLD |  |  | RHNDIELC | 5 | 0.83333 | HOUETARHNDIELCN01_OLDC_FBHOILE01 | 0.799 | HOUETARHNDIELCN01_OLDC | HOUETARHNBHOILE01_OLDC | BHOILE01 | DIELCN01 | ETA_OLDC | BHOILE01_DIELCN01 | 5 | 0 | 1.1 | Unlikely
HOUETARHNDIELCN01_OLDC_FBHOILE01_D83 | Residential heating technology - Electric heating - apartment complex - new building - distributed level 0.83 | HOUELC | HOUETARHN_OLDC_DMD | MKr20 | 2030 | 6.2062 | 0.0024872 | [6 empty] | ETA | C | OLD |  |  | RHNDIELC | 5 | 0.83333 | HOUETARHNDIELCN01_OLDC_FBHOILE01 | 0.799 | HOUETARHNDIELCN01_OLDC | HOUETARHNBHOILE01_OLDC | BHOILE01 | DIELCN01 | ETA_OLDC | BHOILE01_DIELCN01 | 5 | 0 | 1.1 | Unlikely
HOUETARHNDIELCN01_OLDC_FBHOILE01_D83 | Residential heating technology - Electric heating - apartment complex - new building - distributed level 0.83 | HOUELC | HOUETARHN_OLDC_DMD | MKr20 | 2040 | 5.9028 | 0.0023791 | [6 empty] | ETA | C | OLD |  |  | RHNDIELC | 5 | 0.83333 | HOUETARHNDIELCN01_OLDC_FBHOILE01 | 0.799 | HOUETARHNDIELCN01_OLDC | HOUETARHNBHOILE01_OLDC | BHOILE01 | DIELCN01 | ETA_OLDC | BHOILE01_DIELCN01 | 5 | 0 | 1.1 | Unlikely
HOUETARHNDIELCN01_OLDC_FBHOILE01_D83 | Residential heating technology - Electric heating - apartment complex - new building - distributed level 0.83 | HOUELC | HOUETARHN_OLDC_DMD | MKr20 | 2050 | 5.6142 | 0.0022709 | [6 empty] | ETA | C | OLD |  |  | RHNDIELC | 5 | 0.83333 | HOUETARHNDIELCN01_OLDC_FBHOILE01 | 0.799 | HOUETARHNDIELCN01_OLDC | HOUETARHNBHOILE01_OLDC | BHOILE01 | DIELCN01 | ETA_OLDC | BHOILE01_DIELCN01 | 5 | 0 | 1.1 | Unlikely
HOUETARHNBHWPEN01_OLDC_FBHOILE01_D83 | Residential heating technology - Biomass boiler, automatic stoking , wood pellets or wood chips - apartment complex - existing building - distributed level 0.83 | HOUWPE | HOUETARHN_OLDC_DMD | MKr20 | 2020 | 1.661 | 0.032472 |  | 25 | 14 | 70 | 2 | 4 | ETA | C | OLD |  |  | RHNBHWPE | 5 | 0.83333 | HOUETARHNBHWPEN01_OLDC_FBHOILE01 | 0.799 | HOUETARHNBHWPEN01_OLDC | HOUETARHNBHOILE01_OLDC | BHOILE01 | BHWPEN01 | ETA_OLDC | BHOILE01_BHWPEN01 | 6 | 0 | 1 | New
HOUETARHNBHWPEN01_OLDC_FBHOILE01_D83 | Residential heating technology - Biomass boiler, automatic stoking , wood pellets or wood chips - apartment complex - existing building - distributed level 0.83 | HOUWPE | HOUETARHN_OLDC_DMD | MKr20 | 2025 | 1.6199 | 0.032242 |  | 25 | 14 | 60 | 2 | 4 | ETA | C | OLD |  |  | RHNBHWPE | 5 | 0.83333 | HOUETARHNBHWPEN01_OLDC_FBHOILE01 | 0.799 | HOUETARHNBHWPEN01_OLDC | HOUETARHNBHOILE01_OLDC | BHOILE01 | BHWPEN01 | ETA_OLDC | BHOILE01_BHWPEN01 | 6 | 0 | 1 | New
HOUETARHNBHWPEN01_OLDC_FBHOILE01_D83 | Residential heating technology - Biomass boiler, automatic stoking , wood pellets or wood chips - apartment complex - existing building - distributed level 0.83 | HOUWPE | HOUETARHN_OLDC_DMD | MKr20 | 2030 | 1.5798 | 0.032386 |  | 25 | 11 | 50 | 1 | 4 | ETA | C | OLD |  |  | RHNBHWPE | 5 | 0.83333 | HOUETARHNBHWPEN01_OLDC_FBHOILE01 | 0.799 | HOUETARHNBHWPEN01_OLDC | HOUETARHNBHOILE01_OLDC | BHOILE01 | BHWPEN01 | ETA_OLDC | BHOILE01_BHWPEN01 | 6 | 0 | 1 | New
HOUETARHNBHWPEN01_OLDC_FBHOILE01_D83 | Residential heating technology - Biomass boiler, automatic stoking , wood pellets or wood chips - apartment complex - existing building - distributed level 0.83 | HOUWPE | HOUETARHN_OLDC_DMD | MKr20 | 2040 | 1.5026 | 0.031352 |  | 25 | 9 | 45 | 1 | 4 | ETA | C | OLD |  |  | RHNBHWPE | 5 | 0.83333 | HOUETARHNBHWPEN01_OLDC_FBHOILE01 | 0.799 | HOUETARHNBHWPEN01_OLDC | HOUETARHNBHOILE01_OLDC | BHOILE01 | BHWPEN01 | ETA_OLDC | BHOILE01_BHWPEN01 | 6 | 0 | 1 | New
HOUETARHNBHWPEN01_OLDC_FBHOILE01_D83 | Residential heating technology - Biomass boiler, automatic stoking , wood pellets or wood chips - apartment complex - existing building - distributed level 0.83 | HOUWPE | HOUETARHN_OLDC_DMD | MKr20 | 2050 | 1.4291 | 0.030002 |  | 25 | 9 | 40 | 0 | 4 | ETA | C | OLD |  |  | RHNBHWPE | 5 | 0.83333 | HOUETARHNBHWPEN01_OLDC_FBHOILE01 | 0.799 | HOUETARHNBHWPEN01_OLDC | HOUETARHNBHOILE01_OLDC | BHOILE01 | BHWPEN01 | ETA_OLDC | BHOILE01_BHWPEN01 | 6 | 0 | 1 | New
HOUETARHNBHSOLN01_OLDC_FBHOILE01_D83 | Residential heating technology - Solar heating system - apartment complex - existing building - distributed level 0.83 | HOUSOL | HOUETARHN_OLDC_DMD | MKr20 | 2020 | 5.5059 | 0.025768 | [6 empty] | ETA | C | OLD |  |  | RHNBHSOL | 5 | 0.83333 | HOUETARHNBHSOLN01_OLDC_FBHOILE01 | 0.799 | HOUETARHNBHSOLN01_OLDC | HOUETARHNBHOILE01_OLDC | BHOILE01 | BHSOLN01 | ETA_OLDC | BHOILE01_BHSOLN01 | 5 | 0 | 1.1 | Unlikely
HOUETARHNBHSOLN01_OLDC_FBHOILE01_D83 | Residential heating technology - Solar heating system - apartment complex - existing building - distributed level 0.83 | HOUSOL | HOUETARHN_OLDC_DMD | MKr20 | 2025 | 5.268 | 0.027313 | [6 empty] | ETA | C | OLD |  |  | RHNBHSOL | 5 | 0.83333 | HOUETARHNBHSOLN01_OLDC_FBHOILE01 | 0.799 | HOUETARHNBHSOLN01_OLDC | HOUETARHNBHOILE01_OLDC | BHOILE01 | BHSOLN01 | ETA_OLDC | BHOILE01_BHSOLN01 | 5 | 0 | 1.1 | Unlikely
HOUETARHNBHSOLN01_OLDC_FBHOILE01_D83 | Residential heating technology - Solar heating system - apartment complex - existing building - distributed level 0.83 | HOUSOL | HOUETARHN_OLDC_DMD | MKr20 | 2030 | 5.0301 | 0.0279 | [6 empty] | ETA | C | OLD |  |  | RHNBHSOL | 5 | 0.83333 | HOUETARHNBHSOLN01_OLDC_FBHOILE01 | 0.799 | HOUETARHNBHSOLN01_OLDC | HOUETARHNBHOILE01_OLDC | BHOILE01 | BHSOLN01 | ETA_OLDC | BHOILE01_BHSOLN01 | 5 | 0 | 1.1 | Unlikely
HOUETARHNBHSOLN01_OLDC_FBHOILE01_D83 | Residential heating technology - Solar heating system - apartment complex - existing building - distributed level 0.83 | HOUSOL | HOUETARHN_OLDC_DMD | MKr20 | 2040 | 4.7922 | 0.027143 | [6 empty] | ETA | C | OLD |  |  | RHNBHSOL | 5 | 0.83333 | HOUETARHNBHSOLN01_OLDC_FBHOILE01 | 0.799 | HOUETARHNBHSOLN01_OLDC | HOUETARHNBHOILE01_OLDC | BHOILE01 | BHSOLN01 | ETA_OLDC | BHOILE01_BHSOLN01 | 5 | 0 | 1.1 | Unlikely
HOUETARHNBHSOLN01_OLDC_FBHOILE01_D83 | Residential heating technology - Solar heating system - apartment complex - existing building - distributed level 0.83 | HOUSOL | HOUETARHN_OLDC_DMD | MKr20 | 2050 | 4.5542 | 0.025768 | [6 empty] | ETA | C | OLD |  |  | RHNBHSOL | 5 | 0.83333 | HOUETARHNBHSOLN01_OLDC_FBHOILE01 | 0.799 | HOUETARHNBHSOLN01_OLDC | HOUETARHNBHOILE01_OLDC | BHOILE01 | BHSOLN01 | ETA_OLDC | BHOILE01_BHSOLN01 | 5 | 0 | 1.1 | Unlikely
HOUETARHNBHOILN01_OLDC_FBHOILE01_D83 | Residential heating technology - Oil boiler (mineral oil fired, < 10 % FAME) - apartment complex - existing building - distributed level 0.83 | HOUOIL, HOUDSB, HOUDSE | HOUETARHN_OLDC_DMD | MKr20 | 2020 | 0.63462 | 0.022467 |  | 6.7 | 5 | 52 | 0 | 0 | ETA | C | OLD |  |  | RHNBHOIL | 5 | 0.83333 | HOUETARHNBHOILN01_OLDC_FBHOILE01 | 0.799 | HOUETARHNBHOILN01_OLDC | HOUETARHNBHOILE01_OLDC | BHOILE01 | BHOILN01 | ETA_OLDC | BHOILE01_BHOILN01 | 2 | 0 | 0.9 | Same
HOUETARHNBHOILN01_OLDC_FBHOILE01_D83 | Residential heating technology - Oil boiler (mineral oil fired, < 10 % FAME) - apartment complex - existing building - distributed level 0.83 | HOUOIL, HOUDSB, HOUDSE | HOUETARHN_OLDC_DMD | MKr20 | 2025 | 0.61891 | 0.022554 |  | 6.7 | 5 | 52 | 0 | 0 | ETA | C | OLD |  |  | RHNBHOIL | 5 | 0.83333 | HOUETARHNBHOILN01_OLDC_FBHOILE01 | 0.799 | HOUETARHNBHOILN01_OLDC | HOUETARHNBHOILE01_OLDC | BHOILE01 | BHOILN01 | ETA_OLDC | BHOILE01_BHOILN01 | 2 | 0 | 0.9 | Same
HOUETARHNBHOILN01_OLDC_FBHOILE01_D83 | Residential heating technology - Oil boiler (mineral oil fired, < 10 % FAME) - apartment complex - existing building - distributed level 0.83 | HOUOIL, HOUDSB, HOUDSE | HOUETARHN_OLDC_DMD | MKr20 | 2030 | 0.60359 | 0.022881 |  | 6.7 | 5 | 52 | 0 | 0 | ETA | C | OLD |  |  | RHNBHOIL | 5 | 0.83333 | HOUETARHNBHOILN01_OLDC_FBHOILE01 | 0.799 | HOUETARHNBHOILN01_OLDC | HOUETARHNBHOILE01_OLDC | BHOILE01 | BHOILN01 | ETA_OLDC | BHOILE01_BHOILN01 | 2 | 0 | 0.9 | Same
HOUETARHNBHOILN01_OLDC_FBHOILE01_D83 | Residential heating technology - Oil boiler (mineral oil fired, < 10 % FAME) - apartment complex - existing building - distributed level 0.83 | HOUOIL, HOUDSB, HOUDSE | HOUETARHN_OLDC_DMD | MKr20 | 2040 | 0.57408 | 0.023091 |  | 6.7 | 5 | 52 | 0 | 0 | ETA | C | OLD |  |  | RHNBHOIL | 5 | 0.83333 | HOUETARHNBHOILN01_OLDC_FBHOILE01 | 0.799 | HOUETARHNBHOILN01_OLDC | HOUETARHNBHOILE01_OLDC | BHOILE01 | BHOILN01 | ETA_OLDC | BHOILE01_BHOILN01 | 2 | 0 | 0.9 | Same
HOUETARHNBHOILN01_OLDC_FBHOILE01_D83 | Residential heating technology - Oil boiler (mineral oil fired, < 10 % FAME) - apartment complex - existing building - distributed level 0.83 | HOUOIL, HOUDSB, HOUDSE | HOUETARHN_OLDC_DMD | MKr20 | 2050 | 0.54601 | 0.023283 |  | 6.7 | 5 | 52 | 0 | 0 | ETA | C | OLD |  |  | RHNBHOIL | 5 | 0.83333 | HOUETARHNBHOILN01_OLDC_FBHOILE01 | 0.799 | HOUETARHNBHOILN01_OLDC | HOUETARHNBHOILE01_OLDC | BHOILE01 | BHOILN01 | ETA_OLDC | BHOILE01_BHOILN01 | 2 | 0 | 0.9 | Same
HOUETARHNBHDHCN03_OLDC_FBHOILE01_D83 | Residential heating technology - Direct district heating substation - plus connection pipe - apartment complex - existing building - distributed level 0.83 | HOUDHC | HOUETARHN_OLDC_DMD | MKr20 | 2020 | 0.35289 | 0.0019206 | [6 empty] | ETA | C | OLD |  |  | RHNBHDHC | 5 | 0.83333 | HOUETARHNBHDHCN03_OLDC_FBHOILE01 | 0.799 | HOUETARHNBHDHCN03_OLDC | HOUETARHNBHOILE01_OLDC | BHOILE01 | BHDHCN03 | ETA_OLDC | BHOILE01_BHDHCN03 | 6 | 0 | 1 | New
HOUETARHNBHDHCN03_OLDC_FBHOILE01_D83 | Residential heating technology - Direct district heating substation - plus connection pipe - apartment complex - existing building - distributed level 0.83 | HOUDHC | HOUETARHN_OLDC_DMD | MKr20 | 2025 | 0.3463 | 0.0019465 | [6 empty] | ETA | C | OLD |  |  | RHNBHDHC | 5 | 0.83333 | HOUETARHNBHDHCN03_OLDC_FBHOILE01 | 0.799 | HOUETARHNBHDHCN03_OLDC | HOUETARHNBHOILE01_OLDC | BHOILE01 | BHDHCN03 | ETA_OLDC | BHOILE01_BHDHCN03 | 6 | 0 | 1 | New
HOUETARHNBHDHCN03_OLDC_FBHOILE01_D83 | Residential heating technology - Direct district heating substation - plus connection pipe - apartment complex - existing building - distributed level 0.83 | HOUDHC | HOUETARHN_OLDC_DMD | MKr20 | 2030 | 0.33987 | 0.0019179 | [6 empty] | ETA | C | OLD |  |  | RHNBHDHC | 5 | 0.83333 | HOUETARHNBHDHCN03_OLDC_FBHOILE01 | 0.799 | HOUETARHNBHDHCN03_OLDC | HOUETARHNBHOILE01_OLDC | BHOILE01 | BHDHCN03 | ETA_OLDC | BHOILE01_BHDHCN03 | 6 | 0 | 1 | New
HOUETARHNBHDHCN03_OLDC_FBHOILE01_D83 | Residential heating technology - Direct district heating substation - plus connection pipe - apartment complex - existing building - distributed level 0.83 | HOUDHC | HOUETARHN_OLDC_DMD | MKr20 | 2040 | 0.32748 | 0.0018597 | [6 empty] | ETA | C | OLD |  |  | RHNBHDHC | 5 | 0.83333 | HOUETARHNBHDHCN03_OLDC_FBHOILE01 | 0.799 | HOUETARHNBHDHCN03_OLDC | HOUETARHNBHOILE01_OLDC | BHOILE01 | BHDHCN03 | ETA_OLDC | BHOILE01_BHDHCN03 | 6 | 0 | 1 | New
HOUETARHNBHDHCN03_OLDC_FBHOILE01_D83 | Residential heating technology - Direct district heating substation - plus connection pipe - apartment complex - existing building - distributed level 0.83 | HOUDHC | HOUETARHN_OLDC_DMD | MKr20 | 2050 | 0.3157 | 0.0017854 | [6 empty] | ETA | C | OLD |  |  | RHNBHDHC | 5 | 0.83333 | HOUETARHNBHDHCN03_OLDC_FBHOILE01 | 0.799 | HOUETARHNBHDHCN03_OLDC | HOUETARHNBHOILE01_OLDC | BHOILE01 | BHDHCN03 | ETA_OLDC | BHOILE01_BHDHCN03 | 6 | 0 | 1 | New
HOUETARHNHPELCN05_OLDD_FBHOILE01_D83 | Residential heating technology - Heat pump, Air-to-water - leasing - apartment complex - existing building - distributed level 0.83 | HOUELC, HOUAMB | HOUETARHN_OLDD_DMD | MKr20 | 2020 | 5.4547 | 0.39127 | 0.37506 | [5 empty] | ETA | D | OLD | 2.6662 |  | RHNHPELC | 5 | 0.83333 | HOUETARHNHPELCN05_OLDD_FBHOILE01 | 0.799 | HOUETARHNHPELCN05_OLDD | HOUETARHNBHOILE01_OLDD | BHOILE01 | HPELCN05 | ETA_OLDD | BHOILE01_HPELCN05 | 4 | -0.25 | 1 | Supported
HOUETARHNHPELCN05_OLDD_FBHOILE01_D83 | Residential heating technology - Heat pump, Air-to-water - leasing - apartment complex - existing building - distributed level 0.83 | HOUELC, HOUAMB | HOUETARHN_OLDD_DMD | MKr20 | 2025 | 4.8843 | 0.35969 | 0.35662 | [5 empty] | ETA | D | OLD | 2.8041 |  | RHNHPELC | 5 | 0.83333 | HOUETARHNHPELCN05_OLDD_FBHOILE01 | 0.799 | HOUETARHNHPELCN05_OLDD | HOUETARHNBHOILE01_OLDD | BHOILE01 | HPELCN05 | ETA_OLDD | BHOILE01_HPELCN05 | 4 | -0.25 | 1 | Supported
HOUETARHNHPELCN05_OLDD_FBHOILE01_D83 | Residential heating technology - Heat pump, Air-to-water - leasing - apartment complex - existing building - distributed level 0.83 | HOUELC, HOUAMB | HOUETARHN_OLDD_DMD | MKr20 | 2030 | 4.3139 | 0.32807 | 0.3399 | [5 empty] | ETA | D | OLD | 2.942 |  | RHNHPELC | 5 | 0.83333 | HOUETARHNHPELCN05_OLDD_FBHOILE01 | 0.799 | HOUETARHNHPELCN05_OLDD | HOUETARHNBHOILE01_OLDD | BHOILE01 | HPELCN05 | ETA_OLDD | BHOILE01_HPELCN05 | 4 | -0.25 | 1 | Supported
HOUETARHNHPELCN05_OLDD_FBHOILE01_D83 | Residential heating technology - Heat pump, Air-to-water - leasing - apartment complex - existing building - distributed level 0.83 | HOUELC, HOUAMB | HOUETARHN_OLDD_DMD | MKr20 | 2040 | 3.8638 | 0.30236 | 0.32468 | [5 empty] | ETA | D | OLD | 3.0799 |  | RHNHPELC | 5 | 0.83333 | HOUETARHNHPELCN05_OLDD_FBHOILE01 | 0.799 | HOUETARHNHPELCN05_OLDD | HOUETARHNBHOILE01_OLDD | BHOILE01 | HPELCN05 | ETA_OLDD | BHOILE01_HPELCN05 | 4 | -0.25 | 1 | Supported
HOUETARHNHPELCN05_OLDD_FBHOILE01_D83 | Residential heating technology - Heat pump, Air-to-water - leasing - apartment complex - existing building - distributed level 0.83 | HOUELC, HOUAMB | HOUETARHN_OLDD_DMD | MKr20 | 2050 | 3.4137 | 0.27662 | 0.31077 | [5 empty] | ETA | D | OLD | 3.2178 |  | RHNHPELC | 5 | 0.83333 | HOUETARHNHPELCN05_OLDD_FBHOILE01 | 0.799 | HOUETARHNHPELCN05_OLDD | HOUETARHNBHOILE01_OLDD | BHOILE01 | HPELCN05 | ETA_OLDD | BHOILE01_HPELCN05 | 4 | -0.25 | 1 | Supported
HOUETARHNHPELCN04_OLDD_FBHOILE01_D83 | Residential heating technology - Heat pump, Ground source - apartment complex - existing building - distributed level 0.83 | HOUELC, HOUAMB | HOUETARHN_OLDD_DMD | MKr20 | 2020 | 10.1643 | 0.057983 | 0.3399 | [5 empty] | ETA | D | OLD | 2.942 |  | RHNHPELC | 5 | 0.83333 | HOUETARHNHPELCN04_OLDD_FBHOILE01 | 0.799 | HOUETARHNHPELCN04_OLDD | HOUETARHNBHOILE01_OLDD | BHOILE01 | HPELCN04 | ETA_OLDD | BHOILE01_HPELCN04 | 4 | -0.25 | 1 | Supported
HOUETARHNHPELCN04_OLDD_FBHOILE01_D83 | Residential heating technology - Heat pump, Ground source - apartment complex - existing building - distributed level 0.83 | HOUELC, HOUAMB | HOUETARHN_OLDD_DMD | MKr20 | 2025 | 9.402 | 0.057525 | 0.3296 | [5 empty] | ETA | D | OLD | 3.034 |  | RHNHPELC | 5 | 0.83333 | HOUETARHNHPELCN04_OLDD_FBHOILE01 | 0.799 | HOUETARHNHPELCN04_OLDD | HOUETARHNBHOILE01_OLDD | BHOILE01 | HPELCN04 | ETA_OLDD | BHOILE01_HPELCN04 | 4 | -0.25 | 1 | Supported
HOUETARHNHPELCN04_OLDD_FBHOILE01_D83 | Residential heating technology - Heat pump, Ground source - apartment complex - existing building - distributed level 0.83 | HOUELC, HOUAMB | HOUETARHN_OLDD_DMD | MKr20 | 2030 | 8.6397 | 0.057023 | 0.31991 | [5 empty] | ETA | D | OLD | 3.1259 |  | RHNHPELC | 5 | 0.83333 | HOUETARHNHPELCN04_OLDD_FBHOILE01 | 0.799 | HOUETARHNHPELCN04_OLDD | HOUETARHNBHOILE01_OLDD | BHOILE01 | HPELCN04 | ETA_OLDD | BHOILE01_HPELCN04 | 4 | -0.25 | 1 | Supported
HOUETARHNHPELCN04_OLDD_FBHOILE01_D83 | Residential heating technology - Heat pump, Ground source - apartment complex - existing building - distributed level 0.83 | HOUELC, HOUAMB | HOUETARHN_OLDD_DMD | MKr20 | 2040 | 7.9917 | 0.055864 | 0.30639 | [5 empty] | ETA | D | OLD | 3.2638 |  | RHNHPELC | 5 | 0.83333 | HOUETARHNHPELCN04_OLDD_FBHOILE01 | 0.799 | HOUETARHNHPELCN04_OLDD | HOUETARHNBHOILE01_OLDD | BHOILE01 | HPELCN04 | ETA_OLDD | BHOILE01_HPELCN04 | 4 | -0.25 | 1 | Supported
HOUETARHNHPELCN04_OLDD_FBHOILE01_D83 | Residential heating technology - Heat pump, Ground source - apartment complex - existing building - distributed level 0.83 | HOUELC, HOUAMB | HOUETARHN_OLDD_DMD | MKr20 | 2050 | 7.3437 | 0.054684 | 0.30214 | [5 empty] | ETA | D | OLD | 3.3098 |  | RHNHPELC | 5 | 0.83333 | HOUETARHNHPELCN04_OLDD_FBHOILE01 | 0.799 | HOUETARHNHPELCN04_OLDD | HOUETARHNBHOILE01_OLDD | BHOILE01 | HPELCN04 | ETA_OLDD | BHOILE01_HPELCN04 | 4 | -0.25 | 1 | Supported
HOUETARHNHPELCN03_OLDD_FBHOILE01_D83 | Residential heating technology - Heat pump, Air-to-water - apartment complex - existing building - distributed level 0.83 | HOUELC, HOUAMB | HOUETARHN_OLDD_DMD | MKr20 | 2020 | 10.9094 | 0.0937 | 0.37506 | [5 empty] | ETA | D | OLD | 2.6662 |  | RHNHPELC | 5 | 0.83333 | HOUETARHNHPELCN03_OLDD_FBHOILE01 | 0.799 | HOUETARHNHPELCN03_OLDD | HOUETARHNBHOILE01_OLDD | BHOILE01 | HPELCN03 | ETA_OLDD | BHOILE01_HPELCN03 | 4 | -0.25 | 1 | Supported
HOUETARHNHPELCN03_OLDD_FBHOILE01_D83 | Residential heating technology - Heat pump, Air-to-water - apartment complex - existing building - distributed level 0.83 | HOUELC, HOUAMB | HOUETARHN_OLDD_DMD | MKr20 | 2025 | 9.7685 | 0.093241 | 0.35662 | [5 empty] | ETA | D | OLD | 2.8041 |  | RHNHPELC | 5 | 0.83333 | HOUETARHNHPELCN03_OLDD_FBHOILE01 | 0.799 | HOUETARHNHPELCN03_OLDD | HOUETARHNBHOILE01_OLDD | BHOILE01 | HPELCN03 | ETA_OLDD | BHOILE01_HPELCN03 | 4 | -0.25 | 1 | Supported
HOUETARHNHPELCN03_OLDD_FBHOILE01_D83 | Residential heating technology - Heat pump, Air-to-water - apartment complex - existing building - distributed level 0.83 | HOUELC, HOUAMB | HOUETARHN_OLDD_DMD | MKr20 | 2030 | 8.6277 | 0.092739 | 0.3399 | [5 empty] | ETA | D | OLD | 2.942 |  | RHNHPELC | 5 | 0.83333 | HOUETARHNHPELCN03_OLDD_FBHOILE01 | 0.799 | HOUETARHNHPELCN03_OLDD | HOUETARHNBHOILE01_OLDD | BHOILE01 | HPELCN03 | ETA_OLDD | BHOILE01_HPELCN03 | 4 | -0.25 | 1 | Supported
HOUETARHNHPELCN03_OLDD_FBHOILE01_D83 | Residential heating technology - Heat pump, Air-to-water - apartment complex - existing building - distributed level 0.83 | HOUELC, HOUAMB | HOUETARHN_OLDD_DMD | MKr20 | 2040 | 7.7275 | 0.091581 | 0.32468 | [5 empty] | ETA | D | OLD | 3.0799 |  | RHNHPELC | 5 | 0.83333 | HOUETARHNHPELCN03_OLDD_FBHOILE01 | 0.799 | HOUETARHNHPELCN03_OLDD | HOUETARHNBHOILE01_OLDD | BHOILE01 | HPELCN03 | ETA_OLDD | BHOILE01_HPELCN03 | 4 | -0.25 | 1 | Supported
HOUETARHNHPELCN03_OLDD_FBHOILE01_D83 | Residential heating technology - Heat pump, Air-to-water - apartment complex - existing building - distributed level 0.83 | HOUELC, HOUAMB | HOUETARHN_OLDD_DMD | MKr20 | 2050 | 6.8273 | 0.0904 | 0.31077 | [5 empty] | ETA | D | OLD | 3.2178 |  | RHNHPELC | 5 | 0.83333 | HOUETARHNHPELCN03_OLDD_FBHOILE01 | 0.799 | HOUETARHNHPELCN03_OLDD | HOUETARHNBHOILE01_OLDD | BHOILE01 | HPELCN03 | ETA_OLDD | BHOILE01_HPELCN03 | 4 | -0.25 | 1 | Supported
HOUETARHNHPELCN02_OLDD_FBHOILE01_D83 | Residential heating technology - Heat pump, Air-to-air - single-family house - existing building - distributed level 0.83 | HOUELC, HOUAMB | HOUETARHN_OLDD_DMD | MKr20 | 2020 | 4.557 | 0.20009 | 0.22427 | [5 empty] | ETA | D | OLD | 4.459 |  | RHNHPELC | 5 | 0.83333 | HOUETARHNHPELCN02_OLDD_FBHOILE01 | 0.799 | HOUETARHNHPELCN02_OLDD | HOUETARHNBHOILE01_OLDD | BHOILE01 | HPELCN02 | ETA_OLDD | BHOILE01_HPELCN02 | 5 | 0 | 1.1 | Unlikely
HOUETARHNHPELCN02_OLDD_FBHOILE01_D83 | Residential heating technology - Heat pump, Air-to-air - single-family house - existing building - distributed level 0.83 | HOUELC, HOUAMB | HOUETARHN_OLDD_DMD | MKr20 | 2025 | 4.4456 | 0.13594 | 0.21327 | [5 empty] | ETA | D | OLD | 4.6888 |  | RHNHPELC | 5 | 0.83333 | HOUETARHNHPELCN02_OLDD_FBHOILE01 | 0.799 | HOUETARHNHPELCN02_OLDD | HOUETARHNBHOILE01_OLDD | BHOILE01 | HPELCN02 | ETA_OLDD | BHOILE01_HPELCN02 | 5 | 0 | 1.1 | Unlikely
HOUETARHNHPELCN02_OLDD_FBHOILE01_D83 | Residential heating technology - Heat pump, Air-to-air - single-family house - existing building - distributed level 0.83 | HOUELC, HOUAMB | HOUETARHN_OLDD_DMD | MKr20 | 2030 | 4.3342 | 0.13343 | 0.20522 | [5 empty] | ETA | D | OLD | 4.8727 |  | RHNHPELC | 5 | 0.83333 | HOUETARHNHPELCN02_OLDD_FBHOILE01 | 0.799 | HOUETARHNHPELCN02_OLDD | HOUETARHNBHOILE01_OLDD | BHOILE01 | HPELCN02 | ETA_OLDD | BHOILE01_HPELCN02 | 5 | 0 | 1.1 | Unlikely
HOUETARHNHPELCN02_OLDD_FBHOILE01_D83 | Residential heating technology - Heat pump, Air-to-air - single-family house - existing building - distributed level 0.83 | HOUELC, HOUAMB | HOUETARHN_OLDD_DMD | MKr20 | 2040 | 4.1275 | 0.12877 | 0.19776 | [5 empty] | ETA | D | OLD | 5.0566 |  | RHNHPELC | 5 | 0.83333 | HOUETARHNHPELCN02_OLDD_FBHOILE01 | 0.799 | HOUETARHNHPELCN02_OLDD | HOUETARHNBHOILE01_OLDD | BHOILE01 | HPELCN02 | ETA_OLDD | BHOILE01_HPELCN02 | 5 | 0 | 1.1 | Unlikely
HOUETARHNHPELCN02_OLDD_FBHOILE01_D83 | Residential heating technology - Heat pump, Air-to-air - single-family house - existing building - distributed level 0.83 | HOUELC, HOUAMB | HOUETARHN_OLDD_DMD | MKr20 | 2050 | 3.9207 | 0.12411 | 0.19423 | [5 empty] | ETA | D | OLD | 5.1485 |  | RHNHPELC | 5 | 0.83333 | HOUETARHNHPELCN02_OLDD_FBHOILE01 | 0.799 | HOUETARHNHPELCN02_OLDD | HOUETARHNBHOILE01_OLDD | BHOILE01 | HPELCN02 | ETA_OLDD | BHOILE01_HPELCN02 | 5 | 0 | 1.1 | Unlikely
HOUETARHNDIELCN06_OLDD_FBHOILE01_D83 | Residential heating technology - Electric heating - electric panel from Bauhaus - apartment complex - new building - distributed level 0.83 | HOUELC | HOUETARHN_OLDD_DMD | MKr20 | 2020 | 0.70255 | 0 | [6 empty] | ETA | D | OLD |  |  | RHNDIELC | 5 | 0.83333 | HOUETARHNDIELCN06_OLDD_FBHOILE01 | 0.799 | HOUETARHNDIELCN06_OLDD | HOUETARHNBHOILE01_OLDD | BHOILE01 | DIELCN06 | ETA_OLDD | BHOILE01_DIELCN06 | 5 | 0 | 1.1 | Unlikely
HOUETARHNDIELCN06_OLDD_FBHOILE01_D83 | Residential heating technology - Electric heating - electric panel from Bauhaus - apartment complex - new building - distributed level 0.83 | HOUELC | HOUETARHN_OLDD_DMD | MKr20 | 2025 | 0.70255 | 0 | [6 empty] | ETA | D | OLD |  |  | RHNDIELC | 5 | 0.83333 | HOUETARHNDIELCN06_OLDD_FBHOILE01 | 0.799 | HOUETARHNDIELCN06_OLDD | HOUETARHNBHOILE01_OLDD | BHOILE01 | DIELCN06 | ETA_OLDD | BHOILE01_DIELCN06 | 5 | 0 | 1.1 | Unlikely
HOUETARHNDIELCN06_OLDD_FBHOILE01_D83 | Residential heating technology - Electric heating - electric panel from Bauhaus - apartment complex - new building - distributed level 0.83 | HOUELC | HOUETARHN_OLDD_DMD | MKr20 | 2030 | 0.70255 | 0 | [6 empty] | ETA | D | OLD |  |  | RHNDIELC | 5 | 0.83333 | HOUETARHNDIELCN06_OLDD_FBHOILE01 | 0.799 | HOUETARHNDIELCN06_OLDD | HOUETARHNBHOILE01_OLDD | BHOILE01 | DIELCN06 | ETA_OLDD | BHOILE01_DIELCN06 | 5 | 0 | 1.1 | Unlikely
HOUETARHNDIELCN06_OLDD_FBHOILE01_D83 | Residential heating technology - Electric heating - electric panel from Bauhaus - apartment complex - new building - distributed level 0.83 | HOUELC | HOUETARHN_OLDD_DMD | MKr20 | 2040 | 0.70255 | 0 | [6 empty] | ETA | D | OLD |  |  | RHNDIELC | 5 | 0.83333 | HOUETARHNDIELCN06_OLDD_FBHOILE01 | 0.799 | HOUETARHNDIELCN06_OLDD | HOUETARHNBHOILE01_OLDD | BHOILE01 | DIELCN06 | ETA_OLDD | BHOILE01_DIELCN06 | 5 | 0 | 1.1 | Unlikely
HOUETARHNDIELCN06_OLDD_FBHOILE01_D83 | Residential heating technology - Electric heating - electric panel from Bauhaus - apartment complex - new building - distributed level 0.83 | HOUELC | HOUETARHN_OLDD_DMD | MKr20 | 2050 | 0.70255 | 0 | [6 empty] | ETA | D | OLD |  |  | RHNDIELC | 5 | 0.83333 | HOUETARHNDIELCN06_OLDD_FBHOILE01 | 0.799 | HOUETARHNDIELCN06_OLDD | HOUETARHNBHOILE01_OLDD | BHOILE01 | DIELCN06 | ETA_OLDD | BHOILE01_DIELCN06 | 5 | 0 | 1.1 | Unlikely
HOUETARHNDIELCN01_OLDD_FBHOILE01_D83 | Residential heating technology - Electric heating - apartment complex - new building - distributed level 0.83 | HOUELC | HOUETARHN_OLDD_DMD | MKr20 | 2020 | 6.5252 | 0.0026494 | [6 empty] | ETA | D | OLD |  |  | RHNDIELC | 5 | 0.83333 | HOUETARHNDIELCN01_OLDD_FBHOILE01 | 0.799 | HOUETARHNDIELCN01_OLDD | HOUETARHNBHOILE01_OLDD | BHOILE01 | DIELCN01 | ETA_OLDD | BHOILE01_DIELCN01 | 5 | 0 | 1.1 | Unlikely
HOUETARHNDIELCN01_OLDD_FBHOILE01_D83 | Residential heating technology - Electric heating - apartment complex - new building - distributed level 0.83 | HOUELC | HOUETARHN_OLDD_DMD | MKr20 | 2025 | 6.3637 | 0.0025413 | [6 empty] | ETA | D | OLD |  |  | RHNDIELC | 5 | 0.83333 | HOUETARHNDIELCN01_OLDD_FBHOILE01 | 0.799 | HOUETARHNDIELCN01_OLDD | HOUETARHNBHOILE01_OLDD | BHOILE01 | DIELCN01 | ETA_OLDD | BHOILE01_DIELCN01 | 5 | 0 | 1.1 | Unlikely
HOUETARHNDIELCN01_OLDD_FBHOILE01_D83 | Residential heating technology - Electric heating - apartment complex - new building - distributed level 0.83 | HOUELC | HOUETARHN_OLDD_DMD | MKr20 | 2030 | 6.2062 | 0.0024872 | [6 empty] | ETA | D | OLD |  |  | RHNDIELC | 5 | 0.83333 | HOUETARHNDIELCN01_OLDD_FBHOILE01 | 0.799 | HOUETARHNDIELCN01_OLDD | HOUETARHNBHOILE01_OLDD | BHOILE01 | DIELCN01 | ETA_OLDD | BHOILE01_DIELCN01 | 5 | 0 | 1.1 | Unlikely
HOUETARHNDIELCN01_OLDD_FBHOILE01_D83 | Residential heating technology - Electric heating - apartment complex - new building - distributed level 0.83 | HOUELC | HOUETARHN_OLDD_DMD | MKr20 | 2040 | 5.9028 | 0.0023791 | [6 empty] | ETA | D | OLD |  |  | RHNDIELC | 5 | 0.83333 | HOUETARHNDIELCN01_OLDD_FBHOILE01 | 0.799 | HOUETARHNDIELCN01_OLDD | HOUETARHNBHOILE01_OLDD | BHOILE01 | DIELCN01 | ETA_OLDD | BHOILE01_DIELCN01 | 5 | 0 | 1.1 | Unlikely
HOUETARHNDIELCN01_OLDD_FBHOILE01_D83 | Residential heating technology - Electric heating - apartment complex - new building - distributed level 0.83 | HOUELC | HOUETARHN_OLDD_DMD | MKr20 | 2050 | 5.6142 | 0.0022709 | [6 empty] | ETA | D | OLD |  |  | RHNDIELC | 5 | 0.83333 | HOUETARHNDIELCN01_OLDD_FBHOILE01 | 0.799 | HOUETARHNDIELCN01_OLDD | HOUETARHNBHOILE01_OLDD | BHOILE01 | DIELCN01 | ETA_OLDD | BHOILE01_DIELCN01 | 5 | 0 | 1.1 | Unlikely
HOUETARHNBHWPEN01_OLDD_FBHOILE01_D83 | Residential heating technology - Biomass boiler, automatic stoking , wood pellets or wood chips - apartment complex - existing building - distributed level 0.83 | HOUWPE | HOUETARHN_OLDD_DMD | MKr20 | 2020 | 1.661 | 0.032472 |  | 25 | 14 | 70 | 2 | 4 | ETA | D | OLD |  |  | RHNBHWPE | 5 | 0.83333 | HOUETARHNBHWPEN01_OLDD_FBHOILE01 | 0.799 | HOUETARHNBHWPEN01_OLDD | HOUETARHNBHOILE01_OLDD | BHOILE01 | BHWPEN01 | ETA_OLDD | BHOILE01_BHWPEN01 | 6 | 0 | 1 | New
HOUETARHNBHWPEN01_OLDD_FBHOILE01_D83 | Residential heating technology - Biomass boiler, automatic stoking , wood pellets or wood chips - apartment complex - existing building - distributed level 0.83 | HOUWPE | HOUETARHN_OLDD_DMD | MKr20 | 2025 | 1.6199 | 0.032242 |  | 25 | 14 | 60 | 2 | 4 | ETA | D | OLD |  |  | RHNBHWPE | 5 | 0.83333 | HOUETARHNBHWPEN01_OLDD_FBHOILE01 | 0.799 | HOUETARHNBHWPEN01_OLDD | HOUETARHNBHOILE01_OLDD | BHOILE01 | BHWPEN01 | ETA_OLDD | BHOILE01_BHWPEN01 | 6 | 0 | 1 | New
HOUETARHNBHWPEN01_OLDD_FBHOILE01_D83 | Residential heating technology - Biomass boiler, automatic stoking , wood pellets or wood chips - apartment complex - existing building - distributed level 0.83 | HOUWPE | HOUETARHN_OLDD_DMD | MKr20 | 2030 | 1.5798 | 0.032386 |  | 25 | 11 | 50 | 1 | 4 | ETA | D | OLD |  |  | RHNBHWPE | 5 | 0.83333 | HOUETARHNBHWPEN01_OLDD_FBHOILE01 | 0.799 | HOUETARHNBHWPEN01_OLDD | HOUETARHNBHOILE01_OLDD | BHOILE01 | BHWPEN01 | ETA_OLDD | BHOILE01_BHWPEN01 | 6 | 0 | 1 | New
HOUETARHNBHWPEN01_OLDD_FBHOILE01_D83 | Residential heating technology - Biomass boiler, automatic stoking , wood pellets or wood chips - apartment complex - existing building - distributed level 0.83 | HOUWPE | HOUETARHN_OLDD_DMD | MKr20 | 2040 | 1.5026 | 0.031352 |  | 25 | 9 | 45 | 1 | 4 | ETA | D | OLD |  |  | RHNBHWPE | 5 | 0.83333 | HOUETARHNBHWPEN01_OLDD_FBHOILE01 | 0.799 | HOUETARHNBHWPEN01_OLDD | HOUETARHNBHOILE01_OLDD | BHOILE01 | BHWPEN01 | ETA_OLDD | BHOILE01_BHWPEN01 | 6 | 0 | 1 | New
HOUETARHNBHWPEN01_OLDD_FBHOILE01_D83 | Residential heating technology - Biomass boiler, automatic stoking , wood pellets or wood chips - apartment complex - existing building - distributed level 0.83 | HOUWPE | HOUETARHN_OLDD_DMD | MKr20 | 2050 | 1.4291 | 0.030002 |  | 25 | 9 | 40 | 0 | 4 | ETA | D | OLD |  |  | RHNBHWPE | 5 | 0.83333 | HOUETARHNBHWPEN01_OLDD_FBHOILE01 | 0.799 | HOUETARHNBHWPEN01_OLDD | HOUETARHNBHOILE01_OLDD | BHOILE01 | BHWPEN01 | ETA_OLDD | BHOILE01_BHWPEN01 | 6 | 0 | 1 | New
HOUETARHNBHSOLN01_OLDD_FBHOILE01_D83 | Residential heating technology - Solar heating system - apartment complex - existing building - distributed level 0.83 | HOUSOL | HOUETARHN_OLDD_DMD | MKr20 | 2020 | 5.5059 | 0.025768 | [6 empty] | ETA | D | OLD |  |  | RHNBHSOL | 5 | 0.83333 | HOUETARHNBHSOLN01_OLDD_FBHOILE01 | 0.799 | HOUETARHNBHSOLN01_OLDD | HOUETARHNBHOILE01_OLDD | BHOILE01 | BHSOLN01 | ETA_OLDD | BHOILE01_BHSOLN01 | 5 | 0 | 1.1 | Unlikely
HOUETARHNBHSOLN01_OLDD_FBHOILE01_D83 | Residential heating technology - Solar heating system - apartment complex - existing building - distributed level 0.83 | HOUSOL | HOUETARHN_OLDD_DMD | MKr20 | 2025 | 5.268 | 0.027313 | [6 empty] | ETA | D | OLD |  |  | RHNBHSOL | 5 | 0.83333 | HOUETARHNBHSOLN01_OLDD_FBHOILE01 | 0.799 | HOUETARHNBHSOLN01_OLDD | HOUETARHNBHOILE01_OLDD | BHOILE01 | BHSOLN01 | ETA_OLDD | BHOILE01_BHSOLN01 | 5 | 0 | 1.1 | Unlikely
HOUETARHNBHSOLN01_OLDD_FBHOILE01_D83 | Residential heating technology - Solar heating system - apartment complex - existing building - distributed level 0.83 | HOUSOL | HOUETARHN_OLDD_DMD | MKr20 | 2030 | 5.0301 | 0.0279 | [6 empty] | ETA | D | OLD |  |  | RHNBHSOL | 5 | 0.83333 | HOUETARHNBHSOLN01_OLDD_FBHOILE01 | 0.799 | HOUETARHNBHSOLN01_OLDD | HOUETARHNBHOILE01_OLDD | BHOILE01 | BHSOLN01 | ETA_OLDD | BHOILE01_BHSOLN01 | 5 | 0 | 1.1 | Unlikely
HOUETARHNBHSOLN01_OLDD_FBHOILE01_D83 | Residential heating technology - Solar heating system - apartment complex - existing building - distributed level 0.83 | HOUSOL | HOUETARHN_OLDD_DMD | MKr20 | 2040 | 4.7922 | 0.027143 | [6 empty] | ETA | D | OLD |  |  | RHNBHSOL | 5 | 0.83333 | HOUETARHNBHSOLN01_OLDD_FBHOILE01 | 0.799 | HOUETARHNBHSOLN01_OLDD | HOUETARHNBHOILE01_OLDD | BHOILE01 | BHSOLN01 | ETA_OLDD | BHOILE01_BHSOLN01 | 5 | 0 | 1.1 | Unlikely
HOUETARHNBHSOLN01_OLDD_FBHOILE01_D83 | Residential heating technology - Solar heating system - apartment complex - existing building - distributed level 0.83 | HOUSOL | HOUETARHN_OLDD_DMD | MKr20 | 2050 | 4.5542 | 0.025768 | [6 empty] | ETA | D | OLD |  |  | RHNBHSOL | 5 | 0.83333 | HOUETARHNBHSOLN01_OLDD_FBHOILE01 | 0.799 | HOUETARHNBHSOLN01_OLDD | HOUETARHNBHOILE01_OLDD | BHOILE01 | BHSOLN01 | ETA_OLDD | BHOILE01_BHSOLN01 | 5 | 0 | 1.1 | Unlikely
HOUETARHNBHOILN01_OLDD_FBHOILE01_D83 | Residential heating technology - Oil boiler (mineral oil fired, < 10 % FAME) - apartment complex - existing building - distributed level 0.83 | HOUOIL, HOUDSB, HOUDSE | HOUETARHN_OLDD_DMD | MKr20 | 2020 | 0.63462 | 0.022467 |  | 6.7 | 5 | 52 | 0 | 0 | ETA | D | OLD |  |  | RHNBHOIL | 5 | 0.83333 | HOUETARHNBHOILN01_OLDD_FBHOILE01 | 0.799 | HOUETARHNBHOILN01_OLDD | HOUETARHNBHOILE01_OLDD | BHOILE01 | BHOILN01 | ETA_OLDD | BHOILE01_BHOILN01 | 2 | 0 | 0.9 | Same
HOUETARHNBHOILN01_OLDD_FBHOILE01_D83 | Residential heating technology - Oil boiler (mineral oil fired, < 10 % FAME) - apartment complex - existing building - distributed level 0.83 | HOUOIL, HOUDSB, HOUDSE | HOUETARHN_OLDD_DMD | MKr20 | 2025 | 0.61891 | 0.022554 |  | 6.7 | 5 | 52 | 0 | 0 | ETA | D | OLD |  |  | RHNBHOIL | 5 | 0.83333 | HOUETARHNBHOILN01_OLDD_FBHOILE01 | 0.799 | HOUETARHNBHOILN01_OLDD | HOUETARHNBHOILE01_OLDD | BHOILE01 | BHOILN01 | ETA_OLDD | BHOILE01_BHOILN01 | 2 | 0 | 0.9 | Same
HOUETARHNBHOILN01_OLDD_FBHOILE01_D83 | Residential heating technology - Oil boiler (mineral oil fired, < 10 % FAME) - apartment complex - existing building - distributed level 0.83 | HOUOIL, HOUDSB, HOUDSE | HOUETARHN_OLDD_DMD | MKr20 | 2030 | 0.60359 | 0.022881 |  | 6.7 | 5 | 52 | 0 | 0 | ETA | D | OLD |  |  | RHNBHOIL | 5 | 0.83333 | HOUETARHNBHOILN01_OLDD_FBHOILE01 | 0.799 | HOUETARHNBHOILN01_OLDD | HOUETARHNBHOILE01_OLDD | BHOILE01 | BHOILN01 | ETA_OLDD | BHOILE01_BHOILN01 | 2 | 0 | 0.9 | Same
HOUETARHNBHOILN01_OLDD_FBHOILE01_D83 | Residential heating technology - Oil boiler (mineral oil fired, < 10 % FAME) - apartment complex - existing building - distributed level 0.83 | HOUOIL, HOUDSB, HOUDSE | HOUETARHN_OLDD_DMD | MKr20 | 2040 | 0.57408 | 0.023091 |  | 6.7 | 5 | 52 | 0 | 0 | ETA | D | OLD |  |  | RHNBHOIL | 5 | 0.83333 | HOUETARHNBHOILN01_OLDD_FBHOILE01 | 0.799 | HOUETARHNBHOILN01_OLDD | HOUETARHNBHOILE01_OLDD | BHOILE01 | BHOILN01 | ETA_OLDD | BHOILE01_BHOILN01 | 2 | 0 | 0.9 | Same
HOUETARHNBHOILN01_OLDD_FBHOILE01_D83 | Residential heating technology - Oil boiler (mineral oil fired, < 10 % FAME) - apartment complex - existing building - distributed level 0.83 | HOUOIL, HOUDSB, HOUDSE | HOUETARHN_OLDD_DMD | MKr20 | 2050 | 0.54601 | 0.023283 |  | 6.7 | 5 | 52 | 0 | 0 | ETA | D | OLD |  |  | RHNBHOIL | 5 | 0.83333 | HOUETARHNBHOILN01_OLDD_FBHOILE01 | 0.799 | HOUETARHNBHOILN01_OLDD | HOUETARHNBHOILE01_OLDD | BHOILE01 | BHOILN01 | ETA_OLDD | BHOILE01_BHOILN01 | 2 | 0 | 0.9 | Same
HOUETARHNBHDHDN03_OLDD_FBHOILE01_D83 | Residential heating technology - Direct district heating substation - plus connection pipe - apartment complex - existing building - distributed level 0.83 | HOUDHD | HOUETARHN_OLDD_DMD | MKr20 | 2020 | 0.35289 | 0.0019206 | [6 empty] | ETA | D | OLD |  |  | RHNBHDHD | 5 | 0.83333 | HOUETARHNBHDHDN03_OLDD_FBHOILE01 | 0.799 | HOUETARHNBHDHDN03_OLDD | HOUETARHNBHOILE01_OLDD | BHOILE01 | BHDHDN03 | ETA_OLDD | BHOILE01_BHDHDN03 | 6 | 0 | 1 | New
HOUETARHNBHDHDN03_OLDD_FBHOILE01_D83 | Residential heating technology - Direct district heating substation - plus connection pipe - apartment complex - existing building - distributed level 0.83 | HOUDHD | HOUETARHN_OLDD_DMD | MKr20 | 2025 | 0.3463 | 0.0019465 | [6 empty] | ETA | D | OLD |  |  | RHNBHDHD | 5 | 0.83333 | HOUETARHNBHDHDN03_OLDD_FBHOILE01 | 0.799 | HOUETARHNBHDHDN03_OLDD | HOUETARHNBHOILE01_OLDD | BHOILE01 | BHDHDN03 | ETA_OLDD | BHOILE01_BHDHDN03 | 6 | 0 | 1 | New
HOUETARHNBHDHDN03_OLDD_FBHOILE01_D83 | Residential heating technology - Direct district heating substation - plus connection pipe - apartment complex - existing building - distributed level 0.83 | HOUDHD | HOUETARHN_OLDD_DMD | MKr20 | 2030 | 0.33987 | 0.0019179 | [6 empty] | ETA | D | OLD |  |  | RHNBHDHD | 5 | 0.83333 | HOUETARHNBHDHDN03_OLDD_FBHOILE01 | 0.799 | HOUETARHNBHDHDN03_OLDD | HOUETARHNBHOILE01_OLDD | BHOILE01 | BHDHDN03 | ETA_OLDD | BHOILE01_BHDHDN03 | 6 | 0 | 1 | New
HOUETARHNBHDHDN03_OLDD_FBHOILE01_D83 | Residential heating technology - Direct district heating substation - plus connection pipe - apartment complex - existing building - distributed level 0.83 | HOUDHD | HOUETARHN_OLDD_DMD | MKr20 | 2040 | 0.32748 | 0.0018597 | [6 empty] | ETA | D | OLD |  |  | RHNBHDHD | 5 | 0.83333 | HOUETARHNBHDHDN03_OLDD_FBHOILE01 | 0.799 | HOUETARHNBHDHDN03_OLDD | HOUETARHNBHOILE01_OLDD | BHOILE01 | BHDHDN03 | ETA_OLDD | BHOILE01_BHDHDN03 | 6 | 0 | 1 | New
HOUETARHNBHDHDN03_OLDD_FBHOILE01_D83 | Residential heating technology - Direct district heating substation - plus connection pipe - apartment complex - existing building - distributed level 0.83 | HOUDHD | HOUETARHN_OLDD_DMD | MKr20 | 2050 | 0.3157 | 0.0017854 | [6 empty] | ETA | D | OLD |  |  | RHNBHDHD | 5 | 0.83333 | HOUETARHNBHDHDN03_OLDD_FBHOILE01 | 0.799 | HOUETARHNBHDHDN03_OLDD | HOUETARHNBHOILE01_OLDD | BHOILE01 | BHDHDN03 | ETA_OLDD | BHOILE01_BHDHDN03 | 6 | 0 | 1 | New
HOUETARHNHPELCN05_OLDI_FBHOILE01_D83 | Residential heating technology - Heat pump, Air-to-water - leasing - apartment complex - existing building - distributed level 0.83 | HOUELC, HOUAMB | HOUETARHN_OLDI_DMD | MKr20 | 2020 | 5.4547 | 0.39127 | 0.37506 | [5 empty] | ETA | I | OLD | 2.6662 |  | RHNHPELC | 5 | 0.83333 | HOUETARHNHPELCN05_OLDI_FBHOILE01 | 0.799 | HOUETARHNHPELCN05_OLDI | HOUETARHNBHOILE01_OLDI | BHOILE01 | HPELCN05 | ETA_OLDI | BHOILE01_HPELCN05 | 4 | -0.25 | 1 | Supported
HOUETARHNHPELCN05_OLDI_FBHOILE01_D83 | Residential heating technology - Heat pump, Air-to-water - leasing - apartment complex - existing building - distributed level 0.83 | HOUELC, HOUAMB | HOUETARHN_OLDI_DMD | MKr20 | 2025 | 4.8843 | 0.35969 | 0.35662 | [5 empty] | ETA | I | OLD | 2.8041 |  | RHNHPELC | 5 | 0.83333 | HOUETARHNHPELCN05_OLDI_FBHOILE01 | 0.799 | HOUETARHNHPELCN05_OLDI | HOUETARHNBHOILE01_OLDI | BHOILE01 | HPELCN05 | ETA_OLDI | BHOILE01_HPELCN05 | 4 | -0.25 | 1 | Supported
HOUETARHNHPELCN05_OLDI_FBHOILE01_D83 | Residential heating technology - Heat pump, Air-to-water - leasing - apartment complex - existing building - distributed level 0.83 | HOUELC, HOUAMB | HOUETARHN_OLDI_DMD | MKr20 | 2030 | 4.3139 | 0.32807 | 0.3399 | [5 empty] | ETA | I | OLD | 2.942 |  | RHNHPELC | 5 | 0.83333 | HOUETARHNHPELCN05_OLDI_FBHOILE01 | 0.799 | HOUETARHNHPELCN05_OLDI | HOUETARHNBHOILE01_OLDI | BHOILE01 | HPELCN05 | ETA_OLDI | BHOILE01_HPELCN05 | 4 | -0.25 | 1 | Supported
HOUETARHNHPELCN05_OLDI_FBHOILE01_D83 | Residential heating technology - Heat pump, Air-to-water - leasing - apartment complex - existing building - distributed level 0.83 | HOUELC, HOUAMB | HOUETARHN_OLDI_DMD | MKr20 | 2040 | 3.8638 | 0.30236 | 0.32468 | [5 empty] | ETA | I | OLD | 3.0799 |  | RHNHPELC | 5 | 0.83333 | HOUETARHNHPELCN05_OLDI_FBHOILE01 | 0.799 | HOUETARHNHPELCN05_OLDI | HOUETARHNBHOILE01_OLDI | BHOILE01 | HPELCN05 | ETA_OLDI | BHOILE01_HPELCN05 | 4 | -0.25 | 1 | Supported
HOUETARHNHPELCN05_OLDI_FBHOILE01_D83 | Residential heating technology - Heat pump, Air-to-water - leasing - apartment complex - existing building - distributed level 0.83 | HOUELC, HOUAMB | HOUETARHN_OLDI_DMD | MKr20 | 2050 | 3.4137 | 0.27662 | 0.31077 | [5 empty] | ETA | I | OLD | 3.2178 |  | RHNHPELC | 5 | 0.83333 | HOUETARHNHPELCN05_OLDI_FBHOILE01 | 0.799 | HOUETARHNHPELCN05_OLDI | HOUETARHNBHOILE01_OLDI | BHOILE01 | HPELCN05 | ETA_OLDI | BHOILE01_HPELCN05 | 4 | -0.25 | 1 | Supported
HOUETARHNHPELCN04_OLDI_FBHOILE01_D83 | Residential heating technology - Heat pump, Ground source - apartment complex - existing building - distributed level 0.83 | HOUELC, HOUAMB | HOUETARHN_OLDI_DMD | MKr20 | 2020 | 10.1643 | 0.057983 | 0.3399 | [5 empty] | ETA | I | OLD | 2.942 |  | RHNHPELC | 5 | 0.83333 | HOUETARHNHPELCN04_OLDI_FBHOILE01 | 0.799 | HOUETARHNHPELCN04_OLDI | HOUETARHNBHOILE01_OLDI | BHOILE01 | HPELCN04 | ETA_OLDI | BHOILE01_HPELCN04 | 4 | -0.25 | 1 | Supported
HOUETARHNHPELCN04_OLDI_FBHOILE01_D83 | Residential heating technology - Heat pump, Ground source - apartment complex - existing building - distributed level 0.83 | HOUELC, HOUAMB | HOUETARHN_OLDI_DMD | MKr20 | 2025 | 9.402 | 0.057525 | 0.3296 | [5 empty] | ETA | I | OLD | 3.034 |  | RHNHPELC | 5 | 0.83333 | HOUETARHNHPELCN04_OLDI_FBHOILE01 | 0.799 | HOUETARHNHPELCN04_OLDI | HOUETARHNBHOILE01_OLDI | BHOILE01 | HPELCN04 | ETA_OLDI | BHOILE01_HPELCN04 | 4 | -0.25 | 1 | Supported
HOUETARHNHPELCN04_OLDI_FBHOILE01_D83 | Residential heating technology - Heat pump, Ground source - apartment complex - existing building - distributed level 0.83 | HOUELC, HOUAMB | HOUETARHN_OLDI_DMD | MKr20 | 2030 | 8.6397 | 0.057023 | 0.31991 | [5 empty] | ETA | I | OLD | 3.1259 |  | RHNHPELC | 5 | 0.83333 | HOUETARHNHPELCN04_OLDI_FBHOILE01 | 0.799 | HOUETARHNHPELCN04_OLDI | HOUETARHNBHOILE01_OLDI | BHOILE01 | HPELCN04 | ETA_OLDI | BHOILE01_HPELCN04 | 4 | -0.25 | 1 | Supported
HOUETARHNHPELCN04_OLDI_FBHOILE01_D83 | Residential heating technology - Heat pump, Ground source - apartment complex - existing building - distributed level 0.83 | HOUELC, HOUAMB | HOUETARHN_OLDI_DMD | MKr20 | 2040 | 7.9917 | 0.055864 | 0.30639 | [5 empty] | ETA | I | OLD | 3.2638 |  | RHNHPELC | 5 | 0.83333 | HOUETARHNHPELCN04_OLDI_FBHOILE01 | 0.799 | HOUETARHNHPELCN04_OLDI | HOUETARHNBHOILE01_OLDI | BHOILE01 | HPELCN04 | ETA_OLDI | BHOILE01_HPELCN04 | 4 | -0.25 | 1 | Supported
HOUETARHNHPELCN04_OLDI_FBHOILE01_D83 | Residential heating technology - Heat pump, Ground source - apartment complex - existing building - distributed level 0.83 | HOUELC, HOUAMB | HOUETARHN_OLDI_DMD | MKr20 | 2050 | 7.3437 | 0.054684 | 0.30214 | [5 empty] | ETA | I | OLD | 3.3098 |  | RHNHPELC | 5 | 0.83333 | HOUETARHNHPELCN04_OLDI_FBHOILE01 | 0.799 | HOUETARHNHPELCN04_OLDI | HOUETARHNBHOILE01_OLDI | BHOILE01 | HPELCN04 | ETA_OLDI | BHOILE01_HPELCN04 | 4 | -0.25 | 1 | Supported
HOUETARHNHPELCN03_OLDI_FBHOILE01_D83 | Residential heating technology - Heat pump, Air-to-water - apartment complex - existing building - distributed level 0.83 | HOUELC, HOUAMB | HOUETARHN_OLDI_DMD | MKr20 | 2020 | 10.9094 | 0.0937 | 0.37506 | [5 empty] | ETA | I | OLD | 2.6662 |  | RHNHPELC | 5 | 0.83333 | HOUETARHNHPELCN03_OLDI_FBHOILE01 | 0.799 | HOUETARHNHPELCN03_OLDI | HOUETARHNBHOILE01_OLDI | BHOILE01 | HPELCN03 | ETA_OLDI | BHOILE01_HPELCN03 | 4 | -0.25 | 1 | Supported
HOUETARHNHPELCN03_OLDI_FBHOILE01_D83 | Residential heating technology - Heat pump, Air-to-water - apartment complex - existing building - distributed level 0.83 | HOUELC, HOUAMB | HOUETARHN_OLDI_DMD | MKr20 | 2025 | 9.7685 | 0.093241 | 0.35662 | [5 empty] | ETA | I | OLD | 2.8041 |  | RHNHPELC | 5 | 0.83333 | HOUETARHNHPELCN03_OLDI_FBHOILE01 | 0.799 | HOUETARHNHPELCN03_OLDI | HOUETARHNBHOILE01_OLDI | BHOILE01 | HPELCN03 | ETA_OLDI | BHOILE01_HPELCN03 | 4 | -0.25 | 1 | Supported
HOUETARHNHPELCN03_OLDI_FBHOILE01_D83 | Residential heating technology - Heat pump, Air-to-water - apartment complex - existing building - distributed level 0.83 | HOUELC, HOUAMB | HOUETARHN_OLDI_DMD | MKr20 | 2030 | 8.6277 | 0.092739 | 0.3399 | [5 empty] | ETA | I | OLD | 2.942 |  | RHNHPELC | 5 | 0.83333 | HOUETARHNHPELCN03_OLDI_FBHOILE01 | 0.799 | HOUETARHNHPELCN03_OLDI | HOUETARHNBHOILE01_OLDI | BHOILE01 | HPELCN03 | ETA_OLDI | BHOILE01_HPELCN03 | 4 | -0.25 | 1 | Supported
HOUETARHNHPELCN03_OLDI_FBHOILE01_D83 | Residential heating technology - Heat pump, Air-to-water - apartment complex - existing building - distributed level 0.83 | HOUELC, HOUAMB | HOUETARHN_OLDI_DMD | MKr20 | 2040 | 7.7275 | 0.091581 | 0.32468 | [5 empty] | ETA | I | OLD | 3.0799 |  | RHNHPELC | 5 | 0.83333 | HOUETARHNHPELCN03_OLDI_FBHOILE01 | 0.799 | HOUETARHNHPELCN03_OLDI | HOUETARHNBHOILE01_OLDI | BHOILE01 | HPELCN03 | ETA_OLDI | BHOILE01_HPELCN03 | 4 | -0.25 | 1 | Supported
HOUETARHNHPELCN03_OLDI_FBHOILE01_D83 | Residential heating technology - Heat pump, Air-to-water - apartment complex - existing building - distributed level 0.83 | HOUELC, HOUAMB | HOUETARHN_OLDI_DMD | MKr20 | 2050 | 6.8273 | 0.0904 | 0.31077 | [5 empty] | ETA | I | OLD | 3.2178 |  | RHNHPELC | 5 | 0.83333 | HOUETARHNHPELCN03_OLDI_FBHOILE01 | 0.799 | HOUETARHNHPELCN03_OLDI | HOUETARHNBHOILE01_OLDI | BHOILE01 | HPELCN03 | ETA_OLDI | BHOILE01_HPELCN03 | 4 | -0.25 | 1 | Supported
HOUETARHNHPELCN02_OLDI_FBHOILE01_D83 | Residential heating technology - Heat pump, Air-to-air - single-family house - existing building - distributed level 0.83 | HOUELC, HOUAMB | HOUETARHN_OLDI_DMD | MKr20 | 2020 | 4.557 | 0.20009 | 0.22427 | [5 empty] | ETA | I | OLD | 4.459 |  | RHNHPELC | 5 | 0.83333 | HOUETARHNHPELCN02_OLDI_FBHOILE01 | 0.799 | HOUETARHNHPELCN02_OLDI | HOUETARHNBHOILE01_OLDI | BHOILE01 | HPELCN02 | ETA_OLDI | BHOILE01_HPELCN02 | 5 | 0 | 1.1 | Unlikely
HOUETARHNHPELCN02_OLDI_FBHOILE01_D83 | Residential heating technology - Heat pump, Air-to-air - single-family house - existing building - distributed level 0.83 | HOUELC, HOUAMB | HOUETARHN_OLDI_DMD | MKr20 | 2025 | 4.4456 | 0.13594 | 0.21327 | [5 empty] | ETA | I | OLD | 4.6888 |  | RHNHPELC | 5 | 0.83333 | HOUETARHNHPELCN02_OLDI_FBHOILE01 | 0.799 | HOUETARHNHPELCN02_OLDI | HOUETARHNBHOILE01_OLDI | BHOILE01 | HPELCN02 | ETA_OLDI | BHOILE01_HPELCN02 | 5 | 0 | 1.1 | Unlikely
HOUETARHNHPELCN02_OLDI_FBHOILE01_D83 | Residential heating technology - Heat pump, Air-to-air - single-family house - existing building - distributed level 0.83 | HOUELC, HOUAMB | HOUETARHN_OLDI_DMD | MKr20 | 2030 | 4.3342 | 0.13343 | 0.20522 | [5 empty] | ETA | I | OLD | 4.8727 |  | RHNHPELC | 5 | 0.83333 | HOUETARHNHPELCN02_OLDI_FBHOILE01 | 0.799 | HOUETARHNHPELCN02_OLDI | HOUETARHNBHOILE01_OLDI | BHOILE01 | HPELCN02 | ETA_OLDI | BHOILE01_HPELCN02 | 5 | 0 | 1.1 | Unlikely
HOUETARHNHPELCN02_OLDI_FBHOILE01_D83 | Residential heating technology - Heat pump, Air-to-air - single-family house - existing building - distributed level 0.83 | HOUELC, HOUAMB | HOUETARHN_OLDI_DMD | MKr20 | 2040 | 4.1275 | 0.12877 | 0.19776 | [5 empty] | ETA | I | OLD | 5.0566 |  | RHNHPELC | 5 | 0.83333 | HOUETARHNHPELCN02_OLDI_FBHOILE01 | 0.799 | HOUETARHNHPELCN02_OLDI | HOUETARHNBHOILE01_OLDI | BHOILE01 | HPELCN02 | ETA_OLDI | BHOILE01_HPELCN02 | 5 | 0 | 1.1 | Unlikely
HOUETARHNHPELCN02_OLDI_FBHOILE01_D83 | Residential heating technology - Heat pump, Air-to-air - single-family house - existing building - distributed level 0.83 | HOUELC, HOUAMB | HOUETARHN_OLDI_DMD | MKr20 | 2050 | 3.9207 | 0.12411 | 0.19423 | [5 empty] | ETA | I | OLD | 5.1485 |  | RHNHPELC | 5 | 0.83333 | HOUETARHNHPELCN02_OLDI_FBHOILE01 | 0.799 | HOUETARHNHPELCN02_OLDI | HOUETARHNBHOILE01_OLDI | BHOILE01 | HPELCN02 | ETA_OLDI | BHOILE01_HPELCN02 | 5 | 0 | 1.1 | Unlikely
HOUETARHNDIELCN06_OLDI_FBHOILE01_D83 | Residential heating technology - Electric heating - electric panel from Bauhaus - apartment complex - new building - distributed level 0.83 | HOUELC | HOUETARHN_OLDI_DMD | MKr20 | 2020 | 0.70255 | 0 | [6 empty] | ETA | I | OLD |  |  | RHNDIELC | 5 | 0.83333 | HOUETARHNDIELCN06_OLDI_FBHOILE01 | 0.799 | HOUETARHNDIELCN06_OLDI | HOUETARHNBHOILE01_OLDI | BHOILE01 | DIELCN06 | ETA_OLDI | BHOILE01_DIELCN06 | 5 | 0 | 1.1 | Unlikely
HOUETARHNDIELCN06_OLDI_FBHOILE01_D83 | Residential heating technology - Electric heating - electric panel from Bauhaus - apartment complex - new building - distributed level 0.83 | HOUELC | HOUETARHN_OLDI_DMD | MKr20 | 2025 | 0.70255 | 0 | [6 empty] | ETA | I | OLD |  |  | RHNDIELC | 5 | 0.83333 | HOUETARHNDIELCN06_OLDI_FBHOILE01 | 0.799 | HOUETARHNDIELCN06_OLDI | HOUETARHNBHOILE01_OLDI | BHOILE01 | DIELCN06 | ETA_OLDI | BHOILE01_DIELCN06 | 5 | 0 | 1.1 | Unlikely
HOUETARHNDIELCN06_OLDI_FBHOILE01_D83 | Residential heating technology - Electric heating - electric panel from Bauhaus - apartment complex - new building - distributed level 0.83 | HOUELC | HOUETARHN_OLDI_DMD | MKr20 | 2030 | 0.70255 | 0 | [6 empty] | ETA | I | OLD |  |  | RHNDIELC | 5 | 0.83333 | HOUETARHNDIELCN06_OLDI_FBHOILE01 | 0.799 | HOUETARHNDIELCN06_OLDI | HOUETARHNBHOILE01_OLDI | BHOILE01 | DIELCN06 | ETA_OLDI | BHOILE01_DIELCN06 | 5 | 0 | 1.1 | Unlikely
HOUETARHNDIELCN06_OLDI_FBHOILE01_D83 | Residential heating technology - Electric heating - electric panel from Bauhaus - apartment complex - new building - distributed level 0.83 | HOUELC | HOUETARHN_OLDI_DMD | MKr20 | 2040 | 0.70255 | 0 | [6 empty] | ETA | I | OLD |  |  | RHNDIELC | 5 | 0.83333 | HOUETARHNDIELCN06_OLDI_FBHOILE01 | 0.799 | HOUETARHNDIELCN06_OLDI | HOUETARHNBHOILE01_OLDI | BHOILE01 | DIELCN06 | ETA_OLDI | BHOILE01_DIELCN06 | 5 | 0 | 1.1 | Unlikely
HOUETARHNDIELCN06_OLDI_FBHOILE01_D83 | Residential heating technology - Electric heating - electric panel from Bauhaus - apartment complex - new building - distributed level 0.83 | HOUELC | HOUETARHN_OLDI_DMD | MKr20 | 2050 | 0.70255 | 0 | [6 empty] | ETA | I | OLD |  |  | RHNDIELC | 5 | 0.83333 | HOUETARHNDIELCN06_OLDI_FBHOILE01 | 0.799 | HOUETARHNDIELCN06_OLDI | HOUETARHNBHOILE01_OLDI | BHOILE01 | DIELCN06 | ETA_OLDI | BHOILE01_DIELCN06 | 5 | 0 | 1.1 | Unlikely
HOUETARHNDIELCN01_OLDI_FBHOILE01_D83 | Residential heating technology - Electric heating - apartment complex - new building - distributed level 0.83 | HOUELC | HOUETARHN_OLDI_DMD | MKr20 | 2020 | 6.5252 | 0.0026494 | [6 empty] | ETA | I | OLD |  |  | RHNDIELC | 5 | 0.83333 | HOUETARHNDIELCN01_OLDI_FBHOILE01 | 0.799 | HOUETARHNDIELCN01_OLDI | HOUETARHNBHOILE01_OLDI | BHOILE01 | DIELCN01 | ETA_OLDI | BHOILE01_DIELCN01 | 5 | 0 | 1.1 | Unlikely
HOUETARHNDIELCN01_OLDI_FBHOILE01_D83 | Residential heating technology - Electric heating - apartment complex - new building - distributed level 0.83 | HOUELC | HOUETARHN_OLDI_DMD | MKr20 | 2025 | 6.3637 | 0.0025413 | [6 empty] | ETA | I | OLD |  |  | RHNDIELC | 5 | 0.83333 | HOUETARHNDIELCN01_OLDI_FBHOILE01 | 0.799 | HOUETARHNDIELCN01_OLDI | HOUETARHNBHOILE01_OLDI | BHOILE01 | DIELCN01 | ETA_OLDI | BHOILE01_DIELCN01 | 5 | 0 | 1.1 | Unlikely
HOUETARHNDIELCN01_OLDI_FBHOILE01_D83 | Residential heating technology - Electric heating - apartment complex - new building - distributed level 0.83 | HOUELC | HOUETARHN_OLDI_DMD | MKr20 | 2030 | 6.2062 | 0.0024872 | [6 empty] | ETA | I | OLD |  |  | RHNDIELC | 5 | 0.83333 | HOUETARHNDIELCN01_OLDI_FBHOILE01 | 0.799 | HOUETARHNDIELCN01_OLDI | HOUETARHNBHOILE01_OLDI | BHOILE01 | DIELCN01 | ETA_OLDI | BHOILE01_DIELCN01 | 5 | 0 | 1.1 | Unlikely
HOUETARHNDIELCN01_OLDI_FBHOILE01_D83 | Residential heating technology - Electric heating - apartment complex - new building - distributed level 0.83 | HOUELC | HOUETARHN_OLDI_DMD | MKr20 | 2040 | 5.9028 | 0.0023791 | [6 empty] | ETA | I | OLD |  |  | RHNDIELC | 5 | 0.83333 | HOUETARHNDIELCN01_OLDI_FBHOILE01 | 0.799 | HOUETARHNDIELCN01_OLDI | HOUETARHNBHOILE01_OLDI | BHOILE01 | DIELCN01 | ETA_OLDI | BHOILE01_DIELCN01 | 5 | 0 | 1.1 | Unlikely
HOUETARHNDIELCN01_OLDI_FBHOILE01_D83 | Residential heating technology - Electric heating - apartment complex - new building - distributed level 0.83 | HOUELC | HOUETARHN_OLDI_DMD | MKr20 | 2050 | 5.6142 | 0.0022709 | [6 empty] | ETA | I | OLD |  |  | RHNDIELC | 5 | 0.83333 | HOUETARHNDIELCN01_OLDI_FBHOILE01 | 0.799 | HOUETARHNDIELCN01_OLDI | HOUETARHNBHOILE01_OLDI | BHOILE01 | DIELCN01 | ETA_OLDI | BHOILE01_DIELCN01 | 5 | 0 | 1.1 | Unlikely
HOUETARHNBHWPEN01_OLDI_FBHOILE01_D83 | Residential heating technology - Biomass boiler, automatic stoking , wood pellets or wood chips - apartment complex - existing building - distributed level 0.83 | HOUWPE | HOUETARHN_OLDI_DMD | MKr20 | 2020 | 1.661 | 0.032472 |  | 25 | 14 | 70 | 2 | 4 | ETA | I | OLD |  |  | RHNBHWPE | 5 | 0.83333 | HOUETARHNBHWPEN01_OLDI_FBHOILE01 | 0.799 | HOUETARHNBHWPEN01_OLDI | HOUETARHNBHOILE01_OLDI | BHOILE01 | BHWPEN01 | ETA_OLDI | BHOILE01_BHWPEN01 | 6 | 0 | 1 | New
HOUETARHNBHWPEN01_OLDI_FBHOILE01_D83 | Residential heating technology - Biomass boiler, automatic stoking , wood pellets or wood chips - apartment complex - existing building - distributed level 0.83 | HOUWPE | HOUETARHN_OLDI_DMD | MKr20 | 2025 | 1.6199 | 0.032242 |  | 25 | 14 | 60 | 2 | 4 | ETA | I | OLD |  |  | RHNBHWPE | 5 | 0.83333 | HOUETARHNBHWPEN01_OLDI_FBHOILE01 | 0.799 | HOUETARHNBHWPEN01_OLDI | HOUETARHNBHOILE01_OLDI | BHOILE01 | BHWPEN01 | ETA_OLDI | BHOILE01_BHWPEN01 | 6 | 0 | 1 | New
HOUETARHNBHWPEN01_OLDI_FBHOILE01_D83 | Residential heating technology - Biomass boiler, automatic stoking , wood pellets or wood chips - apartment complex - existing building - distributed level 0.83 | HOUWPE | HOUETARHN_OLDI_DMD | MKr20 | 2030 | 1.5798 | 0.032386 |  | 25 | 11 | 50 | 1 | 4 | ETA | I | OLD |  |  | RHNBHWPE | 5 | 0.83333 | HOUETARHNBHWPEN01_OLDI_FBHOILE01 | 0.799 | HOUETARHNBHWPEN01_OLDI | HOUETARHNBHOILE01_OLDI | BHOILE01 | BHWPEN01 | ETA_OLDI | BHOILE01_BHWPEN01 | 6 | 0 | 1 | New
HOUETARHNBHWPEN01_OLDI_FBHOILE01_D83 | Residential heating technology - Biomass boiler, automatic stoking , wood pellets or wood chips - apartment complex - existing building - distributed level 0.83 | HOUWPE | HOUETARHN_OLDI_DMD | MKr20 | 2040 | 1.5026 | 0.031352 |  | 25 | 9 | 45 | 1 | 4 | ETA | I | OLD |  |  | RHNBHWPE | 5 | 0.83333 | HOUETARHNBHWPEN01_OLDI_FBHOILE01 | 0.799 | HOUETARHNBHWPEN01_OLDI | HOUETARHNBHOILE01_OLDI | BHOILE01 | BHWPEN01 | ETA_OLDI | BHOILE01_BHWPEN01 | 6 | 0 | 1 | New
HOUETARHNBHWPEN01_OLDI_FBHOILE01_D83 | Residential heating technology - Biomass boiler, automatic stoking , wood pellets or wood chips - apartment complex - existing building - distributed level 0.83 | HOUWPE | HOUETARHN_OLDI_DMD | MKr20 | 2050 | 1.4291 | 0.030002 |  | 25 | 9 | 40 | 0 | 4 | ETA | I | OLD |  |  | RHNBHWPE | 5 | 0.83333 | HOUETARHNBHWPEN01_OLDI_FBHOILE01 | 0.799 | HOUETARHNBHWPEN01_OLDI | HOUETARHNBHOILE01_OLDI | BHOILE01 | BHWPEN01 | ETA_OLDI | BHOILE01_BHWPEN01 | 6 | 0 | 1 | New
HOUETARHNBHSOLN01_OLDI_FBHOILE01_D83 | Residential heating technology - Solar heating system - apartment complex - existing building - distributed level 0.83 | HOUSOL | HOUETARHN_OLDI_DMD | MKr20 | 2020 | 5.5059 | 0.025768 | [6 empty] | ETA | I | OLD |  |  | RHNBHSOL | 5 | 0.83333 | HOUETARHNBHSOLN01_OLDI_FBHOILE01 | 0.799 | HOUETARHNBHSOLN01_OLDI | HOUETARHNBHOILE01_OLDI | BHOILE01 | BHSOLN01 | ETA_OLDI | BHOILE01_BHSOLN01 | 5 | 0 | 1.1 | Unlikely
HOUETARHNBHSOLN01_OLDI_FBHOILE01_D83 | Residential heating technology - Solar heating system - apartment complex - existing building - distributed level 0.83 | HOUSOL | HOUETARHN_OLDI_DMD | MKr20 | 2025 | 5.268 | 0.027313 | [6 empty] | ETA | I | OLD |  |  | RHNBHSOL | 5 | 0.83333 | HOUETARHNBHSOLN01_OLDI_FBHOILE01 | 0.799 | HOUETARHNBHSOLN01_OLDI | HOUETARHNBHOILE01_OLDI | BHOILE01 | BHSOLN01 | ETA_OLDI | BHOILE01_BHSOLN01 | 5 | 0 | 1.1 | Unlikely
HOUETARHNBHSOLN01_OLDI_FBHOILE01_D83 | Residential heating technology - Solar heating system - apartment complex - existing building - distributed level 0.83 | HOUSOL | HOUETARHN_OLDI_DMD | MKr20 | 2030 | 5.0301 | 0.0279 | [6 empty] | ETA | I | OLD |  |  | RHNBHSOL | 5 | 0.83333 | HOUETARHNBHSOLN01_OLDI_FBHOILE01 | 0.799 | HOUETARHNBHSOLN01_OLDI | HOUETARHNBHOILE01_OLDI | BHOILE01 | BHSOLN01 | ETA_OLDI | BHOILE01_BHSOLN01 | 5 | 0 | 1.1 | Unlikely
HOUETARHNBHSOLN01_OLDI_FBHOILE01_D83 | Residential heating technology - Solar heating system - apartment complex - existing building - distributed level 0.83 | HOUSOL | HOUETARHN_OLDI_DMD | MKr20 | 2040 | 4.7922 | 0.027143 | [6 empty] | ETA | I | OLD |  |  | RHNBHSOL | 5 | 0.83333 | HOUETARHNBHSOLN01_OLDI_FBHOILE01 | 0.799 | HOUETARHNBHSOLN01_OLDI | HOUETARHNBHOILE01_OLDI | BHOILE01 | BHSOLN01 | ETA_OLDI | BHOILE01_BHSOLN01 | 5 | 0 | 1.1 | Unlikely
HOUETARHNBHSOLN01_OLDI_FBHOILE01_D83 | Residential heating technology - Solar heating system - apartment complex - existing building - distributed level 0.83 | HOUSOL | HOUETARHN_OLDI_DMD | MKr20 | 2050 | 4.5542 | 0.025768 | [6 empty] | ETA | I | OLD |  |  | RHNBHSOL | 5 | 0.83333 | HOUETARHNBHSOLN01_OLDI_FBHOILE01 | 0.799 | HOUETARHNBHSOLN01_OLDI | HOUETARHNBHOILE01_OLDI | BHOILE01 | BHSOLN01 | ETA_OLDI | BHOILE01_BHSOLN01 | 5 | 0 | 1.1 | Unlikely
HOUETARHNBHOILN01_OLDI_FBHOILE01_D83 | Residential heating technology - Oil boiler (mineral oil fired, < 10 % FAME) - apartment complex - existing building - distributed level 0.83 | HOUOIL, HOUDSB, HOUDSE | HOUETARHN_OLDI_DMD | MKr20 | 2020 | 0.63462 | 0.022467 |  | 6.7 | 5 | 52 | 0 | 0 | ETA | I | OLD |  |  | RHNBHOIL | 5 | 0.83333 | HOUETARHNBHOILN01_OLDI_FBHOILE01 | 0.799 | HOUETARHNBHOILN01_OLDI | HOUETARHNBHOILE01_OLDI | BHOILE01 | BHOILN01 | ETA_OLDI | BHOILE01_BHOILN01 | 2 | 0 | 0.9 | Same
HOUETARHNBHOILN01_OLDI_FBHOILE01_D83 | Residential heating technology - Oil boiler (mineral oil fired, < 10 % FAME) - apartment complex - existing building - distributed level 0.83 | HOUOIL, HOUDSB, HOUDSE | HOUETARHN_OLDI_DMD | MKr20 | 2025 | 0.61891 | 0.022554 |  | 6.7 | 5 | 52 | 0 | 0 | ETA | I | OLD |  |  | RHNBHOIL | 5 | 0.83333 | HOUETARHNBHOILN01_OLDI_FBHOILE01 | 0.799 | HOUETARHNBHOILN01_OLDI | HOUETARHNBHOILE01_OLDI | BHOILE01 | BHOILN01 | ETA_OLDI | BHOILE01_BHOILN01 | 2 | 0 | 0.9 | Same
HOUETARHNBHOILN01_OLDI_FBHOILE01_D83 | Residential heating technology - Oil boiler (mineral oil fired, < 10 % FAME) - apartment complex - existing building - distributed level 0.83 | HOUOIL, HOUDSB, HOUDSE | HOUETARHN_OLDI_DMD | MKr20 | 2030 | 0.60359 | 0.022881 |  | 6.7 | 5 | 52 | 0 | 0 | ETA | I | OLD |  |  | RHNBHOIL | 5 | 0.83333 | HOUETARHNBHOILN01_OLDI_FBHOILE01 | 0.799 | HOUETARHNBHOILN01_OLDI | HOUETARHNBHOILE01_OLDI | BHOILE01 | BHOILN01 | ETA_OLDI | BHOILE01_BHOILN01 | 2 | 0 | 0.9 | Same
HOUETARHNBHOILN01_OLDI_FBHOILE01_D83 | Residential heating technology - Oil boiler (mineral oil fired, < 10 % FAME) - apartment complex - existing building - distributed level 0.83 | HOUOIL, HOUDSB, HOUDSE | HOUETARHN_OLDI_DMD | MKr20 | 2040 | 0.57408 | 0.023091 |  | 6.7 | 5 | 52 | 0 | 0 | ETA | I | OLD |  |  | RHNBHOIL | 5 | 0.83333 | HOUETARHNBHOILN01_OLDI_FBHOILE01 | 0.799 | HOUETARHNBHOILN01_OLDI | HOUETARHNBHOILE01_OLDI | BHOILE01 | BHOILN01 | ETA_OLDI | BHOILE01_BHOILN01 | 2 | 0 | 0.9 | Same
HOUETARHNBHOILN01_OLDI_FBHOILE01_D83 | Residential heating technology - Oil boiler (mineral oil fired, < 10 % FAME) - apartment complex - existing building - distributed level 0.83 | HOUOIL, HOUDSB, HOUDSE | HOUETARHN_OLDI_DMD | MKr20 | 2050 | 0.54601 | 0.023283 |  | 6.7 | 5 | 52 | 0 | 0 | ETA | I | OLD |  |  | RHNBHOIL | 5 | 0.83333 | HOUETARHNBHOILN01_OLDI_FBHOILE01 | 0.799 | HOUETARHNBHOILN01_OLDI | HOUETARHNBHOILE01_OLDI | BHOILE01 | BHOILN01 | ETA_OLDI | BHOILE01_BHOILN01 | 2 | 0 | 0.9 | Same
HOUETARHNBHDHDN09_OLDI_FBHOILE01_D83 | Residential heating technology - Direct district heating substation - plus connection pipe - plus distribution (heating density: low ) - apartment complex - existing building - distributed level 0.83 | HOUDHD | HOUETARHN_OLDI_DMD | MKr20 | 2020 | 0.49805 | 0.0019206 | [6 empty] | ETA | I | OLD |  |  | RHNBHDHD | 5 | 0.83333 | HOUETARHNBHDHDN09_OLDI_FBHOILE01 | 0.799 | HOUETARHNBHDHDN09_OLDI | HOUETARHNBHOILE01_OLDI | BHOILE01 | BHDHDN09 | ETA_OLDI | BHOILE01_BHDHDN09 | 4 | -0.25 | 1 | Supported
HOUETARHNBHDHDN09_OLDI_FBHOILE01_D83 | Residential heating technology - Direct district heating substation - plus connection pipe - plus distribution (heating density: low ) - apartment complex - existing building - distributed level 0.83 | HOUDHD | HOUETARHN_OLDI_DMD | MKr20 | 2025 | 0.49146 | 0.0019465 | [6 empty] | ETA | I | OLD |  |  | RHNBHDHD | 5 | 0.83333 | HOUETARHNBHDHDN09_OLDI_FBHOILE01 | 0.799 | HOUETARHNBHDHDN09_OLDI | HOUETARHNBHOILE01_OLDI | BHOILE01 | BHDHDN09 | ETA_OLDI | BHOILE01_BHDHDN09 | 4 | -0.25 | 1 | Supported
HOUETARHNBHDHDN09_OLDI_FBHOILE01_D83 | Residential heating technology - Direct district heating substation - plus connection pipe - plus distribution (heating density: low ) - apartment complex - existing building - distributed level 0.83 | HOUDHD | HOUETARHN_OLDI_DMD | MKr20 | 2030 | 0.48503 | 0.0019179 | [6 empty] | ETA | I | OLD |  |  | RHNBHDHD | 5 | 0.83333 | HOUETARHNBHDHDN09_OLDI_FBHOILE01 | 0.799 | HOUETARHNBHDHDN09_OLDI | HOUETARHNBHOILE01_OLDI | BHOILE01 | BHDHDN09 | ETA_OLDI | BHOILE01_BHDHDN09 | 4 | -0.25 | 1 | Supported
HOUETARHNBHDHDN09_OLDI_FBHOILE01_D83 | Residential heating technology - Direct district heating substation - plus connection pipe - plus distribution (heating density: low ) - apartment complex - existing building - distributed level 0.83 | HOUDHD | HOUETARHN_OLDI_DMD | MKr20 | 2040 | 0.47264 | 0.0018597 | [6 empty] | ETA | I | OLD |  |  | RHNBHDHD | 5 | 0.83333 | HOUETARHNBHDHDN09_OLDI_FBHOILE01 | 0.799 | HOUETARHNBHDHDN09_OLDI | HOUETARHNBHOILE01_OLDI | BHOILE01 | BHDHDN09 | ETA_OLDI | BHOILE01_BHDHDN09 | 4 | -0.25 | 1 | Supported
HOUETARHNBHDHDN09_OLDI_FBHOILE01_D83 | Residential heating technology - Direct district heating substation - plus connection pipe - plus distribution (heating density: low ) - apartment complex - existing building - distributed level 0.83 | HOUDHD | HOUETARHN_OLDI_DMD | MKr20 | 2050 | 0.46086 | 0.0017854 | [6 empty] | ETA | I | OLD |  |  | RHNBHDHD | 5 | 0.83333 | HOUETARHNBHDHDN09_OLDI_FBHOILE01 | 0.799 | HOUETARHNBHDHDN09_OLDI | HOUETARHNBHOILE01_OLDI | BHOILE01 | BHDHDN09 | ETA_OLDI | BHOILE01_BHDHDN09 | 4 | -0.25 | 1 | Supported
HOUETARHNBHDHDN07_OLDI_FBHOILE01_D83 | Residential heating technology - Direct district heating substation - plus connection pipe - plus distribution (heating density: medium ) - apartment complex - existing building - distributed level 0.83 | HOUDHD | HOUETARHN_OLDI_DMD | MKr20 | 2020 | 0.42547 | 0.0019206 | [6 empty] | ETA | I | OLD |  |  | RHNBHDHD | 5 | 0.83333 | HOUETARHNBHDHDN07_OLDI_FBHOILE01 | 0.799 | HOUETARHNBHDHDN07_OLDI | HOUETARHNBHOILE01_OLDI | BHOILE01 | BHDHDN07 | ETA_OLDI | BHOILE01_BHDHDN07 | 4 | -0.25 | 1 | Supported
HOUETARHNBHDHDN07_OLDI_FBHOILE01_D83 | Residential heating technology - Direct district heating substation - plus connection pipe - plus distribution (heating density: medium ) - apartment complex - existing building - distributed level 0.83 | HOUDHD | HOUETARHN_OLDI_DMD | MKr20 | 2025 | 0.41888 | 0.0019465 | [6 empty] | ETA | I | OLD |  |  | RHNBHDHD | 5 | 0.83333 | HOUETARHNBHDHDN07_OLDI_FBHOILE01 | 0.799 | HOUETARHNBHDHDN07_OLDI | HOUETARHNBHOILE01_OLDI | BHOILE01 | BHDHDN07 | ETA_OLDI | BHOILE01_BHDHDN07 | 4 | -0.25 | 1 | Supported
HOUETARHNBHDHDN07_OLDI_FBHOILE01_D83 | Residential heating technology - Direct district heating substation - plus connection pipe - plus distribution (heating density: medium ) - apartment complex - existing building - distributed level 0.83 | HOUDHD | HOUETARHN_OLDI_DMD | MKr20 | 2030 | 0.41245 | 0.0019179 | [6 empty] | ETA | I | OLD |  |  | RHNBHDHD | 5 | 0.83333 | HOUETARHNBHDHDN07_OLDI_FBHOILE01 | 0.799 | HOUETARHNBHDHDN07_OLDI | HOUETARHNBHOILE01_OLDI | BHOILE01 | BHDHDN07 | ETA_OLDI | BHOILE01_BHDHDN07 | 4 | -0.25 | 1 | Supported
HOUETARHNBHDHDN07_OLDI_FBHOILE01_D83 | Residential heating technology - Direct district heating substation - plus connection pipe - plus distribution (heating density: medium ) - apartment complex - existing building - distributed level 0.83 | HOUDHD | HOUETARHN_OLDI_DMD | MKr20 | 2040 | 0.40006 | 0.0018597 | [6 empty] | ETA | I | OLD |  |  | RHNBHDHD | 5 | 0.83333 | HOUETARHNBHDHDN07_OLDI_FBHOILE01 | 0.799 | HOUETARHNBHDHDN07_OLDI | HOUETARHNBHOILE01_OLDI | BHOILE01 | BHDHDN07 | ETA_OLDI | BHOILE01_BHDHDN07 | 4 | -0.25 | 1 | Supported
HOUETARHNBHDHDN07_OLDI_FBHOILE01_D83 | Residential heating technology - Direct district heating substation - plus connection pipe - plus distribution (heating density: medium ) - apartment complex - existing building - distributed level 0.83 | HOUDHD | HOUETARHN_OLDI_DMD | MKr20 | 2050 | 0.38828 | 0.0017854 | [6 empty] | ETA | I | OLD |  |  | RHNBHDHD | 5 | 0.83333 | HOUETARHNBHDHDN07_OLDI_FBHOILE01 | 0.799 | HOUETARHNBHDHDN07_OLDI | HOUETARHNBHOILE01_OLDI | BHOILE01 | BHDHDN07 | ETA_OLDI | BHOILE01_BHDHDN07 | 4 | -0.25 | 1 | Supported
HOUETARHNBHDHDN05_OLDI_FBHOILE01_D83 | Residential heating technology - Direct district heating substation - plus connection pipe - plus distribution (heating density: high ) - apartment complex - existing building - distributed level 0.83 | HOUDHD | HOUETARHN_OLDI_DMD | MKr20 | 2020 | 0.35289 | 0.0019206 | [6 empty] | ETA | I | OLD |  |  | RHNBHDHD | 5 | 0.83333 | HOUETARHNBHDHDN05_OLDI_FBHOILE01 | 0.799 | HOUETARHNBHDHDN05_OLDI | HOUETARHNBHOILE01_OLDI | BHOILE01 | BHDHDN05 | ETA_OLDI | BHOILE01_BHDHDN05 | 4 | -0.25 | 1 | Supported
HOUETARHNBHDHDN05_OLDI_FBHOILE01_D83 | Residential heating technology - Direct district heating substation - plus connection pipe - plus distribution (heating density: high ) - apartment complex - existing building - distributed level 0.83 | HOUDHD | HOUETARHN_OLDI_DMD | MKr20 | 2025 | 0.3463 | 0.0019465 | [6 empty] | ETA | I | OLD |  |  | RHNBHDHD | 5 | 0.83333 | HOUETARHNBHDHDN05_OLDI_FBHOILE01 | 0.799 | HOUETARHNBHDHDN05_OLDI | HOUETARHNBHOILE01_OLDI | BHOILE01 | BHDHDN05 | ETA_OLDI | BHOILE01_BHDHDN05 | 4 | -0.25 | 1 | Supported
HOUETARHNBHDHDN05_OLDI_FBHOILE01_D83 | Residential heating technology - Direct district heating substation - plus connection pipe - plus distribution (heating density: high ) - apartment complex - existing building - distributed level 0.83 | HOUDHD | HOUETARHN_OLDI_DMD | MKr20 | 2030 | 0.33987 | 0.0019179 | [6 empty] | ETA | I | OLD |  |  | RHNBHDHD | 5 | 0.83333 | HOUETARHNBHDHDN05_OLDI_FBHOILE01 | 0.799 | HOUETARHNBHDHDN05_OLDI | HOUETARHNBHOILE01_OLDI | BHOILE01 | BHDHDN05 | ETA_OLDI | BHOILE01_BHDHDN05 | 4 | -0.25 | 1 | Supported
HOUETARHNBHDHDN05_OLDI_FBHOILE01_D83 | Residential heating technology - Direct district heating substation - plus connection pipe - plus distribution (heating density: high ) - apartment complex - existing building - distributed level 0.83 | HOUDHD | HOUETARHN_OLDI_DMD | MKr20 | 2040 | 0.32748 | 0.0018597 | [6 empty] | ETA | I | OLD |  |  | RHNBHDHD | 5 | 0.83333 | HOUETARHNBHDHDN05_OLDI_FBHOILE01 | 0.799 | HOUETARHNBHDHDN05_OLDI | HOUETARHNBHOILE01_OLDI | BHOILE01 | BHDHDN05 | ETA_OLDI | BHOILE01_BHDHDN05 | 4 | -0.25 | 1 | Supported
HOUETARHNBHDHDN05_OLDI_FBHOILE01_D83 | Residential heating technology - Direct district heating substation - plus connection pipe - plus distribution (heating density: high ) - apartment complex - existing building - distributed level 0.83 | HOUDHD | HOUETARHN_OLDI_DMD | MKr20 | 2050 | 0.3157 | 0.0017854 | [6 empty] | ETA | I | OLD |  |  | RHNBHDHD | 5 | 0.83333 | HOUETARHNBHDHDN05_OLDI_FBHOILE01 | 0.799 | HOUETARHNBHDHDN05_OLDI | HOUETARHNBHOILE01_OLDI | BHOILE01 | BHDHDN05 | ETA_OLDI | BHOILE01_BHDHDN05 | 4 | -0.25 | 1 | Supported
HOUETARHNBHDHCN09_OLDI_FBHOILE01_D83 | Residential heating technology - Direct district heating substation - plus connection pipe - plus distribution (heating density: low ) - apartment complex - existing building - distributed level 0.83 | HOUDHC | HOUETARHN_OLDI_DMD | MKr20 | 2020 | 0.49805 | 0.0019206 | [6 empty] | ETA | I | OLD |  |  | RHNBHDHC | 5 | 0.83333 | HOUETARHNBHDHCN09_OLDI_FBHOILE01 | 0.799 | HOUETARHNBHDHCN09_OLDI | HOUETARHNBHOILE01_OLDI | BHOILE01 | BHDHCN09 | ETA_OLDI | BHOILE01_BHDHCN09 | 4 | -0.25 | 1 | Supported
HOUETARHNBHDHCN09_OLDI_FBHOILE01_D83 | Residential heating technology - Direct district heating substation - plus connection pipe - plus distribution (heating density: low ) - apartment complex - existing building - distributed level 0.83 | HOUDHC | HOUETARHN_OLDI_DMD | MKr20 | 2025 | 0.49146 | 0.0019465 | [6 empty] | ETA | I | OLD |  |  | RHNBHDHC | 5 | 0.83333 | HOUETARHNBHDHCN09_OLDI_FBHOILE01 | 0.799 | HOUETARHNBHDHCN09_OLDI | HOUETARHNBHOILE01_OLDI | BHOILE01 | BHDHCN09 | ETA_OLDI | BHOILE01_BHDHCN09 | 4 | -0.25 | 1 | Supported
HOUETARHNBHDHCN09_OLDI_FBHOILE01_D83 | Residential heating technology - Direct district heating substation - plus connection pipe - plus distribution (heating density: low ) - apartment complex - existing building - distributed level 0.83 | HOUDHC | HOUETARHN_OLDI_DMD | MKr20 | 2030 | 0.48503 | 0.0019179 | [6 empty] | ETA | I | OLD |  |  | RHNBHDHC | 5 | 0.83333 | HOUETARHNBHDHCN09_OLDI_FBHOILE01 | 0.799 | HOUETARHNBHDHCN09_OLDI | HOUETARHNBHOILE01_OLDI | BHOILE01 | BHDHCN09 | ETA_OLDI | BHOILE01_BHDHCN09 | 4 | -0.25 | 1 | Supported
HOUETARHNBHDHCN09_OLDI_FBHOILE01_D83 | Residential heating technology - Direct district heating substation - plus connection pipe - plus distribution (heating density: low ) - apartment complex - existing building - distributed level 0.83 | HOUDHC | HOUETARHN_OLDI_DMD | MKr20 | 2040 | 0.47264 | 0.0018597 | [6 empty] | ETA | I | OLD |  |  | RHNBHDHC | 5 | 0.83333 | HOUETARHNBHDHCN09_OLDI_FBHOILE01 | 0.799 | HOUETARHNBHDHCN09_OLDI | HOUETARHNBHOILE01_OLDI | BHOILE01 | BHDHCN09 | ETA_OLDI | BHOILE01_BHDHCN09 | 4 | -0.25 | 1 | Supported
HOUETARHNBHDHCN09_OLDI_FBHOILE01_D83 | Residential heating technology - Direct district heating substation - plus connection pipe - plus distribution (heating density: low ) - apartment complex - existing building - distributed level 0.83 | HOUDHC | HOUETARHN_OLDI_DMD | MKr20 | 2050 | 0.46086 | 0.0017854 | [6 empty] | ETA | I | OLD |  |  | RHNBHDHC | 5 | 0.83333 | HOUETARHNBHDHCN09_OLDI_FBHOILE01 | 0.799 | HOUETARHNBHDHCN09_OLDI | HOUETARHNBHOILE01_OLDI | BHOILE01 | BHDHCN09 | ETA_OLDI | BHOILE01_BHDHCN09 | 4 | -0.25 | 1 | Supported
HOUETARHNBHDHCN07_OLDI_FBHOILE01_D83 | Residential heating technology - Direct district heating substation - plus connection pipe - plus distribution (heating density: medium ) - apartment complex - existing building - distributed level 0.83 | HOUDHC | HOUETARHN_OLDI_DMD | MKr20 | 2020 | 0.42547 | 0.0019206 | [6 empty] | ETA | I | OLD |  |  | RHNBHDHC | 5 | 0.83333 | HOUETARHNBHDHCN07_OLDI_FBHOILE01 | 0.799 | HOUETARHNBHDHCN07_OLDI | HOUETARHNBHOILE01_OLDI | BHOILE01 | BHDHCN07 | ETA_OLDI | BHOILE01_BHDHCN07 | 4 | -0.25 | 1 | Supported
HOUETARHNBHDHCN07_OLDI_FBHOILE01_D83 | Residential heating technology - Direct district heating substation - plus connection pipe - plus distribution (heating density: medium ) - apartment complex - existing building - distributed level 0.83 | HOUDHC | HOUETARHN_OLDI_DMD | MKr20 | 2025 | 0.41888 | 0.0019465 | [6 empty] | ETA | I | OLD |  |  | RHNBHDHC | 5 | 0.83333 | HOUETARHNBHDHCN07_OLDI_FBHOILE01 | 0.799 | HOUETARHNBHDHCN07_OLDI | HOUETARHNBHOILE01_OLDI | BHOILE01 | BHDHCN07 | ETA_OLDI | BHOILE01_BHDHCN07 | 4 | -0.25 | 1 | Supported
HOUETARHNBHDHCN07_OLDI_FBHOILE01_D83 | Residential heating technology - Direct district heating substation - plus connection pipe - plus distribution (heating density: medium ) - apartment complex - existing building - distributed level 0.83 | HOUDHC | HOUETARHN_OLDI_DMD | MKr20 | 2030 | 0.41245 | 0.0019179 | [6 empty] | ETA | I | OLD |  |  | RHNBHDHC | 5 | 0.83333 | HOUETARHNBHDHCN07_OLDI_FBHOILE01 | 0.799 | HOUETARHNBHDHCN07_OLDI | HOUETARHNBHOILE01_OLDI | BHOILE01 | BHDHCN07 | ETA_OLDI | BHOILE01_BHDHCN07 | 4 | -0.25 | 1 | Supported
HOUETARHNBHDHCN07_OLDI_FBHOILE01_D83 | Residential heating technology - Direct district heating substation - plus connection pipe - plus distribution (heating density: medium ) - apartment complex - existing building - distributed level 0.83 | HOUDHC | HOUETARHN_OLDI_DMD | MKr20 | 2040 | 0.40006 | 0.0018597 | [6 empty] | ETA | I | OLD |  |  | RHNBHDHC | 5 | 0.83333 | HOUETARHNBHDHCN07_OLDI_FBHOILE01 | 0.799 | HOUETARHNBHDHCN07_OLDI | HOUETARHNBHOILE01_OLDI | BHOILE01 | BHDHCN07 | ETA_OLDI | BHOILE01_BHDHCN07 | 4 | -0.25 | 1 | Supported
HOUETARHNBHDHCN07_OLDI_FBHOILE01_D83 | Residential heating technology - Direct district heating substation - plus connection pipe - plus distribution (heating density: medium ) - apartment complex - existing building - distributed level 0.83 | HOUDHC | HOUETARHN_OLDI_DMD | MKr20 | 2050 | 0.38828 | 0.0017854 | [6 empty] | ETA | I | OLD |  |  | RHNBHDHC | 5 | 0.83333 | HOUETARHNBHDHCN07_OLDI_FBHOILE01 | 0.799 | HOUETARHNBHDHCN07_OLDI | HOUETARHNBHOILE01_OLDI | BHOILE01 | BHDHCN07 | ETA_OLDI | BHOILE01_BHDHCN07 | 4 | -0.25 | 1 | Supported
HOUETARHNBHDHCN05_OLDI_FBHOILE01_D83 | Residential heating technology - Direct district heating substation - plus connection pipe - plus distribution (heating density: high ) - apartment complex - existing building - distributed level 0.83 | HOUDHC | HOUETARHN_OLDI_DMD | MKr20 | 2020 | 0.35289 | 0.0019206 | [6 empty] | ETA | I | OLD |  |  | RHNBHDHC | 5 | 0.83333 | HOUETARHNBHDHCN05_OLDI_FBHOILE01 | 0.799 | HOUETARHNBHDHCN05_OLDI | HOUETARHNBHOILE01_OLDI | BHOILE01 | BHDHCN05 | ETA_OLDI | BHOILE01_BHDHCN05 | 4 | -0.25 | 1 | Supported
HOUETARHNBHDHCN05_OLDI_FBHOILE01_D83 | Residential heating technology - Direct district heating substation - plus connection pipe - plus distribution (heating density: high ) - apartment complex - existing building - distributed level 0.83 | HOUDHC | HOUETARHN_OLDI_DMD | MKr20 | 2025 | 0.3463 | 0.0019465 | [6 empty] | ETA | I | OLD |  |  | RHNBHDHC | 5 | 0.83333 | HOUETARHNBHDHCN05_OLDI_FBHOILE01 | 0.799 | HOUETARHNBHDHCN05_OLDI | HOUETARHNBHOILE01_OLDI | BHOILE01 | BHDHCN05 | ETA_OLDI | BHOILE01_BHDHCN05 | 4 | -0.25 | 1 | Supported
HOUETARHNBHDHCN05_OLDI_FBHOILE01_D83 | Residential heating technology - Direct district heating substation - plus connection pipe - plus distribution (heating density: high ) - apartment complex - existing building - distributed level 0.83 | HOUDHC | HOUETARHN_OLDI_DMD | MKr20 | 2030 | 0.33987 | 0.0019179 | [6 empty] | ETA | I | OLD |  |  | RHNBHDHC | 5 | 0.83333 | HOUETARHNBHDHCN05_OLDI_FBHOILE01 | 0.799 | HOUETARHNBHDHCN05_OLDI | HOUETARHNBHOILE01_OLDI | BHOILE01 | BHDHCN05 | ETA_OLDI | BHOILE01_BHDHCN05 | 4 | -0.25 | 1 | Supported
HOUETARHNBHDHCN05_OLDI_FBHOILE01_D83 | Residential heating technology - Direct district heating substation - plus connection pipe - plus distribution (heating density: high ) - apartment complex - existing building - distributed level 0.83 | HOUDHC | HOUETARHN_OLDI_DMD | MKr20 | 2040 | 0.32748 | 0.0018597 | [6 empty] | ETA | I | OLD |  |  | RHNBHDHC | 5 | 0.83333 | HOUETARHNBHDHCN05_OLDI_FBHOILE01 | 0.799 | HOUETARHNBHDHCN05_OLDI | HOUETARHNBHOILE01_OLDI | BHOILE01 | BHDHCN05 | ETA_OLDI | BHOILE01_BHDHCN05 | 4 | -0.25 | 1 | Supported
HOUETARHNBHDHCN05_OLDI_FBHOILE01_D83 | Residential heating technology - Direct district heating substation - plus connection pipe - plus distribution (heating density: high ) - apartment complex - existing building - distributed level 0.83 | HOUDHC | HOUETARHN_OLDI_DMD | MKr20 | 2050 | 0.3157 | 0.0017854 | [6 empty] | ETA | I | OLD |  |  | RHNBHDHC | 5 | 0.83333 | HOUETARHNBHDHCN05_OLDI_FBHOILE01 | 0.799 | HOUETARHNBHDHCN05_OLDI | HOUETARHNBHOILE01_OLDI | BHOILE01 | BHDHCN05 | ETA_OLDI | BHOILE01_BHDHCN05 | 4 | -0.25 | 1 | Supported
HOUPARRHNHPELCN07_OLDC_FBHOILE01_D83 | Residential heating technology - Heat pump, Air-to-water, low-price product - single-family house - existing building - distributed level 0.83 | HOUELC, HOUAMB | HOUPARRHN_OLDC_DMD | MKr20 | 2020 | 12.0987 | 0.44459 | 0.36256 | [5 empty] | PAR | C | OLD | 2.7581 |  | RHNHPELC | 5 | 0.83333 | HOUPARRHNHPELCN07_OLDC_FBHOILE01 | 0.8 | HOUPARRHNHPELCN07_OLDC | HOUPARRHNBHOILE01_OLDC | BHOILE01 | HPELCN07 | PAR_OLDC | BHOILE01_HPELCN07 | 4 | -0.25 | 1 | Supported
HOUPARRHNHPELCN07_OLDC_FBHOILE01_D83 | Residential heating technology - Heat pump, Air-to-water, low-price product - single-family house - existing building - distributed level 0.83 | HOUELC, HOUAMB | HOUPARRHN_OLDC_DMD | MKr20 | 2025 | 11.0682 | 0.341 | 0.3453 | [5 empty] | PAR | C | OLD | 2.8961 |  | RHNHPELC | 5 | 0.83333 | HOUPARRHNHPELCN07_OLDC_FBHOILE01 | 0.8 | HOUPARRHNHPELCN07_OLDC | HOUPARRHNBHOILE01_OLDC | BHOILE01 | HPELCN07 | PAR_OLDC | BHOILE01_HPELCN07 | 4 | -0.25 | 1 | Supported
HOUPARRHNHPELCN07_OLDC_FBHOILE01_D83 | Residential heating technology - Heat pump, Air-to-water, low-price product - single-family house - existing building - distributed level 0.83 | HOUELC, HOUAMB | HOUPARRHN_OLDC_DMD | MKr20 | 2030 | 10.0376 | 0.33694 | 0.3296 | [5 empty] | PAR | C | OLD | 3.034 |  | RHNHPELC | 5 | 0.83333 | HOUPARRHNHPELCN07_OLDC_FBHOILE01 | 0.8 | HOUPARRHNHPELCN07_OLDC | HOUPARRHNBHOILE01_OLDC | BHOILE01 | HPELCN07 | PAR_OLDC | BHOILE01_HPELCN07 | 4 | -0.25 | 1 | Supported
HOUPARRHNHPELCN07_OLDC_FBHOILE01_D83 | Residential heating technology - Heat pump, Air-to-water, low-price product - single-family house - existing building - distributed level 0.83 | HOUELC, HOUAMB | HOUPARRHN_OLDC_DMD | MKr20 | 2040 | 9.2165 | 0.32942 | 0.31527 | [5 empty] | PAR | C | OLD | 3.1719 |  | RHNHPELC | 5 | 0.83333 | HOUPARRHNHPELCN07_OLDC_FBHOILE01 | 0.8 | HOUPARRHNHPELCN07_OLDC | HOUPARRHNBHOILE01_OLDC | BHOILE01 | HPELCN07 | PAR_OLDC | BHOILE01_HPELCN07 | 4 | -0.25 | 1 | Supported
HOUPARRHNHPELCN07_OLDC_FBHOILE01_D83 | Residential heating technology - Heat pump, Air-to-water, low-price product - single-family house - existing building - distributed level 0.83 | HOUELC, HOUAMB | HOUPARRHN_OLDC_DMD | MKr20 | 2050 | 8.3953 | 0.32189 | 0.30639 | [5 empty] | PAR | C | OLD | 3.2638 |  | RHNHPELC | 5 | 0.83333 | HOUPARRHNHPELCN07_OLDC_FBHOILE01 | 0.8 | HOUPARRHNHPELCN07_OLDC | HOUPARRHNBHOILE01_OLDC | BHOILE01 | HPELCN07 | PAR_OLDC | BHOILE01_HPELCN07 | 4 | -0.25 | 1 | Supported
HOUPARRHNHPELCN05_OLDC_FBHOILE01_D83 | Residential heating technology - Heat pump, Air-to-water - leasing - single-family house - existing building - distributed level 0.83 | HOUELC, HOUAMB | HOUPARRHN_OLDC_DMD | MKr20 | 2020 | 12.407 | 1.2309 | 0.3453 | [5 empty] | PAR | C | OLD | 2.8961 |  | RHNHPELC | 5 | 0.83333 | HOUPARRHNHPELCN05_OLDC_FBHOILE01 | 0.8 | HOUPARRHNHPELCN05_OLDC | HOUPARRHNBHOILE01_OLDC | BHOILE01 | HPELCN05 | PAR_OLDC | BHOILE01_HPELCN05 | 4 | -0.25 | 1 | Supported
HOUPARRHNHPELCN05_OLDC_FBHOILE01_D83 | Residential heating technology - Heat pump, Air-to-water - leasing - single-family house - existing building - distributed level 0.83 | HOUELC, HOUAMB | HOUPARRHN_OLDC_DMD | MKr20 | 2025 | 11.4441 | 1.0617 | 0.3296 | [5 empty] | PAR | C | OLD | 3.034 |  | RHNHPELC | 5 | 0.83333 | HOUPARRHNHPELCN05_OLDC_FBHOILE01 | 0.8 | HOUPARRHNHPELCN05_OLDC | HOUPARRHNBHOILE01_OLDC | BHOILE01 | HPELCN05 | PAR_OLDC | BHOILE01_HPELCN05 | 4 | -0.25 | 1 | Supported
HOUPARRHNHPELCN05_OLDC_FBHOILE01_D83 | Residential heating technology - Heat pump, Air-to-water - leasing - single-family house - existing building - distributed level 0.83 | HOUELC, HOUAMB | HOUPARRHN_OLDC_DMD | MKr20 | 2030 | 10.4812 | 0.99194 | 0.31527 | [5 empty] | PAR | C | OLD | 3.1719 |  | RHNHPELC | 5 | 0.83333 | HOUPARRHNHPELCN05_OLDC_FBHOILE01 | 0.8 | HOUPARRHNHPELCN05_OLDC | HOUPARRHNBHOILE01_OLDC | BHOILE01 | HPELCN05 | PAR_OLDC | BHOILE01_HPELCN05 | 4 | -0.25 | 1 | Supported
HOUPARRHNHPELCN05_OLDC_FBHOILE01_D83 | Residential heating technology - Heat pump, Air-to-water - leasing - single-family house - existing building - distributed level 0.83 | HOUELC, HOUAMB | HOUPARRHN_OLDC_DMD | MKr20 | 2040 | 9.7002 | 0.93116 | 0.30214 | [5 empty] | PAR | C | OLD | 3.3098 |  | RHNHPELC | 5 | 0.83333 | HOUPARRHNHPELCN05_OLDC_FBHOILE01 | 0.8 | HOUPARRHNHPELCN05_OLDC | HOUPARRHNBHOILE01_OLDC | BHOILE01 | HPELCN05 | PAR_OLDC | BHOILE01_HPELCN05 | 4 | -0.25 | 1 | Supported
HOUPARRHNHPELCN05_OLDC_FBHOILE01_D83 | Residential heating technology - Heat pump, Air-to-water - leasing - single-family house - existing building - distributed level 0.83 | HOUELC, HOUAMB | HOUPARRHN_OLDC_DMD | MKr20 | 2050 | 8.9192 | 0.87038 | 0.29397 | [5 empty] | PAR | C | OLD | 3.4017 |  | RHNHPELC | 5 | 0.83333 | HOUPARRHNHPELCN05_OLDC_FBHOILE01 | 0.8 | HOUPARRHNHPELCN05_OLDC | HOUPARRHNBHOILE01_OLDC | BHOILE01 | HPELCN05 | PAR_OLDC | BHOILE01_HPELCN05 | 4 | -0.25 | 1 | Supported
HOUPARRHNHPELCN04_OLDC_FBHOILE01_D83 | Residential heating technology - Heat pump, Ground source - single-family house - existing building - distributed level 0.83 | HOUELC, HOUAMB | HOUPARRHN_OLDC_DMD | MKr20 | 2020 | 32.8624 | 0.35501 | 0.31527 | [5 empty] | PAR | C | OLD | 3.1719 |  | RHNHPELC | 5 | 0.83333 | HOUPARRHNHPELCN04_OLDC_FBHOILE01 | 0.8 | HOUPARRHNHPELCN04_OLDC | HOUPARRHNBHOILE01_OLDC | BHOILE01 | HPELCN04 | PAR_OLDC | BHOILE01_HPELCN04 | 4 | -0.25 | 1 | Supported
HOUPARRHNHPELCN04_OLDC_FBHOILE01_D83 | Residential heating technology - Heat pump, Ground source - single-family house - existing building - distributed level 0.83 | HOUELC, HOUAMB | HOUPARRHN_OLDC_DMD | MKr20 | 2025 | 31.2193 | 0.25142 | 0.30639 | [5 empty] | PAR | C | OLD | 3.2638 |  | RHNHPELC | 5 | 0.83333 | HOUPARRHNHPELCN04_OLDC_FBHOILE01 | 0.8 | HOUPARRHNHPELCN04_OLDC | HOUPARRHNBHOILE01_OLDC | BHOILE01 | HPELCN04 | PAR_OLDC | BHOILE01_HPELCN04 | 4 | -0.25 | 1 | Supported
HOUPARRHNHPELCN04_OLDC_FBHOILE01_D83 | Residential heating technology - Heat pump, Ground source - single-family house - existing building - distributed level 0.83 | HOUELC, HOUAMB | HOUPARRHN_OLDC_DMD | MKr20 | 2030 | 29.5762 | 0.24736 | 0.298 | [5 empty] | PAR | C | OLD | 3.3557 |  | RHNHPELC | 5 | 0.83333 | HOUPARRHNHPELCN04_OLDC_FBHOILE01 | 0.8 | HOUPARRHNHPELCN04_OLDC | HOUPARRHNBHOILE01_OLDC | BHOILE01 | HPELCN04 | PAR_OLDC | BHOILE01_HPELCN04 | 4 | -0.25 | 1 | Supported
HOUPARRHNHPELCN04_OLDC_FBHOILE01_D83 | Residential heating technology - Heat pump, Ground source - single-family house - existing building - distributed level 0.83 | HOUELC, HOUAMB | HOUPARRHN_OLDC_DMD | MKr20 | 2040 | 28.0974 | 0.23984 | 0.28623 | [5 empty] | PAR | C | OLD | 3.4936 |  | RHNHPELC | 5 | 0.83333 | HOUPARRHNHPELCN04_OLDC_FBHOILE01 | 0.8 | HOUPARRHNHPELCN04_OLDC | HOUPARRHNBHOILE01_OLDC | BHOILE01 | HPELCN04 | PAR_OLDC | BHOILE01_HPELCN04 | 4 | -0.25 | 1 | Supported
HOUPARRHNHPELCN04_OLDC_FBHOILE01_D83 | Residential heating technology - Heat pump, Ground source - single-family house - existing building - distributed level 0.83 | HOUELC, HOUAMB | HOUPARRHN_OLDC_DMD | MKr20 | 2050 | 26.6186 | 0.23231 | 0.28252 | [5 empty] | PAR | C | OLD | 3.5396 |  | RHNHPELC | 5 | 0.83333 | HOUPARRHNHPELCN04_OLDC_FBHOILE01 | 0.8 | HOUPARRHNHPELCN04_OLDC | HOUPARRHNBHOILE01_OLDC | BHOILE01 | HPELCN04 | PAR_OLDC | BHOILE01_HPELCN04 | 4 | -0.25 | 1 | Supported
HOUPARRHNHPELCN03_OLDC_FBHOILE01_D83 | Residential heating technology - Heat pump, Air-to-water - single-family house - existing building - distributed level 0.83 | HOUELC, HOUAMB | HOUPARRHN_OLDC_DMD | MKr20 | 2020 | 24.8141 | 0.38487 | 0.3453 | [5 empty] | PAR | C | OLD | 2.8961 |  | RHNHPELC | 5 | 0.83333 | HOUPARRHNHPELCN03_OLDC_FBHOILE01 | 0.8 | HOUPARRHNHPELCN03_OLDC | HOUPARRHNBHOILE01_OLDC | BHOILE01 | HPELCN03 | PAR_OLDC | BHOILE01_HPELCN03 | 4 | -0.25 | 1 | Supported
HOUPARRHNHPELCN03_OLDC_FBHOILE01_D83 | Residential heating technology - Heat pump, Air-to-water - single-family house - existing building - distributed level 0.83 | HOUELC, HOUAMB | HOUPARRHN_OLDC_DMD | MKr20 | 2025 | 22.8882 | 0.28128 | 0.3296 | [5 empty] | PAR | C | OLD | 3.034 |  | RHNHPELC | 5 | 0.83333 | HOUPARRHNHPELCN03_OLDC_FBHOILE01 | 0.8 | HOUPARRHNHPELCN03_OLDC | HOUPARRHNBHOILE01_OLDC | BHOILE01 | HPELCN03 | PAR_OLDC | BHOILE01_HPELCN03 | 4 | -0.25 | 1 | Supported
HOUPARRHNHPELCN03_OLDC_FBHOILE01_D83 | Residential heating technology - Heat pump, Air-to-water - single-family house - existing building - distributed level 0.83 | HOUELC, HOUAMB | HOUPARRHN_OLDC_DMD | MKr20 | 2030 | 20.9624 | 0.27722 | 0.31527 | [5 empty] | PAR | C | OLD | 3.1719 |  | RHNHPELC | 5 | 0.83333 | HOUPARRHNHPELCN03_OLDC_FBHOILE01 | 0.8 | HOUPARRHNHPELCN03_OLDC | HOUPARRHNBHOILE01_OLDC | BHOILE01 | HPELCN03 | PAR_OLDC | BHOILE01_HPELCN03 | 4 | -0.25 | 1 | Supported
HOUPARRHNHPELCN03_OLDC_FBHOILE01_D83 | Residential heating technology - Heat pump, Air-to-water - single-family house - existing building - distributed level 0.83 | HOUELC, HOUAMB | HOUPARRHN_OLDC_DMD | MKr20 | 2040 | 19.4005 | 0.2697 | 0.30214 | [5 empty] | PAR | C | OLD | 3.3098 |  | RHNHPELC | 5 | 0.83333 | HOUPARRHNHPELCN03_OLDC_FBHOILE01 | 0.8 | HOUPARRHNHPELCN03_OLDC | HOUPARRHNBHOILE01_OLDC | BHOILE01 | HPELCN03 | PAR_OLDC | BHOILE01_HPELCN03 | 4 | -0.25 | 1 | Supported
HOUPARRHNHPELCN03_OLDC_FBHOILE01_D83 | Residential heating technology - Heat pump, Air-to-water - single-family house - existing building - distributed level 0.83 | HOUELC, HOUAMB | HOUPARRHN_OLDC_DMD | MKr20 | 2050 | 17.8385 | 0.26217 | 0.29397 | [5 empty] | PAR | C | OLD | 3.4017 |  | RHNHPELC | 5 | 0.83333 | HOUPARRHNHPELCN03_OLDC_FBHOILE01 | 0.8 | HOUPARRHNHPELCN03_OLDC | HOUPARRHNBHOILE01_OLDC | BHOILE01 | HPELCN03 | PAR_OLDC | BHOILE01_HPELCN03 | 4 | -0.25 | 1 | Supported
HOUPARRHNHPELCN02_OLDC_FBHOILE01_D83 | Residential heating technology - Heat pump, Air-to-air - single-family house - existing building - distributed level 0.83 | HOUELC, HOUAMB | HOUPARRHN_OLDC_DMD | MKr20 | 2020 | 4.557 | 0.20009 | 0.22427 | [5 empty] | PAR | C | OLD | 4.459 |  | RHNHPELC | 5 | 0.83333 | HOUPARRHNHPELCN02_OLDC_FBHOILE01 | 0.8 | HOUPARRHNHPELCN02_OLDC | HOUPARRHNBHOILE01_OLDC | BHOILE01 | HPELCN02 | PAR_OLDC | BHOILE01_HPELCN02 | 5 | 0 | 1.1 | Unlikely
HOUPARRHNHPELCN02_OLDC_FBHOILE01_D83 | Residential heating technology - Heat pump, Air-to-air - single-family house - existing building - distributed level 0.83 | HOUELC, HOUAMB | HOUPARRHN_OLDC_DMD | MKr20 | 2025 | 4.4456 | 0.13594 | 0.21327 | [5 empty] | PAR | C | OLD | 4.6888 |  | RHNHPELC | 5 | 0.83333 | HOUPARRHNHPELCN02_OLDC_FBHOILE01 | 0.8 | HOUPARRHNHPELCN02_OLDC | HOUPARRHNBHOILE01_OLDC | BHOILE01 | HPELCN02 | PAR_OLDC | BHOILE01_HPELCN02 | 5 | 0 | 1.1 | Unlikely
HOUPARRHNHPELCN02_OLDC_FBHOILE01_D83 | Residential heating technology - Heat pump, Air-to-air - single-family house - existing building - distributed level 0.83 | HOUELC, HOUAMB | HOUPARRHN_OLDC_DMD | MKr20 | 2030 | 4.3342 | 0.13343 | 0.20522 | [5 empty] | PAR | C | OLD | 4.8727 |  | RHNHPELC | 5 | 0.83333 | HOUPARRHNHPELCN02_OLDC_FBHOILE01 | 0.8 | HOUPARRHNHPELCN02_OLDC | HOUPARRHNBHOILE01_OLDC | BHOILE01 | HPELCN02 | PAR_OLDC | BHOILE01_HPELCN02 | 5 | 0 | 1.1 | Unlikely
HOUPARRHNHPELCN02_OLDC_FBHOILE01_D83 | Residential heating technology - Heat pump, Air-to-air - single-family house - existing building - distributed level 0.83 | HOUELC, HOUAMB | HOUPARRHN_OLDC_DMD | MKr20 | 2040 | 4.1275 | 0.12877 | 0.19776 | [5 empty] | PAR | C | OLD | 5.0566 |  | RHNHPELC | 5 | 0.83333 | HOUPARRHNHPELCN02_OLDC_FBHOILE01 | 0.8 | HOUPARRHNHPELCN02_OLDC | HOUPARRHNBHOILE01_OLDC | BHOILE01 | HPELCN02 | PAR_OLDC | BHOILE01_HPELCN02 | 5 | 0 | 1.1 | Unlikely
HOUPARRHNHPELCN02_OLDC_FBHOILE01_D83 | Residential heating technology - Heat pump, Air-to-air - single-family house - existing building - distributed level 0.83 | HOUELC, HOUAMB | HOUPARRHN_OLDC_DMD | MKr20 | 2050 | 3.9207 | 0.12411 | 0.19423 | [5 empty] | PAR | C | OLD | 5.1485 |  | RHNHPELC | 5 | 0.83333 | HOUPARRHNHPELCN02_OLDC_FBHOILE01 | 0.8 | HOUPARRHNHPELCN02_OLDC | HOUPARRHNBHOILE01_OLDC | BHOILE01 | HPELCN02 | PAR_OLDC | BHOILE01_HPELCN02 | 5 | 0 | 1.1 | Unlikely
HOUPARRHNDIELCN06_OLDC_FBHOILE01_D83 | Residential heating technology - Electric heating - electric panel from Bauhaus - single-family house - new building - distributed level 0.83 | HOUELC | HOUPARRHN_OLDC_DMD | MKr20 | 2020 | 0.70255 | 0 | [6 empty] | PAR | C | OLD |  |  | RHNDIELC | 5 | 0.83333 | HOUPARRHNDIELCN06_OLDC_FBHOILE01 | 0.8 | HOUPARRHNDIELCN06_OLDC | HOUPARRHNBHOILE01_OLDC | BHOILE01 | DIELCN06 | PAR_OLDC | BHOILE01_DIELCN06 | 5 | 0 | 1.1 | Unlikely
HOUPARRHNDIELCN06_OLDC_FBHOILE01_D83 | Residential heating technology - Electric heating - electric panel from Bauhaus - single-family house - new building - distributed level 0.83 | HOUELC | HOUPARRHN_OLDC_DMD | MKr20 | 2025 | 0.70255 | 0 | [6 empty] | PAR | C | OLD |  |  | RHNDIELC | 5 | 0.83333 | HOUPARRHNDIELCN06_OLDC_FBHOILE01 | 0.8 | HOUPARRHNDIELCN06_OLDC | HOUPARRHNBHOILE01_OLDC | BHOILE01 | DIELCN06 | PAR_OLDC | BHOILE01_DIELCN06 | 5 | 0 | 1.1 | Unlikely
HOUPARRHNDIELCN06_OLDC_FBHOILE01_D83 | Residential heating technology - Electric heating - electric panel from Bauhaus - single-family house - new building - distributed level 0.83 | HOUELC | HOUPARRHN_OLDC_DMD | MKr20 | 2030 | 0.70255 | 0 | [6 empty] | PAR | C | OLD |  |  | RHNDIELC | 5 | 0.83333 | HOUPARRHNDIELCN06_OLDC_FBHOILE01 | 0.8 | HOUPARRHNDIELCN06_OLDC | HOUPARRHNBHOILE01_OLDC | BHOILE01 | DIELCN06 | PAR_OLDC | BHOILE01_DIELCN06 | 5 | 0 | 1.1 | Unlikely
HOUPARRHNDIELCN06_OLDC_FBHOILE01_D83 | Residential heating technology - Electric heating - electric panel from Bauhaus - single-family house - new building - distributed level 0.83 | HOUELC | HOUPARRHN_OLDC_DMD | MKr20 | 2040 | 0.70255 | 0 | [6 empty] | PAR | C | OLD |  |  | RHNDIELC | 5 | 0.83333 | HOUPARRHNDIELCN06_OLDC_FBHOILE01 | 0.8 | HOUPARRHNDIELCN06_OLDC | HOUPARRHNBHOILE01_OLDC | BHOILE01 | DIELCN06 | PAR_OLDC | BHOILE01_DIELCN06 | 5 | 0 | 1.1 | Unlikely
HOUPARRHNDIELCN06_OLDC_FBHOILE01_D83 | Residential heating technology - Electric heating - electric panel from Bauhaus - single-family house - new building - distributed level 0.83 | HOUELC | HOUPARRHN_OLDC_DMD | MKr20 | 2050 | 0.70255 | 0 | [6 empty] | PAR | C | OLD |  |  | RHNDIELC | 5 | 0.83333 | HOUPARRHNDIELCN06_OLDC_FBHOILE01 | 0.8 | HOUPARRHNDIELCN06_OLDC | HOUPARRHNBHOILE01_OLDC | BHOILE01 | DIELCN06 | PAR_OLDC | BHOILE01_DIELCN06 | 5 | 0 | 1.1 | Unlikely
HOUPARRHNDIELCN01_OLDC_FBHOILE01_D83 | Residential heating technology - Electric heating - single-family house - new building - distributed level 0.83 | HOUELC | HOUPARRHN_OLDC_DMD | MKr20 | 2020 | 8.5362 | 0.06921 | [6 empty] | PAR | C | OLD |  |  | RHNDIELC | 5 | 0.83333 | HOUPARRHNDIELCN01_OLDC_FBHOILE01 | 0.8 | HOUPARRHNDIELCN01_OLDC | HOUPARRHNBHOILE01_OLDC | BHOILE01 | DIELCN01 | PAR_OLDC | BHOILE01_DIELCN01 | 5 | 0 | 1.1 | Unlikely
HOUPARRHNDIELCN01_OLDC_FBHOILE01_D83 | Residential heating technology - Electric heating - single-family house - new building - distributed level 0.83 | HOUELC | HOUPARRHN_OLDC_DMD | MKr20 | 2025 | 8.3249 | 0.06921 | [6 empty] | PAR | C | OLD |  |  | RHNDIELC | 5 | 0.83333 | HOUPARRHNDIELCN01_OLDC_FBHOILE01 | 0.8 | HOUPARRHNDIELCN01_OLDC | HOUPARRHNBHOILE01_OLDC | BHOILE01 | DIELCN01 | PAR_OLDC | BHOILE01_DIELCN01 | 5 | 0 | 1.1 | Unlikely
HOUPARRHNDIELCN01_OLDC_FBHOILE01_D83 | Residential heating technology - Electric heating - single-family house - new building - distributed level 0.83 | HOUELC | HOUPARRHN_OLDC_DMD | MKr20 | 2030 | 8.1188 | 0.066326 | [6 empty] | PAR | C | OLD |  |  | RHNDIELC | 5 | 0.83333 | HOUPARRHNDIELCN01_OLDC_FBHOILE01 | 0.8 | HOUPARRHNDIELCN01_OLDC | HOUPARRHNBHOILE01_OLDC | BHOILE01 | DIELCN01 | PAR_OLDC | BHOILE01_DIELCN01 | 5 | 0 | 1.1 | Unlikely
HOUPARRHNDIELCN01_OLDC_FBHOILE01_D83 | Residential heating technology - Electric heating - single-family house - new building - distributed level 0.83 | HOUELC | HOUPARRHN_OLDC_DMD | MKr20 | 2040 | 7.7219 | 0.063442 | [6 empty] | PAR | C | OLD |  |  | RHNDIELC | 5 | 0.83333 | HOUPARRHNDIELCN01_OLDC_FBHOILE01 | 0.8 | HOUPARRHNDIELCN01_OLDC | HOUPARRHNBHOILE01_OLDC | BHOILE01 | DIELCN01 | PAR_OLDC | BHOILE01_DIELCN01 | 5 | 0 | 1.1 | Unlikely
HOUPARRHNDIELCN01_OLDC_FBHOILE01_D83 | Residential heating technology - Electric heating - single-family house - new building - distributed level 0.83 | HOUELC | HOUPARRHN_OLDC_DMD | MKr20 | 2050 | 7.3444 | 0.060559 | [6 empty] | PAR | C | OLD |  |  | RHNDIELC | 5 | 0.83333 | HOUPARRHNDIELCN01_OLDC_FBHOILE01 | 0.8 | HOUPARRHNDIELCN01_OLDC | HOUPARRHNBHOILE01_OLDC | BHOILE01 | DIELCN01 | PAR_OLDC | BHOILE01_DIELCN01 | 5 | 0 | 1.1 | Unlikely
HOUPARRHNBHWPEN01_OLDC_FBHOILE01_D83 | Residential heating technology - Biomass boiler, automatic stoking , wood pellets or wood chips - single-family house - existing building - distributed level 0.83 | HOUWPE | HOUPARRHN_OLDC_DMD | MKr20 | 2020 | 3.6727 | 0.32368 |  | 25 | 14 | 70 | 2 | 4 | PAR | C | OLD |  |  | RHNBHWPE | 5 | 0.83333 | HOUPARRHNBHWPEN01_OLDC_FBHOILE01 | 0.8 | HOUPARRHNBHWPEN01_OLDC | HOUPARRHNBHOILE01_OLDC | BHOILE01 | BHWPEN01 | PAR_OLDC | BHOILE01_BHWPEN01 | 6 | 0 | 1 | New
HOUPARRHNBHWPEN01_OLDC_FBHOILE01_D83 | Residential heating technology - Biomass boiler, automatic stoking , wood pellets or wood chips - single-family house - existing building - distributed level 0.83 | HOUWPE | HOUPARRHN_OLDC_DMD | MKr20 | 2025 | 3.5818 | 0.31808 |  | 25 | 14 | 60 | 2 | 4 | PAR | C | OLD |  |  | RHNBHWPE | 5 | 0.83333 | HOUPARRHNBHWPEN01_OLDC_FBHOILE01 | 0.8 | HOUPARRHNBHWPEN01_OLDC | HOUPARRHNBHOILE01_OLDC | BHOILE01 | BHWPEN01 | PAR_OLDC | BHOILE01_BHWPEN01 | 6 | 0 | 1 | New
HOUPARRHNBHWPEN01_OLDC_FBHOILE01_D83 | Residential heating technology - Biomass boiler, automatic stoking , wood pellets or wood chips - single-family house - existing building - distributed level 0.83 | HOUWPE | HOUPARRHN_OLDC_DMD | MKr20 | 2030 | 3.4932 | 0.31383 |  | 25 | 11 | 50 | 1 | 4 | PAR | C | OLD |  |  | RHNBHWPE | 5 | 0.83333 | HOUPARRHNBHWPEN01_OLDC_FBHOILE01 | 0.8 | HOUPARRHNBHWPEN01_OLDC | HOUPARRHNBHOILE01_OLDC | BHOILE01 | BHWPEN01 | PAR_OLDC | BHOILE01_BHWPEN01 | 6 | 0 | 1 | New
HOUPARRHNBHWPEN01_OLDC_FBHOILE01_D83 | Residential heating technology - Biomass boiler, automatic stoking , wood pellets or wood chips - single-family house - existing building - distributed level 0.83 | HOUWPE | HOUPARRHN_OLDC_DMD | MKr20 | 2040 | 3.3224 | 0.29995 |  | 25 | 9 | 45 | 1 | 4 | PAR | C | OLD |  |  | RHNBHWPE | 5 | 0.83333 | HOUPARRHNBHWPEN01_OLDC_FBHOILE01 | 0.8 | HOUPARRHNBHWPEN01_OLDC | HOUPARRHNBHOILE01_OLDC | BHOILE01 | BHWPEN01 | PAR_OLDC | BHOILE01_BHWPEN01 | 6 | 0 | 1 | New
HOUPARRHNBHWPEN01_OLDC_FBHOILE01_D83 | Residential heating technology - Biomass boiler, automatic stoking , wood pellets or wood chips - single-family house - existing building - distributed level 0.83 | HOUWPE | HOUPARRHN_OLDC_DMD | MKr20 | 2050 | 3.95 | 0.35834 |  | 25 | 9 | 40 | 0 | 4 | PAR | C | OLD |  |  | RHNBHWPE | 5 | 0.83333 | HOUPARRHNBHWPEN01_OLDC_FBHOILE01 | 0.8 | HOUPARRHNBHWPEN01_OLDC | HOUPARRHNBHOILE01_OLDC | BHOILE01 | BHWPEN01 | PAR_OLDC | BHOILE01_BHWPEN01 | 6 | 0 | 1 | New
HOUPARRHNBHSOLN01_OLDC_FBHOILE01_D83 | Residential heating technology - Solar heating system - single-family house - existing building - distributed level 0.83 | HOUSOL | HOUPARRHN_OLDC_DMD | MKr20 | 2020 | 9.3804 | 0.10804 | [6 empty] | PAR | C | OLD |  |  | RHNBHSOL | 5 | 0.83333 | HOUPARRHNBHSOLN01_OLDC_FBHOILE01 | 0.8 | HOUPARRHNBHSOLN01_OLDC | HOUPARRHNBHOILE01_OLDC | BHOILE01 | BHSOLN01 | PAR_OLDC | BHOILE01_BHSOLN01 | 5 | 0 | 1.1 | Unlikely
HOUPARRHNBHSOLN01_OLDC_FBHOILE01_D83 | Residential heating technology - Solar heating system - single-family house - existing building - distributed level 0.83 | HOUSOL | HOUPARRHN_OLDC_DMD | MKr20 | 2025 | 9.1482 | 0.10145 | [6 empty] | PAR | C | OLD |  |  | RHNBHSOL | 5 | 0.83333 | HOUPARRHNBHSOLN01_OLDC_FBHOILE01 | 0.8 | HOUPARRHNBHSOLN01_OLDC | HOUPARRHNBHOILE01_OLDC | BHOILE01 | BHSOLN01 | PAR_OLDC | BHOILE01_BHSOLN01 | 5 | 0 | 1.1 | Unlikely
HOUPARRHNBHSOLN01_OLDC_FBHOILE01_D83 | Residential heating technology - Solar heating system - single-family house - existing building - distributed level 0.83 | HOUSOL | HOUPARRHN_OLDC_DMD | MKr20 | 2030 | 8.9218 | 0.098974 | [6 empty] | PAR | C | OLD |  |  | RHNBHSOL | 5 | 0.83333 | HOUPARRHNBHSOLN01_OLDC_FBHOILE01 | 0.8 | HOUPARRHNBHSOLN01_OLDC | HOUPARRHNBHOILE01_OLDC | BHOILE01 | BHSOLN01 | PAR_OLDC | BHOILE01_BHSOLN01 | 5 | 0 | 1.1 | Unlikely
HOUPARRHNBHSOLN01_OLDC_FBHOILE01_D83 | Residential heating technology - Solar heating system - single-family house - existing building - distributed level 0.83 | HOUSOL | HOUPARRHN_OLDC_DMD | MKr20 | 2040 | 8.4856 | 0.093619 | [6 empty] | PAR | C | OLD |  |  | RHNBHSOL | 5 | 0.83333 | HOUPARRHNBHSOLN01_OLDC_FBHOILE01 | 0.8 | HOUPARRHNBHSOLN01_OLDC | HOUPARRHNBHOILE01_OLDC | BHOILE01 | BHSOLN01 | PAR_OLDC | BHOILE01_BHSOLN01 | 5 | 0 | 1.1 | Unlikely
HOUPARRHNBHSOLN01_OLDC_FBHOILE01_D83 | Residential heating technology - Solar heating system - single-family house - existing building - distributed level 0.83 | HOUSOL | HOUPARRHN_OLDC_DMD | MKr20 | 2050 | 8.0707 | 0.088263 | [6 empty] | PAR | C | OLD |  |  | RHNBHSOL | 5 | 0.83333 | HOUPARRHNBHSOLN01_OLDC_FBHOILE01 | 0.8 | HOUPARRHNBHSOLN01_OLDC | HOUPARRHNBHOILE01_OLDC | BHOILE01 | BHSOLN01 | PAR_OLDC | BHOILE01_BHSOLN01 | 5 | 0 | 1.1 | Unlikely
HOUPARRHNBHOILN01_OLDC_FBHOILE01_D83 | Residential heating technology - Oil boiler (mineral oil fired, < 10 % FAME) - single-family house - existing building - distributed level 0.83 | HOUOIL, HOUDSB, HOUDSE | HOUPARRHN_OLDC_DMD | MKr20 | 2020 | 2.1801 | 0.079842 |  | 6.7 | 5 | 52 | 0 | 0 | PAR | C | OLD |  |  | RHNBHOIL | 5 | 0.83333 | HOUPARRHNBHOILN01_OLDC_FBHOILE01 | 0.8 | HOUPARRHNBHOILN01_OLDC | HOUPARRHNBHOILE01_OLDC | BHOILE01 | BHOILN01 | PAR_OLDC | BHOILE01_BHOILN01 | 2 | 0 | 0.9 | Same
HOUPARRHNBHOILN01_OLDC_FBHOILE01_D83 | Residential heating technology - Oil boiler (mineral oil fired, < 10 % FAME) - single-family house - existing building - distributed level 0.83 | HOUOIL, HOUDSB, HOUDSE | HOUPARRHN_OLDC_DMD | MKr20 | 2025 | 2.1387 | 0.078443 |  | 6.7 | 5 | 52 | 0 | 0 | PAR | C | OLD |  |  | RHNBHOIL | 5 | 0.83333 | HOUPARRHNBHOILN01_OLDC_FBHOILE01 | 0.8 | HOUPARRHNBHOILN01_OLDC | HOUPARRHNBHOILE01_OLDC | BHOILE01 | BHOILN01 | PAR_OLDC | BHOILE01_BHOILN01 | 2 | 0 | 0.9 | Same
HOUPARRHNBHOILN01_OLDC_FBHOILE01_D83 | Residential heating technology - Oil boiler (mineral oil fired, < 10 % FAME) - single-family house - existing building - distributed level 0.83 | HOUOIL, HOUDSB, HOUDSE | HOUPARRHN_OLDC_DMD | MKr20 | 2030 | 2.0983 | 0.077312 |  | 6.7 | 5 | 52 | 0 | 0 | PAR | C | OLD |  |  | RHNBHOIL | 5 | 0.83333 | HOUPARRHNBHOILN01_OLDC_FBHOILE01 | 0.8 | HOUPARRHNBHOILN01_OLDC | HOUPARRHNBHOILE01_OLDC | BHOILE01 | BHOILN01 | PAR_OLDC | BHOILE01_BHOILN01 | 2 | 0 | 0.9 | Same
HOUPARRHNBHOILN01_OLDC_FBHOILE01_D83 | Residential heating technology - Oil boiler (mineral oil fired, < 10 % FAME) - single-family house - existing building - distributed level 0.83 | HOUOIL, HOUDSB, HOUDSE | HOUPARRHN_OLDC_DMD | MKr20 | 2040 | 2.0204 | 0.073372 |  | 6.7 | 5 | 52 | 0 | 0 | PAR | C | OLD |  |  | RHNBHOIL | 5 | 0.83333 | HOUPARRHNBHOILN01_OLDC_FBHOILE01 | 0.8 | HOUPARRHNBHOILN01_OLDC | HOUPARRHNBHOILE01_OLDC | BHOILE01 | BHOILN01 | PAR_OLDC | BHOILE01_BHOILN01 | 2 | 0 | 0.9 | Same
HOUPARRHNBHOILN01_OLDC_FBHOILE01_D83 | Residential heating technology - Oil boiler (mineral oil fired, < 10 % FAME) - single-family house - existing building - distributed level 0.83 | HOUOIL, HOUDSB, HOUDSE | HOUPARRHN_OLDC_DMD | MKr20 | 2050 | 1.9464 | 0.069396 |  | 6.7 | 5 | 52 | 0 | 0 | PAR | C | OLD |  |  | RHNBHOIL | 5 | 0.83333 | HOUPARRHNBHOILN01_OLDC_FBHOILE01 | 0.8 | HOUPARRHNBHOILN01_OLDC | HOUPARRHNBHOILE01_OLDC | BHOILE01 | BHOILN01 | PAR_OLDC | BHOILE01_BHOILN01 | 2 | 0 | 0.9 | Same
HOUPARRHNBHDHCN03_OLDC_FBHOILE01_D83 | Residential heating technology - Direct district heating substation - plus connection pipe - single-family house - existing building - distributed level 0.83 | HOUDHC | HOUPARRHN_OLDC_DMD | MKr20 | 2020 | 3.7272 | 0.035153 | [6 empty] | PAR | C | OLD |  |  | RHNBHDHC | 5 | 0.83333 | HOUPARRHNBHDHCN03_OLDC_FBHOILE01 | 0.8 | HOUPARRHNBHDHCN03_OLDC | HOUPARRHNBHOILE01_OLDC | BHOILE01 | BHDHCN03 | PAR_OLDC | BHOILE01_BHDHCN03 | 6 | 0 | 1 | New
HOUPARRHNBHDHCN03_OLDC_FBHOILE01_D83 | Residential heating technology - Direct district heating substation - plus connection pipe - single-family house - existing building - distributed level 0.83 | HOUDHC | HOUPARRHN_OLDC_DMD | MKr20 | 2025 | 3.684 | 0.034893 | [6 empty] | PAR | C | OLD |  |  | RHNBHDHC | 5 | 0.83333 | HOUPARRHNBHDHCN03_OLDC_FBHOILE01 | 0.8 | HOUPARRHNBHDHCN03_OLDC | HOUPARRHNBHOILE01_OLDC | BHOILE01 | BHDHCN03 | PAR_OLDC | BHOILE01_BHDHCN03 | 6 | 0 | 1 | New
HOUPARRHNBHDHCN03_OLDC_FBHOILE01_D83 | Residential heating technology - Direct district heating substation - plus connection pipe - single-family house - existing building - distributed level 0.83 | HOUDHC | HOUPARRHN_OLDC_DMD | MKr20 | 2030 | 3.6479 | 0.03427 | [6 empty] | PAR | C | OLD |  |  | RHNBHDHC | 5 | 0.83333 | HOUPARRHNBHDHCN03_OLDC_FBHOILE01 | 0.8 | HOUPARRHNBHDHCN03_OLDC | HOUPARRHNBHOILE01_OLDC | BHOILE01 | BHDHCN03 | PAR_OLDC | BHOILE01_BHDHCN03 | 6 | 0 | 1 | New
HOUPARRHNBHDHCN03_OLDC_FBHOILE01_D83 | Residential heating technology - Direct district heating substation - plus connection pipe - single-family house - existing building - distributed level 0.83 | HOUDHC | HOUPARRHN_OLDC_DMD | MKr20 | 2040 | 3.583 | 0.032794 | [6 empty] | PAR | C | OLD |  |  | RHNBHDHC | 5 | 0.83333 | HOUPARRHNBHDHCN03_OLDC_FBHOILE01 | 0.8 | HOUPARRHNBHDHCN03_OLDC | HOUPARRHNBHOILE01_OLDC | BHOILE01 | BHDHCN03 | PAR_OLDC | BHOILE01_BHDHCN03 | 6 | 0 | 1 | New
HOUPARRHNBHDHCN03_OLDC_FBHOILE01_D83 | Residential heating technology - Direct district heating substation - plus connection pipe - single-family house - existing building - distributed level 0.83 | HOUDHC | HOUPARRHN_OLDC_DMD | MKr20 | 2050 | 3.511 | 0.030647 | [6 empty] | PAR | C | OLD |  |  | RHNBHDHC | 5 | 0.83333 | HOUPARRHNBHDHCN03_OLDC_FBHOILE01 | 0.8 | HOUPARRHNBHDHCN03_OLDC | HOUPARRHNBHOILE01_OLDC | BHOILE01 | BHDHCN03 | PAR_OLDC | BHOILE01_BHDHCN03 | 6 | 0 | 1 | New
HOUPARRHNHPELCN07_OLDD_FBHOILE01_D83 | Residential heating technology - Heat pump, Air-to-water, low-price product - single-family house - existing building - distributed level 0.83 | HOUELC, HOUAMB | HOUPARRHN_OLDD_DMD | MKr20 | 2020 | 12.0987 | 0.44459 | 0.36256 | [5 empty] | PAR | D | OLD | 2.7581 |  | RHNHPELC | 5 | 0.83333 | HOUPARRHNHPELCN07_OLDD_FBHOILE01 | 0.8 | HOUPARRHNHPELCN07_OLDD | HOUPARRHNBHOILE01_OLDD | BHOILE01 | HPELCN07 | PAR_OLDD | BHOILE01_HPELCN07 | 4 | -0.25 | 1 | Supported
HOUPARRHNHPELCN07_OLDD_FBHOILE01_D83 | Residential heating technology - Heat pump, Air-to-water, low-price product - single-family house - existing building - distributed level 0.83 | HOUELC, HOUAMB | HOUPARRHN_OLDD_DMD | MKr20 | 2025 | 11.0682 | 0.341 | 0.3453 | [5 empty] | PAR | D | OLD | 2.8961 |  | RHNHPELC | 5 | 0.83333 | HOUPARRHNHPELCN07_OLDD_FBHOILE01 | 0.8 | HOUPARRHNHPELCN07_OLDD | HOUPARRHNBHOILE01_OLDD | BHOILE01 | HPELCN07 | PAR_OLDD | BHOILE01_HPELCN07 | 4 | -0.25 | 1 | Supported
HOUPARRHNHPELCN07_OLDD_FBHOILE01_D83 | Residential heating technology - Heat pump, Air-to-water, low-price product - single-family house - existing building - distributed level 0.83 | HOUELC, HOUAMB | HOUPARRHN_OLDD_DMD | MKr20 | 2030 | 10.0376 | 0.33694 | 0.3296 | [5 empty] | PAR | D | OLD | 3.034 |  | RHNHPELC | 5 | 0.83333 | HOUPARRHNHPELCN07_OLDD_FBHOILE01 | 0.8 | HOUPARRHNHPELCN07_OLDD | HOUPARRHNBHOILE01_OLDD | BHOILE01 | HPELCN07 | PAR_OLDD | BHOILE01_HPELCN07 | 4 | -0.25 | 1 | Supported
HOUPARRHNHPELCN07_OLDD_FBHOILE01_D83 | Residential heating technology - Heat pump, Air-to-water, low-price product - single-family house - existing building - distributed level 0.83 | HOUELC, HOUAMB | HOUPARRHN_OLDD_DMD | MKr20 | 2040 | 9.2165 | 0.32942 | 0.31527 | [5 empty] | PAR | D | OLD | 3.1719 |  | RHNHPELC | 5 | 0.83333 | HOUPARRHNHPELCN07_OLDD_FBHOILE01 | 0.8 | HOUPARRHNHPELCN07_OLDD | HOUPARRHNBHOILE01_OLDD | BHOILE01 | HPELCN07 | PAR_OLDD | BHOILE01_HPELCN07 | 4 | -0.25 | 1 | Supported
HOUPARRHNHPELCN07_OLDD_FBHOILE01_D83 | Residential heating technology - Heat pump, Air-to-water, low-price product - single-family house - existing building - distributed level 0.83 | HOUELC, HOUAMB | HOUPARRHN_OLDD_DMD | MKr20 | 2050 | 8.3953 | 0.32189 | 0.30639 | [5 empty] | PAR | D | OLD | 3.2638 |  | RHNHPELC | 5 | 0.83333 | HOUPARRHNHPELCN07_OLDD_FBHOILE01 | 0.8 | HOUPARRHNHPELCN07_OLDD | HOUPARRHNBHOILE01_OLDD | BHOILE01 | HPELCN07 | PAR_OLDD | BHOILE01_HPELCN07 | 4 | -0.25 | 1 | Supported
HOUPARRHNHPELCN05_OLDD_FBHOILE01_D83 | Residential heating technology - Heat pump, Air-to-water - leasing - single-family house - existing building - distributed level 0.83 | HOUELC, HOUAMB | HOUPARRHN_OLDD_DMD | MKr20 | 2020 | 12.407 | 1.2309 | 0.3453 | [5 empty] | PAR | D | OLD | 2.8961 |  | RHNHPELC | 5 | 0.83333 | HOUPARRHNHPELCN05_OLDD_FBHOILE01 | 0.8 | HOUPARRHNHPELCN05_OLDD | HOUPARRHNBHOILE01_OLDD | BHOILE01 | HPELCN05 | PAR_OLDD | BHOILE01_HPELCN05 | 4 | -0.25 | 1 | Supported
HOUPARRHNHPELCN05_OLDD_FBHOILE01_D83 | Residential heating technology - Heat pump, Air-to-water - leasing - single-family house - existing building - distributed level 0.83 | HOUELC, HOUAMB | HOUPARRHN_OLDD_DMD | MKr20 | 2025 | 11.4441 | 1.0617 | 0.3296 | [5 empty] | PAR | D | OLD | 3.034 |  | RHNHPELC | 5 | 0.83333 | HOUPARRHNHPELCN05_OLDD_FBHOILE01 | 0.8 | HOUPARRHNHPELCN05_OLDD | HOUPARRHNBHOILE01_OLDD | BHOILE01 | HPELCN05 | PAR_OLDD | BHOILE01_HPELCN05 | 4 | -0.25 | 1 | Supported
HOUPARRHNHPELCN05_OLDD_FBHOILE01_D83 | Residential heating technology - Heat pump, Air-to-water - leasing - single-family house - existing building - distributed level 0.83 | HOUELC, HOUAMB | HOUPARRHN_OLDD_DMD | MKr20 | 2030 | 10.4812 | 0.99194 | 0.31527 | [5 empty] | PAR | D | OLD | 3.1719 |  | RHNHPELC | 5 | 0.83333 | HOUPARRHNHPELCN05_OLDD_FBHOILE01 | 0.8 | HOUPARRHNHPELCN05_OLDD | HOUPARRHNBHOILE01_OLDD | BHOILE01 | HPELCN05 | PAR_OLDD | BHOILE01_HPELCN05 | 4 | -0.25 | 1 | Supported
HOUPARRHNHPELCN05_OLDD_FBHOILE01_D83 | Residential heating technology - Heat pump, Air-to-water - leasing - single-family house - existing building - distributed level 0.83 | HOUELC, HOUAMB | HOUPARRHN_OLDD_DMD | MKr20 | 2040 | 9.7002 | 0.93116 | 0.30214 | [5 empty] | PAR | D | OLD | 3.3098 |  | RHNHPELC | 5 | 0.83333 | HOUPARRHNHPELCN05_OLDD_FBHOILE01 | 0.8 | HOUPARRHNHPELCN05_OLDD | HOUPARRHNBHOILE01_OLDD | BHOILE01 | HPELCN05 | PAR_OLDD | BHOILE01_HPELCN05 | 4 | -0.25 | 1 | Supported
HOUPARRHNHPELCN05_OLDD_FBHOILE01_D83 | Residential heating technology - Heat pump, Air-to-water - leasing - single-family house - existing building - distributed level 0.83 | HOUELC, HOUAMB | HOUPARRHN_OLDD_DMD | MKr20 | 2050 | 8.9192 | 0.87038 | 0.29397 | [5 empty] | PAR | D | OLD | 3.4017 |  | RHNHPELC | 5 | 0.83333 | HOUPARRHNHPELCN05_OLDD_FBHOILE01 | 0.8 | HOUPARRHNHPELCN05_OLDD | HOUPARRHNBHOILE01_OLDD | BHOILE01 | HPELCN05 | PAR_OLDD | BHOILE01_HPELCN05 | 4 | -0.25 | 1 | Supported
HOUPARRHNHPELCN04_OLDD_FBHOILE01_D83 | Residential heating technology - Heat pump, Ground source - single-family house - existing building - distributed level 0.83 | HOUELC, HOUAMB | HOUPARRHN_OLDD_DMD | MKr20 | 2020 | 32.8624 | 0.35501 | 0.31527 | [5 empty] | PAR | D | OLD | 3.1719 |  | RHNHPELC | 5 | 0.83333 | HOUPARRHNHPELCN04_OLDD_FBHOILE01 | 0.8 | HOUPARRHNHPELCN04_OLDD | HOUPARRHNBHOILE01_OLDD | BHOILE01 | HPELCN04 | PAR_OLDD | BHOILE01_HPELCN04 | 4 | -0.25 | 1 | Supported
HOUPARRHNHPELCN04_OLDD_FBHOILE01_D83 | Residential heating technology - Heat pump, Ground source - single-family house - existing building - distributed level 0.83 | HOUELC, HOUAMB | HOUPARRHN_OLDD_DMD | MKr20 | 2025 | 31.2193 | 0.25142 | 0.30639 | [5 empty] | PAR | D | OLD | 3.2638 |  | RHNHPELC | 5 | 0.83333 | HOUPARRHNHPELCN04_OLDD_FBHOILE01 | 0.8 | HOUPARRHNHPELCN04_OLDD | HOUPARRHNBHOILE01_OLDD | BHOILE01 | HPELCN04 | PAR_OLDD | BHOILE01_HPELCN04 | 4 | -0.25 | 1 | Supported
HOUPARRHNHPELCN04_OLDD_FBHOILE01_D83 | Residential heating technology - Heat pump, Ground source - single-family house - existing building - distributed level 0.83 | HOUELC, HOUAMB | HOUPARRHN_OLDD_DMD | MKr20 | 2030 | 29.5762 | 0.24736 | 0.298 | [5 empty] | PAR | D | OLD | 3.3557 |  | RHNHPELC | 5 | 0.83333 | HOUPARRHNHPELCN04_OLDD_FBHOILE01 | 0.8 | HOUPARRHNHPELCN04_OLDD | HOUPARRHNBHOILE01_OLDD | BHOILE01 | HPELCN04 | PAR_OLDD | BHOILE01_HPELCN04 | 4 | -0.25 | 1 | Supported
HOUPARRHNHPELCN04_OLDD_FBHOILE01_D83 | Residential heating technology - Heat pump, Ground source - single-family house - existing building - distributed level 0.83 | HOUELC, HOUAMB | HOUPARRHN_OLDD_DMD | MKr20 | 2040 | 28.0974 | 0.23984 | 0.28623 | [5 empty] | PAR | D | OLD | 3.4936 |  | RHNHPELC | 5 | 0.83333 | HOUPARRHNHPELCN04_OLDD_FBHOILE01 | 0.8 | HOUPARRHNHPELCN04_OLDD | HOUPARRHNBHOILE01_OLDD | BHOILE01 | HPELCN04 | PAR_OLDD | BHOILE01_HPELCN04 | 4 | -0.25 | 1 | Supported
HOUPARRHNHPELCN04_OLDD_FBHOILE01_D83 | Residential heating technology - Heat pump, Ground source - single-family house - existing building - distributed level 0.83 | HOUELC, HOUAMB | HOUPARRHN_OLDD_DMD | MKr20 | 2050 | 26.6186 | 0.23231 | 0.28252 | [5 empty] | PAR | D | OLD | 3.5396 |  | RHNHPELC | 5 | 0.83333 | HOUPARRHNHPELCN04_OLDD_FBHOILE01 | 0.8 | HOUPARRHNHPELCN04_OLDD | HOUPARRHNBHOILE01_OLDD | BHOILE01 | HPELCN04 | PAR_OLDD | BHOILE01_HPELCN04 | 4 | -0.25 | 1 | Supported
HOUPARRHNHPELCN03_OLDD_FBHOILE01_D83 | Residential heating technology - Heat pump, Air-to-water - single-family house - existing building - distributed level 0.83 | HOUELC, HOUAMB | HOUPARRHN_OLDD_DMD | MKr20 | 2020 | 24.8141 | 0.38487 | 0.3453 | [5 empty] | PAR | D | OLD | 2.8961 |  | RHNHPELC | 5 | 0.83333 | HOUPARRHNHPELCN03_OLDD_FBHOILE01 | 0.8 | HOUPARRHNHPELCN03_OLDD | HOUPARRHNBHOILE01_OLDD | BHOILE01 | HPELCN03 | PAR_OLDD | BHOILE01_HPELCN03 | 4 | -0.25 | 1 | Supported
HOUPARRHNHPELCN03_OLDD_FBHOILE01_D83 | Residential heating technology - Heat pump, Air-to-water - single-family house - existing building - distributed level 0.83 | HOUELC, HOUAMB | HOUPARRHN_OLDD_DMD | MKr20 | 2025 | 22.8882 | 0.28128 | 0.3296 | [5 empty] | PAR | D | OLD | 3.034 |  | RHNHPELC | 5 | 0.83333 | HOUPARRHNHPELCN03_OLDD_FBHOILE01 | 0.8 | HOUPARRHNHPELCN03_OLDD | HOUPARRHNBHOILE01_OLDD | BHOILE01 | HPELCN03 | PAR_OLDD | BHOILE01_HPELCN03 | 4 | -0.25 | 1 | Supported
HOUPARRHNHPELCN03_OLDD_FBHOILE01_D83 | Residential heating technology - Heat pump, Air-to-water - single-family house - existing building - distributed level 0.83 | HOUELC, HOUAMB | HOUPARRHN_OLDD_DMD | MKr20 | 2030 | 20.9624 | 0.27722 | 0.31527 | [5 empty] | PAR | D | OLD | 3.1719 |  | RHNHPELC | 5 | 0.83333 | HOUPARRHNHPELCN03_OLDD_FBHOILE01 | 0.8 | HOUPARRHNHPELCN03_OLDD | HOUPARRHNBHOILE01_OLDD | BHOILE01 | HPELCN03 | PAR_OLDD | BHOILE01_HPELCN03 | 4 | -0.25 | 1 | Supported
HOUPARRHNHPELCN03_OLDD_FBHOILE01_D83 | Residential heating technology - Heat pump, Air-to-water - single-family house - existing building - distributed level 0.83 | HOUELC, HOUAMB | HOUPARRHN_OLDD_DMD | MKr20 | 2040 | 19.4005 | 0.2697 | 0.30214 | [5 empty] | PAR | D | OLD | 3.3098 |  | RHNHPELC | 5 | 0.83333 | HOUPARRHNHPELCN03_OLDD_FBHOILE01 | 0.8 | HOUPARRHNHPELCN03_OLDD | HOUPARRHNBHOILE01_OLDD | BHOILE01 | HPELCN03 | PAR_OLDD | BHOILE01_HPELCN03 | 4 | -0.25 | 1 | Supported
HOUPARRHNHPELCN03_OLDD_FBHOILE01_D83 | Residential heating technology - Heat pump, Air-to-water - single-family house - existing building - distributed level 0.83 | HOUELC, HOUAMB | HOUPARRHN_OLDD_DMD | MKr20 | 2050 | 17.8385 | 0.26217 | 0.29397 | [5 empty] | PAR | D | OLD | 3.4017 |  | RHNHPELC | 5 | 0.83333 | HOUPARRHNHPELCN03_OLDD_FBHOILE01 | 0.8 | HOUPARRHNHPELCN03_OLDD | HOUPARRHNBHOILE01_OLDD | BHOILE01 | HPELCN03 | PAR_OLDD | BHOILE01_HPELCN03 | 4 | -0.25 | 1 | Supported
HOUPARRHNHPELCN02_OLDD_FBHOILE01_D83 | Residential heating technology - Heat pump, Air-to-air - single-family house - existing building - distributed level 0.83 | HOUELC, HOUAMB | HOUPARRHN_OLDD_DMD | MKr20 | 2020 | 4.557 | 0.20009 | 0.22427 | [5 empty] | PAR | D | OLD | 4.459 |  | RHNHPELC | 5 | 0.83333 | HOUPARRHNHPELCN02_OLDD_FBHOILE01 | 0.8 | HOUPARRHNHPELCN02_OLDD | HOUPARRHNBHOILE01_OLDD | BHOILE01 | HPELCN02 | PAR_OLDD | BHOILE01_HPELCN02 | 5 | 0 | 1.1 | Unlikely
HOUPARRHNHPELCN02_OLDD_FBHOILE01_D83 | Residential heating technology - Heat pump, Air-to-air - single-family house - existing building - distributed level 0.83 | HOUELC, HOUAMB | HOUPARRHN_OLDD_DMD | MKr20 | 2025 | 4.4456 | 0.13594 | 0.21327 | [5 empty] | PAR | D | OLD | 4.6888 |  | RHNHPELC | 5 | 0.83333 | HOUPARRHNHPELCN02_OLDD_FBHOILE01 | 0.8 | HOUPARRHNHPELCN02_OLDD | HOUPARRHNBHOILE01_OLDD | BHOILE01 | HPELCN02 | PAR_OLDD | BHOILE01_HPELCN02 | 5 | 0 | 1.1 | Unlikely
HOUPARRHNHPELCN02_OLDD_FBHOILE01_D83 | Residential heating technology - Heat pump, Air-to-air - single-family house - existing building - distributed level 0.83 | HOUELC, HOUAMB | HOUPARRHN_OLDD_DMD | MKr20 | 2030 | 4.3342 | 0.13343 | 0.20522 | [5 empty] | PAR | D | OLD | 4.8727 |  | RHNHPELC | 5 | 0.83333 | HOUPARRHNHPELCN02_OLDD_FBHOILE01 | 0.8 | HOUPARRHNHPELCN02_OLDD | HOUPARRHNBHOILE01_OLDD | BHOILE01 | HPELCN02 | PAR_OLDD | BHOILE01_HPELCN02 | 5 | 0 | 1.1 | Unlikely
HOUPARRHNHPELCN02_OLDD_FBHOILE01_D83 | Residential heating technology - Heat pump, Air-to-air - single-family house - existing building - distributed level 0.83 | HOUELC, HOUAMB | HOUPARRHN_OLDD_DMD | MKr20 | 2040 | 4.1275 | 0.12877 | 0.19776 | [5 empty] | PAR | D | OLD | 5.0566 |  | RHNHPELC | 5 | 0.83333 | HOUPARRHNHPELCN02_OLDD_FBHOILE01 | 0.8 | HOUPARRHNHPELCN02_OLDD | HOUPARRHNBHOILE01_OLDD | BHOILE01 | HPELCN02 | PAR_OLDD | BHOILE01_HPELCN02 | 5 | 0 | 1.1 | Unlikely
HOUPARRHNHPELCN02_OLDD_FBHOILE01_D83 | Residential heating technology - Heat pump, Air-to-air - single-family house - existing building - distributed level 0.83 | HOUELC, HOUAMB | HOUPARRHN_OLDD_DMD | MKr20 | 2050 | 3.9207 | 0.12411 | 0.19423 | [5 empty] | PAR | D | OLD | 5.1485 |  | RHNHPELC | 5 | 0.83333 | HOUPARRHNHPELCN02_OLDD_FBHOILE01 | 0.8 | HOUPARRHNHPELCN02_OLDD | HOUPARRHNBHOILE01_OLDD | BHOILE01 | HPELCN02 | PAR_OLDD | BHOILE01_HPELCN02 | 5 | 0 | 1.1 | Unlikely
HOUPARRHNDIELCN06_OLDD_FBHOILE01_D83 | Residential heating technology - Electric heating - electric panel from Bauhaus - single-family house - new building - distributed level 0.83 | HOUELC | HOUPARRHN_OLDD_DMD | MKr20 | 2020 | 0.70255 | 0 | [6 empty] | PAR | D | OLD |  |  | RHNDIELC | 5 | 0.83333 | HOUPARRHNDIELCN06_OLDD_FBHOILE01 | 0.8 | HOUPARRHNDIELCN06_OLDD | HOUPARRHNBHOILE01_OLDD | BHOILE01 | DIELCN06 | PAR_OLDD | BHOILE01_DIELCN06 | 5 | 0 | 1.1 | Unlikely
HOUPARRHNDIELCN06_OLDD_FBHOILE01_D83 | Residential heating technology - Electric heating - electric panel from Bauhaus - single-family house - new building - distributed level 0.83 | HOUELC | HOUPARRHN_OLDD_DMD | MKr20 | 2025 | 0.70255 | 0 | [6 empty] | PAR | D | OLD |  |  | RHNDIELC | 5 | 0.83333 | HOUPARRHNDIELCN06_OLDD_FBHOILE01 | 0.8 | HOUPARRHNDIELCN06_OLDD | HOUPARRHNBHOILE01_OLDD | BHOILE01 | DIELCN06 | PAR_OLDD | BHOILE01_DIELCN06 | 5 | 0 | 1.1 | Unlikely
HOUPARRHNDIELCN06_OLDD_FBHOILE01_D83 | Residential heating technology - Electric heating - electric panel from Bauhaus - single-family house - new building - distributed level 0.83 | HOUELC | HOUPARRHN_OLDD_DMD | MKr20 | 2030 | 0.70255 | 0 | [6 empty] | PAR | D | OLD |  |  | RHNDIELC | 5 | 0.83333 | HOUPARRHNDIELCN06_OLDD_FBHOILE01 | 0.8 | HOUPARRHNDIELCN06_OLDD | HOUPARRHNBHOILE01_OLDD | BHOILE01 | DIELCN06 | PAR_OLDD | BHOILE01_DIELCN06 | 5 | 0 | 1.1 | Unlikely
HOUPARRHNDIELCN06_OLDD_FBHOILE01_D83 | Residential heating technology - Electric heating - electric panel from Bauhaus - single-family house - new building - distributed level 0.83 | HOUELC | HOUPARRHN_OLDD_DMD | MKr20 | 2040 | 0.70255 | 0 | [6 empty] | PAR | D | OLD |  |  | RHNDIELC | 5 | 0.83333 | HOUPARRHNDIELCN06_OLDD_FBHOILE01 | 0.8 | HOUPARRHNDIELCN06_OLDD | HOUPARRHNBHOILE01_OLDD | BHOILE01 | DIELCN06 | PAR_OLDD | BHOILE01_DIELCN06 | 5 | 0 | 1.1 | Unlikely
HOUPARRHNDIELCN06_OLDD_FBHOILE01_D83 | Residential heating technology - Electric heating - electric panel from Bauhaus - single-family house - new building - distributed level 0.83 | HOUELC | HOUPARRHN_OLDD_DMD | MKr20 | 2050 | 0.70255 | 0 | [6 empty] | PAR | D | OLD |  |  | RHNDIELC | 5 | 0.83333 | HOUPARRHNDIELCN06_OLDD_FBHOILE01 | 0.8 | HOUPARRHNDIELCN06_OLDD | HOUPARRHNBHOILE01_OLDD | BHOILE01 | DIELCN06 | PAR_OLDD | BHOILE01_DIELCN06 | 5 | 0 | 1.1 | Unlikely
HOUPARRHNDIELCN01_OLDD_FBHOILE01_D83 | Residential heating technology - Electric heating - single-family house - new building - distributed level 0.83 | HOUELC | HOUPARRHN_OLDD_DMD | MKr20 | 2020 | 8.5362 | 0.06921 | [6 empty] | PAR | D | OLD |  |  | RHNDIELC | 5 | 0.83333 | HOUPARRHNDIELCN01_OLDD_FBHOILE01 | 0.8 | HOUPARRHNDIELCN01_OLDD | HOUPARRHNBHOILE01_OLDD | BHOILE01 | DIELCN01 | PAR_OLDD | BHOILE01_DIELCN01 | 5 | 0 | 1.1 | Unlikely
HOUPARRHNDIELCN01_OLDD_FBHOILE01_D83 | Residential heating technology - Electric heating - single-family house - new building - distributed level 0.83 | HOUELC | HOUPARRHN_OLDD_DMD | MKr20 | 2025 | 8.3249 | 0.06921 | [6 empty] | PAR | D | OLD |  |  | RHNDIELC | 5 | 0.83333 | HOUPARRHNDIELCN01_OLDD_FBHOILE01 | 0.8 | HOUPARRHNDIELCN01_OLDD | HOUPARRHNBHOILE01_OLDD | BHOILE01 | DIELCN01 | PAR_OLDD | BHOILE01_DIELCN01 | 5 | 0 | 1.1 | Unlikely
HOUPARRHNDIELCN01_OLDD_FBHOILE01_D83 | Residential heating technology - Electric heating - single-family house - new building - distributed level 0.83 | HOUELC | HOUPARRHN_OLDD_DMD | MKr20 | 2030 | 8.1188 | 0.066326 | [6 empty] | PAR | D | OLD |  |  | RHNDIELC | 5 | 0.83333 | HOUPARRHNDIELCN01_OLDD_FBHOILE01 | 0.8 | HOUPARRHNDIELCN01_OLDD | HOUPARRHNBHOILE01_OLDD | BHOILE01 | DIELCN01 | PAR_OLDD | BHOILE01_DIELCN01 | 5 | 0 | 1.1 | Unlikely
HOUPARRHNDIELCN01_OLDD_FBHOILE01_D83 | Residential heating technology - Electric heating - single-family house - new building - distributed level 0.83 | HOUELC | HOUPARRHN_OLDD_DMD | MKr20 | 2040 | 7.7219 | 0.063442 | [6 empty] | PAR | D | OLD |  |  | RHNDIELC | 5 | 0.83333 | HOUPARRHNDIELCN01_OLDD_FBHOILE01 | 0.8 | HOUPARRHNDIELCN01_OLDD | HOUPARRHNBHOILE01_OLDD | BHOILE01 | DIELCN01 | PAR_OLDD | BHOILE01_DIELCN01 | 5 | 0 | 1.1 | Unlikely
HOUPARRHNDIELCN01_OLDD_FBHOILE01_D83 | Residential heating technology - Electric heating - single-family house - new building - distributed level 0.83 | HOUELC | HOUPARRHN_OLDD_DMD | MKr20 | 2050 | 7.3444 | 0.060559 | [6 empty] | PAR | D | OLD |  |  | RHNDIELC | 5 | 0.83333 | HOUPARRHNDIELCN01_OLDD_FBHOILE01 | 0.8 | HOUPARRHNDIELCN01_OLDD | HOUPARRHNBHOILE01_OLDD | BHOILE01 | DIELCN01 | PAR_OLDD | BHOILE01_DIELCN01 | 5 | 0 | 1.1 | Unlikely
HOUPARRHNBHWPEN01_OLDD_FBHOILE01_D83 | Residential heating technology - Biomass boiler, automatic stoking , wood pellets or wood chips - single-family house - existing building - distributed level 0.83 | HOUWPE | HOUPARRHN_OLDD_DMD | MKr20 | 2020 | 3.6727 | 0.32368 |  | 25 | 14 | 70 | 2 | 4 | PAR | D | OLD |  |  | RHNBHWPE | 5 | 0.83333 | HOUPARRHNBHWPEN01_OLDD_FBHOILE01 | 0.8 | HOUPARRHNBHWPEN01_OLDD | HOUPARRHNBHOILE01_OLDD | BHOILE01 | BHWPEN01 | PAR_OLDD | BHOILE01_BHWPEN01 | 6 | 0 | 1 | New
HOUPARRHNBHWPEN01_OLDD_FBHOILE01_D83 | Residential heating technology - Biomass boiler, automatic stoking , wood pellets or wood chips - single-family house - existing building - distributed level 0.83 | HOUWPE | HOUPARRHN_OLDD_DMD | MKr20 | 2025 | 3.5818 | 0.31808 |  | 25 | 14 | 60 | 2 | 4 | PAR | D | OLD |  |  | RHNBHWPE | 5 | 0.83333 | HOUPARRHNBHWPEN01_OLDD_FBHOILE01 | 0.8 | HOUPARRHNBHWPEN01_OLDD | HOUPARRHNBHOILE01_OLDD | BHOILE01 | BHWPEN01 | PAR_OLDD | BHOILE01_BHWPEN01 | 6 | 0 | 1 | New
HOUPARRHNBHWPEN01_OLDD_FBHOILE01_D83 | Residential heating technology - Biomass boiler, automatic stoking , wood pellets or wood chips - single-family house - existing building - distributed level 0.83 | HOUWPE | HOUPARRHN_OLDD_DMD | MKr20 | 2030 | 3.4932 | 0.31383 |  | 25 | 11 | 50 | 1 | 4 | PAR | D | OLD |  |  | RHNBHWPE | 5 | 0.83333 | HOUPARRHNBHWPEN01_OLDD_FBHOILE01 | 0.8 | HOUPARRHNBHWPEN01_OLDD | HOUPARRHNBHOILE01_OLDD | BHOILE01 | BHWPEN01 | PAR_OLDD | BHOILE01_BHWPEN01 | 6 | 0 | 1 | New
HOUPARRHNBHWPEN01_OLDD_FBHOILE01_D83 | Residential heating technology - Biomass boiler, automatic stoking , wood pellets or wood chips - single-family house - existing building - distributed level 0.83 | HOUWPE | HOUPARRHN_OLDD_DMD | MKr20 | 2040 | 3.3224 | 0.29995 |  | 25 | 9 | 45 | 1 | 4 | PAR | D | OLD |  |  | RHNBHWPE | 5 | 0.83333 | HOUPARRHNBHWPEN01_OLDD_FBHOILE01 | 0.8 | HOUPARRHNBHWPEN01_OLDD | HOUPARRHNBHOILE01_OLDD | BHOILE01 | BHWPEN01 | PAR_OLDD | BHOILE01_BHWPEN01 | 6 | 0 | 1 | New
HOUPARRHNBHWPEN01_OLDD_FBHOILE01_D83 | Residential heating technology - Biomass boiler, automatic stoking , wood pellets or wood chips - single-family house - existing building - distributed level 0.83 | HOUWPE | HOUPARRHN_OLDD_DMD | MKr20 | 2050 | 3.95 | 0.35834 |  | 25 | 9 | 40 | 0 | 4 | PAR | D | OLD |  |  | RHNBHWPE | 5 | 0.83333 | HOUPARRHNBHWPEN01_OLDD_FBHOILE01 | 0.8 | HOUPARRHNBHWPEN01_OLDD | HOUPARRHNBHOILE01_OLDD | BHOILE01 | BHWPEN01 | PAR_OLDD | BHOILE01_BHWPEN01 | 6 | 0 | 1 | New
HOUPARRHNBHSOLN01_OLDD_FBHOILE01_D83 | Residential heating technology - Solar heating system - single-family house - existing building - distributed level 0.83 | HOUSOL | HOUPARRHN_OLDD_DMD | MKr20 | 2020 | 9.3804 | 0.10804 | [6 empty] | PAR | D | OLD |  |  | RHNBHSOL | 5 | 0.83333 | HOUPARRHNBHSOLN01_OLDD_FBHOILE01 | 0.8 | HOUPARRHNBHSOLN01_OLDD | HOUPARRHNBHOILE01_OLDD | BHOILE01 | BHSOLN01 | PAR_OLDD | BHOILE01_BHSOLN01 | 5 | 0 | 1.1 | Unlikely
HOUPARRHNBHSOLN01_OLDD_FBHOILE01_D83 | Residential heating technology - Solar heating system - single-family house - existing building - distributed level 0.83 | HOUSOL | HOUPARRHN_OLDD_DMD | MKr20 | 2025 | 9.1482 | 0.10145 | [6 empty] | PAR | D | OLD |  |  | RHNBHSOL | 5 | 0.83333 | HOUPARRHNBHSOLN01_OLDD_FBHOILE01 | 0.8 | HOUPARRHNBHSOLN01_OLDD | HOUPARRHNBHOILE01_OLDD | BHOILE01 | BHSOLN01 | PAR_OLDD | BHOILE01_BHSOLN01 | 5 | 0 | 1.1 | Unlikely
HOUPARRHNBHSOLN01_OLDD_FBHOILE01_D83 | Residential heating technology - Solar heating system - single-family house - existing building - distributed level 0.83 | HOUSOL | HOUPARRHN_OLDD_DMD | MKr20 | 2030 | 8.9218 | 0.098974 | [6 empty] | PAR | D | OLD |  |  | RHNBHSOL | 5 | 0.83333 | HOUPARRHNBHSOLN01_OLDD_FBHOILE01 | 0.8 | HOUPARRHNBHSOLN01_OLDD | HOUPARRHNBHOILE01_OLDD | BHOILE01 | BHSOLN01 | PAR_OLDD | BHOILE01_BHSOLN01 | 5 | 0 | 1.1 | Unlikely
HOUPARRHNBHSOLN01_OLDD_FBHOILE01_D83 | Residential heating technology - Solar heating system - single-family house - existing building - distributed level 0.83 | HOUSOL | HOUPARRHN_OLDD_DMD | MKr20 | 2040 | 8.4856 | 0.093619 | [6 empty] | PAR | D | OLD |  |  | RHNBHSOL | 5 | 0.83333 | HOUPARRHNBHSOLN01_OLDD_FBHOILE01 | 0.8 | HOUPARRHNBHSOLN01_OLDD | HOUPARRHNBHOILE01_OLDD | BHOILE01 | BHSOLN01 | PAR_OLDD | BHOILE01_BHSOLN01 | 5 | 0 | 1.1 | Unlikely
HOUPARRHNBHSOLN01_OLDD_FBHOILE01_D83 | Residential heating technology - Solar heating system - single-family house - existing building - distributed level 0.83 | HOUSOL | HOUPARRHN_OLDD_DMD | MKr20 | 2050 | 8.0707 | 0.088263 | [6 empty] | PAR | D | OLD |  |  | RHNBHSOL | 5 | 0.83333 | HOUPARRHNBHSOLN01_OLDD_FBHOILE01 | 0.8 | HOUPARRHNBHSOLN01_OLDD | HOUPARRHNBHOILE01_OLDD | BHOILE01 | BHSOLN01 | PAR_OLDD | BHOILE01_BHSOLN01 | 5 | 0 | 1.1 | Unlikely
HOUPARRHNBHOILN01_OLDD_FBHOILE01_D83 | Residential heating technology - Oil boiler (mineral oil fired, < 10 % FAME) - single-family house - existing building - distributed level 0.83 | HOUOIL, HOUDSB, HOUDSE | HOUPARRHN_OLDD_DMD | MKr20 | 2020 | 2.1801 | 0.079842 |  | 6.7 | 5 | 52 | 0 | 0 | PAR | D | OLD |  |  | RHNBHOIL | 5 | 0.83333 | HOUPARRHNBHOILN01_OLDD_FBHOILE01 | 0.8 | HOUPARRHNBHOILN01_OLDD | HOUPARRHNBHOILE01_OLDD | BHOILE01 | BHOILN01 | PAR_OLDD | BHOILE01_BHOILN01 | 2 | 0 | 0.9 | Same
HOUPARRHNBHOILN01_OLDD_FBHOILE01_D83 | Residential heating technology - Oil boiler (mineral oil fired, < 10 % FAME) - single-family house - existing building - distributed level 0.83 | HOUOIL, HOUDSB, HOUDSE | HOUPARRHN_OLDD_DMD | MKr20 | 2025 | 2.1387 | 0.078443 |  | 6.7 | 5 | 52 | 0 | 0 | PAR | D | OLD |  |  | RHNBHOIL | 5 | 0.83333 | HOUPARRHNBHOILN01_OLDD_FBHOILE01 | 0.8 | HOUPARRHNBHOILN01_OLDD | HOUPARRHNBHOILE01_OLDD | BHOILE01 | BHOILN01 | PAR_OLDD | BHOILE01_BHOILN01 | 2 | 0 | 0.9 | Same
HOUPARRHNBHOILN01_OLDD_FBHOILE01_D83 | Residential heating technology - Oil boiler (mineral oil fired, < 10 % FAME) - single-family house - existing building - distributed level 0.83 | HOUOIL, HOUDSB, HOUDSE | HOUPARRHN_OLDD_DMD | MKr20 | 2030 | 2.0983 | 0.077312 |  | 6.7 | 5 | 52 | 0 | 0 | PAR | D | OLD |  |  | RHNBHOIL | 5 | 0.83333 | HOUPARRHNBHOILN01_OLDD_FBHOILE01 | 0.8 | HOUPARRHNBHOILN01_OLDD | HOUPARRHNBHOILE01_OLDD | BHOILE01 | BHOILN01 | PAR_OLDD | BHOILE01_BHOILN01 | 2 | 0 | 0.9 | Same
HOUPARRHNBHOILN01_OLDD_FBHOILE01_D83 | Residential heating technology - Oil boiler (mineral oil fired, < 10 % FAME) - single-family house - existing building - distributed level 0.83 | HOUOIL, HOUDSB, HOUDSE | HOUPARRHN_OLDD_DMD | MKr20 | 2040 | 2.0204 | 0.073372 |  | 6.7 | 5 | 52 | 0 | 0 | PAR | D | OLD |  |  | RHNBHOIL | 5 | 0.83333 | HOUPARRHNBHOILN01_OLDD_FBHOILE01 | 0.8 | HOUPARRHNBHOILN01_OLDD | HOUPARRHNBHOILE01_OLDD | BHOILE01 | BHOILN01 | PAR_OLDD | BHOILE01_BHOILN01 | 2 | 0 | 0.9 | Same
HOUPARRHNBHOILN01_OLDD_FBHOILE01_D83 | Residential heating technology - Oil boiler (mineral oil fired, < 10 % FAME) - single-family house - existing building - distributed level 0.83 | HOUOIL, HOUDSB, HOUDSE | HOUPARRHN_OLDD_DMD | MKr20 | 2050 | 1.9464 | 0.069396 |  | 6.7 | 5 | 52 | 0 | 0 | PAR | D | OLD |  |  | RHNBHOIL | 5 | 0.83333 | HOUPARRHNBHOILN01_OLDD_FBHOILE01 | 0.8 | HOUPARRHNBHOILN01_OLDD | HOUPARRHNBHOILE01_OLDD | BHOILE01 | BHOILN01 | PAR_OLDD | BHOILE01_BHOILN01 | 2 | 0 | 0.9 | Same
HOUPARRHNBHDHDN03_OLDD_FBHOILE01_D83 | Residential heating technology - Direct district heating substation - plus connection pipe - single-family house - existing building - distributed level 0.83 | HOUDHD | HOUPARRHN_OLDD_DMD | MKr20 | 2020 | 3.7272 | 0.035153 | [6 empty] | PAR | D | OLD |  |  | RHNBHDHD | 5 | 0.83333 | HOUPARRHNBHDHDN03_OLDD_FBHOILE01 | 0.8 | HOUPARRHNBHDHDN03_OLDD | HOUPARRHNBHOILE01_OLDD | BHOILE01 | BHDHDN03 | PAR_OLDD | BHOILE01_BHDHDN03 | 6 | 0 | 1 | New
HOUPARRHNBHDHDN03_OLDD_FBHOILE01_D83 | Residential heating technology - Direct district heating substation - plus connection pipe - single-family house - existing building - distributed level 0.83 | HOUDHD | HOUPARRHN_OLDD_DMD | MKr20 | 2025 | 3.684 | 0.034893 | [6 empty] | PAR | D | OLD |  |  | RHNBHDHD | 5 | 0.83333 | HOUPARRHNBHDHDN03_OLDD_FBHOILE01 | 0.8 | HOUPARRHNBHDHDN03_OLDD | HOUPARRHNBHOILE01_OLDD | BHOILE01 | BHDHDN03 | PAR_OLDD | BHOILE01_BHDHDN03 | 6 | 0 | 1 | New
HOUPARRHNBHDHDN03_OLDD_FBHOILE01_D83 | Residential heating technology - Direct district heating substation - plus connection pipe - single-family house - existing building - distributed level 0.83 | HOUDHD | HOUPARRHN_OLDD_DMD | MKr20 | 2030 | 3.6479 | 0.03427 | [6 empty] | PAR | D | OLD |  |  | RHNBHDHD | 5 | 0.83333 | HOUPARRHNBHDHDN03_OLDD_FBHOILE01 | 0.8 | HOUPARRHNBHDHDN03_OLDD | HOUPARRHNBHOILE01_OLDD | BHOILE01 | BHDHDN03 | PAR_OLDD | BHOILE01_BHDHDN03 | 6 | 0 | 1 | New
HOUPARRHNBHDHDN03_OLDD_FBHOILE01_D83 | Residential heating technology - Direct district heating substation - plus connection pipe - single-family house - existing building - distributed level 0.83 | HOUDHD | HOUPARRHN_OLDD_DMD | MKr20 | 2040 | 3.583 | 0.032794 | [6 empty] | PAR | D | OLD |  |  | RHNBHDHD | 5 | 0.83333 | HOUPARRHNBHDHDN03_OLDD_FBHOILE01 | 0.8 | HOUPARRHNBHDHDN03_OLDD | HOUPARRHNBHOILE01_OLDD | BHOILE01 | BHDHDN03 | PAR_OLDD | BHOILE01_BHDHDN03 | 6 | 0 | 1 | New
HOUPARRHNBHDHDN03_OLDD_FBHOILE01_D83 | Residential heating technology - Direct district heating substation - plus connection pipe - single-family house - existing building - distributed level 0.83 | HOUDHD | HOUPARRHN_OLDD_DMD | MKr20 | 2050 | 3.511 | 0.030647 | [6 empty] | PAR | D | OLD |  |  | RHNBHDHD | 5 | 0.83333 | HOUPARRHNBHDHDN03_OLDD_FBHOILE01 | 0.8 | HOUPARRHNBHDHDN03_OLDD | HOUPARRHNBHOILE01_OLDD | BHOILE01 | BHDHDN03 | PAR_OLDD | BHOILE01_BHDHDN03 | 6 | 0 | 1 | New
HOUPARRHNHPELCN07_OLDI_FBHOILE01_D83 | Residential heating technology - Heat pump, Air-to-water, low-price product - single-family house - existing building - distributed level 0.83 | HOUELC, HOUAMB | HOUPARRHN_OLDI_DMD | MKr20 | 2020 | 12.0987 | 0.44459 | 0.36256 | [5 empty] | PAR | I | OLD | 2.7581 |  | RHNHPELC | 5 | 0.83333 | HOUPARRHNHPELCN07_OLDI_FBHOILE01 | 0.8 | HOUPARRHNHPELCN07_OLDI | HOUPARRHNBHOILE01_OLDI | BHOILE01 | HPELCN07 | PAR_OLDI | BHOILE01_HPELCN07 | 4 | -0.25 | 1 | Supported
HOUPARRHNHPELCN07_OLDI_FBHOILE01_D83 | Residential heating technology - Heat pump, Air-to-water, low-price product - single-family house - existing building - distributed level 0.83 | HOUELC, HOUAMB | HOUPARRHN_OLDI_DMD | MKr20 | 2025 | 11.0682 | 0.341 | 0.3453 | [5 empty] | PAR | I | OLD | 2.8961 |  | RHNHPELC | 5 | 0.83333 | HOUPARRHNHPELCN07_OLDI_FBHOILE01 | 0.8 | HOUPARRHNHPELCN07_OLDI | HOUPARRHNBHOILE01_OLDI | BHOILE01 | HPELCN07 | PAR_OLDI | BHOILE01_HPELCN07 | 4 | -0.25 | 1 | Supported
HOUPARRHNHPELCN07_OLDI_FBHOILE01_D83 | Residential heating technology - Heat pump, Air-to-water, low-price product - single-family house - existing building - distributed level 0.83 | HOUELC, HOUAMB | HOUPARRHN_OLDI_DMD | MKr20 | 2030 | 10.0376 | 0.33694 | 0.3296 | [5 empty] | PAR | I | OLD | 3.034 |  | RHNHPELC | 5 | 0.83333 | HOUPARRHNHPELCN07_OLDI_FBHOILE01 | 0.8 | HOUPARRHNHPELCN07_OLDI | HOUPARRHNBHOILE01_OLDI | BHOILE01 | HPELCN07 | PAR_OLDI | BHOILE01_HPELCN07 | 4 | -0.25 | 1 | Supported
HOUPARRHNHPELCN07_OLDI_FBHOILE01_D83 | Residential heating technology - Heat pump, Air-to-water, low-price product - single-family house - existing building - distributed level 0.83 | HOUELC, HOUAMB | HOUPARRHN_OLDI_DMD | MKr20 | 2040 | 9.2165 | 0.32942 | 0.31527 | [5 empty] | PAR | I | OLD | 3.1719 |  | RHNHPELC | 5 | 0.83333 | HOUPARRHNHPELCN07_OLDI_FBHOILE01 | 0.8 | HOUPARRHNHPELCN07_OLDI | HOUPARRHNBHOILE01_OLDI | BHOILE01 | HPELCN07 | PAR_OLDI | BHOILE01_HPELCN07 | 4 | -0.25 | 1 | Supported
HOUPARRHNHPELCN07_OLDI_FBHOILE01_D83 | Residential heating technology - Heat pump, Air-to-water, low-price product - single-family house - existing building - distributed level 0.83 | HOUELC, HOUAMB | HOUPARRHN_OLDI_DMD | MKr20 | 2050 | 8.3953 | 0.32189 | 0.30639 | [5 empty] | PAR | I | OLD | 3.2638 |  | RHNHPELC | 5 | 0.83333 | HOUPARRHNHPELCN07_OLDI_FBHOILE01 | 0.8 | HOUPARRHNHPELCN07_OLDI | HOUPARRHNBHOILE01_OLDI | BHOILE01 | HPELCN07 | PAR_OLDI | BHOILE01_HPELCN07 | 4 | -0.25 | 1 | Supported
HOUPARRHNHPELCN05_OLDI_FBHOILE01_D83 | Residential heating technology - Heat pump, Air-to-water - leasing - single-family house - existing building - distributed level 0.83 | HOUELC, HOUAMB | HOUPARRHN_OLDI_DMD | MKr20 | 2020 | 12.407 | 1.2309 | 0.3453 | [5 empty] | PAR | I | OLD | 2.8961 |  | RHNHPELC | 5 | 0.83333 | HOUPARRHNHPELCN05_OLDI_FBHOILE01 | 0.8 | HOUPARRHNHPELCN05_OLDI | HOUPARRHNBHOILE01_OLDI | BHOILE01 | HPELCN05 | PAR_OLDI | BHOILE01_HPELCN05 | 4 | -0.25 | 1 | Supported
HOUPARRHNHPELCN05_OLDI_FBHOILE01_D83 | Residential heating technology - Heat pump, Air-to-water - leasing - single-family house - existing building - distributed level 0.83 | HOUELC, HOUAMB | HOUPARRHN_OLDI_DMD | MKr20 | 2025 | 11.4441 | 1.0617 | 0.3296 | [5 empty] | PAR | I | OLD | 3.034 |  | RHNHPELC | 5 | 0.83333 | HOUPARRHNHPELCN05_OLDI_FBHOILE01 | 0.8 | HOUPARRHNHPELCN05_OLDI | HOUPARRHNBHOILE01_OLDI | BHOILE01 | HPELCN05 | PAR_OLDI | BHOILE01_HPELCN05 | 4 | -0.25 | 1 | Supported
HOUPARRHNHPELCN05_OLDI_FBHOILE01_D83 | Residential heating technology - Heat pump, Air-to-water - leasing - single-family house - existing building - distributed level 0.83 | HOUELC, HOUAMB | HOUPARRHN_OLDI_DMD | MKr20 | 2030 | 10.4812 | 0.99194 | 0.31527 | [5 empty] | PAR | I | OLD | 3.1719 |  | RHNHPELC | 5 | 0.83333 | HOUPARRHNHPELCN05_OLDI_FBHOILE01 | 0.8 | HOUPARRHNHPELCN05_OLDI | HOUPARRHNBHOILE01_OLDI | BHOILE01 | HPELCN05 | PAR_OLDI | BHOILE01_HPELCN05 | 4 | -0.25 | 1 | Supported
HOUPARRHNHPELCN05_OLDI_FBHOILE01_D83 | Residential heating technology - Heat pump, Air-to-water - leasing - single-family house - existing building - distributed level 0.83 | HOUELC, HOUAMB | HOUPARRHN_OLDI_DMD | MKr20 | 2040 | 9.7002 | 0.93116 | 0.30214 | [5 empty] | PAR | I | OLD | 3.3098 |  | RHNHPELC | 5 | 0.83333 | HOUPARRHNHPELCN05_OLDI_FBHOILE01 | 0.8 | HOUPARRHNHPELCN05_OLDI | HOUPARRHNBHOILE01_OLDI | BHOILE01 | HPELCN05 | PAR_OLDI | BHOILE01_HPELCN05 | 4 | -0.25 | 1 | Supported
HOUPARRHNHPELCN05_OLDI_FBHOILE01_D83 | Residential heating technology - Heat pump, Air-to-water - leasing - single-family house - existing building - distributed level 0.83 | HOUELC, HOUAMB | HOUPARRHN_OLDI_DMD | MKr20 | 2050 | 8.9192 | 0.87038 | 0.29397 | [5 empty] | PAR | I | OLD | 3.4017 |  | RHNHPELC | 5 | 0.83333 | HOUPARRHNHPELCN05_OLDI_FBHOILE01 | 0.8 | HOUPARRHNHPELCN05_OLDI | HOUPARRHNBHOILE01_OLDI | BHOILE01 | HPELCN05 | PAR_OLDI | BHOILE01_HPELCN05 | 4 | -0.25 | 1 | Supported
HOUPARRHNHPELCN04_OLDI_FBHOILE01_D83 | Residential heating technology - Heat pump, Ground source - single-family house - existing building - distributed level 0.83 | HOUELC, HOUAMB | HOUPARRHN_OLDI_DMD | MKr20 | 2020 | 32.8624 | 0.35501 | 0.31527 | [5 empty] | PAR | I | OLD | 3.1719 |  | RHNHPELC | 5 | 0.83333 | HOUPARRHNHPELCN04_OLDI_FBHOILE01 | 0.8 | HOUPARRHNHPELCN04_OLDI | HOUPARRHNBHOILE01_OLDI | BHOILE01 | HPELCN04 | PAR_OLDI | BHOILE01_HPELCN04 | 4 | -0.25 | 1 | Supported
HOUPARRHNHPELCN04_OLDI_FBHOILE01_D83 | Residential heating technology - Heat pump, Ground source - single-family house - existing building - distributed level 0.83 | HOUELC, HOUAMB | HOUPARRHN_OLDI_DMD | MKr20 | 2025 | 31.2193 | 0.25142 | 0.30639 | [5 empty] | PAR | I | OLD | 3.2638 |  | RHNHPELC | 5 | 0.83333 | HOUPARRHNHPELCN04_OLDI_FBHOILE01 | 0.8 | HOUPARRHNHPELCN04_OLDI | HOUPARRHNBHOILE01_OLDI | BHOILE01 | HPELCN04 | PAR_OLDI | BHOILE01_HPELCN04 | 4 | -0.25 | 1 | Supported
HOUPARRHNHPELCN04_OLDI_FBHOILE01_D83 | Residential heating technology - Heat pump, Ground source - single-family house - existing building - distributed level 0.83 | HOUELC, HOUAMB | HOUPARRHN_OLDI_DMD | MKr20 | 2030 | 29.5762 | 0.24736 | 0.298 | [5 empty] | PAR | I | OLD | 3.3557 |  | RHNHPELC | 5 | 0.83333 | HOUPARRHNHPELCN04_OLDI_FBHOILE01 | 0.8 | HOUPARRHNHPELCN04_OLDI | HOUPARRHNBHOILE01_OLDI | BHOILE01 | HPELCN04 | PAR_OLDI | BHOILE01_HPELCN04 | 4 | -0.25 | 1 | Supported
HOUPARRHNHPELCN04_OLDI_FBHOILE01_D83 | Residential heating technology - Heat pump, Ground source - single-family house - existing building - distributed level 0.83 | HOUELC, HOUAMB | HOUPARRHN_OLDI_DMD | MKr20 | 2040 | 28.0974 | 0.23984 | 0.28623 | [5 empty] | PAR | I | OLD | 3.4936 |  | RHNHPELC | 5 | 0.83333 | HOUPARRHNHPELCN04_OLDI_FBHOILE01 | 0.8 | HOUPARRHNHPELCN04_OLDI | HOUPARRHNBHOILE01_OLDI | BHOILE01 | HPELCN04 | PAR_OLDI | BHOILE01_HPELCN04 | 4 | -0.25 | 1 | Supported
HOUPARRHNHPELCN04_OLDI_FBHOILE01_D83 | Residential heating technology - Heat pump, Ground source - single-family house - existing building - distributed level 0.83 | HOUELC, HOUAMB | HOUPARRHN_OLDI_DMD | MKr20 | 2050 | 26.6186 | 0.23231 | 0.28252 | [5 empty] | PAR | I | OLD | 3.5396 |  | RHNHPELC | 5 | 0.83333 | HOUPARRHNHPELCN04_OLDI_FBHOILE01 | 0.8 | HOUPARRHNHPELCN04_OLDI | HOUPARRHNBHOILE01_OLDI | BHOILE01 | HPELCN04 | PAR_OLDI | BHOILE01_HPELCN04 | 4 | -0.25 | 1 | Supported
HOUPARRHNHPELCN03_OLDI_FBHOILE01_D83 | Residential heating technology - Heat pump, Air-to-water - single-family house - existing building - distributed level 0.83 | HOUELC, HOUAMB | HOUPARRHN_OLDI_DMD | MKr20 | 2020 | 24.8141 | 0.38487 | 0.3453 | [5 empty] | PAR | I | OLD | 2.8961 |  | RHNHPELC | 5 | 0.83333 | HOUPARRHNHPELCN03_OLDI_FBHOILE01 | 0.8 | HOUPARRHNHPELCN03_OLDI | HOUPARRHNBHOILE01_OLDI | BHOILE01 | HPELCN03 | PAR_OLDI | BHOILE01_HPELCN03 | 4 | -0.25 | 1 | Supported
HOUPARRHNHPELCN03_OLDI_FBHOILE01_D83 | Residential heating technology - Heat pump, Air-to-water - single-family house - existing building - distributed level 0.83 | HOUELC, HOUAMB | HOUPARRHN_OLDI_DMD | MKr20 | 2025 | 22.8882 | 0.28128 | 0.3296 | [5 empty] | PAR | I | OLD | 3.034 |  | RHNHPELC | 5 | 0.83333 | HOUPARRHNHPELCN03_OLDI_FBHOILE01 | 0.8 | HOUPARRHNHPELCN03_OLDI | HOUPARRHNBHOILE01_OLDI | BHOILE01 | HPELCN03 | PAR_OLDI | BHOILE01_HPELCN03 | 4 | -0.25 | 1 | Supported
HOUPARRHNHPELCN03_OLDI_FBHOILE01_D83 | Residential heating technology - Heat pump, Air-to-water - single-family house - existing building - distributed level 0.83 | HOUELC, HOUAMB | HOUPARRHN_OLDI_DMD | MKr20 | 2030 | 20.9624 | 0.27722 | 0.31527 | [5 empty] | PAR | I | OLD | 3.1719 |  | RHNHPELC | 5 | 0.83333 | HOUPARRHNHPELCN03_OLDI_FBHOILE01 | 0.8 | HOUPARRHNHPELCN03_OLDI | HOUPARRHNBHOILE01_OLDI | BHOILE01 | HPELCN03 | PAR_OLDI | BHOILE01_HPELCN03 | 4 | -0.25 | 1 | Supported
HOUPARRHNHPELCN03_OLDI_FBHOILE01_D83 | Residential heating technology - Heat pump, Air-to-water - single-family house - existing building - distributed level 0.83 | HOUELC, HOUAMB | HOUPARRHN_OLDI_DMD | MKr20 | 2040 | 19.4005 | 0.2697 | 0.30214 | [5 empty] | PAR | I | OLD | 3.3098 |  | RHNHPELC | 5 | 0.83333 | HOUPARRHNHPELCN03_OLDI_FBHOILE01 | 0.8 | HOUPARRHNHPELCN03_OLDI | HOUPARRHNBHOILE01_OLDI | BHOILE01 | HPELCN03 | PAR_OLDI | BHOILE01_HPELCN03 | 4 | -0.25 | 1 | Supported
HOUPARRHNHPELCN03_OLDI_FBHOILE01_D83 | Residential heating technology - Heat pump, Air-to-water - single-family house - existing building - distributed level 0.83 | HOUELC, HOUAMB | HOUPARRHN_OLDI_DMD | MKr20 | 2050 | 17.8385 | 0.26217 | 0.29397 | [5 empty] | PAR | I | OLD | 3.4017 |  | RHNHPELC | 5 | 0.83333 | HOUPARRHNHPELCN03_OLDI_FBHOILE01 | 0.8 | HOUPARRHNHPELCN03_OLDI | HOUPARRHNBHOILE01_OLDI | BHOILE01 | HPELCN03 | PAR_OLDI | BHOILE01_HPELCN03 | 4 | -0.25 | 1 | Supported
HOUPARRHNHPELCN02_OLDI_FBHOILE01_D83 | Residential heating technology - Heat pump, Air-to-air - single-family house - existing building - distributed level 0.83 | HOUELC, HOUAMB | HOUPARRHN_OLDI_DMD | MKr20 | 2020 | 4.557 | 0.20009 | 0.22427 | [5 empty] | PAR | I | OLD | 4.459 |  | RHNHPELC | 5 | 0.83333 | HOUPARRHNHPELCN02_OLDI_FBHOILE01 | 0.8 | HOUPARRHNHPELCN02_OLDI | HOUPARRHNBHOILE01_OLDI | BHOILE01 | HPELCN02 | PAR_OLDI | BHOILE01_HPELCN02 | 5 | 0 | 1.1 | Unlikely
HOUPARRHNHPELCN02_OLDI_FBHOILE01_D83 | Residential heating technology - Heat pump, Air-to-air - single-family house - existing building - distributed level 0.83 | HOUELC, HOUAMB | HOUPARRHN_OLDI_DMD | MKr20 | 2025 | 4.4456 | 0.13594 | 0.21327 | [5 empty] | PAR | I | OLD | 4.6888 |  | RHNHPELC | 5 | 0.83333 | HOUPARRHNHPELCN02_OLDI_FBHOILE01 | 0.8 | HOUPARRHNHPELCN02_OLDI | HOUPARRHNBHOILE01_OLDI | BHOILE01 | HPELCN02 | PAR_OLDI | BHOILE01_HPELCN02 | 5 | 0 | 1.1 | Unlikely
HOUPARRHNHPELCN02_OLDI_FBHOILE01_D83 | Residential heating technology - Heat pump, Air-to-air - single-family house - existing building - distributed level 0.83 | HOUELC, HOUAMB | HOUPARRHN_OLDI_DMD | MKr20 | 2030 | 4.3342 | 0.13343 | 0.20522 | [5 empty] | PAR | I | OLD | 4.8727 |  | RHNHPELC | 5 | 0.83333 | HOUPARRHNHPELCN02_OLDI_FBHOILE01 | 0.8 | HOUPARRHNHPELCN02_OLDI | HOUPARRHNBHOILE01_OLDI | BHOILE01 | HPELCN02 | PAR_OLDI | BHOILE01_HPELCN02 | 5 | 0 | 1.1 | Unlikely
HOUPARRHNHPELCN02_OLDI_FBHOILE01_D83 | Residential heating technology - Heat pump, Air-to-air - single-family house - existing building - distributed level 0.83 | HOUELC, HOUAMB | HOUPARRHN_OLDI_DMD | MKr20 | 2040 | 4.1275 | 0.12877 | 0.19776 | [5 empty] | PAR | I | OLD | 5.0566 |  | RHNHPELC | 5 | 0.83333 | HOUPARRHNHPELCN02_OLDI_FBHOILE01 | 0.8 | HOUPARRHNHPELCN02_OLDI | HOUPARRHNBHOILE01_OLDI | BHOILE01 | HPELCN02 | PAR_OLDI | BHOILE01_HPELCN02 | 5 | 0 | 1.1 | Unlikely
HOUPARRHNHPELCN02_OLDI_FBHOILE01_D83 | Residential heating technology - Heat pump, Air-to-air - single-family house - existing building - distributed level 0.83 | HOUELC, HOUAMB | HOUPARRHN_OLDI_DMD | MKr20 | 2050 | 3.9207 | 0.12411 | 0.19423 | [5 empty] | PAR | I | OLD | 5.1485 |  | RHNHPELC | 5 | 0.83333 | HOUPARRHNHPELCN02_OLDI_FBHOILE01 | 0.8 | HOUPARRHNHPELCN02_OLDI | HOUPARRHNBHOILE01_OLDI | BHOILE01 | HPELCN02 | PAR_OLDI | BHOILE01_HPELCN02 | 5 | 0 | 1.1 | Unlikely
HOUPARRHNDIELCN06_OLDI_FBHOILE01_D83 | Residential heating technology - Electric heating - electric panel from Bauhaus - single-family house - new building - distributed level 0.83 | HOUELC | HOUPARRHN_OLDI_DMD | MKr20 | 2020 | 0.70255 | 0 | [6 empty] | PAR | I | OLD |  |  | RHNDIELC | 5 | 0.83333 | HOUPARRHNDIELCN06_OLDI_FBHOILE01 | 0.8 | HOUPARRHNDIELCN06_OLDI | HOUPARRHNBHOILE01_OLDI | BHOILE01 | DIELCN06 | PAR_OLDI | BHOILE01_DIELCN06 | 5 | 0 | 1.1 | Unlikely
HOUPARRHNDIELCN06_OLDI_FBHOILE01_D83 | Residential heating technology - Electric heating - electric panel from Bauhaus - single-family house - new building - distributed level 0.83 | HOUELC | HOUPARRHN_OLDI_DMD | MKr20 | 2025 | 0.70255 | 0 | [6 empty] | PAR | I | OLD |  |  | RHNDIELC | 5 | 0.83333 | HOUPARRHNDIELCN06_OLDI_FBHOILE01 | 0.8 | HOUPARRHNDIELCN06_OLDI | HOUPARRHNBHOILE01_OLDI | BHOILE01 | DIELCN06 | PAR_OLDI | BHOILE01_DIELCN06 | 5 | 0 | 1.1 | Unlikely
HOUPARRHNDIELCN06_OLDI_FBHOILE01_D83 | Residential heating technology - Electric heating - electric panel from Bauhaus - single-family house - new building - distributed level 0.83 | HOUELC | HOUPARRHN_OLDI_DMD | MKr20 | 2030 | 0.70255 | 0 | [6 empty] | PAR | I | OLD |  |  | RHNDIELC | 5 | 0.83333 | HOUPARRHNDIELCN06_OLDI_FBHOILE01 | 0.8 | HOUPARRHNDIELCN06_OLDI | HOUPARRHNBHOILE01_OLDI | BHOILE01 | DIELCN06 | PAR_OLDI | BHOILE01_DIELCN06 | 5 | 0 | 1.1 | Unlikely
HOUPARRHNDIELCN06_OLDI_FBHOILE01_D83 | Residential heating technology - Electric heating - electric panel from Bauhaus - single-family house - new building - distributed level 0.83 | HOUELC | HOUPARRHN_OLDI_DMD | MKr20 | 2040 | 0.70255 | 0 | [6 empty] | PAR | I | OLD |  |  | RHNDIELC | 5 | 0.83333 | HOUPARRHNDIELCN06_OLDI_FBHOILE01 | 0.8 | HOUPARRHNDIELCN06_OLDI | HOUPARRHNBHOILE01_OLDI | BHOILE01 | DIELCN06 | PAR_OLDI | BHOILE01_DIELCN06 | 5 | 0 | 1.1 | Unlikely
HOUPARRHNDIELCN06_OLDI_FBHOILE01_D83 | Residential heating technology - Electric heating - electric panel from Bauhaus - single-family house - new building - distributed level 0.83 | HOUELC | HOUPARRHN_OLDI_DMD | MKr20 | 2050 | 0.70255 | 0 | [6 empty] | PAR | I | OLD |  |  | RHNDIELC | 5 | 0.83333 | HOUPARRHNDIELCN06_OLDI_FBHOILE01 | 0.8 | HOUPARRHNDIELCN06_OLDI | HOUPARRHNBHOILE01_OLDI | BHOILE01 | DIELCN06 | PAR_OLDI | BHOILE01_DIELCN06 | 5 | 0 | 1.1 | Unlikely
HOUPARRHNDIELCN01_OLDI_FBHOILE01_D83 | Residential heating technology - Electric heating - single-family house - new building - distributed level 0.83 | HOUELC | HOUPARRHN_OLDI_DMD | MKr20 | 2020 | 8.5362 | 0.06921 | [6 empty] | PAR | I | OLD |  |  | RHNDIELC | 5 | 0.83333 | HOUPARRHNDIELCN01_OLDI_FBHOILE01 | 0.8 | HOUPARRHNDIELCN01_OLDI | HOUPARRHNBHOILE01_OLDI | BHOILE01 | DIELCN01 | PAR_OLDI | BHOILE01_DIELCN01 | 5 | 0 | 1.1 | Unlikely
HOUPARRHNDIELCN01_OLDI_FBHOILE01_D83 | Residential heating technology - Electric heating - single-family house - new building - distributed level 0.83 | HOUELC | HOUPARRHN_OLDI_DMD | MKr20 | 2025 | 8.3249 | 0.06921 | [6 empty] | PAR | I | OLD |  |  | RHNDIELC | 5 | 0.83333 | HOUPARRHNDIELCN01_OLDI_FBHOILE01 | 0.8 | HOUPARRHNDIELCN01_OLDI | HOUPARRHNBHOILE01_OLDI | BHOILE01 | DIELCN01 | PAR_OLDI | BHOILE01_DIELCN01 | 5 | 0 | 1.1 | Unlikely
HOUPARRHNDIELCN01_OLDI_FBHOILE01_D83 | Residential heating technology - Electric heating - single-family house - new building - distributed level 0.83 | HOUELC | HOUPARRHN_OLDI_DMD | MKr20 | 2030 | 8.1188 | 0.066326 | [6 empty] | PAR | I | OLD |  |  | RHNDIELC | 5 | 0.83333 | HOUPARRHNDIELCN01_OLDI_FBHOILE01 | 0.8 | HOUPARRHNDIELCN01_OLDI | HOUPARRHNBHOILE01_OLDI | BHOILE01 | DIELCN01 | PAR_OLDI | BHOILE01_DIELCN01 | 5 | 0 | 1.1 | Unlikely
HOUPARRHNDIELCN01_OLDI_FBHOILE01_D83 | Residential heating technology - Electric heating - single-family house - new building - distributed level 0.83 | HOUELC | HOUPARRHN_OLDI_DMD | MKr20 | 2040 | 7.7219 | 0.063442 | [6 empty] | PAR | I | OLD |  |  | RHNDIELC | 5 | 0.83333 | HOUPARRHNDIELCN01_OLDI_FBHOILE01 | 0.8 | HOUPARRHNDIELCN01_OLDI | HOUPARRHNBHOILE01_OLDI | BHOILE01 | DIELCN01 | PAR_OLDI | BHOILE01_DIELCN01 | 5 | 0 | 1.1 | Unlikely
HOUPARRHNDIELCN01_OLDI_FBHOILE01_D83 | Residential heating technology - Electric heating - single-family house - new building - distributed level 0.83 | HOUELC | HOUPARRHN_OLDI_DMD | MKr20 | 2050 | 7.3444 | 0.060559 | [6 empty] | PAR | I | OLD |  |  | RHNDIELC | 5 | 0.83333 | HOUPARRHNDIELCN01_OLDI_FBHOILE01 | 0.8 | HOUPARRHNDIELCN01_OLDI | HOUPARRHNBHOILE01_OLDI | BHOILE01 | DIELCN01 | PAR_OLDI | BHOILE01_DIELCN01 | 5 | 0 | 1.1 | Unlikely
HOUPARRHNBHWPEN01_OLDI_FBHOILE01_D83 | Residential heating technology - Biomass boiler, automatic stoking , wood pellets or wood chips - single-family house - existing building - distributed level 0.83 | HOUWPE | HOUPARRHN_OLDI_DMD | MKr20 | 2020 | 3.6727 | 0.32368 |  | 25 | 14 | 70 | 2 | 4 | PAR | I | OLD |  |  | RHNBHWPE | 5 | 0.83333 | HOUPARRHNBHWPEN01_OLDI_FBHOILE01 | 0.8 | HOUPARRHNBHWPEN01_OLDI | HOUPARRHNBHOILE01_OLDI | BHOILE01 | BHWPEN01 | PAR_OLDI | BHOILE01_BHWPEN01 | 6 | 0 | 1 | New
HOUPARRHNBHWPEN01_OLDI_FBHOILE01_D83 | Residential heating technology - Biomass boiler, automatic stoking , wood pellets or wood chips - single-family house - existing building - distributed level 0.83 | HOUWPE | HOUPARRHN_OLDI_DMD | MKr20 | 2025 | 3.5818 | 0.31808 |  | 25 | 14 | 60 | 2 | 4 | PAR | I | OLD |  |  | RHNBHWPE | 5 | 0.83333 | HOUPARRHNBHWPEN01_OLDI_FBHOILE01 | 0.8 | HOUPARRHNBHWPEN01_OLDI | HOUPARRHNBHOILE01_OLDI | BHOILE01 | BHWPEN01 | PAR_OLDI | BHOILE01_BHWPEN01 | 6 | 0 | 1 | New
HOUPARRHNBHWPEN01_OLDI_FBHOILE01_D83 | Residential heating technology - Biomass boiler, automatic stoking , wood pellets or wood chips - single-family house - existing building - distributed level 0.83 | HOUWPE | HOUPARRHN_OLDI_DMD | MKr20 | 2030 | 3.4932 | 0.31383 |  | 25 | 11 | 50 | 1 | 4 | PAR | I | OLD |  |  | RHNBHWPE | 5 | 0.83333 | HOUPARRHNBHWPEN01_OLDI_FBHOILE01 | 0.8 | HOUPARRHNBHWPEN01_OLDI | HOUPARRHNBHOILE01_OLDI | BHOILE01 | BHWPEN01 | PAR_OLDI | BHOILE01_BHWPEN01 | 6 | 0 | 1 | New
HOUPARRHNBHWPEN01_OLDI_FBHOILE01_D83 | Residential heating technology - Biomass boiler, automatic stoking , wood pellets or wood chips - single-family house - existing building - distributed level 0.83 | HOUWPE | HOUPARRHN_OLDI_DMD | MKr20 | 2040 | 3.3224 | 0.29995 |  | 25 | 9 | 45 | 1 | 4 | PAR | I | OLD |  |  | RHNBHWPE | 5 | 0.83333 | HOUPARRHNBHWPEN01_OLDI_FBHOILE01 | 0.8 | HOUPARRHNBHWPEN01_OLDI | HOUPARRHNBHOILE01_OLDI | BHOILE01 | BHWPEN01 | PAR_OLDI | BHOILE01_BHWPEN01 | 6 | 0 | 1 | New
HOUPARRHNBHWPEN01_OLDI_FBHOILE01_D83 | Residential heating technology - Biomass boiler, automatic stoking , wood pellets or wood chips - single-family house - existing building - distributed level 0.83 | HOUWPE | HOUPARRHN_OLDI_DMD | MKr20 | 2050 | 3.95 | 0.35834 |  | 25 | 9 | 40 | 0 | 4 | PAR | I | OLD |  |  | RHNBHWPE | 5 | 0.83333 | HOUPARRHNBHWPEN01_OLDI_FBHOILE01 | 0.8 | HOUPARRHNBHWPEN01_OLDI | HOUPARRHNBHOILE01_OLDI | BHOILE01 | BHWPEN01 | PAR_OLDI | BHOILE01_BHWPEN01 | 6 | 0 | 1 | New
HOUPARRHNBHSOLN01_OLDI_FBHOILE01_D83 | Residential heating technology - Solar heating system - single-family house - existing building - distributed level 0.83 | HOUSOL | HOUPARRHN_OLDI_DMD | MKr20 | 2020 | 9.3804 | 0.10804 | [6 empty] | PAR | I | OLD |  |  | RHNBHSOL | 5 | 0.83333 | HOUPARRHNBHSOLN01_OLDI_FBHOILE01 | 0.8 | HOUPARRHNBHSOLN01_OLDI | HOUPARRHNBHOILE01_OLDI | BHOILE01 | BHSOLN01 | PAR_OLDI | BHOILE01_BHSOLN01 | 5 | 0 | 1.1 | Unlikely
HOUPARRHNBHSOLN01_OLDI_FBHOILE01_D83 | Residential heating technology - Solar heating system - single-family house - existing building - distributed level 0.83 | HOUSOL | HOUPARRHN_OLDI_DMD | MKr20 | 2025 | 9.1482 | 0.10145 | [6 empty] | PAR | I | OLD |  |  | RHNBHSOL | 5 | 0.83333 | HOUPARRHNBHSOLN01_OLDI_FBHOILE01 | 0.8 | HOUPARRHNBHSOLN01_OLDI | HOUPARRHNBHOILE01_OLDI | BHOILE01 | BHSOLN01 | PAR_OLDI | BHOILE01_BHSOLN01 | 5 | 0 | 1.1 | Unlikely
HOUPARRHNBHSOLN01_OLDI_FBHOILE01_D83 | Residential heating technology - Solar heating system - single-family house - existing building - distributed level 0.83 | HOUSOL | HOUPARRHN_OLDI_DMD | MKr20 | 2030 | 8.9218 | 0.098974 | [6 empty] | PAR | I | OLD |  |  | RHNBHSOL | 5 | 0.83333 | HOUPARRHNBHSOLN01_OLDI_FBHOILE01 | 0.8 | HOUPARRHNBHSOLN01_OLDI | HOUPARRHNBHOILE01_OLDI | BHOILE01 | BHSOLN01 | PAR_OLDI | BHOILE01_BHSOLN01 | 5 | 0 | 1.1 | Unlikely
HOUPARRHNBHSOLN01_OLDI_FBHOILE01_D83 | Residential heating technology - Solar heating system - single-family house - existing building - distributed level 0.83 | HOUSOL | HOUPARRHN_OLDI_DMD | MKr20 | 2040 | 8.4856 | 0.093619 | [6 empty] | PAR | I | OLD |  |  | RHNBHSOL | 5 | 0.83333 | HOUPARRHNBHSOLN01_OLDI_FBHOILE01 | 0.8 | HOUPARRHNBHSOLN01_OLDI | HOUPARRHNBHOILE01_OLDI | BHOILE01 | BHSOLN01 | PAR_OLDI | BHOILE01_BHSOLN01 | 5 | 0 | 1.1 | Unlikely
HOUPARRHNBHSOLN01_OLDI_FBHOILE01_D83 | Residential heating technology - Solar heating system - single-family house - existing building - distributed level 0.83 | HOUSOL | HOUPARRHN_OLDI_DMD | MKr20 | 2050 | 8.0707 | 0.088263 | [6 empty] | PAR | I | OLD |  |  | RHNBHSOL | 5 | 0.83333 | HOUPARRHNBHSOLN01_OLDI_FBHOILE01 | 0.8 | HOUPARRHNBHSOLN01_OLDI | HOUPARRHNBHOILE01_OLDI | BHOILE01 | BHSOLN01 | PAR_OLDI | BHOILE01_BHSOLN01 | 5 | 0 | 1.1 | Unlikely
HOUPARRHNBHOILN01_OLDI_FBHOILE01_D83 | Residential heating technology - Oil boiler (mineral oil fired, < 10 % FAME) - single-family house - existing building - distributed level 0.83 | HOUOIL, HOUDSB, HOUDSE | HOUPARRHN_OLDI_DMD | MKr20 | 2020 | 2.1801 | 0.079842 |  | 6.7 | 5 | 52 | 0 | 0 | PAR | I | OLD |  |  | RHNBHOIL | 5 | 0.83333 | HOUPARRHNBHOILN01_OLDI_FBHOILE01 | 0.8 | HOUPARRHNBHOILN01_OLDI | HOUPARRHNBHOILE01_OLDI | BHOILE01 | BHOILN01 | PAR_OLDI | BHOILE01_BHOILN01 | 2 | 0 | 0.9 | Same
HOUPARRHNBHOILN01_OLDI_FBHOILE01_D83 | Residential heating technology - Oil boiler (mineral oil fired, < 10 % FAME) - single-family house - existing building - distributed level 0.83 | HOUOIL, HOUDSB, HOUDSE | HOUPARRHN_OLDI_DMD | MKr20 | 2025 | 2.1387 | 0.078443 |  | 6.7 | 5 | 52 | 0 | 0 | PAR | I | OLD |  |  | RHNBHOIL | 5 | 0.83333 | HOUPARRHNBHOILN01_OLDI_FBHOILE01 | 0.8 | HOUPARRHNBHOILN01_OLDI | HOUPARRHNBHOILE01_OLDI | BHOILE01 | BHOILN01 | PAR_OLDI | BHOILE01_BHOILN01 | 2 | 0 | 0.9 | Same
HOUPARRHNBHOILN01_OLDI_FBHOILE01_D83 | Residential heating technology - Oil boiler (mineral oil fired, < 10 % FAME) - single-family house - existing building - distributed level 0.83 | HOUOIL, HOUDSB, HOUDSE | HOUPARRHN_OLDI_DMD | MKr20 | 2030 | 2.0983 | 0.077312 |  | 6.7 | 5 | 52 | 0 | 0 | PAR | I | OLD |  |  | RHNBHOIL | 5 | 0.83333 | HOUPARRHNBHOILN01_OLDI_FBHOILE01 | 0.8 | HOUPARRHNBHOILN01_OLDI | HOUPARRHNBHOILE01_OLDI | BHOILE01 | BHOILN01 | PAR_OLDI | BHOILE01_BHOILN01 | 2 | 0 | 0.9 | Same
HOUPARRHNBHOILN01_OLDI_FBHOILE01_D83 | Residential heating technology - Oil boiler (mineral oil fired, < 10 % FAME) - single-family house - existing building - distributed level 0.83 | HOUOIL, HOUDSB, HOUDSE | HOUPARRHN_OLDI_DMD | MKr20 | 2040 | 2.0204 | 0.073372 |  | 6.7 | 5 | 52 | 0 | 0 | PAR | I | OLD |  |  | RHNBHOIL | 5 | 0.83333 | HOUPARRHNBHOILN01_OLDI_FBHOILE01 | 0.8 | HOUPARRHNBHOILN01_OLDI | HOUPARRHNBHOILE01_OLDI | BHOILE01 | BHOILN01 | PAR_OLDI | BHOILE01_BHOILN01 | 2 | 0 | 0.9 | Same
HOUPARRHNBHOILN01_OLDI_FBHOILE01_D83 | Residential heating technology - Oil boiler (mineral oil fired, < 10 % FAME) - single-family house - existing building - distributed level 0.83 | HOUOIL, HOUDSB, HOUDSE | HOUPARRHN_OLDI_DMD | MKr20 | 2050 | 1.9464 | 0.069396 |  | 6.7 | 5 | 52 | 0 | 0 | PAR | I | OLD |  |  | RHNBHOIL | 5 | 0.83333 | HOUPARRHNBHOILN01_OLDI_FBHOILE01 | 0.8 | HOUPARRHNBHOILN01_OLDI | HOUPARRHNBHOILE01_OLDI | BHOILE01 | BHOILN01 | PAR_OLDI | BHOILE01_BHOILN01 | 2 | 0 | 0.9 | Same
HOUPARRHNBHDHDN09_OLDI_FBHOILE01_D83 | Residential heating technology - Direct district heating substation - plus connection pipe - plus distribution (heating density: low ) - single-family house - existing building - distributed level 0.83 | HOUDHD | HOUPARRHN_OLDI_DMD | MKr20 | 2020 | 12.1462 | 0.035153 | [6 empty] | PAR | I | OLD |  |  | RHNBHDHD | 5 | 0.83333 | HOUPARRHNBHDHDN09_OLDI_FBHOILE01 | 0.8 | HOUPARRHNBHDHDN09_OLDI | HOUPARRHNBHOILE01_OLDI | BHOILE01 | BHDHDN09 | PAR_OLDI | BHOILE01_BHDHDN09 | 4 | -0.25 | 1 | Supported
HOUPARRHNBHDHDN09_OLDI_FBHOILE01_D83 | Residential heating technology - Direct district heating substation - plus connection pipe - plus distribution (heating density: low ) - single-family house - existing building - distributed level 0.83 | HOUDHD | HOUPARRHN_OLDI_DMD | MKr20 | 2025 | 12.1029 | 0.034893 | [6 empty] | PAR | I | OLD |  |  | RHNBHDHD | 5 | 0.83333 | HOUPARRHNBHDHDN09_OLDI_FBHOILE01 | 0.8 | HOUPARRHNBHDHDN09_OLDI | HOUPARRHNBHOILE01_OLDI | BHOILE01 | BHDHDN09 | PAR_OLDI | BHOILE01_BHDHDN09 | 4 | -0.25 | 1 | Supported
HOUPARRHNBHDHDN09_OLDI_FBHOILE01_D83 | Residential heating technology - Direct district heating substation - plus connection pipe - plus distribution (heating density: low ) - single-family house - existing building - distributed level 0.83 | HOUDHD | HOUPARRHN_OLDI_DMD | MKr20 | 2030 | 12.0669 | 0.03427 | [6 empty] | PAR | I | OLD |  |  | RHNBHDHD | 5 | 0.83333 | HOUPARRHNBHDHDN09_OLDI_FBHOILE01 | 0.8 | HOUPARRHNBHDHDN09_OLDI | HOUPARRHNBHOILE01_OLDI | BHOILE01 | BHDHDN09 | PAR_OLDI | BHOILE01_BHDHDN09 | 4 | -0.25 | 1 | Supported
HOUPARRHNBHDHDN09_OLDI_FBHOILE01_D83 | Residential heating technology - Direct district heating substation - plus connection pipe - plus distribution (heating density: low ) - single-family house - existing building - distributed level 0.83 | HOUDHD | HOUPARRHN_OLDI_DMD | MKr20 | 2040 | 12.002 | 0.032794 | [6 empty] | PAR | I | OLD |  |  | RHNBHDHD | 5 | 0.83333 | HOUPARRHNBHDHDN09_OLDI_FBHOILE01 | 0.8 | HOUPARRHNBHDHDN09_OLDI | HOUPARRHNBHOILE01_OLDI | BHOILE01 | BHDHDN09 | PAR_OLDI | BHOILE01_BHDHDN09 | 4 | -0.25 | 1 | Supported
HOUPARRHNBHDHDN09_OLDI_FBHOILE01_D83 | Residential heating technology - Direct district heating substation - plus connection pipe - plus distribution (heating density: low ) - single-family house - existing building - distributed level 0.83 | HOUDHD | HOUPARRHN_OLDI_DMD | MKr20 | 2050 | 11.9299 | 0.030647 | [6 empty] | PAR | I | OLD |  |  | RHNBHDHD | 5 | 0.83333 | HOUPARRHNBHDHDN09_OLDI_FBHOILE01 | 0.8 | HOUPARRHNBHDHDN09_OLDI | HOUPARRHNBHOILE01_OLDI | BHOILE01 | BHDHDN09 | PAR_OLDI | BHOILE01_BHDHDN09 | 4 | -0.25 | 1 | Supported
HOUPARRHNBHDHDN07_OLDI_FBHOILE01_D83 | Residential heating technology - Direct district heating substation - plus connection pipe - plus distribution (heating density: medium ) - single-family house - existing building - distributed level 0.83 | HOUDHD | HOUPARRHN_OLDI_DMD | MKr20 | 2020 | 4.8885 | 0.035153 | [6 empty] | PAR | I | OLD |  |  | RHNBHDHD | 5 | 0.83333 | HOUPARRHNBHDHDN07_OLDI_FBHOILE01 | 0.8 | HOUPARRHNBHDHDN07_OLDI | HOUPARRHNBHOILE01_OLDI | BHOILE01 | BHDHDN07 | PAR_OLDI | BHOILE01_BHDHDN07 | 4 | -0.25 | 1 | Supported
HOUPARRHNBHDHDN07_OLDI_FBHOILE01_D83 | Residential heating technology - Direct district heating substation - plus connection pipe - plus distribution (heating density: medium ) - single-family house - existing building - distributed level 0.83 | HOUDHD | HOUPARRHN_OLDI_DMD | MKr20 | 2025 | 4.8452 | 0.034893 | [6 empty] | PAR | I | OLD |  |  | RHNBHDHD | 5 | 0.83333 | HOUPARRHNBHDHDN07_OLDI_FBHOILE01 | 0.8 | HOUPARRHNBHDHDN07_OLDI | HOUPARRHNBHOILE01_OLDI | BHOILE01 | BHDHDN07 | PAR_OLDI | BHOILE01_BHDHDN07 | 4 | -0.25 | 1 | Supported
HOUPARRHNBHDHDN07_OLDI_FBHOILE01_D83 | Residential heating technology - Direct district heating substation - plus connection pipe - plus distribution (heating density: medium ) - single-family house - existing building - distributed level 0.83 | HOUDHD | HOUPARRHN_OLDI_DMD | MKr20 | 2030 | 4.8092 | 0.03427 | [6 empty] | PAR | I | OLD |  |  | RHNBHDHD | 5 | 0.83333 | HOUPARRHNBHDHDN07_OLDI_FBHOILE01 | 0.8 | HOUPARRHNBHDHDN07_OLDI | HOUPARRHNBHOILE01_OLDI | BHOILE01 | BHDHDN07 | PAR_OLDI | BHOILE01_BHDHDN07 | 4 | -0.25 | 1 | Supported
HOUPARRHNBHDHDN07_OLDI_FBHOILE01_D83 | Residential heating technology - Direct district heating substation - plus connection pipe - plus distribution (heating density: medium ) - single-family house - existing building - distributed level 0.83 | HOUDHD | HOUPARRHN_OLDI_DMD | MKr20 | 2040 | 4.7443 | 0.032794 | [6 empty] | PAR | I | OLD |  |  | RHNBHDHD | 5 | 0.83333 | HOUPARRHNBHDHDN07_OLDI_FBHOILE01 | 0.8 | HOUPARRHNBHDHDN07_OLDI | HOUPARRHNBHOILE01_OLDI | BHOILE01 | BHDHDN07 | PAR_OLDI | BHOILE01_BHDHDN07 | 4 | -0.25 | 1 | Supported
HOUPARRHNBHDHDN07_OLDI_FBHOILE01_D83 | Residential heating technology - Direct district heating substation - plus connection pipe - plus distribution (heating density: medium ) - single-family house - existing building - distributed level 0.83 | HOUDHD | HOUPARRHN_OLDI_DMD | MKr20 | 2050 | 4.6722 | 0.030647 | [6 empty] | PAR | I | OLD |  |  | RHNBHDHD | 5 | 0.83333 | HOUPARRHNBHDHDN07_OLDI_FBHOILE01 | 0.8 | HOUPARRHNBHDHDN07_OLDI | HOUPARRHNBHOILE01_OLDI | BHOILE01 | BHDHDN07 | PAR_OLDI | BHOILE01_BHDHDN07 | 4 | -0.25 | 1 | Supported
HOUPARRHNBHDHDN05_OLDI_FBHOILE01_D83 | Residential heating technology - Direct district heating substation - plus connection pipe - plus distribution (heating density: high ) - single-family house - existing building - distributed level 0.83 | HOUDHD | HOUPARRHN_OLDI_DMD | MKr20 | 2020 | 3.7272 | 0.035153 | [6 empty] | PAR | I | OLD |  |  | RHNBHDHD | 5 | 0.83333 | HOUPARRHNBHDHDN05_OLDI_FBHOILE01 | 0.8 | HOUPARRHNBHDHDN05_OLDI | HOUPARRHNBHOILE01_OLDI | BHOILE01 | BHDHDN05 | PAR_OLDI | BHOILE01_BHDHDN05 | 4 | -0.25 | 1 | Supported
HOUPARRHNBHDHDN05_OLDI_FBHOILE01_D83 | Residential heating technology - Direct district heating substation - plus connection pipe - plus distribution (heating density: high ) - single-family house - existing building - distributed level 0.83 | HOUDHD | HOUPARRHN_OLDI_DMD | MKr20 | 2025 | 3.684 | 0.034893 | [6 empty] | PAR | I | OLD |  |  | RHNBHDHD | 5 | 0.83333 | HOUPARRHNBHDHDN05_OLDI_FBHOILE01 | 0.8 | HOUPARRHNBHDHDN05_OLDI | HOUPARRHNBHOILE01_OLDI | BHOILE01 | BHDHDN05 | PAR_OLDI | BHOILE01_BHDHDN05 | 4 | -0.25 | 1 | Supported
HOUPARRHNBHDHDN05_OLDI_FBHOILE01_D83 | Residential heating technology - Direct district heating substation - plus connection pipe - plus distribution (heating density: high ) - single-family house - existing building - distributed level 0.83 | HOUDHD | HOUPARRHN_OLDI_DMD | MKr20 | 2030 | 3.6479 | 0.03427 | [6 empty] | PAR | I | OLD |  |  | RHNBHDHD | 5 | 0.83333 | HOUPARRHNBHDHDN05_OLDI_FBHOILE01 | 0.8 | HOUPARRHNBHDHDN05_OLDI | HOUPARRHNBHOILE01_OLDI | BHOILE01 | BHDHDN05 | PAR_OLDI | BHOILE01_BHDHDN05 | 4 | -0.25 | 1 | Supported
HOUPARRHNBHDHDN05_OLDI_FBHOILE01_D83 | Residential heating technology - Direct district heating substation - plus connection pipe - plus distribution (heating density: high ) - single-family house - existing building - distributed level 0.83 | HOUDHD | HOUPARRHN_OLDI_DMD | MKr20 | 2040 | 3.583 | 0.032794 | [6 empty] | PAR | I | OLD |  |  | RHNBHDHD | 5 | 0.83333 | HOUPARRHNBHDHDN05_OLDI_FBHOILE01 | 0.8 | HOUPARRHNBHDHDN05_OLDI | HOUPARRHNBHOILE01_OLDI | BHOILE01 | BHDHDN05 | PAR_OLDI | BHOILE01_BHDHDN05 | 4 | -0.25 | 1 | Supported
HOUPARRHNBHDHDN05_OLDI_FBHOILE01_D83 | Residential heating technology - Direct district heating substation - plus connection pipe - plus distribution (heating density: high ) - single-family house - existing building - distributed level 0.83 | HOUDHD | HOUPARRHN_OLDI_DMD | MKr20 | 2050 | 3.511 | 0.030647 | [6 empty] | PAR | I | OLD |  |  | RHNBHDHD | 5 | 0.83333 | HOUPARRHNBHDHDN05_OLDI_FBHOILE01 | 0.8 | HOUPARRHNBHDHDN05_OLDI | HOUPARRHNBHOILE01_OLDI | BHOILE01 | BHDHDN05 | PAR_OLDI | BHOILE01_BHDHDN05 | 4 | -0.25 | 1 | Supported
HOUPARRHNBHDHCN09_OLDI_FBHOILE01_D83 | Residential heating technology - Direct district heating substation - plus connection pipe - plus distribution (heating density: low ) - single-family house - existing building - distributed level 0.83 | HOUDHC | HOUPARRHN_OLDI_DMD | MKr20 | 2020 | 12.1462 | 0.035153 | [6 empty] | PAR | I | OLD |  |  | RHNBHDHC | 5 | 0.83333 | HOUPARRHNBHDHCN09_OLDI_FBHOILE01 | 0.8 | HOUPARRHNBHDHCN09_OLDI | HOUPARRHNBHOILE01_OLDI | BHOILE01 | BHDHCN09 | PAR_OLDI | BHOILE01_BHDHCN09 | 4 | -0.25 | 1 | Supported
HOUPARRHNBHDHCN09_OLDI_FBHOILE01_D83 | Residential heating technology - Direct district heating substation - plus connection pipe - plus distribution (heating density: low ) - single-family house - existing building - distributed level 0.83 | HOUDHC | HOUPARRHN_OLDI_DMD | MKr20 | 2025 | 12.1029 | 0.034893 | [6 empty] | PAR | I | OLD |  |  | RHNBHDHC | 5 | 0.83333 | HOUPARRHNBHDHCN09_OLDI_FBHOILE01 | 0.8 | HOUPARRHNBHDHCN09_OLDI | HOUPARRHNBHOILE01_OLDI | BHOILE01 | BHDHCN09 | PAR_OLDI | BHOILE01_BHDHCN09 | 4 | -0.25 | 1 | Supported
HOUPARRHNBHDHCN09_OLDI_FBHOILE01_D83 | Residential heating technology - Direct district heating substation - plus connection pipe - plus distribution (heating density: low ) - single-family house - existing building - distributed level 0.83 | HOUDHC | HOUPARRHN_OLDI_DMD | MKr20 | 2030 | 12.0669 | 0.03427 | [6 empty] | PAR | I | OLD |  |  | RHNBHDHC | 5 | 0.83333 | HOUPARRHNBHDHCN09_OLDI_FBHOILE01 | 0.8 | HOUPARRHNBHDHCN09_OLDI | HOUPARRHNBHOILE01_OLDI | BHOILE01 | BHDHCN09 | PAR_OLDI | BHOILE01_BHDHCN09 | 4 | -0.25 | 1 | Supported
HOUPARRHNBHDHCN09_OLDI_FBHOILE01_D83 | Residential heating technology - Direct district heating substation - plus connection pipe - plus distribution (heating density: low ) - single-family house - existing building - distributed level 0.83 | HOUDHC | HOUPARRHN_OLDI_DMD | MKr20 | 2040 | 12.002 | 0.032794 | [6 empty] | PAR | I | OLD |  |  | RHNBHDHC | 5 | 0.83333 | HOUPARRHNBHDHCN09_OLDI_FBHOILE01 | 0.8 | HOUPARRHNBHDHCN09_OLDI | HOUPARRHNBHOILE01_OLDI | BHOILE01 | BHDHCN09 | PAR_OLDI | BHOILE01_BHDHCN09 | 4 | -0.25 | 1 | Supported
HOUPARRHNBHDHCN09_OLDI_FBHOILE01_D83 | Residential heating technology - Direct district heating substation - plus connection pipe - plus distribution (heating density: low ) - single-family house - existing building - distributed level 0.83 | HOUDHC | HOUPARRHN_OLDI_DMD | MKr20 | 2050 | 11.9299 | 0.030647 | [6 empty] | PAR | I | OLD |  |  | RHNBHDHC | 5 | 0.83333 | HOUPARRHNBHDHCN09_OLDI_FBHOILE01 | 0.8 | HOUPARRHNBHDHCN09_OLDI | HOUPARRHNBHOILE01_OLDI | BHOILE01 | BHDHCN09 | PAR_OLDI | BHOILE01_BHDHCN09 | 4 | -0.25 | 1 | Supported
HOUPARRHNBHDHCN07_OLDI_FBHOILE01_D83 | Residential heating technology - Direct district heating substation - plus connection pipe - plus distribution (heating density: medium ) - single-family house - existing building - distributed level 0.83 | HOUDHC | HOUPARRHN_OLDI_DMD | MKr20 | 2020 | 4.8885 | 0.035153 | [6 empty] | PAR | I | OLD |  |  | RHNBHDHC | 5 | 0.83333 | HOUPARRHNBHDHCN07_OLDI_FBHOILE01 | 0.8 | HOUPARRHNBHDHCN07_OLDI | HOUPARRHNBHOILE01_OLDI | BHOILE01 | BHDHCN07 | PAR_OLDI | BHOILE01_BHDHCN07 | 4 | -0.25 | 1 | Supported
HOUPARRHNBHDHCN07_OLDI_FBHOILE01_D83 | Residential heating technology - Direct district heating substation - plus connection pipe - plus distribution (heating density: medium ) - single-family house - existing building - distributed level 0.83 | HOUDHC | HOUPARRHN_OLDI_DMD | MKr20 | 2025 | 4.8452 | 0.034893 | [6 empty] | PAR | I | OLD |  |  | RHNBHDHC | 5 | 0.83333 | HOUPARRHNBHDHCN07_OLDI_FBHOILE01 | 0.8 | HOUPARRHNBHDHCN07_OLDI | HOUPARRHNBHOILE01_OLDI | BHOILE01 | BHDHCN07 | PAR_OLDI | BHOILE01_BHDHCN07 | 4 | -0.25 | 1 | Supported
HOUPARRHNBHDHCN07_OLDI_FBHOILE01_D83 | Residential heating technology - Direct district heating substation - plus connection pipe - plus distribution (heating density: medium ) - single-family house - existing building - distributed level 0.83 | HOUDHC | HOUPARRHN_OLDI_DMD | MKr20 | 2030 | 4.8092 | 0.03427 | [6 empty] | PAR | I | OLD |  |  | RHNBHDHC | 5 | 0.83333 | HOUPARRHNBHDHCN07_OLDI_FBHOILE01 | 0.8 | HOUPARRHNBHDHCN07_OLDI | HOUPARRHNBHOILE01_OLDI | BHOILE01 | BHDHCN07 | PAR_OLDI | BHOILE01_BHDHCN07 | 4 | -0.25 | 1 | Supported
HOUPARRHNBHDHCN07_OLDI_FBHOILE01_D83 | Residential heating technology - Direct district heating substation - plus connection pipe - plus distribution (heating density: medium ) - single-family house - existing building - distributed level 0.83 | HOUDHC | HOUPARRHN_OLDI_DMD | MKr20 | 2040 | 4.7443 | 0.032794 | [6 empty] | PAR | I | OLD |  |  | RHNBHDHC | 5 | 0.83333 | HOUPARRHNBHDHCN07_OLDI_FBHOILE01 | 0.8 | HOUPARRHNBHDHCN07_OLDI | HOUPARRHNBHOILE01_OLDI | BHOILE01 | BHDHCN07 | PAR_OLDI | BHOILE01_BHDHCN07 | 4 | -0.25 | 1 | Supported
HOUPARRHNBHDHCN07_OLDI_FBHOILE01_D83 | Residential heating technology - Direct district heating substation - plus connection pipe - plus distribution (heating density: medium ) - single-family house - existing building - distributed level 0.83 | HOUDHC | HOUPARRHN_OLDI_DMD | MKr20 | 2050 | 4.6722 | 0.030647 | [6 empty] | PAR | I | OLD |  |  | RHNBHDHC | 5 | 0.83333 | HOUPARRHNBHDHCN07_OLDI_FBHOILE01 | 0.8 | HOUPARRHNBHDHCN07_OLDI | HOUPARRHNBHOILE01_OLDI | BHOILE01 | BHDHCN07 | PAR_OLDI | BHOILE01_BHDHCN07 | 4 | -0.25 | 1 | Supported
HOUPARRHNBHDHCN05_OLDI_FBHOILE01_D83 | Residential heating technology - Direct district heating substation - plus connection pipe - plus distribution (heating density: high ) - single-family house - existing building - distributed level 0.83 | HOUDHC | HOUPARRHN_OLDI_DMD | MKr20 | 2020 | 3.7272 | 0.035153 | [6 empty] | PAR | I | OLD |  |  | RHNBHDHC | 5 | 0.83333 | HOUPARRHNBHDHCN05_OLDI_FBHOILE01 | 0.8 | HOUPARRHNBHDHCN05_OLDI | HOUPARRHNBHOILE01_OLDI | BHOILE01 | BHDHCN05 | PAR_OLDI | BHOILE01_BHDHCN05 | 4 | -0.25 | 1 | Supported
HOUPARRHNBHDHCN05_OLDI_FBHOILE01_D83 | Residential heating technology - Direct district heating substation - plus connection pipe - plus distribution (heating density: high ) - single-family house - existing building - distributed level 0.83 | HOUDHC | HOUPARRHN_OLDI_DMD | MKr20 | 2025 | 3.684 | 0.034893 | [6 empty] | PAR | I | OLD |  |  | RHNBHDHC | 5 | 0.83333 | HOUPARRHNBHDHCN05_OLDI_FBHOILE01 | 0.8 | HOUPARRHNBHDHCN05_OLDI | HOUPARRHNBHOILE01_OLDI | BHOILE01 | BHDHCN05 | PAR_OLDI | BHOILE01_BHDHCN05 | 4 | -0.25 | 1 | Supported
HOUPARRHNBHDHCN05_OLDI_FBHOILE01_D83 | Residential heating technology - Direct district heating substation - plus connection pipe - plus distribution (heating density: high ) - single-family house - existing building - distributed level 0.83 | HOUDHC | HOUPARRHN_OLDI_DMD | MKr20 | 2030 | 3.6479 | 0.03427 | [6 empty] | PAR | I | OLD |  |  | RHNBHDHC | 5 | 0.83333 | HOUPARRHNBHDHCN05_OLDI_FBHOILE01 | 0.8 | HOUPARRHNBHDHCN05_OLDI | HOUPARRHNBHOILE01_OLDI | BHOILE01 | BHDHCN05 | PAR_OLDI | BHOILE01_BHDHCN05 | 4 | -0.25 | 1 | Supported
HOUPARRHNBHDHCN05_OLDI_FBHOILE01_D83 | Residential heating technology - Direct district heating substation - plus connection pipe - plus distribution (heating density: high ) - single-family house - existing building - distributed level 0.83 | HOUDHC | HOUPARRHN_OLDI_DMD | MKr20 | 2040 | 3.583 | 0.032794 | [6 empty] | PAR | I | OLD |  |  | RHNBHDHC | 5 | 0.83333 | HOUPARRHNBHDHCN05_OLDI_FBHOILE01 | 0.8 | HOUPARRHNBHDHCN05_OLDI | HOUPARRHNBHOILE01_OLDI | BHOILE01 | BHDHCN05 | PAR_OLDI | BHOILE01_BHDHCN05 | 4 | -0.25 | 1 | Supported
HOUPARRHNBHDHCN05_OLDI_FBHOILE01_D83 | Residential heating technology - Direct district heating substation - plus connection pipe - plus distribution (heating density: high ) - single-family house - existing building - distributed level 0.83 | HOUDHC | HOUPARRHN_OLDI_DMD | MKr20 | 2050 | 3.511 | 0.030647 | [6 empty] | PAR | I | OLD |  |  | RHNBHDHC | 5 | 0.83333 | HOUPARRHNBHDHCN05_OLDI_FBHOILE01 | 0.8 | HOUPARRHNBHDHCN05_OLDI | HOUPARRHNBHOILE01_OLDI | BHOILE01 | BHDHCN05 | PAR_OLDI | BHOILE01_BHDHCN05 | 4 | -0.25 | 1 | Supported
HOUETARHNHPELCN05_OLDC_FBHOILE01_D83 | Residential heating technology - Heat pump, Air-to-water - leasing - apartment complex - existing building - distributed level 0.83 | HOUELC, HOUAMB | HOUETARHN_OLDC_DMD | MKr20 | 2020 | 5.4547 | 0.39127 | 0.37506 | [5 empty] | ETA | C | OLD | 2.6662 |  | RHNHPELC | 5 | 0.83333 | HOUETARHNHPELCN05_OLDC_FBHOILE01 | 0.8 | HOUETARHNHPELCN05_OLDC | HOUETARHNBHOILE01_OLDC | BHOILE01 | HPELCN05 | ETA_OLDC | BHOILE01_HPELCN05 | 4 | -0.25 | 1 | Supported
HOUETARHNHPELCN05_OLDC_FBHOILE01_D83 | Residential heating technology - Heat pump, Air-to-water - leasing - apartment complex - existing building - distributed level 0.83 | HOUELC, HOUAMB | HOUETARHN_OLDC_DMD | MKr20 | 2025 | 4.8843 | 0.35969 | 0.35662 | [5 empty] | ETA | C | OLD | 2.8041 |  | RHNHPELC | 5 | 0.83333 | HOUETARHNHPELCN05_OLDC_FBHOILE01 | 0.8 | HOUETARHNHPELCN05_OLDC | HOUETARHNBHOILE01_OLDC | BHOILE01 | HPELCN05 | ETA_OLDC | BHOILE01_HPELCN05 | 4 | -0.25 | 1 | Supported
HOUETARHNHPELCN05_OLDC_FBHOILE01_D83 | Residential heating technology - Heat pump, Air-to-water - leasing - apartment complex - existing building - distributed level 0.83 | HOUELC, HOUAMB | HOUETARHN_OLDC_DMD | MKr20 | 2030 | 4.3139 | 0.32807 | 0.3399 | [5 empty] | ETA | C | OLD | 2.942 |  | RHNHPELC | 5 | 0.83333 | HOUETARHNHPELCN05_OLDC_FBHOILE01 | 0.8 | HOUETARHNHPELCN05_OLDC | HOUETARHNBHOILE01_OLDC | BHOILE01 | HPELCN05 | ETA_OLDC | BHOILE01_HPELCN05 | 4 | -0.25 | 1 | Supported
HOUETARHNHPELCN05_OLDC_FBHOILE01_D83 | Residential heating technology - Heat pump, Air-to-water - leasing - apartment complex - existing building - distributed level 0.83 | HOUELC, HOUAMB | HOUETARHN_OLDC_DMD | MKr20 | 2040 | 3.8638 | 0.30236 | 0.32468 | [5 empty] | ETA | C | OLD | 3.0799 |  | RHNHPELC | 5 | 0.83333 | HOUETARHNHPELCN05_OLDC_FBHOILE01 | 0.8 | HOUETARHNHPELCN05_OLDC | HOUETARHNBHOILE01_OLDC | BHOILE01 | HPELCN05 | ETA_OLDC | BHOILE01_HPELCN05 | 4 | -0.25 | 1 | Supported
HOUETARHNHPELCN05_OLDC_FBHOILE01_D83 | Residential heating technology - Heat pump, Air-to-water - leasing - apartment complex - existing building - distributed level 0.83 | HOUELC, HOUAMB | HOUETARHN_OLDC_DMD | MKr20 | 2050 | 3.4137 | 0.27662 | 0.31077 | [5 empty] | ETA | C | OLD | 3.2178 |  | RHNHPELC | 5 | 0.83333 | HOUETARHNHPELCN05_OLDC_FBHOILE01 | 0.8 | HOUETARHNHPELCN05_OLDC | HOUETARHNBHOILE01_OLDC | BHOILE01 | HPELCN05 | ETA_OLDC | BHOILE01_HPELCN05 | 4 | -0.25 | 1 | Supported
HOUETARHNHPELCN04_OLDC_FBHOILE01_D83 | Residential heating technology - Heat pump, Ground source - apartment complex - existing building - distributed level 0.83 | HOUELC, HOUAMB | HOUETARHN_OLDC_DMD | MKr20 | 2020 | 10.1643 | 0.057983 | 0.3399 | [5 empty] | ETA | C | OLD | 2.942 |  | RHNHPELC | 5 | 0.83333 | HOUETARHNHPELCN04_OLDC_FBHOILE01 | 0.8 | HOUETARHNHPELCN04_OLDC | HOUETARHNBHOILE01_OLDC | BHOILE01 | HPELCN04 | ETA_OLDC | BHOILE01_HPELCN04 | 4 | -0.25 | 1 | Supported
HOUETARHNHPELCN04_OLDC_FBHOILE01_D83 | Residential heating technology - Heat pump, Ground source - apartment complex - existing building - distributed level 0.83 | HOUELC, HOUAMB | HOUETARHN_OLDC_DMD | MKr20 | 2025 | 9.402 | 0.057525 | 0.3296 | [5 empty] | ETA | C | OLD | 3.034 |  | RHNHPELC | 5 | 0.83333 | HOUETARHNHPELCN04_OLDC_FBHOILE01 | 0.8 | HOUETARHNHPELCN04_OLDC | HOUETARHNBHOILE01_OLDC | BHOILE01 | HPELCN04 | ETA_OLDC | BHOILE01_HPELCN04 | 4 | -0.25 | 1 | Supported
HOUETARHNHPELCN04_OLDC_FBHOILE01_D83 | Residential heating technology - Heat pump, Ground source - apartment complex - existing building - distributed level 0.83 | HOUELC, HOUAMB | HOUETARHN_OLDC_DMD | MKr20 | 2030 | 8.6397 | 0.057023 | 0.31991 | [5 empty] | ETA | C | OLD | 3.1259 |  | RHNHPELC | 5 | 0.83333 | HOUETARHNHPELCN04_OLDC_FBHOILE01 | 0.8 | HOUETARHNHPELCN04_OLDC | HOUETARHNBHOILE01_OLDC | BHOILE01 | HPELCN04 | ETA_OLDC | BHOILE01_HPELCN04 | 4 | -0.25 | 1 | Supported
HOUETARHNHPELCN04_OLDC_FBHOILE01_D83 | Residential heating technology - Heat pump, Ground source - apartment complex - existing building - distributed level 0.83 | HOUELC, HOUAMB | HOUETARHN_OLDC_DMD | MKr20 | 2040 | 7.9917 | 0.055864 | 0.30639 | [5 empty] | ETA | C | OLD | 3.2638 |  | RHNHPELC | 5 | 0.83333 | HOUETARHNHPELCN04_OLDC_FBHOILE01 | 0.8 | HOUETARHNHPELCN04_OLDC | HOUETARHNBHOILE01_OLDC | BHOILE01 | HPELCN04 | ETA_OLDC | BHOILE01_HPELCN04 | 4 | -0.25 | 1 | Supported
HOUETARHNHPELCN04_OLDC_FBHOILE01_D83 | Residential heating technology - Heat pump, Ground source - apartment complex - existing building - distributed level 0.83 | HOUELC, HOUAMB | HOUETARHN_OLDC_DMD | MKr20 | 2050 | 7.3437 | 0.054684 | 0.30214 | [5 empty] | ETA | C | OLD | 3.3098 |  | RHNHPELC | 5 | 0.83333 | HOUETARHNHPELCN04_OLDC_FBHOILE01 | 0.8 | HOUETARHNHPELCN04_OLDC | HOUETARHNBHOILE01_OLDC | BHOILE01 | HPELCN04 | ETA_OLDC | BHOILE01_HPELCN04 | 4 | -0.25 | 1 | Supported
HOUETARHNHPELCN03_OLDC_FBHOILE01_D83 | Residential heating technology - Heat pump, Air-to-water - apartment complex - existing building - distributed level 0.83 | HOUELC, HOUAMB | HOUETARHN_OLDC_DMD | MKr20 | 2020 | 10.9094 | 0.0937 | 0.37506 | [5 empty] | ETA | C | OLD | 2.6662 |  | RHNHPELC | 5 | 0.83333 | HOUETARHNHPELCN03_OLDC_FBHOILE01 | 0.8 | HOUETARHNHPELCN03_OLDC | HOUETARHNBHOILE01_OLDC | BHOILE01 | HPELCN03 | ETA_OLDC | BHOILE01_HPELCN03 | 4 | -0.25 | 1 | Supported
HOUETARHNHPELCN03_OLDC_FBHOILE01_D83 | Residential heating technology - Heat pump, Air-to-water - apartment complex - existing building - distributed level 0.83 | HOUELC, HOUAMB | HOUETARHN_OLDC_DMD | MKr20 | 2025 | 9.7685 | 0.093241 | 0.35662 | [5 empty] | ETA | C | OLD | 2.8041 |  | RHNHPELC | 5 | 0.83333 | HOUETARHNHPELCN03_OLDC_FBHOILE01 | 0.8 | HOUETARHNHPELCN03_OLDC | HOUETARHNBHOILE01_OLDC | BHOILE01 | HPELCN03 | ETA_OLDC | BHOILE01_HPELCN03 | 4 | -0.25 | 1 | Supported
HOUETARHNHPELCN03_OLDC_FBHOILE01_D83 | Residential heating technology - Heat pump, Air-to-water - apartment complex - existing building - distributed level 0.83 | HOUELC, HOUAMB | HOUETARHN_OLDC_DMD | MKr20 | 2030 | 8.6277 | 0.092739 | 0.3399 | [5 empty] | ETA | C | OLD | 2.942 |  | RHNHPELC | 5 | 0.83333 | HOUETARHNHPELCN03_OLDC_FBHOILE01 | 0.8 | HOUETARHNHPELCN03_OLDC | HOUETARHNBHOILE01_OLDC | BHOILE01 | HPELCN03 | ETA_OLDC | BHOILE01_HPELCN03 | 4 | -0.25 | 1 | Supported
HOUETARHNHPELCN03_OLDC_FBHOILE01_D83 | Residential heating technology - Heat pump, Air-to-water - apartment complex - existing building - distributed level 0.83 | HOUELC, HOUAMB | HOUETARHN_OLDC_DMD | MKr20 | 2040 | 7.7275 | 0.091581 | 0.32468 | [5 empty] | ETA | C | OLD | 3.0799 |  | RHNHPELC | 5 | 0.83333 | HOUETARHNHPELCN03_OLDC_FBHOILE01 | 0.8 | HOUETARHNHPELCN03_OLDC | HOUETARHNBHOILE01_OLDC | BHOILE01 | HPELCN03 | ETA_OLDC | BHOILE01_HPELCN03 | 4 | -0.25 | 1 | Supported
HOUETARHNHPELCN03_OLDC_FBHOILE01_D83 | Residential heating technology - Heat pump, Air-to-water - apartment complex - existing building - distributed level 0.83 | HOUELC, HOUAMB | HOUETARHN_OLDC_DMD | MKr20 | 2050 | 6.8273 | 0.0904 | 0.31077 | [5 empty] | ETA | C | OLD | 3.2178 |  | RHNHPELC | 5 | 0.83333 | HOUETARHNHPELCN03_OLDC_FBHOILE01 | 0.8 | HOUETARHNHPELCN03_OLDC | HOUETARHNBHOILE01_OLDC | BHOILE01 | HPELCN03 | ETA_OLDC | BHOILE01_HPELCN03 | 4 | -0.25 | 1 | Supported
HOUETARHNHPELCN02_OLDC_FBHOILE01_D83 | Residential heating technology - Heat pump, Air-to-air - single-family house - existing building - distributed level 0.83 | HOUELC, HOUAMB | HOUETARHN_OLDC_DMD | MKr20 | 2020 | 4.557 | 0.20009 | 0.22427 | [5 empty] | ETA | C | OLD | 4.459 |  | RHNHPELC | 5 | 0.83333 | HOUETARHNHPELCN02_OLDC_FBHOILE01 | 0.8 | HOUETARHNHPELCN02_OLDC | HOUETARHNBHOILE01_OLDC | BHOILE01 | HPELCN02 | ETA_OLDC | BHOILE01_HPELCN02 | 5 | 0 | 1.1 | Unlikely
HOUETARHNHPELCN02_OLDC_FBHOILE01_D83 | Residential heating technology - Heat pump, Air-to-air - single-family house - existing building - distributed level 0.83 | HOUELC, HOUAMB | HOUETARHN_OLDC_DMD | MKr20 | 2025 | 4.4456 | 0.13594 | 0.21327 | [5 empty] | ETA | C | OLD | 4.6888 |  | RHNHPELC | 5 | 0.83333 | HOUETARHNHPELCN02_OLDC_FBHOILE01 | 0.8 | HOUETARHNHPELCN02_OLDC | HOUETARHNBHOILE01_OLDC | BHOILE01 | HPELCN02 | ETA_OLDC | BHOILE01_HPELCN02 | 5 | 0 | 1.1 | Unlikely
HOUETARHNHPELCN02_OLDC_FBHOILE01_D83 | Residential heating technology - Heat pump, Air-to-air - single-family house - existing building - distributed level 0.83 | HOUELC, HOUAMB | HOUETARHN_OLDC_DMD | MKr20 | 2030 | 4.3342 | 0.13343 | 0.20522 | [5 empty] | ETA | C | OLD | 4.8727 |  | RHNHPELC | 5 | 0.83333 | HOUETARHNHPELCN02_OLDC_FBHOILE01 | 0.8 | HOUETARHNHPELCN02_OLDC | HOUETARHNBHOILE01_OLDC | BHOILE01 | HPELCN02 | ETA_OLDC | BHOILE01_HPELCN02 | 5 | 0 | 1.1 | Unlikely
HOUETARHNHPELCN02_OLDC_FBHOILE01_D83 | Residential heating technology - Heat pump, Air-to-air - single-family house - existing building - distributed level 0.83 | HOUELC, HOUAMB | HOUETARHN_OLDC_DMD | MKr20 | 2040 | 4.1275 | 0.12877 | 0.19776 | [5 empty] | ETA | C | OLD | 5.0566 |  | RHNHPELC | 5 | 0.83333 | HOUETARHNHPELCN02_OLDC_FBHOILE01 | 0.8 | HOUETARHNHPELCN02_OLDC | HOUETARHNBHOILE01_OLDC | BHOILE01 | HPELCN02 | ETA_OLDC | BHOILE01_HPELCN02 | 5 | 0 | 1.1 | Unlikely
HOUETARHNHPELCN02_OLDC_FBHOILE01_D83 | Residential heating technology - Heat pump, Air-to-air - single-family house - existing building - distributed level 0.83 | HOUELC, HOUAMB | HOUETARHN_OLDC_DMD | MKr20 | 2050 | 3.9207 | 0.12411 | 0.19423 | [5 empty] | ETA | C | OLD | 5.1485 |  | RHNHPELC | 5 | 0.83333 | HOUETARHNHPELCN02_OLDC_FBHOILE01 | 0.8 | HOUETARHNHPELCN02_OLDC | HOUETARHNBHOILE01_OLDC | BHOILE01 | HPELCN02 | ETA_OLDC | BHOILE01_HPELCN02 | 5 | 0 | 1.1 | Unlikely
HOUETARHNDIELCN06_OLDC_FBHOILE01_D83 | Residential heating technology - Electric heating - electric panel from Bauhaus - apartment complex - new building - distributed level 0.83 | HOUELC | HOUETARHN_OLDC_DMD | MKr20 | 2020 | 0.70255 | 0 | [6 empty] | ETA | C | OLD |  |  | RHNDIELC | 5 | 0.83333 | HOUETARHNDIELCN06_OLDC_FBHOILE01 | 0.8 | HOUETARHNDIELCN06_OLDC | HOUETARHNBHOILE01_OLDC | BHOILE01 | DIELCN06 | ETA_OLDC | BHOILE01_DIELCN06 | 5 | 0 | 1.1 | Unlikely
HOUETARHNDIELCN06_OLDC_FBHOILE01_D83 | Residential heating technology - Electric heating - electric panel from Bauhaus - apartment complex - new building - distributed level 0.83 | HOUELC | HOUETARHN_OLDC_DMD | MKr20 | 2025 | 0.70255 | 0 | [6 empty] | ETA | C | OLD |  |  | RHNDIELC | 5 | 0.83333 | HOUETARHNDIELCN06_OLDC_FBHOILE01 | 0.8 | HOUETARHNDIELCN06_OLDC | HOUETARHNBHOILE01_OLDC | BHOILE01 | DIELCN06 | ETA_OLDC | BHOILE01_DIELCN06 | 5 | 0 | 1.1 | Unlikely
HOUETARHNDIELCN06_OLDC_FBHOILE01_D83 | Residential heating technology - Electric heating - electric panel from Bauhaus - apartment complex - new building - distributed level 0.83 | HOUELC | HOUETARHN_OLDC_DMD | MKr20 | 2030 | 0.70255 | 0 | [6 empty] | ETA | C | OLD |  |  | RHNDIELC | 5 | 0.83333 | HOUETARHNDIELCN06_OLDC_FBHOILE01 | 0.8 | HOUETARHNDIELCN06_OLDC | HOUETARHNBHOILE01_OLDC | BHOILE01 | DIELCN06 | ETA_OLDC | BHOILE01_DIELCN06 | 5 | 0 | 1.1 | Unlikely
HOUETARHNDIELCN06_OLDC_FBHOILE01_D83 | Residential heating technology - Electric heating - electric panel from Bauhaus - apartment complex - new building - distributed level 0.83 | HOUELC | HOUETARHN_OLDC_DMD | MKr20 | 2040 | 0.70255 | 0 | [6 empty] | ETA | C | OLD |  |  | RHNDIELC | 5 | 0.83333 | HOUETARHNDIELCN06_OLDC_FBHOILE01 | 0.8 | HOUETARHNDIELCN06_OLDC | HOUETARHNBHOILE01_OLDC | BHOILE01 | DIELCN06 | ETA_OLDC | BHOILE01_DIELCN06 | 5 | 0 | 1.1 | Unlikely
HOUETARHNDIELCN06_OLDC_FBHOILE01_D83 | Residential heating technology - Electric heating - electric panel from Bauhaus - apartment complex - new building - distributed level 0.83 | HOUELC | HOUETARHN_OLDC_DMD | MKr20 | 2050 | 0.70255 | 0 | [6 empty] | ETA | C | OLD |  |  | RHNDIELC | 5 | 0.83333 | HOUETARHNDIELCN06_OLDC_FBHOILE01 | 0.8 | HOUETARHNDIELCN06_OLDC | HOUETARHNBHOILE01_OLDC | BHOILE01 | DIELCN06 | ETA_OLDC | BHOILE01_DIELCN06 | 5 | 0 | 1.1 | Unlikely
HOUETARHNDIELCN01_OLDC_FBHOILE01_D83 | Residential heating technology - Electric heating - apartment complex - new building - distributed level 0.83 | HOUELC | HOUETARHN_OLDC_DMD | MKr20 | 2020 | 6.5252 | 0.0026494 | [6 empty] | ETA | C | OLD |  |  | RHNDIELC | 5 | 0.83333 | HOUETARHNDIELCN01_OLDC_FBHOILE01 | 0.8 | HOUETARHNDIELCN01_OLDC | HOUETARHNBHOILE01_OLDC | BHOILE01 | DIELCN01 | ETA_OLDC | BHOILE01_DIELCN01 | 5 | 0 | 1.1 | Unlikely
HOUETARHNDIELCN01_OLDC_FBHOILE01_D83 | Residential heating technology - Electric heating - apartment complex - new building - distributed level 0.83 | HOUELC | HOUETARHN_OLDC_DMD | MKr20 | 2025 | 6.3637 | 0.0025413 | [6 empty] | ETA | C | OLD |  |  | RHNDIELC | 5 | 0.83333 | HOUETARHNDIELCN01_OLDC_FBHOILE01 | 0.8 | HOUETARHNDIELCN01_OLDC | HOUETARHNBHOILE01_OLDC | BHOILE01 | DIELCN01 | ETA_OLDC | BHOILE01_DIELCN01 | 5 | 0 | 1.1 | Unlikely
HOUETARHNDIELCN01_OLDC_FBHOILE01_D83 | Residential heating technology - Electric heating - apartment complex - new building - distributed level 0.83 | HOUELC | HOUETARHN_OLDC_DMD | MKr20 | 2030 | 6.2062 | 0.0024872 | [6 empty] | ETA | C | OLD |  |  | RHNDIELC | 5 | 0.83333 | HOUETARHNDIELCN01_OLDC_FBHOILE01 | 0.8 | HOUETARHNDIELCN01_OLDC | HOUETARHNBHOILE01_OLDC | BHOILE01 | DIELCN01 | ETA_OLDC | BHOILE01_DIELCN01 | 5 | 0 | 1.1 | Unlikely
HOUETARHNDIELCN01_OLDC_FBHOILE01_D83 | Residential heating technology - Electric heating - apartment complex - new building - distributed level 0.83 | HOUELC | HOUETARHN_OLDC_DMD | MKr20 | 2040 | 5.9028 | 0.0023791 | [6 empty] | ETA | C | OLD |  |  | RHNDIELC | 5 | 0.83333 | HOUETARHNDIELCN01_OLDC_FBHOILE01 | 0.8 | HOUETARHNDIELCN01_OLDC | HOUETARHNBHOILE01_OLDC | BHOILE01 | DIELCN01 | ETA_OLDC | BHOILE01_DIELCN01 | 5 | 0 | 1.1 | Unlikely
HOUETARHNDIELCN01_OLDC_FBHOILE01_D83 | Residential heating technology - Electric heating - apartment complex - new building - distributed level 0.83 | HOUELC | HOUETARHN_OLDC_DMD | MKr20 | 2050 | 5.6142 | 0.0022709 | [6 empty] | ETA | C | OLD |  |  | RHNDIELC | 5 | 0.83333 | HOUETARHNDIELCN01_OLDC_FBHOILE01 | 0.8 | HOUETARHNDIELCN01_OLDC | HOUETARHNBHOILE01_OLDC | BHOILE01 | DIELCN01 | ETA_OLDC | BHOILE01_DIELCN01 | 5 | 0 | 1.1 | Unlikely
HOUETARHNBHWPEN01_OLDC_FBHOILE01_D83 | Residential heating technology - Biomass boiler, automatic stoking , wood pellets or wood chips - apartment complex - existing building - distributed level 0.83 | HOUWPE | HOUETARHN_OLDC_DMD | MKr20 | 2020 | 1.661 | 0.032472 |  | 25 | 14 | 70 | 2 | 4 | ETA | C | OLD |  |  | RHNBHWPE | 5 | 0.83333 | HOUETARHNBHWPEN01_OLDC_FBHOILE01 | 0.8 | HOUETARHNBHWPEN01_OLDC | HOUETARHNBHOILE01_OLDC | BHOILE01 | BHWPEN01 | ETA_OLDC | BHOILE01_BHWPEN01 | 6 | 0 | 1 | New
HOUETARHNBHWPEN01_OLDC_FBHOILE01_D83 | Residential heating technology - Biomass boiler, automatic stoking , wood pellets or wood chips - apartment complex - existing building - distributed level 0.83 | HOUWPE | HOUETARHN_OLDC_DMD | MKr20 | 2025 | 1.6199 | 0.032242 |  | 25 | 14 | 60 | 2 | 4 | ETA | C | OLD |  |  | RHNBHWPE | 5 | 0.83333 | HOUETARHNBHWPEN01_OLDC_FBHOILE01 | 0.8 | HOUETARHNBHWPEN01_OLDC | HOUETARHNBHOILE01_OLDC | BHOILE01 | BHWPEN01 | ETA_OLDC | BHOILE01_BHWPEN01 | 6 | 0 | 1 | New
HOUETARHNBHWPEN01_OLDC_FBHOILE01_D83 | Residential heating technology - Biomass boiler, automatic stoking , wood pellets or wood chips - apartment complex - existing building - distributed level 0.83 | HOUWPE | HOUETARHN_OLDC_DMD | MKr20 | 2030 | 1.5798 | 0.032386 |  | 25 | 11 | 50 | 1 | 4 | ETA | C | OLD |  |  | RHNBHWPE | 5 | 0.83333 | HOUETARHNBHWPEN01_OLDC_FBHOILE01 | 0.8 | HOUETARHNBHWPEN01_OLDC | HOUETARHNBHOILE01_OLDC | BHOILE01 | BHWPEN01 | ETA_OLDC | BHOILE01_BHWPEN01 | 6 | 0 | 1 | New
HOUETARHNBHWPEN01_OLDC_FBHOILE01_D83 | Residential heating technology - Biomass boiler, automatic stoking , wood pellets or wood chips - apartment complex - existing building - distributed level 0.83 | HOUWPE | HOUETARHN_OLDC_DMD | MKr20 | 2040 | 1.5026 | 0.031352 |  | 25 | 9 | 45 | 1 | 4 | ETA | C | OLD |  |  | RHNBHWPE | 5 | 0.83333 | HOUETARHNBHWPEN01_OLDC_FBHOILE01 | 0.8 | HOUETARHNBHWPEN01_OLDC | HOUETARHNBHOILE01_OLDC | BHOILE01 | BHWPEN01 | ETA_OLDC | BHOILE01_BHWPEN01 | 6 | 0 | 1 | New
HOUETARHNBHWPEN01_OLDC_FBHOILE01_D83 | Residential heating technology - Biomass boiler, automatic stoking , wood pellets or wood chips - apartment complex - existing building - distributed level 0.83 | HOUWPE | HOUETARHN_OLDC_DMD | MKr20 | 2050 | 1.4291 | 0.030002 |  | 25 | 9 | 40 | 0 | 4 | ETA | C | OLD |  |  | RHNBHWPE | 5 | 0.83333 | HOUETARHNBHWPEN01_OLDC_FBHOILE01 | 0.8 | HOUETARHNBHWPEN01_OLDC | HOUETARHNBHOILE01_OLDC | BHOILE01 | BHWPEN01 | ETA_OLDC | BHOILE01_BHWPEN01 | 6 | 0 | 1 | New
HOUETARHNBHSOLN01_OLDC_FBHOILE01_D83 | Residential heating technology - Solar heating system - apartment complex - existing building - distributed level 0.83 | HOUSOL | HOUETARHN_OLDC_DMD | MKr20 | 2020 | 5.5059 | 0.025768 | [6 empty] | ETA | C | OLD |  |  | RHNBHSOL | 5 | 0.83333 | HOUETARHNBHSOLN01_OLDC_FBHOILE01 | 0.8 | HOUETARHNBHSOLN01_OLDC | HOUETARHNBHOILE01_OLDC | BHOILE01 | BHSOLN01 | ETA_OLDC | BHOILE01_BHSOLN01 | 5 | 0 | 1.1 | Unlikely
HOUETARHNBHSOLN01_OLDC_FBHOILE01_D83 | Residential heating technology - Solar heating system - apartment complex - existing building - distributed level 0.83 | HOUSOL | HOUETARHN_OLDC_DMD | MKr20 | 2025 | 5.268 | 0.027313 | [6 empty] | ETA | C | OLD |  |  | RHNBHSOL | 5 | 0.83333 | HOUETARHNBHSOLN01_OLDC_FBHOILE01 | 0.8 | HOUETARHNBHSOLN01_OLDC | HOUETARHNBHOILE01_OLDC | BHOILE01 | BHSOLN01 | ETA_OLDC | BHOILE01_BHSOLN01 | 5 | 0 | 1.1 | Unlikely
HOUETARHNBHSOLN01_OLDC_FBHOILE01_D83 | Residential heating technology - Solar heating system - apartment complex - existing building - distributed level 0.83 | HOUSOL | HOUETARHN_OLDC_DMD | MKr20 | 2030 | 5.0301 | 0.0279 | [6 empty] | ETA | C | OLD |  |  | RHNBHSOL | 5 | 0.83333 | HOUETARHNBHSOLN01_OLDC_FBHOILE01 | 0.8 | HOUETARHNBHSOLN01_OLDC | HOUETARHNBHOILE01_OLDC | BHOILE01 | BHSOLN01 | ETA_OLDC | BHOILE01_BHSOLN01 | 5 | 0 | 1.1 | Unlikely
HOUETARHNBHSOLN01_OLDC_FBHOILE01_D83 | Residential heating technology - Solar heating system - apartment complex - existing building - distributed level 0.83 | HOUSOL | HOUETARHN_OLDC_DMD | MKr20 | 2040 | 4.7922 | 0.027143 | [6 empty] | ETA | C | OLD |  |  | RHNBHSOL | 5 | 0.83333 | HOUETARHNBHSOLN01_OLDC_FBHOILE01 | 0.8 | HOUETARHNBHSOLN01_OLDC | HOUETARHNBHOILE01_OLDC | BHOILE01 | BHSOLN01 | ETA_OLDC | BHOILE01_BHSOLN01 | 5 | 0 | 1.1 | Unlikely
HOUETARHNBHSOLN01_OLDC_FBHOILE01_D83 | Residential heating technology - Solar heating system - apartment complex - existing building - distributed level 0.83 | HOUSOL | HOUETARHN_OLDC_DMD | MKr20 | 2050 | 4.5542 | 0.025768 | [6 empty] | ETA | C | OLD |  |  | RHNBHSOL | 5 | 0.83333 | HOUETARHNBHSOLN01_OLDC_FBHOILE01 | 0.8 | HOUETARHNBHSOLN01_OLDC | HOUETARHNBHOILE01_OLDC | BHOILE01 | BHSOLN01 | ETA_OLDC | BHOILE01_BHSOLN01 | 5 | 0 | 1.1 | Unlikely
HOUETARHNBHOILN01_OLDC_FBHOILE01_D83 | Residential heating technology - Oil boiler (mineral oil fired, < 10 % FAME) - apartment complex - existing building - distributed level 0.83 | HOUOIL, HOUDSB, HOUDSE | HOUETARHN_OLDC_DMD | MKr20 | 2020 | 0.63462 | 0.022467 |  | 6.7 | 5 | 52 | 0 | 0 | ETA | C | OLD |  |  | RHNBHOIL | 5 | 0.83333 | HOUETARHNBHOILN01_OLDC_FBHOILE01 | 0.8 | HOUETARHNBHOILN01_OLDC | HOUETARHNBHOILE01_OLDC | BHOILE01 | BHOILN01 | ETA_OLDC | BHOILE01_BHOILN01 | 2 | 0 | 0.9 | Same
HOUETARHNBHOILN01_OLDC_FBHOILE01_D83 | Residential heating technology - Oil boiler (mineral oil fired, < 10 % FAME) - apartment complex - existing building - distributed level 0.83 | HOUOIL, HOUDSB, HOUDSE | HOUETARHN_OLDC_DMD | MKr20 | 2025 | 0.61891 | 0.022554 |  | 6.7 | 5 | 52 | 0 | 0 | ETA | C | OLD |  |  | RHNBHOIL | 5 | 0.83333 | HOUETARHNBHOILN01_OLDC_FBHOILE01 | 0.8 | HOUETARHNBHOILN01_OLDC | HOUETARHNBHOILE01_OLDC | BHOILE01 | BHOILN01 | ETA_OLDC | BHOILE01_BHOILN01 | 2 | 0 | 0.9 | Same
HOUETARHNBHOILN01_OLDC_FBHOILE01_D83 | Residential heating technology - Oil boiler (mineral oil fired, < 10 % FAME) - apartment complex - existing building - distributed level 0.83 | HOUOIL, HOUDSB, HOUDSE | HOUETARHN_OLDC_DMD | MKr20 | 2030 | 0.60359 | 0.022881 |  | 6.7 | 5 | 52 | 0 | 0 | ETA | C | OLD |  |  | RHNBHOIL | 5 | 0.83333 | HOUETARHNBHOILN01_OLDC_FBHOILE01 | 0.8 | HOUETARHNBHOILN01_OLDC | HOUETARHNBHOILE01_OLDC | BHOILE01 | BHOILN01 | ETA_OLDC | BHOILE01_BHOILN01 | 2 | 0 | 0.9 | Same
HOUETARHNBHOILN01_OLDC_FBHOILE01_D83 | Residential heating technology - Oil boiler (mineral oil fired, < 10 % FAME) - apartment complex - existing building - distributed level 0.83 | HOUOIL, HOUDSB, HOUDSE | HOUETARHN_OLDC_DMD | MKr20 | 2040 | 0.57408 | 0.023091 |  | 6.7 | 5 | 52 | 0 | 0 | ETA | C | OLD |  |  | RHNBHOIL | 5 | 0.83333 | HOUETARHNBHOILN01_OLDC_FBHOILE01 | 0.8 | HOUETARHNBHOILN01_OLDC | HOUETARHNBHOILE01_OLDC | BHOILE01 | BHOILN01 | ETA_OLDC | BHOILE01_BHOILN01 | 2 | 0 | 0.9 | Same
HOUETARHNBHOILN01_OLDC_FBHOILE01_D83 | Residential heating technology - Oil boiler (mineral oil fired, < 10 % FAME) - apartment complex - existing building - distributed level 0.83 | HOUOIL, HOUDSB, HOUDSE | HOUETARHN_OLDC_DMD | MKr20 | 2050 | 0.54601 | 0.023283 |  | 6.7 | 5 | 52 | 0 | 0 | ETA | C | OLD |  |  | RHNBHOIL | 5 | 0.83333 | HOUETARHNBHOILN01_OLDC_FBHOILE01 | 0.8 | HOUETARHNBHOILN01_OLDC | HOUETARHNBHOILE01_OLDC | BHOILE01 | BHOILN01 | ETA_OLDC | BHOILE01_BHOILN01 | 2 | 0 | 0.9 | Same
HOUETARHNBHDHCN03_OLDC_FBHOILE01_D83 | Residential heating technology - Direct district heating substation - plus connection pipe - apartment complex - existing building - distributed level 0.83 | HOUDHC | HOUETARHN_OLDC_DMD | MKr20 | 2020 | 0.35289 | 0.0019206 | [6 empty] | ETA | C | OLD |  |  | RHNBHDHC | 5 | 0.83333 | HOUETARHNBHDHCN03_OLDC_FBHOILE01 | 0.8 | HOUETARHNBHDHCN03_OLDC | HOUETARHNBHOILE01_OLDC | BHOILE01 | BHDHCN03 | ETA_OLDC | BHOILE01_BHDHCN03 | 6 | 0 | 1 | New
HOUETARHNBHDHCN03_OLDC_FBHOILE01_D83 | Residential heating technology - Direct district heating substation - plus connection pipe - apartment complex - existing building - distributed level 0.83 | HOUDHC | HOUETARHN_OLDC_DMD | MKr20 | 2025 | 0.3463 | 0.0019465 | [6 empty] | ETA | C | OLD |  |  | RHNBHDHC | 5 | 0.83333 | HOUETARHNBHDHCN03_OLDC_FBHOILE01 | 0.8 | HOUETARHNBHDHCN03_OLDC | HOUETARHNBHOILE01_OLDC | BHOILE01 | BHDHCN03 | ETA_OLDC | BHOILE01_BHDHCN03 | 6 | 0 | 1 | New
HOUETARHNBHDHCN03_OLDC_FBHOILE01_D83 | Residential heating technology - Direct district heating substation - plus connection pipe - apartment complex - existing building - distributed level 0.83 | HOUDHC | HOUETARHN_OLDC_DMD | MKr20 | 2030 | 0.33987 | 0.0019179 | [6 empty] | ETA | C | OLD |  |  | RHNBHDHC | 5 | 0.83333 | HOUETARHNBHDHCN03_OLDC_FBHOILE01 | 0.8 | HOUETARHNBHDHCN03_OLDC | HOUETARHNBHOILE01_OLDC | BHOILE01 | BHDHCN03 | ETA_OLDC | BHOILE01_BHDHCN03 | 6 | 0 | 1 | New
HOUETARHNBHDHCN03_OLDC_FBHOILE01_D83 | Residential heating technology - Direct district heating substation - plus connection pipe - apartment complex - existing building - distributed level 0.83 | HOUDHC | HOUETARHN_OLDC_DMD | MKr20 | 2040 | 0.32748 | 0.0018597 | [6 empty] | ETA | C | OLD |  |  | RHNBHDHC | 5 | 0.83333 | HOUETARHNBHDHCN03_OLDC_FBHOILE01 | 0.8 | HOUETARHNBHDHCN03_OLDC | HOUETARHNBHOILE01_OLDC | BHOILE01 | BHDHCN03 | ETA_OLDC | BHOILE01_BHDHCN03 | 6 | 0 | 1 | New
HOUETARHNBHDHCN03_OLDC_FBHOILE01_D83 | Residential heating technology - Direct district heating substation - plus connection pipe - apartment complex - existing building - distributed level 0.83 | HOUDHC | HOUETARHN_OLDC_DMD | MKr20 | 2050 | 0.3157 | 0.0017854 | [6 empty] | ETA | C | OLD |  |  | RHNBHDHC | 5 | 0.83333 | HOUETARHNBHDHCN03_OLDC_FBHOILE01 | 0.8 | HOUETARHNBHDHCN03_OLDC | HOUETARHNBHOILE01_OLDC | BHOILE01 | BHDHCN03 | ETA_OLDC | BHOILE01_BHDHCN03 | 6 | 0 | 1 | New
HOUETARHNHPELCN05_OLDD_FBHOILE01_D83 | Residential heating technology - Heat pump, Air-to-water - leasing - apartment complex - existing building - distributed level 0.83 | HOUELC, HOUAMB | HOUETARHN_OLDD_DMD | MKr20 | 2020 | 5.4547 | 0.39127 | 0.37506 | [5 empty] | ETA | D | OLD | 2.6662 |  | RHNHPELC | 5 | 0.83333 | HOUETARHNHPELCN05_OLDD_FBHOILE01 | 0.8 | HOUETARHNHPELCN05_OLDD | HOUETARHNBHOILE01_OLDD | BHOILE01 | HPELCN05 | ETA_OLDD | BHOILE01_HPELCN05 | 4 | -0.25 | 1 | Supported
HOUETARHNHPELCN05_OLDD_FBHOILE01_D83 | Residential heating technology - Heat pump, Air-to-water - leasing - apartment complex - existing building - distributed level 0.83 | HOUELC, HOUAMB | HOUETARHN_OLDD_DMD | MKr20 | 2025 | 4.8843 | 0.35969 | 0.35662 | [5 empty] | ETA | D | OLD | 2.8041 |  | RHNHPELC | 5 | 0.83333 | HOUETARHNHPELCN05_OLDD_FBHOILE01 | 0.8 | HOUETARHNHPELCN05_OLDD | HOUETARHNBHOILE01_OLDD | BHOILE01 | HPELCN05 | ETA_OLDD | BHOILE01_HPELCN05 | 4 | -0.25 | 1 | Supported
HOUETARHNHPELCN05_OLDD_FBHOILE01_D83 | Residential heating technology - Heat pump, Air-to-water - leasing - apartment complex - existing building - distributed level 0.83 | HOUELC, HOUAMB | HOUETARHN_OLDD_DMD | MKr20 | 2030 | 4.3139 | 0.32807 | 0.3399 | [5 empty] | ETA | D | OLD | 2.942 |  | RHNHPELC | 5 | 0.83333 | HOUETARHNHPELCN05_OLDD_FBHOILE01 | 0.8 | HOUETARHNHPELCN05_OLDD | HOUETARHNBHOILE01_OLDD | BHOILE01 | HPELCN05 | ETA_OLDD | BHOILE01_HPELCN05 | 4 | -0.25 | 1 | Supported
HOUETARHNHPELCN05_OLDD_FBHOILE01_D83 | Residential heating technology - Heat pump, Air-to-water - leasing - apartment complex - existing building - distributed level 0.83 | HOUELC, HOUAMB | HOUETARHN_OLDD_DMD | MKr20 | 2040 | 3.8638 | 0.30236 | 0.32468 | [5 empty] | ETA | D | OLD | 3.0799 |  | RHNHPELC | 5 | 0.83333 | HOUETARHNHPELCN05_OLDD_FBHOILE01 | 0.8 | HOUETARHNHPELCN05_OLDD | HOUETARHNBHOILE01_OLDD | BHOILE01 | HPELCN05 | ETA_OLDD | BHOILE01_HPELCN05 | 4 | -0.25 | 1 | Supported
HOUETARHNHPELCN05_OLDD_FBHOILE01_D83 | Residential heating technology - Heat pump, Air-to-water - leasing - apartment complex - existing building - distributed level 0.83 | HOUELC, HOUAMB | HOUETARHN_OLDD_DMD | MKr20 | 2050 | 3.4137 | 0.27662 | 0.31077 | [5 empty] | ETA | D | OLD | 3.2178 |  | RHNHPELC | 5 | 0.83333 | HOUETARHNHPELCN05_OLDD_FBHOILE01 | 0.8 | HOUETARHNHPELCN05_OLDD | HOUETARHNBHOILE01_OLDD | BHOILE01 | HPELCN05 | ETA_OLDD | BHOILE01_HPELCN05 | 4 | -0.25 | 1 | Supported
HOUETARHNHPELCN04_OLDD_FBHOILE01_D83 | Residential heating technology - Heat pump, Ground source - apartment complex - existing building - distributed level 0.83 | HOUELC, HOUAMB | HOUETARHN_OLDD_DMD | MKr20 | 2020 | 10.1643 | 0.057983 | 0.3399 | [5 empty] | ETA | D | OLD | 2.942 |  | RHNHPELC | 5 | 0.83333 | HOUETARHNHPELCN04_OLDD_FBHOILE01 | 0.8 | HOUETARHNHPELCN04_OLDD | HOUETARHNBHOILE01_OLDD | BHOILE01 | HPELCN04 | ETA_OLDD | BHOILE01_HPELCN04 | 4 | -0.25 | 1 | Supported
HOUETARHNHPELCN04_OLDD_FBHOILE01_D83 | Residential heating technology - Heat pump, Ground source - apartment complex - existing building - distributed level 0.83 | HOUELC, HOUAMB | HOUETARHN_OLDD_DMD | MKr20 | 2025 | 9.402 | 0.057525 | 0.3296 | [5 empty] | ETA | D | OLD | 3.034 |  | RHNHPELC | 5 | 0.83333 | HOUETARHNHPELCN04_OLDD_FBHOILE01 | 0.8 | HOUETARHNHPELCN04_OLDD | HOUETARHNBHOILE01_OLDD | BHOILE01 | HPELCN04 | ETA_OLDD | BHOILE01_HPELCN04 | 4 | -0.25 | 1 | Supported
HOUETARHNHPELCN04_OLDD_FBHOILE01_D83 | Residential heating technology - Heat pump, Ground source - apartment complex - existing building - distributed level 0.83 | HOUELC, HOUAMB | HOUETARHN_OLDD_DMD | MKr20 | 2030 | 8.6397 | 0.057023 | 0.31991 | [5 empty] | ETA | D | OLD | 3.1259 |  | RHNHPELC | 5 | 0.83333 | HOUETARHNHPELCN04_OLDD_FBHOILE01 | 0.8 | HOUETARHNHPELCN04_OLDD | HOUETARHNBHOILE01_OLDD | BHOILE01 | HPELCN04 | ETA_OLDD | BHOILE01_HPELCN04 | 4 | -0.25 | 1 | Supported
HOUETARHNHPELCN04_OLDD_FBHOILE01_D83 | Residential heating technology - Heat pump, Ground source - apartment complex - existing building - distributed level 0.83 | HOUELC, HOUAMB | HOUETARHN_OLDD_DMD | MKr20 | 2040 | 7.9917 | 0.055864 | 0.30639 | [5 empty] | ETA | D | OLD | 3.2638 |  | RHNHPELC | 5 | 0.83333 | HOUETARHNHPELCN04_OLDD_FBHOILE01 | 0.8 | HOUETARHNHPELCN04_OLDD | HOUETARHNBHOILE01_OLDD | BHOILE01 | HPELCN04 | ETA_OLDD | BHOILE01_HPELCN04 | 4 | -0.25 | 1 | Supported
HOUETARHNHPELCN04_OLDD_FBHOILE01_D83 | Residential heating technology - Heat pump, Ground source - apartment complex - existing building - distributed level 0.83 | HOUELC, HOUAMB | HOUETARHN_OLDD_DMD | MKr20 | 2050 | 7.3437 | 0.054684 | 0.30214 | [5 empty] | ETA | D | OLD | 3.3098 |  | RHNHPELC | 5 | 0.83333 | HOUETARHNHPELCN04_OLDD_FBHOILE01 | 0.8 | HOUETARHNHPELCN04_OLDD | HOUETARHNBHOILE01_OLDD | BHOILE01 | HPELCN04 | ETA_OLDD | BHOILE01_HPELCN04 | 4 | -0.25 | 1 | Supported
HOUETARHNHPELCN03_OLDD_FBHOILE01_D83 | Residential heating technology - Heat pump, Air-to-water - apartment complex - existing building - distributed level 0.83 | HOUELC, HOUAMB | HOUETARHN_OLDD_DMD | MKr20 | 2020 | 10.9094 | 0.0937 | 0.37506 | [5 empty] | ETA | D | OLD | 2.6662 |  | RHNHPELC | 5 | 0.83333 | HOUETARHNHPELCN03_OLDD_FBHOILE01 | 0.8 | HOUETARHNHPELCN03_OLDD | HOUETARHNBHOILE01_OLDD | BHOILE01 | HPELCN03 | ETA_OLDD | BHOILE01_HPELCN03 | 4 | -0.25 | 1 | Supported
HOUETARHNHPELCN03_OLDD_FBHOILE01_D83 | Residential heating technology - Heat pump, Air-to-water - apartment complex - existing building - distributed level 0.83 | HOUELC, HOUAMB | HOUETARHN_OLDD_DMD | MKr20 | 2025 | 9.7685 | 0.093241 | 0.35662 | [5 empty] | ETA | D | OLD | 2.8041 |  | RHNHPELC | 5 | 0.83333 | HOUETARHNHPELCN03_OLDD_FBHOILE01 | 0.8 | HOUETARHNHPELCN03_OLDD | HOUETARHNBHOILE01_OLDD | BHOILE01 | HPELCN03 | ETA_OLDD | BHOILE01_HPELCN03 | 4 | -0.25 | 1 | Supported
HOUETARHNHPELCN03_OLDD_FBHOILE01_D83 | Residential heating technology - Heat pump, Air-to-water - apartment complex - existing building - distributed level 0.83 | HOUELC, HOUAMB | HOUETARHN_OLDD_DMD | MKr20 | 2030 | 8.6277 | 0.092739 | 0.3399 | [5 empty] | ETA | D | OLD | 2.942 |  | RHNHPELC | 5 | 0.83333 | HOUETARHNHPELCN03_OLDD_FBHOILE01 | 0.8 | HOUETARHNHPELCN03_OLDD | HOUETARHNBHOILE01_OLDD | BHOILE01 | HPELCN03 | ETA_OLDD | BHOILE01_HPELCN03 | 4 | -0.25 | 1 | Supported
HOUETARHNHPELCN03_OLDD_FBHOILE01_D83 | Residential heating technology - Heat pump, Air-to-water - apartment complex - existing building - distributed level 0.83 | HOUELC, HOUAMB | HOUETARHN_OLDD_DMD | MKr20 | 2040 | 7.7275 | 0.091581 | 0.32468 | [5 empty] | ETA | D | OLD | 3.0799 |  | RHNHPELC | 5 | 0.83333 | HOUETARHNHPELCN03_OLDD_FBHOILE01 | 0.8 | HOUETARHNHPELCN03_OLDD | HOUETARHNBHOILE01_OLDD | BHOILE01 | HPELCN03 | ETA_OLDD | BHOILE01_HPELCN03 | 4 | -0.25 | 1 | Supported
HOUETARHNHPELCN03_OLDD_FBHOILE01_D83 | Residential heating technology - Heat pump, Air-to-water - apartment complex - existing building - distributed level 0.83 | HOUELC, HOUAMB | HOUETARHN_OLDD_DMD | MKr20 | 2050 | 6.8273 | 0.0904 | 0.31077 | [5 empty] | ETA | D | OLD | 3.2178 |  | RHNHPELC | 5 | 0.83333 | HOUETARHNHPELCN03_OLDD_FBHOILE01 | 0.8 | HOUETARHNHPELCN03_OLDD | HOUETARHNBHOILE01_OLDD | BHOILE01 | HPELCN03 | ETA_OLDD | BHOILE01_HPELCN03 | 4 | -0.25 | 1 | Supported
HOUETARHNHPELCN02_OLDD_FBHOILE01_D83 | Residential heating technology - Heat pump, Air-to-air - single-family house - existing building - distributed level 0.83 | HOUELC, HOUAMB | HOUETARHN_OLDD_DMD | MKr20 | 2020 | 4.557 | 0.20009 | 0.22427 | [5 empty] | ETA | D | OLD | 4.459 |  | RHNHPELC | 5 | 0.83333 | HOUETARHNHPELCN02_OLDD_FBHOILE01 | 0.8 | HOUETARHNHPELCN02_OLDD | HOUETARHNBHOILE01_OLDD | BHOILE01 | HPELCN02 | ETA_OLDD | BHOILE01_HPELCN02 | 5 | 0 | 1.1 | Unlikely
HOUETARHNHPELCN02_OLDD_FBHOILE01_D83 | Residential heating technology - Heat pump, Air-to-air - single-family house - existing building - distributed level 0.83 | HOUELC, HOUAMB | HOUETARHN_OLDD_DMD | MKr20 | 2025 | 4.4456 | 0.13594 | 0.21327 | [5 empty] | ETA | D | OLD | 4.6888 |  | RHNHPELC | 5 | 0.83333 | HOUETARHNHPELCN02_OLDD_FBHOILE01 | 0.8 | HOUETARHNHPELCN02_OLDD | HOUETARHNBHOILE01_OLDD | BHOILE01 | HPELCN02 | ETA_OLDD | BHOILE01_HPELCN02 | 5 | 0 | 1.1 | Unlikely
HOUETARHNHPELCN02_OLDD_FBHOILE01_D83 | Residential heating technology - Heat pump, Air-to-air - single-family house - existing building - distributed level 0.83 | HOUELC, HOUAMB | HOUETARHN_OLDD_DMD | MKr20 | 2030 | 4.3342 | 0.13343 | 0.20522 | [5 empty] | ETA | D | OLD | 4.8727 |  | RHNHPELC | 5 | 0.83333 | HOUETARHNHPELCN02_OLDD_FBHOILE01 | 0.8 | HOUETARHNHPELCN02_OLDD | HOUETARHNBHOILE01_OLDD | BHOILE01 | HPELCN02 | ETA_OLDD | BHOILE01_HPELCN02 | 5 | 0 | 1.1 | Unlikely
HOUETARHNHPELCN02_OLDD_FBHOILE01_D83 | Residential heating technology - Heat pump, Air-to-air - single-family house - existing building - distributed level 0.83 | HOUELC, HOUAMB | HOUETARHN_OLDD_DMD | MKr20 | 2040 | 4.1275 | 0.12877 | 0.19776 | [5 empty] | ETA | D | OLD | 5.0566 |  | RHNHPELC | 5 | 0.83333 | HOUETARHNHPELCN02_OLDD_FBHOILE01 | 0.8 | HOUETARHNHPELCN02_OLDD | HOUETARHNBHOILE01_OLDD | BHOILE01 | HPELCN02 | ETA_OLDD | BHOILE01_HPELCN02 | 5 | 0 | 1.1 | Unlikely
HOUETARHNHPELCN02_OLDD_FBHOILE01_D83 | Residential heating technology - Heat pump, Air-to-air - single-family house - existing building - distributed level 0.83 | HOUELC, HOUAMB | HOUETARHN_OLDD_DMD | MKr20 | 2050 | 3.9207 | 0.12411 | 0.19423 | [5 empty] | ETA | D | OLD | 5.1485 |  | RHNHPELC | 5 | 0.83333 | HOUETARHNHPELCN02_OLDD_FBHOILE01 | 0.8 | HOUETARHNHPELCN02_OLDD | HOUETARHNBHOILE01_OLDD | BHOILE01 | HPELCN02 | ETA_OLDD | BHOILE01_HPELCN02 | 5 | 0 | 1.1 | Unlikely
HOUETARHNDIELCN06_OLDD_FBHOILE01_D83 | Residential heating technology - Electric heating - electric panel from Bauhaus - apartment complex - new building - distributed level 0.83 | HOUELC | HOUETARHN_OLDD_DMD | MKr20 | 2020 | 0.70255 | 0 | [6 empty] | ETA | D | OLD |  |  | RHNDIELC | 5 | 0.83333 | HOUETARHNDIELCN06_OLDD_FBHOILE01 | 0.8 | HOUETARHNDIELCN06_OLDD | HOUETARHNBHOILE01_OLDD | BHOILE01 | DIELCN06 | ETA_OLDD | BHOILE01_DIELCN06 | 5 | 0 | 1.1 | Unlikely
HOUETARHNDIELCN06_OLDD_FBHOILE01_D83 | Residential heating technology - Electric heating - electric panel from Bauhaus - apartment complex - new building - distributed level 0.83 | HOUELC | HOUETARHN_OLDD_DMD | MKr20 | 2025 | 0.70255 | 0 | [6 empty] | ETA | D | OLD |  |  | RHNDIELC | 5 | 0.83333 | HOUETARHNDIELCN06_OLDD_FBHOILE01 | 0.8 | HOUETARHNDIELCN06_OLDD | HOUETARHNBHOILE01_OLDD | BHOILE01 | DIELCN06 | ETA_OLDD | BHOILE01_DIELCN06 | 5 | 0 | 1.1 | Unlikely
HOUETARHNDIELCN06_OLDD_FBHOILE01_D83 | Residential heating technology - Electric heating - electric panel from Bauhaus - apartment complex - new building - distributed level 0.83 | HOUELC | HOUETARHN_OLDD_DMD | MKr20 | 2030 | 0.70255 | 0 | [6 empty] | ETA | D | OLD |  |  | RHNDIELC | 5 | 0.83333 | HOUETARHNDIELCN06_OLDD_FBHOILE01 | 0.8 | HOUETARHNDIELCN06_OLDD | HOUETARHNBHOILE01_OLDD | BHOILE01 | DIELCN06 | ETA_OLDD | BHOILE01_DIELCN06 | 5 | 0 | 1.1 | Unlikely
HOUETARHNDIELCN06_OLDD_FBHOILE01_D83 | Residential heating technology - Electric heating - electric panel from Bauhaus - apartment complex - new building - distributed level 0.83 | HOUELC | HOUETARHN_OLDD_DMD | MKr20 | 2040 | 0.70255 | 0 | [6 empty] | ETA | D | OLD |  |  | RHNDIELC | 5 | 0.83333 | HOUETARHNDIELCN06_OLDD_FBHOILE01 | 0.8 | HOUETARHNDIELCN06_OLDD | HOUETARHNBHOILE01_OLDD | BHOILE01 | DIELCN06 | ETA_OLDD | BHOILE01_DIELCN06 | 5 | 0 | 1.1 | Unlikely
HOUETARHNDIELCN06_OLDD_FBHOILE01_D83 | Residential heating technology - Electric heating - electric panel from Bauhaus - apartment complex - new building - distributed level 0.83 | HOUELC | HOUETARHN_OLDD_DMD | MKr20 | 2050 | 0.70255 | 0 | [6 empty] | ETA | D | OLD |  |  | RHNDIELC | 5 | 0.83333 | HOUETARHNDIELCN06_OLDD_FBHOILE01 | 0.8 | HOUETARHNDIELCN06_OLDD | HOUETARHNBHOILE01_OLDD | BHOILE01 | DIELCN06 | ETA_OLDD | BHOILE01_DIELCN06 | 5 | 0 | 1.1 | Unlikely
HOUETARHNDIELCN01_OLDD_FBHOILE01_D83 | Residential heating technology - Electric heating - apartment complex - new building - distributed level 0.83 | HOUELC | HOUETARHN_OLDD_DMD | MKr20 | 2020 | 6.5252 | 0.0026494 | [6 empty] | ETA | D | OLD |  |  | RHNDIELC | 5 | 0.83333 | HOUETARHNDIELCN01_OLDD_FBHOILE01 | 0.8 | HOUETARHNDIELCN01_OLDD | HOUETARHNBHOILE01_OLDD | BHOILE01 | DIELCN01 | ETA_OLDD | BHOILE01_DIELCN01 | 5 | 0 | 1.1 | Unlikely
HOUETARHNDIELCN01_OLDD_FBHOILE01_D83 | Residential heating technology - Electric heating - apartment complex - new building - distributed level 0.83 | HOUELC | HOUETARHN_OLDD_DMD | MKr20 | 2025 | 6.3637 | 0.0025413 | [6 empty] | ETA | D | OLD |  |  | RHNDIELC | 5 | 0.83333 | HOUETARHNDIELCN01_OLDD_FBHOILE01 | 0.8 | HOUETARHNDIELCN01_OLDD | HOUETARHNBHOILE01_OLDD | BHOILE01 | DIELCN01 | ETA_OLDD | BHOILE01_DIELCN01 | 5 | 0 | 1.1 | Unlikely
HOUETARHNDIELCN01_OLDD_FBHOILE01_D83 | Residential heating technology - Electric heating - apartment complex - new building - distributed level 0.83 | HOUELC | HOUETARHN_OLDD_DMD | MKr20 | 2030 | 6.2062 | 0.0024872 | [6 empty] | ETA | D | OLD |  |  | RHNDIELC | 5 | 0.83333 | HOUETARHNDIELCN01_OLDD_FBHOILE01 | 0.8 | HOUETARHNDIELCN01_OLDD | HOUETARHNBHOILE01_OLDD | BHOILE01 | DIELCN01 | ETA_OLDD | BHOILE01_DIELCN01 | 5 | 0 | 1.1 | Unlikely
HOUETARHNDIELCN01_OLDD_FBHOILE01_D83 | Residential heating technology - Electric heating - apartment complex - new building - distributed level 0.83 | HOUELC | HOUETARHN_OLDD_DMD | MKr20 | 2040 | 5.9028 | 0.0023791 | [6 empty] | ETA | D | OLD |  |  | RHNDIELC | 5 | 0.83333 | HOUETARHNDIELCN01_OLDD_FBHOILE01 | 0.8 | HOUETARHNDIELCN01_OLDD | HOUETARHNBHOILE01_OLDD | BHOILE01 | DIELCN01 | ETA_OLDD | BHOILE01_DIELCN01 | 5 | 0 | 1.1 | Unlikely
HOUETARHNDIELCN01_OLDD_FBHOILE01_D83 | Residential heating technology - Electric heating - apartment complex - new building - distributed level 0.83 | HOUELC | HOUETARHN_OLDD_DMD | MKr20 | 2050 | 5.6142 | 0.0022709 | [6 empty] | ETA | D | OLD |  |  | RHNDIELC | 5 | 0.83333 | HOUETARHNDIELCN01_OLDD_FBHOILE01 | 0.8 | HOUETARHNDIELCN01_OLDD | HOUETARHNBHOILE01_OLDD | BHOILE01 | DIELCN01 | ETA_OLDD | BHOILE01_DIELCN01 | 5 | 0 | 1.1 | Unlikely
HOUETARHNBHWPEN01_OLDD_FBHOILE01_D83 | Residential heating technology - Biomass boiler, automatic stoking , wood pellets or wood chips - apartment complex - existing building - distributed level 0.83 | HOUWPE | HOUETARHN_OLDD_DMD | MKr20 | 2020 | 1.661 | 0.032472 |  | 25 | 14 | 70 | 2 | 4 | ETA | D | OLD |  |  | RHNBHWPE | 5 | 0.83333 | HOUETARHNBHWPEN01_OLDD_FBHOILE01 | 0.8 | HOUETARHNBHWPEN01_OLDD | HOUETARHNBHOILE01_OLDD | BHOILE01 | BHWPEN01 | ETA_OLDD | BHOILE01_BHWPEN01 | 6 | 0 | 1 | New
HOUETARHNBHWPEN01_OLDD_FBHOILE01_D83 | Residential heating technology - Biomass boiler, automatic stoking , wood pellets or wood chips - apartment complex - existing building - distributed level 0.83 | HOUWPE | HOUETARHN_OLDD_DMD | MKr20 | 2025 | 1.6199 | 0.032242 |  | 25 | 14 | 60 | 2 | 4 | ETA | D | OLD |  |  | RHNBHWPE | 5 | 0.83333 | HOUETARHNBHWPEN01_OLDD_FBHOILE01 | 0.8 | HOUETARHNBHWPEN01_OLDD | HOUETARHNBHOILE01_OLDD | BHOILE01 | BHWPEN01 | ETA_OLDD | BHOILE01_BHWPEN01 | 6 | 0 | 1 | New
HOUETARHNBHWPEN01_OLDD_FBHOILE01_D83 | Residential heating technology - Biomass boiler, automatic stoking , wood pellets or wood chips - apartment complex - existing building - distributed level 0.83 | HOUWPE | HOUETARHN_OLDD_DMD | MKr20 | 2030 | 1.5798 | 0.032386 |  | 25 | 11 | 50 | 1 | 4 | ETA | D | OLD |  |  | RHNBHWPE | 5 | 0.83333 | HOUETARHNBHWPEN01_OLDD_FBHOILE01 | 0.8 | HOUETARHNBHWPEN01_OLDD | HOUETARHNBHOILE01_OLDD | BHOILE01 | BHWPEN01 | ETA_OLDD | BHOILE01_BHWPEN01 | 6 | 0 | 1 | New
HOUETARHNBHWPEN01_OLDD_FBHOILE01_D83 | Residential heating technology - Biomass boiler, automatic stoking , wood pellets or wood chips - apartment complex - existing building - distributed level 0.83 | HOUWPE | HOUETARHN_OLDD_DMD | MKr20 | 2040 | 1.5026 | 0.031352 |  | 25 | 9 | 45 | 1 | 4 | ETA | D | OLD |  |  | RHNBHWPE | 5 | 0.83333 | HOUETARHNBHWPEN01_OLDD_FBHOILE01 | 0.8 | HOUETARHNBHWPEN01_OLDD | HOUETARHNBHOILE01_OLDD | BHOILE01 | BHWPEN01 | ETA_OLDD | BHOILE01_BHWPEN01 | 6 | 0 | 1 | New
HOUETARHNBHWPEN01_OLDD_FBHOILE01_D83 | Residential heating technology - Biomass boiler, automatic stoking , wood pellets or wood chips - apartment complex - existing building - distributed level 0.83 | HOUWPE | HOUETARHN_OLDD_DMD | MKr20 | 2050 | 1.4291 | 0.030002 |  | 25 | 9 | 40 | 0 | 4 | ETA | D | OLD |  |  | RHNBHWPE | 5 | 0.83333 | HOUETARHNBHWPEN01_OLDD_FBHOILE01 | 0.8 | HOUETARHNBHWPEN01_OLDD | HOUETARHNBHOILE01_OLDD | BHOILE01 | BHWPEN01 | ETA_OLDD | BHOILE01_BHWPEN01 | 6 | 0 | 1 | New
HOUETARHNBHSOLN01_OLDD_FBHOILE01_D83 | Residential heating technology - Solar heating system - apartment complex - existing building - distributed level 0.83 | HOUSOL | HOUETARHN_OLDD_DMD | MKr20 | 2020 | 5.5059 | 0.025768 | [6 empty] | ETA | D | OLD |  |  | RHNBHSOL | 5 | 0.83333 | HOUETARHNBHSOLN01_OLDD_FBHOILE01 | 0.8 | HOUETARHNBHSOLN01_OLDD | HOUETARHNBHOILE01_OLDD | BHOILE01 | BHSOLN01 | ETA_OLDD | BHOILE01_BHSOLN01 | 5 | 0 | 1.1 | Unlikely
HOUETARHNBHSOLN01_OLDD_FBHOILE01_D83 | Residential heating technology - Solar heating system - apartment complex - existing building - distributed level 0.83 | HOUSOL | HOUETARHN_OLDD_DMD | MKr20 | 2025 | 5.268 | 0.027313 | [6 empty] | ETA | D | OLD |  |  | RHNBHSOL | 5 | 0.83333 | HOUETARHNBHSOLN01_OLDD_FBHOILE01 | 0.8 | HOUETARHNBHSOLN01_OLDD | HOUETARHNBHOILE01_OLDD | BHOILE01 | BHSOLN01 | ETA_OLDD | BHOILE01_BHSOLN01 | 5 | 0 | 1.1 | Unlikely
HOUETARHNBHSOLN01_OLDD_FBHOILE01_D83 | Residential heating technology - Solar heating system - apartment complex - existing building - distributed level 0.83 | HOUSOL | HOUETARHN_OLDD_DMD | MKr20 | 2030 | 5.0301 | 0.0279 | [6 empty] | ETA | D | OLD |  |  | RHNBHSOL | 5 | 0.83333 | HOUETARHNBHSOLN01_OLDD_FBHOILE01 | 0.8 | HOUETARHNBHSOLN01_OLDD | HOUETARHNBHOILE01_OLDD | BHOILE01 | BHSOLN01 | ETA_OLDD | BHOILE01_BHSOLN01 | 5 | 0 | 1.1 | Unlikely
HOUETARHNBHSOLN01_OLDD_FBHOILE01_D83 | Residential heating technology - Solar heating system - apartment complex - existing building - distributed level 0.83 | HOUSOL | HOUETARHN_OLDD_DMD | MKr20 | 2040 | 4.7922 | 0.027143 | [6 empty] | ETA | D | OLD |  |  | RHNBHSOL | 5 | 0.83333 | HOUETARHNBHSOLN01_OLDD_FBHOILE01 | 0.8 | HOUETARHNBHSOLN01_OLDD | HOUETARHNBHOILE01_OLDD | BHOILE01 | BHSOLN01 | ETA_OLDD | BHOILE01_BHSOLN01 | 5 | 0 | 1.1 | Unlikely
HOUETARHNBHSOLN01_OLDD_FBHOILE01_D83 | Residential heating technology - Solar heating system - apartment complex - existing building - distributed level 0.83 | HOUSOL | HOUETARHN_OLDD_DMD | MKr20 | 2050 | 4.5542 | 0.025768 | [6 empty] | ETA | D | OLD |  |  | RHNBHSOL | 5 | 0.83333 | HOUETARHNBHSOLN01_OLDD_FBHOILE01 | 0.8 | HOUETARHNBHSOLN01_OLDD | HOUETARHNBHOILE01_OLDD | BHOILE01 | BHSOLN01 | ETA_OLDD | BHOILE01_BHSOLN01 | 5 | 0 | 1.1 | Unlikely
HOUETARHNBHOILN01_OLDD_FBHOILE01_D83 | Residential heating technology - Oil boiler (mineral oil fired, < 10 % FAME) - apartment complex - existing building - distributed level 0.83 | HOUOIL, HOUDSB, HOUDSE | HOUETARHN_OLDD_DMD | MKr20 | 2020 | 0.63462 | 0.022467 |  | 6.7 | 5 | 52 | 0 | 0 | ETA | D | OLD |  |  | RHNBHOIL | 5 | 0.83333 | HOUETARHNBHOILN01_OLDD_FBHOILE01 | 0.8 | HOUETARHNBHOILN01_OLDD | HOUETARHNBHOILE01_OLDD | BHOILE01 | BHOILN01 | ETA_OLDD | BHOILE01_BHOILN01 | 2 | 0 | 0.9 | Same
HOUETARHNBHOILN01_OLDD_FBHOILE01_D83 | Residential heating technology - Oil boiler (mineral oil fired, < 10 % FAME) - apartment complex - existing building - distributed level 0.83 | HOUOIL, HOUDSB, HOUDSE | HOUETARHN_OLDD_DMD | MKr20 | 2025 | 0.61891 | 0.022554 |  | 6.7 | 5 | 52 | 0 | 0 | ETA | D | OLD |  |  | RHNBHOIL | 5 | 0.83333 | HOUETARHNBHOILN01_OLDD_FBHOILE01 | 0.8 | HOUETARHNBHOILN01_OLDD | HOUETARHNBHOILE01_OLDD | BHOILE01 | BHOILN01 | ETA_OLDD | BHOILE01_BHOILN01 | 2 | 0 | 0.9 | Same
HOUETARHNBHOILN01_OLDD_FBHOILE01_D83 | Residential heating technology - Oil boiler (mineral oil fired, < 10 % FAME) - apartment complex - existing building - distributed level 0.83 | HOUOIL, HOUDSB, HOUDSE | HOUETARHN_OLDD_DMD | MKr20 | 2030 | 0.60359 | 0.022881 |  | 6.7 | 5 | 52 | 0 | 0 | ETA | D | OLD |  |  | RHNBHOIL | 5 | 0.83333 | HOUETARHNBHOILN01_OLDD_FBHOILE01 | 0.8 | HOUETARHNBHOILN01_OLDD | HOUETARHNBHOILE01_OLDD | BHOILE01 | BHOILN01 | ETA_OLDD | BHOILE01_BHOILN01 | 2 | 0 | 0.9 | Same
HOUETARHNBHOILN01_OLDD_FBHOILE01_D83 | Residential heating technology - Oil boiler (mineral oil fired, < 10 % FAME) - apartment complex - existing building - distributed level 0.83 | HOUOIL, HOUDSB, HOUDSE | HOUETARHN_OLDD_DMD | MKr20 | 2040 | 0.57408 | 0.023091 |  | 6.7 | 5 | 52 | 0 | 0 | ETA | D | OLD |  |  | RHNBHOIL | 5 | 0.83333 | HOUETARHNBHOILN01_OLDD_FBHOILE01 | 0.8 | HOUETARHNBHOILN01_OLDD | HOUETARHNBHOILE01_OLDD | BHOILE01 | BHOILN01 | ETA_OLDD | BHOILE01_BHOILN01 | 2 | 0 | 0.9 | Same
HOUETARHNBHOILN01_OLDD_FBHOILE01_D83 | Residential heating technology - Oil boiler (mineral oil fired, < 10 % FAME) - apartment complex - existing building - distributed level 0.83 | HOUOIL, HOUDSB, HOUDSE | HOUETARHN_OLDD_DMD | MKr20 | 2050 | 0.54601 | 0.023283 |  | 6.7 | 5 | 52 | 0 | 0 | ETA | D | OLD |  |  | RHNBHOIL | 5 | 0.83333 | HOUETARHNBHOILN01_OLDD_FBHOILE01 | 0.8 | HOUETARHNBHOILN01_OLDD | HOUETARHNBHOILE01_OLDD | BHOILE01 | BHOILN01 | ETA_OLDD | BHOILE01_BHOILN01 | 2 | 0 | 0.9 | Same
HOUETARHNBHDHDN03_OLDD_FBHOILE01_D83 | Residential heating technology - Direct district heating substation - plus connection pipe - apartment complex - existing building - distributed level 0.83 | HOUDHD | HOUETARHN_OLDD_DMD | MKr20 | 2020 | 0.35289 | 0.0019206 | [6 empty] | ETA | D | OLD |  |  | RHNBHDHD | 5 | 0.83333 | HOUETARHNBHDHDN03_OLDD_FBHOILE01 | 0.8 | HOUETARHNBHDHDN03_OLDD | HOUETARHNBHOILE01_OLDD | BHOILE01 | BHDHDN03 | ETA_OLDD | BHOILE01_BHDHDN03 | 6 | 0 | 1 | New
HOUETARHNBHDHDN03_OLDD_FBHOILE01_D83 | Residential heating technology - Direct district heating substation - plus connection pipe - apartment complex - existing building - distributed level 0.83 | HOUDHD | HOUETARHN_OLDD_DMD | MKr20 | 2025 | 0.3463 | 0.0019465 | [6 empty] | ETA | D | OLD |  |  | RHNBHDHD | 5 | 0.83333 | HOUETARHNBHDHDN03_OLDD_FBHOILE01 | 0.8 | HOUETARHNBHDHDN03_OLDD | HOUETARHNBHOILE01_OLDD | BHOILE01 | BHDHDN03 | ETA_OLDD | BHOILE01_BHDHDN03 | 6 | 0 | 1 | New
HOUETARHNBHDHDN03_OLDD_FBHOILE01_D83 | Residential heating technology - Direct district heating substation - plus connection pipe - apartment complex - existing building - distributed level 0.83 | HOUDHD | HOUETARHN_OLDD_DMD | MKr20 | 2030 | 0.33987 | 0.0019179 | [6 empty] | ETA | D | OLD |  |  | RHNBHDHD | 5 | 0.83333 | HOUETARHNBHDHDN03_OLDD_FBHOILE01 | 0.8 | HOUETARHNBHDHDN03_OLDD | HOUETARHNBHOILE01_OLDD | BHOILE01 | BHDHDN03 | ETA_OLDD | BHOILE01_BHDHDN03 | 6 | 0 | 1 | New
HOUETARHNBHDHDN03_OLDD_FBHOILE01_D83 | Residential heating technology - Direct district heating substation - plus connection pipe - apartment complex - existing building - distributed level 0.83 | HOUDHD | HOUETARHN_OLDD_DMD | MKr20 | 2040 | 0.32748 | 0.0018597 | [6 empty] | ETA | D | OLD |  |  | RHNBHDHD | 5 | 0.83333 | HOUETARHNBHDHDN03_OLDD_FBHOILE01 | 0.8 | HOUETARHNBHDHDN03_OLDD | HOUETARHNBHOILE01_OLDD | BHOILE01 | BHDHDN03 | ETA_OLDD | BHOILE01_BHDHDN03 | 6 | 0 | 1 | New
HOUETARHNBHDHDN03_OLDD_FBHOILE01_D83 | Residential heating technology - Direct district heating substation - plus connection pipe - apartment complex - existing building - distributed level 0.83 | HOUDHD | HOUETARHN_OLDD_DMD | MKr20 | 2050 | 0.3157 | 0.0017854 | [6 empty] | ETA | D | OLD |  |  | RHNBHDHD | 5 | 0.83333 | HOUETARHNBHDHDN03_OLDD_FBHOILE01 | 0.8 | HOUETARHNBHDHDN03_OLDD | HOUETARHNBHOILE01_OLDD | BHOILE01 | BHDHDN03 | ETA_OLDD | BHOILE01_BHDHDN03 | 6 | 0 | 1 | New
HOUETARHNHPELCN05_OLDI_FBHOILE01_D83 | Residential heating technology - Heat pump, Air-to-water - leasing - apartment complex - existing building - distributed level 0.83 | HOUELC, HOUAMB | HOUETARHN_OLDI_DMD | MKr20 | 2020 | 5.4547 | 0.39127 | 0.37506 | [5 empty] | ETA | I | OLD | 2.6662 |  | RHNHPELC | 5 | 0.83333 | HOUETARHNHPELCN05_OLDI_FBHOILE01 | 0.8 | HOUETARHNHPELCN05_OLDI | HOUETARHNBHOILE01_OLDI | BHOILE01 | HPELCN05 | ETA_OLDI | BHOILE01_HPELCN05 | 4 | -0.25 | 1 | Supported
HOUETARHNHPELCN05_OLDI_FBHOILE01_D83 | Residential heating technology - Heat pump, Air-to-water - leasing - apartment complex - existing building - distributed level 0.83 | HOUELC, HOUAMB | HOUETARHN_OLDI_DMD | MKr20 | 2025 | 4.8843 | 0.35969 | 0.35662 | [5 empty] | ETA | I | OLD | 2.8041 |  | RHNHPELC | 5 | 0.83333 | HOUETARHNHPELCN05_OLDI_FBHOILE01 | 0.8 | HOUETARHNHPELCN05_OLDI | HOUETARHNBHOILE01_OLDI | BHOILE01 | HPELCN05 | ETA_OLDI | BHOILE01_HPELCN05 | 4 | -0.25 | 1 | Supported
HOUETARHNHPELCN05_OLDI_FBHOILE01_D83 | Residential heating technology - Heat pump, Air-to-water - leasing - apartment complex - existing building - distributed level 0.83 | HOUELC, HOUAMB | HOUETARHN_OLDI_DMD | MKr20 | 2030 | 4.3139 | 0.32807 | 0.3399 | [5 empty] | ETA | I | OLD | 2.942 |  | RHNHPELC | 5 | 0.83333 | HOUETARHNHPELCN05_OLDI_FBHOILE01 | 0.8 | HOUETARHNHPELCN05_OLDI | HOUETARHNBHOILE01_OLDI | BHOILE01 | HPELCN05 | ETA_OLDI | BHOILE01_HPELCN05 | 4 | -0.25 | 1 | Supported
HOUETARHNHPELCN05_OLDI_FBHOILE01_D83 | Residential heating technology - Heat pump, Air-to-water - leasing - apartment complex - existing building - distributed level 0.83 | HOUELC, HOUAMB | HOUETARHN_OLDI_DMD | MKr20 | 2040 | 3.8638 | 0.30236 | 0.32468 | [5 empty] | ETA | I | OLD | 3.0799 |  | RHNHPELC | 5 | 0.83333 | HOUETARHNHPELCN05_OLDI_FBHOILE01 | 0.8 | HOUETARHNHPELCN05_OLDI | HOUETARHNBHOILE01_OLDI | BHOILE01 | HPELCN05 | ETA_OLDI | BHOILE01_HPELCN05 | 4 | -0.25 | 1 | Supported
HOUETARHNHPELCN05_OLDI_FBHOILE01_D83 | Residential heating technology - Heat pump, Air-to-water - leasing - apartment complex - existing building - distributed level 0.83 | HOUELC, HOUAMB | HOUETARHN_OLDI_DMD | MKr20 | 2050 | 3.4137 | 0.27662 | 0.31077 | [5 empty] | ETA | I | OLD | 3.2178 |  | RHNHPELC | 5 | 0.83333 | HOUETARHNHPELCN05_OLDI_FBHOILE01 | 0.8 | HOUETARHNHPELCN05_OLDI | HOUETARHNBHOILE01_OLDI | BHOILE01 | HPELCN05 | ETA_OLDI | BHOILE01_HPELCN05 | 4 | -0.25 | 1 | Supported
HOUETARHNHPELCN04_OLDI_FBHOILE01_D83 | Residential heating technology - Heat pump, Ground source - apartment complex - existing building - distributed level 0.83 | HOUELC, HOUAMB | HOUETARHN_OLDI_DMD | MKr20 | 2020 | 10.1643 | 0.057983 | 0.3399 | [5 empty] | ETA | I | OLD | 2.942 |  | RHNHPELC | 5 | 0.83333 | HOUETARHNHPELCN04_OLDI_FBHOILE01 | 0.8 | HOUETARHNHPELCN04_OLDI | HOUETARHNBHOILE01_OLDI | BHOILE01 | HPELCN04 | ETA_OLDI | BHOILE01_HPELCN04 | 4 | -0.25 | 1 | Supported
HOUETARHNHPELCN04_OLDI_FBHOILE01_D83 | Residential heating technology - Heat pump, Ground source - apartment complex - existing building - distributed level 0.83 | HOUELC, HOUAMB | HOUETARHN_OLDI_DMD | MKr20 | 2025 | 9.402 | 0.057525 | 0.3296 | [5 empty] | ETA | I | OLD | 3.034 |  | RHNHPELC | 5 | 0.83333 | HOUETARHNHPELCN04_OLDI_FBHOILE01 | 0.8 | HOUETARHNHPELCN04_OLDI | HOUETARHNBHOILE01_OLDI | BHOILE01 | HPELCN04 | ETA_OLDI | BHOILE01_HPELCN04 | 4 | -0.25 | 1 | Supported
HOUETARHNHPELCN04_OLDI_FBHOILE01_D83 | Residential heating technology - Heat pump, Ground source - apartment complex - existing building - distributed level 0.83 | HOUELC, HOUAMB | HOUETARHN_OLDI_DMD | MKr20 | 2030 | 8.6397 | 0.057023 | 0.31991 | [5 empty] | ETA | I | OLD | 3.1259 |  | RHNHPELC | 5 | 0.83333 | HOUETARHNHPELCN04_OLDI_FBHOILE01 | 0.8 | HOUETARHNHPELCN04_OLDI | HOUETARHNBHOILE01_OLDI | BHOILE01 | HPELCN04 | ETA_OLDI | BHOILE01_HPELCN04 | 4 | -0.25 | 1 | Supported
HOUETARHNHPELCN04_OLDI_FBHOILE01_D83 | Residential heating technology - Heat pump, Ground source - apartment complex - existing building - distributed level 0.83 | HOUELC, HOUAMB | HOUETARHN_OLDI_DMD | MKr20 | 2040 | 7.9917 | 0.055864 | 0.30639 | [5 empty] | ETA | I | OLD | 3.2638 |  | RHNHPELC | 5 | 0.83333 | HOUETARHNHPELCN04_OLDI_FBHOILE01 | 0.8 | HOUETARHNHPELCN04_OLDI | HOUETARHNBHOILE01_OLDI | BHOILE01 | HPELCN04 | ETA_OLDI | BHOILE01_HPELCN04 | 4 | -0.25 | 1 | Supported
HOUETARHNHPELCN04_OLDI_FBHOILE01_D83 | Residential heating technology - Heat pump, Ground source - apartment complex - existing building - distributed level 0.83 | HOUELC, HOUAMB | HOUETARHN_OLDI_DMD | MKr20 | 2050 | 7.3437 | 0.054684 | 0.30214 | [5 empty] | ETA | I | OLD | 3.3098 |  | RHNHPELC | 5 | 0.83333 | HOUETARHNHPELCN04_OLDI_FBHOILE01 | 0.8 | HOUETARHNHPELCN04_OLDI | HOUETARHNBHOILE01_OLDI | BHOILE01 | HPELCN04 | ETA_OLDI | BHOILE01_HPELCN04 | 4 | -0.25 | 1 | Supported
HOUETARHNHPELCN03_OLDI_FBHOILE01_D83 | Residential heating technology - Heat pump, Air-to-water - apartment complex - existing building - distributed level 0.83 | HOUELC, HOUAMB | HOUETARHN_OLDI_DMD | MKr20 | 2020 | 10.9094 | 0.0937 | 0.37506 | [5 empty] | ETA | I | OLD | 2.6662 |  | RHNHPELC | 5 | 0.83333 | HOUETARHNHPELCN03_OLDI_FBHOILE01 | 0.8 | HOUETARHNHPELCN03_OLDI | HOUETARHNBHOILE01_OLDI | BHOILE01 | HPELCN03 | ETA_OLDI | BHOILE01_HPELCN03 | 4 | -0.25 | 1 | Supported
HOUETARHNHPELCN03_OLDI_FBHOILE01_D83 | Residential heating technology - Heat pump, Air-to-water - apartment complex - existing building - distributed level 0.83 | HOUELC, HOUAMB | HOUETARHN_OLDI_DMD | MKr20 | 2025 | 9.7685 | 0.093241 | 0.35662 | [5 empty] | ETA | I | OLD | 2.8041 |  | RHNHPELC | 5 | 0.83333 | HOUETARHNHPELCN03_OLDI_FBHOILE01 | 0.8 | HOUETARHNHPELCN03_OLDI | HOUETARHNBHOILE01_OLDI | BHOILE01 | HPELCN03 | ETA_OLDI | BHOILE01_HPELCN03 | 4 | -0.25 | 1 | Supported
HOUETARHNHPELCN03_OLDI_FBHOILE01_D83 | Residential heating technology - Heat pump, Air-to-water - apartment complex - existing building - distributed level 0.83 | HOUELC, HOUAMB | HOUETARHN_OLDI_DMD | MKr20 | 2030 | 8.6277 | 0.092739 | 0.3399 | [5 empty] | ETA | I | OLD | 2.942 |  | RHNHPELC | 5 | 0.83333 | HOUETARHNHPELCN03_OLDI_FBHOILE01 | 0.8 | HOUETARHNHPELCN03_OLDI | HOUETARHNBHOILE01_OLDI | BHOILE01 | HPELCN03 | ETA_OLDI | BHOILE01_HPELCN03 | 4 | -0.25 | 1 | Supported
HOUETARHNHPELCN03_OLDI_FBHOILE01_D83 | Residential heating technology - Heat pump, Air-to-water - apartment complex - existing building - distributed level 0.83 | HOUELC, HOUAMB | HOUETARHN_OLDI_DMD | MKr20 | 2040 | 7.7275 | 0.091581 | 0.32468 | [5 empty] | ETA | I | OLD | 3.0799 |  | RHNHPELC | 5 | 0.83333 | HOUETARHNHPELCN03_OLDI_FBHOILE01 | 0.8 | HOUETARHNHPELCN03_OLDI | HOUETARHNBHOILE01_OLDI | BHOILE01 | HPELCN03 | ETA_OLDI | BHOILE01_HPELCN03 | 4 | -0.25 | 1 | Supported
HOUETARHNHPELCN03_OLDI_FBHOILE01_D83 | Residential heating technology - Heat pump, Air-to-water - apartment complex - existing building - distributed level 0.83 | HOUELC, HOUAMB | HOUETARHN_OLDI_DMD | MKr20 | 2050 | 6.8273 | 0.0904 | 0.31077 | [5 empty] | ETA | I | OLD | 3.2178 |  | RHNHPELC | 5 | 0.83333 | HOUETARHNHPELCN03_OLDI_FBHOILE01 | 0.8 | HOUETARHNHPELCN03_OLDI | HOUETARHNBHOILE01_OLDI | BHOILE01 | HPELCN03 | ETA_OLDI | BHOILE01_HPELCN03 | 4 | -0.25 | 1 | Supported
HOUETARHNHPELCN02_OLDI_FBHOILE01_D83 | Residential heating technology - Heat pump, Air-to-air - single-family house - existing building - distributed level 0.83 | HOUELC, HOUAMB | HOUETARHN_OLDI_DMD | MKr20 | 2020 | 4.557 | 0.20009 | 0.22427 | [5 empty] | ETA | I | OLD | 4.459 |  | RHNHPELC | 5 | 0.83333 | HOUETARHNHPELCN02_OLDI_FBHOILE01 | 0.8 | HOUETARHNHPELCN02_OLDI | HOUETARHNBHOILE01_OLDI | BHOILE01 | HPELCN02 | ETA_OLDI | BHOILE01_HPELCN02 | 5 | 0 | 1.1 | Unlikely
HOUETARHNHPELCN02_OLDI_FBHOILE01_D83 | Residential heating technology - Heat pump, Air-to-air - single-family house - existing building - distributed level 0.83 | HOUELC, HOUAMB | HOUETARHN_OLDI_DMD | MKr20 | 2025 | 4.4456 | 0.13594 | 0.21327 | [5 empty] | ETA | I | OLD | 4.6888 |  | RHNHPELC | 5 | 0.83333 | HOUETARHNHPELCN02_OLDI_FBHOILE01 | 0.8 | HOUETARHNHPELCN02_OLDI | HOUETARHNBHOILE01_OLDI | BHOILE01 | HPELCN02 | ETA_OLDI | BHOILE01_HPELCN02 | 5 | 0 | 1.1 | Unlikely
HOUETARHNHPELCN02_OLDI_FBHOILE01_D83 | Residential heating technology - Heat pump, Air-to-air - single-family house - existing building - distributed level 0.83 | HOUELC, HOUAMB | HOUETARHN_OLDI_DMD | MKr20 | 2030 | 4.3342 | 0.13343 | 0.20522 | [5 empty] | ETA | I | OLD | 4.8727 |  | RHNHPELC | 5 | 0.83333 | HOUETARHNHPELCN02_OLDI_FBHOILE01 | 0.8 | HOUETARHNHPELCN02_OLDI | HOUETARHNBHOILE01_OLDI | BHOILE01 | HPELCN02 | ETA_OLDI | BHOILE01_HPELCN02 | 5 | 0 | 1.1 | Unlikely
HOUETARHNHPELCN02_OLDI_FBHOILE01_D83 | Residential heating technology - Heat pump, Air-to-air - single-family house - existing building - distributed level 0.83 | HOUELC, HOUAMB | HOUETARHN_OLDI_DMD | MKr20 | 2040 | 4.1275 | 0.12877 | 0.19776 | [5 empty] | ETA | I | OLD | 5.0566 |  | RHNHPELC | 5 | 0.83333 | HOUETARHNHPELCN02_OLDI_FBHOILE01 | 0.8 | HOUETARHNHPELCN02_OLDI | HOUETARHNBHOILE01_OLDI | BHOILE01 | HPELCN02 | ETA_OLDI | BHOILE01_HPELCN02 | 5 | 0 | 1.1 | Unlikely
HOUETARHNHPELCN02_OLDI_FBHOILE01_D83 | Residential heating technology - Heat pump, Air-to-air - single-family house - existing building - distributed level 0.83 | HOUELC, HOUAMB | HOUETARHN_OLDI_DMD | MKr20 | 2050 | 3.9207 | 0.12411 | 0.19423 | [5 empty] | ETA | I | OLD | 5.1485 |  | RHNHPELC | 5 | 0.83333 | HOUETARHNHPELCN02_OLDI_FBHOILE01 | 0.8 | HOUETARHNHPELCN02_OLDI | HOUETARHNBHOILE01_OLDI | BHOILE01 | HPELCN02 | ETA_OLDI | BHOILE01_HPELCN02 | 5 | 0 | 1.1 | Unlikely
HOUETARHNDIELCN06_OLDI_FBHOILE01_D83 | Residential heating technology - Electric heating - electric panel from Bauhaus - apartment complex - new building - distributed level 0.83 | HOUELC | HOUETARHN_OLDI_DMD | MKr20 | 2020 | 0.70255 | 0 | [6 empty] | ETA | I | OLD |  |  | RHNDIELC | 5 | 0.83333 | HOUETARHNDIELCN06_OLDI_FBHOILE01 | 0.8 | HOUETARHNDIELCN06_OLDI | HOUETARHNBHOILE01_OLDI | BHOILE01 | DIELCN06 | ETA_OLDI | BHOILE01_DIELCN06 | 5 | 0 | 1.1 | Unlikely
HOUETARHNDIELCN06_OLDI_FBHOILE01_D83 | Residential heating technology - Electric heating - electric panel from Bauhaus - apartment complex - new building - distributed level 0.83 | HOUELC | HOUETARHN_OLDI_DMD | MKr20 | 2025 | 0.70255 | 0 | [6 empty] | ETA | I | OLD |  |  | RHNDIELC | 5 | 0.83333 | HOUETARHNDIELCN06_OLDI_FBHOILE01 | 0.8 | HOUETARHNDIELCN06_OLDI | HOUETARHNBHOILE01_OLDI | BHOILE01 | DIELCN06 | ETA_OLDI | BHOILE01_DIELCN06 | 5 | 0 | 1.1 | Unlikely
HOUETARHNDIELCN06_OLDI_FBHOILE01_D83 | Residential heating technology - Electric heating - electric panel from Bauhaus - apartment complex - new building - distributed level 0.83 | HOUELC | HOUETARHN_OLDI_DMD | MKr20 | 2030 | 0.70255 | 0 | [6 empty] | ETA | I | OLD |  |  | RHNDIELC | 5 | 0.83333 | HOUETARHNDIELCN06_OLDI_FBHOILE01 | 0.8 | HOUETARHNDIELCN06_OLDI | HOUETARHNBHOILE01_OLDI | BHOILE01 | DIELCN06 | ETA_OLDI | BHOILE01_DIELCN06 | 5 | 0 | 1.1 | Unlikely
HOUETARHNDIELCN06_OLDI_FBHOILE01_D83 | Residential heating technology - Electric heating - electric panel from Bauhaus - apartment complex - new building - distributed level 0.83 | HOUELC | HOUETARHN_OLDI_DMD | MKr20 | 2040 | 0.70255 | 0 | [6 empty] | ETA | I | OLD |  |  | RHNDIELC | 5 | 0.83333 | HOUETARHNDIELCN06_OLDI_FBHOILE01 | 0.8 | HOUETARHNDIELCN06_OLDI | HOUETARHNBHOILE01_OLDI | BHOILE01 | DIELCN06 | ETA_OLDI | BHOILE01_DIELCN06 | 5 | 0 | 1.1 | Unlikely
HOUETARHNDIELCN06_OLDI_FBHOILE01_D83 | Residential heating technology - Electric heating - electric panel from Bauhaus - apartment complex - new building - distributed level 0.83 | HOUELC | HOUETARHN_OLDI_DMD | MKr20 | 2050 | 0.70255 | 0 | [6 empty] | ETA | I | OLD |  |  | RHNDIELC | 5 | 0.83333 | HOUETARHNDIELCN06_OLDI_FBHOILE01 | 0.8 | HOUETARHNDIELCN06_OLDI | HOUETARHNBHOILE01_OLDI | BHOILE01 | DIELCN06 | ETA_OLDI | BHOILE01_DIELCN06 | 5 | 0 | 1.1 | Unlikely
HOUETARHNDIELCN01_OLDI_FBHOILE01_D83 | Residential heating technology - Electric heating - apartment complex - new building - distributed level 0.83 | HOUELC | HOUETARHN_OLDI_DMD | MKr20 | 2020 | 6.5252 | 0.0026494 | [6 empty] | ETA | I | OLD |  |  | RHNDIELC | 5 | 0.83333 | HOUETARHNDIELCN01_OLDI_FBHOILE01 | 0.8 | HOUETARHNDIELCN01_OLDI | HOUETARHNBHOILE01_OLDI | BHOILE01 | DIELCN01 | ETA_OLDI | BHOILE01_DIELCN01 | 5 | 0 | 1.1 | Unlikely
HOUETARHNDIELCN01_OLDI_FBHOILE01_D83 | Residential heating technology - Electric heating - apartment complex - new building - distributed level 0.83 | HOUELC | HOUETARHN_OLDI_DMD | MKr20 | 2025 | 6.3637 | 0.0025413 | [6 empty] | ETA | I | OLD |  |  | RHNDIELC | 5 | 0.83333 | HOUETARHNDIELCN01_OLDI_FBHOILE01 | 0.8 | HOUETARHNDIELCN01_OLDI | HOUETARHNBHOILE01_OLDI | BHOILE01 | DIELCN01 | ETA_OLDI | BHOILE01_DIELCN01 | 5 | 0 | 1.1 | Unlikely
HOUETARHNDIELCN01_OLDI_FBHOILE01_D83 | Residential heating technology - Electric heating - apartment complex - new building - distributed level 0.83 | HOUELC | HOUETARHN_OLDI_DMD | MKr20 | 2030 | 6.2062 | 0.0024872 | [6 empty] | ETA | I | OLD |  |  | RHNDIELC | 5 | 0.83333 | HOUETARHNDIELCN01_OLDI_FBHOILE01 | 0.8 | HOUETARHNDIELCN01_OLDI | HOUETARHNBHOILE01_OLDI | BHOILE01 | DIELCN01 | ETA_OLDI | BHOILE01_DIELCN01 | 5 | 0 | 1.1 | Unlikely
HOUETARHNDIELCN01_OLDI_FBHOILE01_D83 | Residential heating technology - Electric heating - apartment complex - new building - distributed level 0.83 | HOUELC | HOUETARHN_OLDI_DMD | MKr20 | 2040 | 5.9028 | 0.0023791 | [6 empty] | ETA | I | OLD |  |  | RHNDIELC | 5 | 0.83333 | HOUETARHNDIELCN01_OLDI_FBHOILE01 | 0.8 | HOUETARHNDIELCN01_OLDI | HOUETARHNBHOILE01_OLDI | BHOILE01 | DIELCN01 | ETA_OLDI | BHOILE01_DIELCN01 | 5 | 0 | 1.1 | Unlikely
HOUETARHNDIELCN01_OLDI_FBHOILE01_D83 | Residential heating technology - Electric heating - apartment complex - new building - distributed level 0.83 | HOUELC | HOUETARHN_OLDI_DMD | MKr20 | 2050 | 5.6142 | 0.0022709 | [6 empty] | ETA | I | OLD |  |  | RHNDIELC | 5 | 0.83333 | HOUETARHNDIELCN01_OLDI_FBHOILE01 | 0.8 | HOUETARHNDIELCN01_OLDI | HOUETARHNBHOILE01_OLDI | BHOILE01 | DIELCN01 | ETA_OLDI | BHOILE01_DIELCN01 | 5 | 0 | 1.1 | Unlikely
HOUETARHNBHWPEN01_OLDI_FBHOILE01_D83 | Residential heating technology - Biomass boiler, automatic stoking , wood pellets or wood chips - apartment complex - existing building - distributed level 0.83 | HOUWPE | HOUETARHN_OLDI_DMD | MKr20 | 2020 | 1.661 | 0.032472 |  | 25 | 14 | 70 | 2 | 4 | ETA | I | OLD |  |  | RHNBHWPE | 5 | 0.83333 | HOUETARHNBHWPEN01_OLDI_FBHOILE01 | 0.8 | HOUETARHNBHWPEN01_OLDI | HOUETARHNBHOILE01_OLDI | BHOILE01 | BHWPEN01 | ETA_OLDI | BHOILE01_BHWPEN01 | 6 | 0 | 1 | New
HOUETARHNBHWPEN01_OLDI_FBHOILE01_D83 | Residential heating technology - Biomass boiler, automatic stoking , wood pellets or wood chips - apartment complex - existing building - distributed level 0.83 | HOUWPE | HOUETARHN_OLDI_DMD | MKr20 | 2025 | 1.6199 | 0.032242 |  | 25 | 14 | 60 | 2 | 4 | ETA | I | OLD |  |  | RHNBHWPE | 5 | 0.83333 | HOUETARHNBHWPEN01_OLDI_FBHOILE01 | 0.8 | HOUETARHNBHWPEN01_OLDI | HOUETARHNBHOILE01_OLDI | BHOILE01 | BHWPEN01 | ETA_OLDI | BHOILE01_BHWPEN01 | 6 | 0 | 1 | New
HOUETARHNBHWPEN01_OLDI_FBHOILE01_D83 | Residential heating technology - Biomass boiler, automatic stoking , wood pellets or wood chips - apartment complex - existing building - distributed level 0.83 | HOUWPE | HOUETARHN_OLDI_DMD | MKr20 | 2030 | 1.5798 | 0.032386 |  | 25 | 11 | 50 | 1 | 4 | ETA | I | OLD |  |  | RHNBHWPE | 5 | 0.83333 | HOUETARHNBHWPEN01_OLDI_FBHOILE01 | 0.8 | HOUETARHNBHWPEN01_OLDI | HOUETARHNBHOILE01_OLDI | BHOILE01 | BHWPEN01 | ETA_OLDI | BHOILE01_BHWPEN01 | 6 | 0 | 1 | New
HOUETARHNBHWPEN01_OLDI_FBHOILE01_D83 | Residential heating technology - Biomass boiler, automatic stoking , wood pellets or wood chips - apartment complex - existing building - distributed level 0.83 | HOUWPE | HOUETARHN_OLDI_DMD | MKr20 | 2040 | 1.5026 | 0.031352 |  | 25 | 9 | 45 | 1 | 4 | ETA | I | OLD |  |  | RHNBHWPE | 5 | 0.83333 | HOUETARHNBHWPEN01_OLDI_FBHOILE01 | 0.8 | HOUETARHNBHWPEN01_OLDI | HOUETARHNBHOILE01_OLDI | BHOILE01 | BHWPEN01 | ETA_OLDI | BHOILE01_BHWPEN01 | 6 | 0 | 1 | New
HOUETARHNBHWPEN01_OLDI_FBHOILE01_D83 | Residential heating technology - Biomass boiler, automatic stoking , wood pellets or wood chips - apartment complex - existing building - distributed level 0.83 | HOUWPE | HOUETARHN_OLDI_DMD | MKr20 | 2050 | 1.4291 | 0.030002 |  | 25 | 9 | 40 | 0 | 4 | ETA | I | OLD |  |  | RHNBHWPE | 5 | 0.83333 | HOUETARHNBHWPEN01_OLDI_FBHOILE01 | 0.8 | HOUETARHNBHWPEN01_OLDI | HOUETARHNBHOILE01_OLDI | BHOILE01 | BHWPEN01 | ETA_OLDI | BHOILE01_BHWPEN01 | 6 | 0 | 1 | New
HOUETARHNBHSOLN01_OLDI_FBHOILE01_D83 | Residential heating technology - Solar heating system - apartment complex - existing building - distributed level 0.83 | HOUSOL | HOUETARHN_OLDI_DMD | MKr20 | 2020 | 5.5059 | 0.025768 | [6 empty] | ETA | I | OLD |  |  | RHNBHSOL | 5 | 0.83333 | HOUETARHNBHSOLN01_OLDI_FBHOILE01 | 0.8 | HOUETARHNBHSOLN01_OLDI | HOUETARHNBHOILE01_OLDI | BHOILE01 | BHSOLN01 | ETA_OLDI | BHOILE01_BHSOLN01 | 5 | 0 | 1.1 | Unlikely
HOUETARHNBHSOLN01_OLDI_FBHOILE01_D83 | Residential heating technology - Solar heating system - apartment complex - existing building - distributed level 0.83 | HOUSOL | HOUETARHN_OLDI_DMD | MKr20 | 2025 | 5.268 | 0.027313 | [6 empty] | ETA | I | OLD |  |  | RHNBHSOL | 5 | 0.83333 | HOUETARHNBHSOLN01_OLDI_FBHOILE01 | 0.8 | HOUETARHNBHSOLN01_OLDI | HOUETARHNBHOILE01_OLDI | BHOILE01 | BHSOLN01 | ETA_OLDI | BHOILE01_BHSOLN01 | 5 | 0 | 1.1 | Unlikely
HOUETARHNBHSOLN01_OLDI_FBHOILE01_D83 | Residential heating technology - Solar heating system - apartment complex - existing building - distributed level 0.83 | HOUSOL | HOUETARHN_OLDI_DMD | MKr20 | 2030 | 5.0301 | 0.0279 | [6 empty] | ETA | I | OLD |  |  | RHNBHSOL | 5 | 0.83333 | HOUETARHNBHSOLN01_OLDI_FBHOILE01 | 0.8 | HOUETARHNBHSOLN01_OLDI | HOUETARHNBHOILE01_OLDI | BHOILE01 | BHSOLN01 | ETA_OLDI | BHOILE01_BHSOLN01 | 5 | 0 | 1.1 | Unlikely
HOUETARHNBHSOLN01_OLDI_FBHOILE01_D83 | Residential heating technology - Solar heating system - apartment complex - existing building - distributed level 0.83 | HOUSOL | HOUETARHN_OLDI_DMD | MKr20 | 2040 | 4.7922 | 0.027143 | [6 empty] | ETA | I | OLD |  |  | RHNBHSOL | 5 | 0.83333 | HOUETARHNBHSOLN01_OLDI_FBHOILE01 | 0.8 | HOUETARHNBHSOLN01_OLDI | HOUETARHNBHOILE01_OLDI | BHOILE01 | BHSOLN01 | ETA_OLDI | BHOILE01_BHSOLN01 | 5 | 0 | 1.1 | Unlikely
HOUETARHNBHSOLN01_OLDI_FBHOILE01_D83 | Residential heating technology - Solar heating system - apartment complex - existing building - distributed level 0.83 | HOUSOL | HOUETARHN_OLDI_DMD | MKr20 | 2050 | 4.5542 | 0.025768 | [6 empty] | ETA | I | OLD |  |  | RHNBHSOL | 5 | 0.83333 | HOUETARHNBHSOLN01_OLDI_FBHOILE01 | 0.8 | HOUETARHNBHSOLN01_OLDI | HOUETARHNBHOILE01_OLDI | BHOILE01 | BHSOLN01 | ETA_OLDI | BHOILE01_BHSOLN01 | 5 | 0 | 1.1 | Unlikely
HOUETARHNBHOILN01_OLDI_FBHOILE01_D83 | Residential heating technology - Oil boiler (mineral oil fired, < 10 % FAME) - apartment complex - existing building - distributed level 0.83 | HOUOIL, HOUDSB, HOUDSE | HOUETARHN_OLDI_DMD | MKr20 | 2020 | 0.63462 | 0.022467 |  | 6.7 | 5 | 52 | 0 | 0 | ETA | I | OLD |  |  | RHNBHOIL | 5 | 0.83333 | HOUETARHNBHOILN01_OLDI_FBHOILE01 | 0.8 | HOUETARHNBHOILN01_OLDI | HOUETARHNBHOILE01_OLDI | BHOILE01 | BHOILN01 | ETA_OLDI | BHOILE01_BHOILN01 | 2 | 0 | 0.9 | Same
HOUETARHNBHOILN01_OLDI_FBHOILE01_D83 | Residential heating technology - Oil boiler (mineral oil fired, < 10 % FAME) - apartment complex - existing building - distributed level 0.83 | HOUOIL, HOUDSB, HOUDSE | HOUETARHN_OLDI_DMD | MKr20 | 2025 | 0.61891 | 0.022554 |  | 6.7 | 5 | 52 | 0 | 0 | ETA | I | OLD |  |  | RHNBHOIL | 5 | 0.83333 | HOUETARHNBHOILN01_OLDI_FBHOILE01 | 0.8 | HOUETARHNBHOILN01_OLDI | HOUETARHNBHOILE01_OLDI | BHOILE01 | BHOILN01 | ETA_OLDI | BHOILE01_BHOILN01 | 2 | 0 | 0.9 | Same
HOUETARHNBHOILN01_OLDI_FBHOILE01_D83 | Residential heating technology - Oil boiler (mineral oil fired, < 10 % FAME) - apartment complex - existing building - distributed level 0.83 | HOUOIL, HOUDSB, HOUDSE | HOUETARHN_OLDI_DMD | MKr20 | 2030 | 0.60359 | 0.022881 |  | 6.7 | 5 | 52 | 0 | 0 | ETA | I | OLD |  |  | RHNBHOIL | 5 | 0.83333 | HOUETARHNBHOILN01_OLDI_FBHOILE01 | 0.8 | HOUETARHNBHOILN01_OLDI | HOUETARHNBHOILE01_OLDI | BHOILE01 | BHOILN01 | ETA_OLDI | BHOILE01_BHOILN01 | 2 | 0 | 0.9 | Same
HOUETARHNBHOILN01_OLDI_FBHOILE01_D83 | Residential heating technology - Oil boiler (mineral oil fired, < 10 % FAME) - apartment complex - existing building - distributed level 0.83 | HOUOIL, HOUDSB, HOUDSE | HOUETARHN_OLDI_DMD | MKr20 | 2040 | 0.57408 | 0.023091 |  | 6.7 | 5 | 52 | 0 | 0 | ETA | I | OLD |  |  | RHNBHOIL | 5 | 0.83333 | HOUETARHNBHOILN01_OLDI_FBHOILE01 | 0.8 | HOUETARHNBHOILN01_OLDI | HOUETARHNBHOILE01_OLDI | BHOILE01 | BHOILN01 | ETA_OLDI | BHOILE01_BHOILN01 | 2 | 0 | 0.9 | Same
HOUETARHNBHOILN01_OLDI_FBHOILE01_D83 | Residential heating technology - Oil boiler (mineral oil fired, < 10 % FAME) - apartment complex - existing building - distributed level 0.83 | HOUOIL, HOUDSB, HOUDSE | HOUETARHN_OLDI_DMD | MKr20 | 2050 | 0.54601 | 0.023283 |  | 6.7 | 5 | 52 | 0 | 0 | ETA | I | OLD |  |  | RHNBHOIL | 5 | 0.83333 | HOUETARHNBHOILN01_OLDI_FBHOILE01 | 0.8 | HOUETARHNBHOILN01_OLDI | HOUETARHNBHOILE01_OLDI | BHOILE01 | BHOILN01 | ETA_OLDI | BHOILE01_BHOILN01 | 2 | 0 | 0.9 | Same
HOUETARHNBHDHDN09_OLDI_FBHOILE01_D83 | Residential heating technology - Direct district heating substation - plus connection pipe - plus distribution (heating density: low ) - apartment complex - existing building - distributed level 0.83 | HOUDHD | HOUETARHN_OLDI_DMD | MKr20 | 2020 | 0.49805 | 0.0019206 | [6 empty] | ETA | I | OLD |  |  | RHNBHDHD | 5 | 0.83333 | HOUETARHNBHDHDN09_OLDI_FBHOILE01 | 0.8 | HOUETARHNBHDHDN09_OLDI | HOUETARHNBHOILE01_OLDI | BHOILE01 | BHDHDN09 | ETA_OLDI | BHOILE01_BHDHDN09 | 4 | -0.25 | 1 | Supported
HOUETARHNBHDHDN09_OLDI_FBHOILE01_D83 | Residential heating technology - Direct district heating substation - plus connection pipe - plus distribution (heating density: low ) - apartment complex - existing building - distributed level 0.83 | HOUDHD | HOUETARHN_OLDI_DMD | MKr20 | 2025 | 0.49146 | 0.0019465 | [6 empty] | ETA | I | OLD |  |  | RHNBHDHD | 5 | 0.83333 | HOUETARHNBHDHDN09_OLDI_FBHOILE01 | 0.8 | HOUETARHNBHDHDN09_OLDI | HOUETARHNBHOILE01_OLDI | BHOILE01 | BHDHDN09 | ETA_OLDI | BHOILE01_BHDHDN09 | 4 | -0.25 | 1 | Supported
HOUETARHNBHDHDN09_OLDI_FBHOILE01_D83 | Residential heating technology - Direct district heating substation - plus connection pipe - plus distribution (heating density: low ) - apartment complex - existing building - distributed level 0.83 | HOUDHD | HOUETARHN_OLDI_DMD | MKr20 | 2030 | 0.48503 | 0.0019179 | [6 empty] | ETA | I | OLD |  |  | RHNBHDHD | 5 | 0.83333 | HOUETARHNBHDHDN09_OLDI_FBHOILE01 | 0.8 | HOUETARHNBHDHDN09_OLDI | HOUETARHNBHOILE01_OLDI | BHOILE01 | BHDHDN09 | ETA_OLDI | BHOILE01_BHDHDN09 | 4 | -0.25 | 1 | Supported
HOUETARHNBHDHDN09_OLDI_FBHOILE01_D83 | Residential heating technology - Direct district heating substation - plus connection pipe - plus distribution (heating density: low ) - apartment complex - existing building - distributed level 0.83 | HOUDHD | HOUETARHN_OLDI_DMD | MKr20 | 2040 | 0.47264 | 0.0018597 | [6 empty] | ETA | I | OLD |  |  | RHNBHDHD | 5 | 0.83333 | HOUETARHNBHDHDN09_OLDI_FBHOILE01 | 0.8 | HOUETARHNBHDHDN09_OLDI | HOUETARHNBHOILE01_OLDI | BHOILE01 | BHDHDN09 | ETA_OLDI | BHOILE01_BHDHDN09 | 4 | -0.25 | 1 | Supported
HOUETARHNBHDHDN09_OLDI_FBHOILE01_D83 | Residential heating technology - Direct district heating substation - plus connection pipe - plus distribution (heating density: low ) - apartment complex - existing building - distributed level 0.83 | HOUDHD | HOUETARHN_OLDI_DMD | MKr20 | 2050 | 0.46086 | 0.0017854 | [6 empty] | ETA | I | OLD |  |  | RHNBHDHD | 5 | 0.83333 | HOUETARHNBHDHDN09_OLDI_FBHOILE01 | 0.8 | HOUETARHNBHDHDN09_OLDI | HOUETARHNBHOILE01_OLDI | BHOILE01 | BHDHDN09 | ETA_OLDI | BHOILE01_BHDHDN09 | 4 | -0.25 | 1 | Supported
HOUETARHNBHDHDN07_OLDI_FBHOILE01_D83 | Residential heating technology - Direct district heating substation - plus connection pipe - plus distribution (heating density: medium ) - apartment complex - existing building - distributed level 0.83 | HOUDHD | HOUETARHN_OLDI_DMD | MKr20 | 2020 | 0.42547 | 0.0019206 | [6 empty] | ETA | I | OLD |  |  | RHNBHDHD | 5 | 0.83333 | HOUETARHNBHDHDN07_OLDI_FBHOILE01 | 0.8 | HOUETARHNBHDHDN07_OLDI | HOUETARHNBHOILE01_OLDI | BHOILE01 | BHDHDN07 | ETA_OLDI | BHOILE01_BHDHDN07 | 4 | -0.25 | 1 | Supported
HOUETARHNBHDHDN07_OLDI_FBHOILE01_D83 | Residential heating technology - Direct district heating substation - plus connection pipe - plus distribution (heating density: medium ) - apartment complex - existing building - distributed level 0.83 | HOUDHD | HOUETARHN_OLDI_DMD | MKr20 | 2025 | 0.41888 | 0.0019465 | [6 empty] | ETA | I | OLD |  |  | RHNBHDHD | 5 | 0.83333 | HOUETARHNBHDHDN07_OLDI_FBHOILE01 | 0.8 | HOUETARHNBHDHDN07_OLDI | HOUETARHNBHOILE01_OLDI | BHOILE01 | BHDHDN07 | ETA_OLDI | BHOILE01_BHDHDN07 | 4 | -0.25 | 1 | Supported
HOUETARHNBHDHDN07_OLDI_FBHOILE01_D83 | Residential heating technology - Direct district heating substation - plus connection pipe - plus distribution (heating density: medium ) - apartment complex - existing building - distributed level 0.83 | HOUDHD | HOUETARHN_OLDI_DMD | MKr20 | 2030 | 0.41245 | 0.0019179 | [6 empty] | ETA | I | OLD |  |  | RHNBHDHD | 5 | 0.83333 | HOUETARHNBHDHDN07_OLDI_FBHOILE01 | 0.8 | HOUETARHNBHDHDN07_OLDI | HOUETARHNBHOILE01_OLDI | BHOILE01 | BHDHDN07 | ETA_OLDI | BHOILE01_BHDHDN07 | 4 | -0.25 | 1 | Supported
HOUETARHNBHDHDN07_OLDI_FBHOILE01_D83 | Residential heating technology - Direct district heating substation - plus connection pipe - plus distribution (heating density: medium ) - apartment complex - existing building - distributed level 0.83 | HOUDHD | HOUETARHN_OLDI_DMD | MKr20 | 2040 | 0.40006 | 0.0018597 | [6 empty] | ETA | I | OLD |  |  | RHNBHDHD | 5 | 0.83333 | HOUETARHNBHDHDN07_OLDI_FBHOILE01 | 0.8 | HOUETARHNBHDHDN07_OLDI | HOUETARHNBHOILE01_OLDI | BHOILE01 | BHDHDN07 | ETA_OLDI | BHOILE01_BHDHDN07 | 4 | -0.25 | 1 | Supported
HOUETARHNBHDHDN07_OLDI_FBHOILE01_D83 | Residential heating technology - Direct district heating substation - plus connection pipe - plus distribution (heating density: medium ) - apartment complex - existing building - distributed level 0.83 | HOUDHD | HOUETARHN_OLDI_DMD | MKr20 | 2050 | 0.38828 | 0.0017854 | [6 empty] | ETA | I | OLD |  |  | RHNBHDHD | 5 | 0.83333 | HOUETARHNBHDHDN07_OLDI_FBHOILE01 | 0.8 | HOUETARHNBHDHDN07_OLDI | HOUETARHNBHOILE01_OLDI | BHOILE01 | BHDHDN07 | ETA_OLDI | BHOILE01_BHDHDN07 | 4 | -0.25 | 1 | Supported
HOUETARHNBHDHDN05_OLDI_FBHOILE01_D83 | Residential heating technology - Direct district heating substation - plus connection pipe - plus distribution (heating density: high ) - apartment complex - existing building - distributed level 0.83 | HOUDHD | HOUETARHN_OLDI_DMD | MKr20 | 2020 | 0.35289 | 0.0019206 | [6 empty] | ETA | I | OLD |  |  | RHNBHDHD | 5 | 0.83333 | HOUETARHNBHDHDN05_OLDI_FBHOILE01 | 0.8 | HOUETARHNBHDHDN05_OLDI | HOUETARHNBHOILE01_OLDI | BHOILE01 | BHDHDN05 | ETA_OLDI | BHOILE01_BHDHDN05 | 4 | -0.25 | 1 | Supported
HOUETARHNBHDHDN05_OLDI_FBHOILE01_D83 | Residential heating technology - Direct district heating substation - plus connection pipe - plus distribution (heating density: high ) - apartment complex - existing building - distributed level 0.83 | HOUDHD | HOUETARHN_OLDI_DMD | MKr20 | 2025 | 0.3463 | 0.0019465 | [6 empty] | ETA | I | OLD |  |  | RHNBHDHD | 5 | 0.83333 | HOUETARHNBHDHDN05_OLDI_FBHOILE01 | 0.8 | HOUETARHNBHDHDN05_OLDI | HOUETARHNBHOILE01_OLDI | BHOILE01 | BHDHDN05 | ETA_OLDI | BHOILE01_BHDHDN05 | 4 | -0.25 | 1 | Supported
HOUETARHNBHDHDN05_OLDI_FBHOILE01_D83 | Residential heating technology - Direct district heating substation - plus connection pipe - plus distribution (heating density: high ) - apartment complex - existing building - distributed level 0.83 | HOUDHD | HOUETARHN_OLDI_DMD | MKr20 | 2030 | 0.33987 | 0.0019179 | [6 empty] | ETA | I | OLD |  |  | RHNBHDHD | 5 | 0.83333 | HOUETARHNBHDHDN05_OLDI_FBHOILE01 | 0.8 | HOUETARHNBHDHDN05_OLDI | HOUETARHNBHOILE01_OLDI | BHOILE01 | BHDHDN05 | ETA_OLDI | BHOILE01_BHDHDN05 | 4 | -0.25 | 1 | Supported
HOUETARHNBHDHDN05_OLDI_FBHOILE01_D83 | Residential heating technology - Direct district heating substation - plus connection pipe - plus distribution (heating density: high ) - apartment complex - existing building - distributed level 0.83 | HOUDHD | HOUETARHN_OLDI_DMD | MKr20 | 2040 | 0.32748 | 0.0018597 | [6 empty] | ETA | I | OLD |  |  | RHNBHDHD | 5 | 0.83333 | HOUETARHNBHDHDN05_OLDI_FBHOILE01 | 0.8 | HOUETARHNBHDHDN05_OLDI | HOUETARHNBHOILE01_OLDI | BHOILE01 | BHDHDN05 | ETA_OLDI | BHOILE01_BHDHDN05 | 4 | -0.25 | 1 | Supported
HOUETARHNBHDHDN05_OLDI_FBHOILE01_D83 | Residential heating technology - Direct district heating substation - plus connection pipe - plus distribution (heating density: high ) - apartment complex - existing building - distributed level 0.83 | HOUDHD | HOUETARHN_OLDI_DMD | MKr20 | 2050 | 0.3157 | 0.0017854 | [6 empty] | ETA | I | OLD |  |  | RHNBHDHD | 5 | 0.83333 | HOUETARHNBHDHDN05_OLDI_FBHOILE01 | 0.8 | HOUETARHNBHDHDN05_OLDI | HOUETARHNBHOILE01_OLDI | BHOILE01 | BHDHDN05 | ETA_OLDI | BHOILE01_BHDHDN05 | 4 | -0.25 | 1 | Supported
HOUETARHNBHDHCN09_OLDI_FBHOILE01_D83 | Residential heating technology - Direct district heating substation - plus connection pipe - plus distribution (heating density: low ) - apartment complex - existing building - distributed level 0.83 | HOUDHC | HOUETARHN_OLDI_DMD | MKr20 | 2020 | 0.49805 | 0.0019206 | [6 empty] | ETA | I | OLD |  |  | RHNBHDHC | 5 | 0.83333 | HOUETARHNBHDHCN09_OLDI_FBHOILE01 | 0.8 | HOUETARHNBHDHCN09_OLDI | HOUETARHNBHOILE01_OLDI | BHOILE01 | BHDHCN09 | ETA_OLDI | BHOILE01_BHDHCN09 | 4 | -0.25 | 1 | Supported
HOUETARHNBHDHCN09_OLDI_FBHOILE01_D83 | Residential heating technology - Direct district heating substation - plus connection pipe - plus distribution (heating density: low ) - apartment complex - existing building - distributed level 0.83 | HOUDHC | HOUETARHN_OLDI_DMD | MKr20 | 2025 | 0.49146 | 0.0019465 | [6 empty] | ETA | I | OLD |  |  | RHNBHDHC | 5 | 0.83333 | HOUETARHNBHDHCN09_OLDI_FBHOILE01 | 0.8 | HOUETARHNBHDHCN09_OLDI | HOUETARHNBHOILE01_OLDI | BHOILE01 | BHDHCN09 | ETA_OLDI | BHOILE01_BHDHCN09 | 4 | -0.25 | 1 | Supported
HOUETARHNBHDHCN09_OLDI_FBHOILE01_D83 | Residential heating technology - Direct district heating substation - plus connection pipe - plus distribution (heating density: low ) - apartment complex - existing building - distributed level 0.83 | HOUDHC | HOUETARHN_OLDI_DMD | MKr20 | 2030 | 0.48503 | 0.0019179 | [6 empty] | ETA | I | OLD |  |  | RHNBHDHC | 5 | 0.83333 | HOUETARHNBHDHCN09_OLDI_FBHOILE01 | 0.8 | HOUETARHNBHDHCN09_OLDI | HOUETARHNBHOILE01_OLDI | BHOILE01 | BHDHCN09 | ETA_OLDI | BHOILE01_BHDHCN09 | 4 | -0.25 | 1 | Supported
HOUETARHNBHDHCN09_OLDI_FBHOILE01_D83 | Residential heating technology - Direct district heating substation - plus connection pipe - plus distribution (heating density: low ) - apartment complex - existing building - distributed level 0.83 | HOUDHC | HOUETARHN_OLDI_DMD | MKr20 | 2040 | 0.47264 | 0.0018597 | [6 empty] | ETA | I | OLD |  |  | RHNBHDHC | 5 | 0.83333 | HOUETARHNBHDHCN09_OLDI_FBHOILE01 | 0.8 | HOUETARHNBHDHCN09_OLDI | HOUETARHNBHOILE01_OLDI | BHOILE01 | BHDHCN09 | ETA_OLDI | BHOILE01_BHDHCN09 | 4 | -0.25 | 1 | Supported
HOUETARHNBHDHCN09_OLDI_FBHOILE01_D83 | Residential heating technology - Direct district heating substation - plus connection pipe - plus distribution (heating density: low ) - apartment complex - existing building - distributed level 0.83 | HOUDHC | HOUETARHN_OLDI_DMD | MKr20 | 2050 | 0.46086 | 0.0017854 | [6 empty] | ETA | I | OLD |  |  | RHNBHDHC | 5 | 0.83333 | HOUETARHNBHDHCN09_OLDI_FBHOILE01 | 0.8 | HOUETARHNBHDHCN09_OLDI | HOUETARHNBHOILE01_OLDI | BHOILE01 | BHDHCN09 | ETA_OLDI | BHOILE01_BHDHCN09 | 4 | -0.25 | 1 | Supported
HOUETARHNBHDHCN07_OLDI_FBHOILE01_D83 | Residential heating technology - Direct district heating substation - plus connection pipe - plus distribution (heating density: medium ) - apartment complex - existing building - distributed level 0.83 | HOUDHC | HOUETARHN_OLDI_DMD | MKr20 | 2020 | 0.42547 | 0.0019206 | [6 empty] | ETA | I | OLD |  |  | RHNBHDHC | 5 | 0.83333 | HOUETARHNBHDHCN07_OLDI_FBHOILE01 | 0.8 | HOUETARHNBHDHCN07_OLDI | HOUETARHNBHOILE01_OLDI | BHOILE01 | BHDHCN07 | ETA_OLDI | BHOILE01_BHDHCN07 | 4 | -0.25 | 1 | Supported
HOUETARHNBHDHCN07_OLDI_FBHOILE01_D83 | Residential heating technology - Direct district heating substation - plus connection pipe - plus distribution (heating density: medium ) - apartment complex - existing building - distributed level 0.83 | HOUDHC | HOUETARHN_OLDI_DMD | MKr20 | 2025 | 0.41888 | 0.0019465 | [6 empty] | ETA | I | OLD |  |  | RHNBHDHC | 5 | 0.83333 | HOUETARHNBHDHCN07_OLDI_FBHOILE01 | 0.8 | HOUETARHNBHDHCN07_OLDI | HOUETARHNBHOILE01_OLDI | BHOILE01 | BHDHCN07 | ETA_OLDI | BHOILE01_BHDHCN07 | 4 | -0.25 | 1 | Supported
HOUETARHNBHDHCN07_OLDI_FBHOILE01_D83 | Residential heating technology - Direct district heating substation - plus connection pipe - plus distribution (heating density: medium ) - apartment complex - existing building - distributed level 0.83 | HOUDHC | HOUETARHN_OLDI_DMD | MKr20 | 2030 | 0.41245 | 0.0019179 | [6 empty] | ETA | I | OLD |  |  | RHNBHDHC | 5 | 0.83333 | HOUETARHNBHDHCN07_OLDI_FBHOILE01 | 0.8 | HOUETARHNBHDHCN07_OLDI | HOUETARHNBHOILE01_OLDI | BHOILE01 | BHDHCN07 | ETA_OLDI | BHOILE01_BHDHCN07 | 4 | -0.25 | 1 | Supported
HOUETARHNBHDHCN07_OLDI_FBHOILE01_D83 | Residential heating technology - Direct district heating substation - plus connection pipe - plus distribution (heating density: medium ) - apartment complex - existing building - distributed level 0.83 | HOUDHC | HOUETARHN_OLDI_DMD | MKr20 | 2040 | 0.40006 | 0.0018597 | [6 empty] | ETA | I | OLD |  |  | RHNBHDHC | 5 | 0.83333 | HOUETARHNBHDHCN07_OLDI_FBHOILE01 | 0.8 | HOUETARHNBHDHCN07_OLDI | HOUETARHNBHOILE01_OLDI | BHOILE01 | BHDHCN07 | ETA_OLDI | BHOILE01_BHDHCN07 | 4 | -0.25 | 1 | Supported
HOUETARHNBHDHCN07_OLDI_FBHOILE01_D83 | Residential heating technology - Direct district heating substation - plus connection pipe - plus distribution (heating density: medium ) - apartment complex - existing building - distributed level 0.83 | HOUDHC | HOUETARHN_OLDI_DMD | MKr20 | 2050 | 0.38828 | 0.0017854 | [6 empty] | ETA | I | OLD |  |  | RHNBHDHC | 5 | 0.83333 | HOUETARHNBHDHCN07_OLDI_FBHOILE01 | 0.8 | HOUETARHNBHDHCN07_OLDI | HOUETARHNBHOILE01_OLDI | BHOILE01 | BHDHCN07 | ETA_OLDI | BHOILE01_BHDHCN07 | 4 | -0.25 | 1 | Supported
HOUETARHNBHDHCN05_OLDI_FBHOILE01_D83 | Residential heating technology - Direct district heating substation - plus connection pipe - plus distribution (heating density: high ) - apartment complex - existing building - distributed level 0.83 | HOUDHC | HOUETARHN_OLDI_DMD | MKr20 | 2020 | 0.35289 | 0.0019206 | [6 empty] | ETA | I | OLD |  |  | RHNBHDHC | 5 | 0.83333 | HOUETARHNBHDHCN05_OLDI_FBHOILE01 | 0.8 | HOUETARHNBHDHCN05_OLDI | HOUETARHNBHOILE01_OLDI | BHOILE01 | BHDHCN05 | ETA_OLDI | BHOILE01_BHDHCN05 | 4 | -0.25 | 1 | Supported
HOUETARHNBHDHCN05_OLDI_FBHOILE01_D83 | Residential heating technology - Direct district heating substation - plus connection pipe - plus distribution (heating density: high ) - apartment complex - existing building - distributed level 0.83 | HOUDHC | HOUETARHN_OLDI_DMD | MKr20 | 2025 | 0.3463 | 0.0019465 | [6 empty] | ETA | I | OLD |  |  | RHNBHDHC | 5 | 0.83333 | HOUETARHNBHDHCN05_OLDI_FBHOILE01 | 0.8 | HOUETARHNBHDHCN05_OLDI | HOUETARHNBHOILE01_OLDI | BHOILE01 | BHDHCN05 | ETA_OLDI | BHOILE01_BHDHCN05 | 4 | -0.25 | 1 | Supported
HOUETARHNBHDHCN05_OLDI_FBHOILE01_D83 | Residential heating technology - Direct district heating substation - plus connection pipe - plus distribution (heating density: high ) - apartment complex - existing building - distributed level 0.83 | HOUDHC | HOUETARHN_OLDI_DMD | MKr20 | 2030 | 0.33987 | 0.0019179 | [6 empty] | ETA | I | OLD |  |  | RHNBHDHC | 5 | 0.83333 | HOUETARHNBHDHCN05_OLDI_FBHOILE01 | 0.8 | HOUETARHNBHDHCN05_OLDI | HOUETARHNBHOILE01_OLDI | BHOILE01 | BHDHCN05 | ETA_OLDI | BHOILE01_BHDHCN05 | 4 | -0.25 | 1 | Supported
HOUETARHNBHDHCN05_OLDI_FBHOILE01_D83 | Residential heating technology - Direct district heating substation - plus connection pipe - plus distribution (heating density: high ) - apartment complex - existing building - distributed level 0.83 | HOUDHC | HOUETARHN_OLDI_DMD | MKr20 | 2040 | 0.32748 | 0.0018597 | [6 empty] | ETA | I | OLD |  |  | RHNBHDHC | 5 | 0.83333 | HOUETARHNBHDHCN05_OLDI_FBHOILE01 | 0.8 | HOUETARHNBHDHCN05_OLDI | HOUETARHNBHOILE01_OLDI | BHOILE01 | BHDHCN05 | ETA_OLDI | BHOILE01_BHDHCN05 | 4 | -0.25 | 1 | Supported
HOUETARHNBHDHCN05_OLDI_FBHOILE01_D83 | Residential heating technology - Direct district heating substation - plus connection pipe - plus distribution (heating density: high ) - apartment complex - existing building - distributed level 0.83 | HOUDHC | HOUETARHN_OLDI_DMD | MKr20 | 2050 | 0.3157 | 0.0017854 | [6 empty] | ETA | I | OLD |  |  | RHNBHDHC | 5 | 0.83333 | HOUETARHNBHDHCN05_OLDI_FBHOILE01 | 0.8 | HOUETARHNBHDHCN05_OLDI | HOUETARHNBHOILE01_OLDI | BHOILE01 | BHDHCN05 | ETA_OLDI | BHOILE01_BHDHCN05 | 4 | -0.25 | 1 | Supported
HOUETARHNHPELCN05_OLDC_FBHSOLE01_D83 | Residential heating technology - Heat pump, Air-to-water - leasing - apartment complex - existing building - distributed level 0.83 | HOUELC, HOUAMB | HOUETARHN_OLDC_DMD | MKr20 | 2020 | 6.0002 | 0.39127 | 0.37506 | [5 empty] | ETA | C | OLD | 2.6662 |  | RHNHPELC | 5 | 0.83333 | HOUETARHNHPELCN05_OLDC_FBHSOLE01 | 1 | HOUETARHNHPELCN05_OLDC | HOUETARHNBHSOLE01_OLDC | BHSOLE01 | HPELCN05 | ETA_OLDC | BHSOLE01_HPELCN05 | 5 | 0 | 1.1 | Unlikely
HOUETARHNHPELCN05_OLDC_FBHSOLE01_D83 | Residential heating technology - Heat pump, Air-to-water - leasing - apartment complex - existing building - distributed level 0.83 | HOUELC, HOUAMB | HOUETARHN_OLDC_DMD | MKr20 | 2025 | 5.3727 | 0.35969 | 0.35662 | [5 empty] | ETA | C | OLD | 2.8041 |  | RHNHPELC | 5 | 0.83333 | HOUETARHNHPELCN05_OLDC_FBHSOLE01 | 1 | HOUETARHNHPELCN05_OLDC | HOUETARHNBHSOLE01_OLDC | BHSOLE01 | HPELCN05 | ETA_OLDC | BHSOLE01_HPELCN05 | 5 | 0 | 1.1 | Unlikely
HOUETARHNHPELCN05_OLDC_FBHSOLE01_D83 | Residential heating technology - Heat pump, Air-to-water - leasing - apartment complex - existing building - distributed level 0.83 | HOUELC, HOUAMB | HOUETARHN_OLDC_DMD | MKr20 | 2030 | 4.7452 | 0.32807 | 0.3399 | [5 empty] | ETA | C | OLD | 2.942 |  | RHNHPELC | 5 | 0.83333 | HOUETARHNHPELCN05_OLDC_FBHSOLE01 | 1 | HOUETARHNHPELCN05_OLDC | HOUETARHNBHSOLE01_OLDC | BHSOLE01 | HPELCN05 | ETA_OLDC | BHSOLE01_HPELCN05 | 5 | 0 | 1.1 | Unlikely
HOUETARHNHPELCN05_OLDC_FBHSOLE01_D83 | Residential heating technology - Heat pump, Air-to-water - leasing - apartment complex - existing building - distributed level 0.83 | HOUELC, HOUAMB | HOUETARHN_OLDC_DMD | MKr20 | 2040 | 4.2501 | 0.30236 | 0.32468 | [5 empty] | ETA | C | OLD | 3.0799 |  | RHNHPELC | 5 | 0.83333 | HOUETARHNHPELCN05_OLDC_FBHSOLE01 | 1 | HOUETARHNHPELCN05_OLDC | HOUETARHNBHSOLE01_OLDC | BHSOLE01 | HPELCN05 | ETA_OLDC | BHSOLE01_HPELCN05 | 5 | 0 | 1.1 | Unlikely
HOUETARHNHPELCN05_OLDC_FBHSOLE01_D83 | Residential heating technology - Heat pump, Air-to-water - leasing - apartment complex - existing building - distributed level 0.83 | HOUELC, HOUAMB | HOUETARHN_OLDC_DMD | MKr20 | 2050 | 3.755 | 0.27662 | 0.31077 | [5 empty] | ETA | C | OLD | 3.2178 |  | RHNHPELC | 5 | 0.83333 | HOUETARHNHPELCN05_OLDC_FBHSOLE01 | 1 | HOUETARHNHPELCN05_OLDC | HOUETARHNBHSOLE01_OLDC | BHSOLE01 | HPELCN05 | ETA_OLDC | BHSOLE01_HPELCN05 | 5 | 0 | 1.1 | Unlikely
HOUETARHNHPELCN04_OLDC_FBHSOLE01_D83 | Residential heating technology - Heat pump, Ground source - apartment complex - existing building - distributed level 0.83 | HOUELC, HOUAMB | HOUETARHN_OLDC_DMD | MKr20 | 2020 | 10.1643 | 0.057983 | 0.3399 | [5 empty] | ETA | C | OLD | 2.942 |  | RHNHPELC | 5 | 0.83333 | HOUETARHNHPELCN04_OLDC_FBHSOLE01 | 1 | HOUETARHNHPELCN04_OLDC | HOUETARHNBHSOLE01_OLDC | BHSOLE01 | HPELCN04 | ETA_OLDC | BHSOLE01_HPELCN04 | 6 | 0 | 1 | New
HOUETARHNHPELCN04_OLDC_FBHSOLE01_D83 | Residential heating technology - Heat pump, Ground source - apartment complex - existing building - distributed level 0.83 | HOUELC, HOUAMB | HOUETARHN_OLDC_DMD | MKr20 | 2025 | 9.402 | 0.057525 | 0.3296 | [5 empty] | ETA | C | OLD | 3.034 |  | RHNHPELC | 5 | 0.83333 | HOUETARHNHPELCN04_OLDC_FBHSOLE01 | 1 | HOUETARHNHPELCN04_OLDC | HOUETARHNBHSOLE01_OLDC | BHSOLE01 | HPELCN04 | ETA_OLDC | BHSOLE01_HPELCN04 | 6 | 0 | 1 | New
HOUETARHNHPELCN04_OLDC_FBHSOLE01_D83 | Residential heating technology - Heat pump, Ground source - apartment complex - existing building - distributed level 0.83 | HOUELC, HOUAMB | HOUETARHN_OLDC_DMD | MKr20 | 2030 | 8.6397 | 0.057023 | 0.31991 | [5 empty] | ETA | C | OLD | 3.1259 |  | RHNHPELC | 5 | 0.83333 | HOUETARHNHPELCN04_OLDC_FBHSOLE01 | 1 | HOUETARHNHPELCN04_OLDC | HOUETARHNBHSOLE01_OLDC | BHSOLE01 | HPELCN04 | ETA_OLDC | BHSOLE01_HPELCN04 | 6 | 0 | 1 | New
HOUETARHNHPELCN04_OLDC_FBHSOLE01_D83 | Residential heating technology - Heat pump, Ground source - apartment complex - existing building - distributed level 0.83 | HOUELC, HOUAMB | HOUETARHN_OLDC_DMD | MKr20 | 2040 | 7.9917 | 0.055864 | 0.30639 | [5 empty] | ETA | C | OLD | 3.2638 |  | RHNHPELC | 5 | 0.83333 | HOUETARHNHPELCN04_OLDC_FBHSOLE01 | 1 | HOUETARHNHPELCN04_OLDC | HOUETARHNBHSOLE01_OLDC | BHSOLE01 | HPELCN04 | ETA_OLDC | BHSOLE01_HPELCN04 | 6 | 0 | 1 | New
HOUETARHNHPELCN04_OLDC_FBHSOLE01_D83 | Residential heating technology - Heat pump, Ground source - apartment complex - existing building - distributed level 0.83 | HOUELC, HOUAMB | HOUETARHN_OLDC_DMD | MKr20 | 2050 | 7.3437 | 0.054684 | 0.30214 | [5 empty] | ETA | C | OLD | 3.3098 |  | RHNHPELC | 5 | 0.83333 | HOUETARHNHPELCN04_OLDC_FBHSOLE01 | 1 | HOUETARHNHPELCN04_OLDC | HOUETARHNBHSOLE01_OLDC | BHSOLE01 | HPELCN04 | ETA_OLDC | BHSOLE01_HPELCN04 | 6 | 0 | 1 | New
HOUETARHNHPELCN03_OLDC_FBHSOLE01_D83 | Residential heating technology - Heat pump, Air-to-water - apartment complex - existing building - distributed level 0.83 | HOUELC, HOUAMB | HOUETARHN_OLDC_DMD | MKr20 | 2020 | 10.9094 | 0.0937 | 0.37506 | [5 empty] | ETA | C | OLD | 2.6662 |  | RHNHPELC | 5 | 0.83333 | HOUETARHNHPELCN03_OLDC_FBHSOLE01 | 1 | HOUETARHNHPELCN03_OLDC | HOUETARHNBHSOLE01_OLDC | BHSOLE01 | HPELCN03 | ETA_OLDC | BHSOLE01_HPELCN03 | 6 | 0 | 1 | New
HOUETARHNHPELCN03_OLDC_FBHSOLE01_D83 | Residential heating technology - Heat pump, Air-to-water - apartment complex - existing building - distributed level 0.83 | HOUELC, HOUAMB | HOUETARHN_OLDC_DMD | MKr20 | 2025 | 9.7685 | 0.093241 | 0.35662 | [5 empty] | ETA | C | OLD | 2.8041 |  | RHNHPELC | 5 | 0.83333 | HOUETARHNHPELCN03_OLDC_FBHSOLE01 | 1 | HOUETARHNHPELCN03_OLDC | HOUETARHNBHSOLE01_OLDC | BHSOLE01 | HPELCN03 | ETA_OLDC | BHSOLE01_HPELCN03 | 6 | 0 | 1 | New
HOUETARHNHPELCN03_OLDC_FBHSOLE01_D83 | Residential heating technology - Heat pump, Air-to-water - apartment complex - existing building - distributed level 0.83 | HOUELC, HOUAMB | HOUETARHN_OLDC_DMD | MKr20 | 2030 | 8.6277 | 0.092739 | 0.3399 | [5 empty] | ETA | C | OLD | 2.942 |  | RHNHPELC | 5 | 0.83333 | HOUETARHNHPELCN03_OLDC_FBHSOLE01 | 1 | HOUETARHNHPELCN03_OLDC | HOUETARHNBHSOLE01_OLDC | BHSOLE01 | HPELCN03 | ETA_OLDC | BHSOLE01_HPELCN03 | 6 | 0 | 1 | New
HOUETARHNHPELCN03_OLDC_FBHSOLE01_D83 | Residential heating technology - Heat pump, Air-to-water - apartment complex - existing building - distributed level 0.83 | HOUELC, HOUAMB | HOUETARHN_OLDC_DMD | MKr20 | 2040 | 7.7275 | 0.091581 | 0.32468 | [5 empty] | ETA | C | OLD | 3.0799 |  | RHNHPELC | 5 | 0.83333 | HOUETARHNHPELCN03_OLDC_FBHSOLE01 | 1 | HOUETARHNHPELCN03_OLDC | HOUETARHNBHSOLE01_OLDC | BHSOLE01 | HPELCN03 | ETA_OLDC | BHSOLE01_HPELCN03 | 6 | 0 | 1 | New
HOUETARHNHPELCN03_OLDC_FBHSOLE01_D83 | Residential heating technology - Heat pump, Air-to-water - apartment complex - existing building - distributed level 0.83 | HOUELC, HOUAMB | HOUETARHN_OLDC_DMD | MKr20 | 2050 | 6.8273 | 0.0904 | 0.31077 | [5 empty] | ETA | C | OLD | 3.2178 |  | RHNHPELC | 5 | 0.83333 | HOUETARHNHPELCN03_OLDC_FBHSOLE01 | 1 | HOUETARHNHPELCN03_OLDC | HOUETARHNBHSOLE01_OLDC | BHSOLE01 | HPELCN03 | ETA_OLDC | BHSOLE01_HPELCN03 | 6 | 0 | 1 | New
HOUETARHNHPELCN02_OLDC_FBHSOLE01_D83 | Residential heating technology - Heat pump, Air-to-air - single-family house - existing building - distributed level 0.83 | HOUELC, HOUAMB | HOUETARHN_OLDC_DMD | MKr20 | 2020 | 4.557 | 0.20009 | 0.22427 | [5 empty] | ETA | C | OLD | 4.459 |  | RHNHPELC | 5 | 0.83333 | HOUETARHNHPELCN02_OLDC_FBHSOLE01 | 1 | HOUETARHNHPELCN02_OLDC | HOUETARHNBHSOLE01_OLDC | BHSOLE01 | HPELCN02 | ETA_OLDC | BHSOLE01_HPELCN02 | 5 | 0 | 1.1 | Unlikely
HOUETARHNHPELCN02_OLDC_FBHSOLE01_D83 | Residential heating technology - Heat pump, Air-to-air - single-family house - existing building - distributed level 0.83 | HOUELC, HOUAMB | HOUETARHN_OLDC_DMD | MKr20 | 2025 | 4.4456 | 0.13594 | 0.21327 | [5 empty] | ETA | C | OLD | 4.6888 |  | RHNHPELC | 5 | 0.83333 | HOUETARHNHPELCN02_OLDC_FBHSOLE01 | 1 | HOUETARHNHPELCN02_OLDC | HOUETARHNBHSOLE01_OLDC | BHSOLE01 | HPELCN02 | ETA_OLDC | BHSOLE01_HPELCN02 | 5 | 0 | 1.1 | Unlikely
HOUETARHNHPELCN02_OLDC_FBHSOLE01_D83 | Residential heating technology - Heat pump, Air-to-air - single-family house - existing building - distributed level 0.83 | HOUELC, HOUAMB | HOUETARHN_OLDC_DMD | MKr20 | 2030 | 4.3342 | 0.13343 | 0.20522 | [5 empty] | ETA | C | OLD | 4.8727 |  | RHNHPELC | 5 | 0.83333 | HOUETARHNHPELCN02_OLDC_FBHSOLE01 | 1 | HOUETARHNHPELCN02_OLDC | HOUETARHNBHSOLE01_OLDC | BHSOLE01 | HPELCN02 | ETA_OLDC | BHSOLE01_HPELCN02 | 5 | 0 | 1.1 | Unlikely
HOUETARHNHPELCN02_OLDC_FBHSOLE01_D83 | Residential heating technology - Heat pump, Air-to-air - single-family house - existing building - distributed level 0.83 | HOUELC, HOUAMB | HOUETARHN_OLDC_DMD | MKr20 | 2040 | 4.1275 | 0.12877 | 0.19776 | [5 empty] | ETA | C | OLD | 5.0566 |  | RHNHPELC | 5 | 0.83333 | HOUETARHNHPELCN02_OLDC_FBHSOLE01 | 1 | HOUETARHNHPELCN02_OLDC | HOUETARHNBHSOLE01_OLDC | BHSOLE01 | HPELCN02 | ETA_OLDC | BHSOLE01_HPELCN02 | 5 | 0 | 1.1 | Unlikely
HOUETARHNHPELCN02_OLDC_FBHSOLE01_D83 | Residential heating technology - Heat pump, Air-to-air - single-family house - existing building - distributed level 0.83 | HOUELC, HOUAMB | HOUETARHN_OLDC_DMD | MKr20 | 2050 | 3.9207 | 0.12411 | 0.19423 | [5 empty] | ETA | C | OLD | 5.1485 |  | RHNHPELC | 5 | 0.83333 | HOUETARHNHPELCN02_OLDC_FBHSOLE01 | 1 | HOUETARHNHPELCN02_OLDC | HOUETARHNBHSOLE01_OLDC | BHSOLE01 | HPELCN02 | ETA_OLDC | BHSOLE01_HPELCN02 | 5 | 0 | 1.1 | Unlikely
HOUETARHNDIELCN06_OLDC_FBHSOLE01_D83 | Residential heating technology - Electric heating - electric panel from Bauhaus - apartment complex - new building - distributed level 0.83 | HOUELC | HOUETARHN_OLDC_DMD | MKr20 | 2020 | 0.70255 | 0 | [6 empty] | ETA | C | OLD |  |  | RHNDIELC | 5 | 0.83333 | HOUETARHNDIELCN06_OLDC_FBHSOLE01 | 1 | HOUETARHNDIELCN06_OLDC | HOUETARHNBHSOLE01_OLDC | BHSOLE01 | DIELCN06 | ETA_OLDC | BHSOLE01_DIELCN06 | 5 | 0 | 1.1 | Unlikely
HOUETARHNDIELCN06_OLDC_FBHSOLE01_D83 | Residential heating technology - Electric heating - electric panel from Bauhaus - apartment complex - new building - distributed level 0.83 | HOUELC | HOUETARHN_OLDC_DMD | MKr20 | 2025 | 0.70255 | 0 | [6 empty] | ETA | C | OLD |  |  | RHNDIELC | 5 | 0.83333 | HOUETARHNDIELCN06_OLDC_FBHSOLE01 | 1 | HOUETARHNDIELCN06_OLDC | HOUETARHNBHSOLE01_OLDC | BHSOLE01 | DIELCN06 | ETA_OLDC | BHSOLE01_DIELCN06 | 5 | 0 | 1.1 | Unlikely
HOUETARHNDIELCN06_OLDC_FBHSOLE01_D83 | Residential heating technology - Electric heating - electric panel from Bauhaus - apartment complex - new building - distributed level 0.83 | HOUELC | HOUETARHN_OLDC_DMD | MKr20 | 2030 | 0.70255 | 0 | [6 empty] | ETA | C | OLD |  |  | RHNDIELC | 5 | 0.83333 | HOUETARHNDIELCN06_OLDC_FBHSOLE01 | 1 | HOUETARHNDIELCN06_OLDC | HOUETARHNBHSOLE01_OLDC | BHSOLE01 | DIELCN06 | ETA_OLDC | BHSOLE01_DIELCN06 | 5 | 0 | 1.1 | Unlikely
HOUETARHNDIELCN06_OLDC_FBHSOLE01_D83 | Residential heating technology - Electric heating - electric panel from Bauhaus - apartment complex - new building - distributed level 0.83 | HOUELC | HOUETARHN_OLDC_DMD | MKr20 | 2040 | 0.70255 | 0 | [6 empty] | ETA | C | OLD |  |  | RHNDIELC | 5 | 0.83333 | HOUETARHNDIELCN06_OLDC_FBHSOLE01 | 1 | HOUETARHNDIELCN06_OLDC | HOUETARHNBHSOLE01_OLDC | BHSOLE01 | DIELCN06 | ETA_OLDC | BHSOLE01_DIELCN06 | 5 | 0 | 1.1 | Unlikely
HOUETARHNDIELCN06_OLDC_FBHSOLE01_D83 | Residential heating technology - Electric heating - electric panel from Bauhaus - apartment complex - new building - distributed level 0.83 | HOUELC | HOUETARHN_OLDC_DMD | MKr20 | 2050 | 0.70255 | 0 | [6 empty] | ETA | C | OLD |  |  | RHNDIELC | 5 | 0.83333 | HOUETARHNDIELCN06_OLDC_FBHSOLE01 | 1 | HOUETARHNDIELCN06_OLDC | HOUETARHNBHSOLE01_OLDC | BHSOLE01 | DIELCN06 | ETA_OLDC | BHSOLE01_DIELCN06 | 5 | 0 | 1.1 | Unlikely
HOUETARHNDIELCN01_OLDC_FBHSOLE01_D83 | Residential heating technology - Electric heating - apartment complex - new building - distributed level 0.83 | HOUELC | HOUETARHN_OLDC_DMD | MKr20 | 2020 | 6.5252 | 0.0026494 | [6 empty] | ETA | C | OLD |  |  | RHNDIELC | 5 | 0.83333 | HOUETARHNDIELCN01_OLDC_FBHSOLE01 | 1 | HOUETARHNDIELCN01_OLDC | HOUETARHNBHSOLE01_OLDC | BHSOLE01 | DIELCN01 | ETA_OLDC | BHSOLE01_DIELCN01 | 5 | 0 | 1.1 | Unlikely
HOUETARHNDIELCN01_OLDC_FBHSOLE01_D83 | Residential heating technology - Electric heating - apartment complex - new building - distributed level 0.83 | HOUELC | HOUETARHN_OLDC_DMD | MKr20 | 2025 | 6.3637 | 0.0025413 | [6 empty] | ETA | C | OLD |  |  | RHNDIELC | 5 | 0.83333 | HOUETARHNDIELCN01_OLDC_FBHSOLE01 | 1 | HOUETARHNDIELCN01_OLDC | HOUETARHNBHSOLE01_OLDC | BHSOLE01 | DIELCN01 | ETA_OLDC | BHSOLE01_DIELCN01 | 5 | 0 | 1.1 | Unlikely
HOUETARHNDIELCN01_OLDC_FBHSOLE01_D83 | Residential heating technology - Electric heating - apartment complex - new building - distributed level 0.83 | HOUELC | HOUETARHN_OLDC_DMD | MKr20 | 2030 | 6.2062 | 0.0024872 | [6 empty] | ETA | C | OLD |  |  | RHNDIELC | 5 | 0.83333 | HOUETARHNDIELCN01_OLDC_FBHSOLE01 | 1 | HOUETARHNDIELCN01_OLDC | HOUETARHNBHSOLE01_OLDC | BHSOLE01 | DIELCN01 | ETA_OLDC | BHSOLE01_DIELCN01 | 5 | 0 | 1.1 | Unlikely
HOUETARHNDIELCN01_OLDC_FBHSOLE01_D83 | Residential heating technology - Electric heating - apartment complex - new building - distributed level 0.83 | HOUELC | HOUETARHN_OLDC_DMD | MKr20 | 2040 | 5.9028 | 0.0023791 | [6 empty] | ETA | C | OLD |  |  | RHNDIELC | 5 | 0.83333 | HOUETARHNDIELCN01_OLDC_FBHSOLE01 | 1 | HOUETARHNDIELCN01_OLDC | HOUETARHNBHSOLE01_OLDC | BHSOLE01 | DIELCN01 | ETA_OLDC | BHSOLE01_DIELCN01 | 5 | 0 | 1.1 | Unlikely
HOUETARHNDIELCN01_OLDC_FBHSOLE01_D83 | Residential heating technology - Electric heating - apartment complex - new building - distributed level 0.83 | HOUELC | HOUETARHN_OLDC_DMD | MKr20 | 2050 | 5.6142 | 0.0022709 | [6 empty] | ETA | C | OLD |  |  | RHNDIELC | 5 | 0.83333 | HOUETARHNDIELCN01_OLDC_FBHSOLE01 | 1 | HOUETARHNDIELCN01_OLDC | HOUETARHNBHSOLE01_OLDC | BHSOLE01 | DIELCN01 | ETA_OLDC | BHSOLE01_DIELCN01 | 5 | 0 | 1.1 | Unlikely
HOUETARHNBHWPEN01_OLDC_FBHSOLE01_D83 | Residential heating technology - Biomass boiler, automatic stoking , wood pellets or wood chips - apartment complex - existing building - distributed level 0.83 | HOUWPE | HOUETARHN_OLDC_DMD | MKr20 | 2020 | 2.3753 | 0.048708 |  | 25 | 14 | 70 | 2 | 4 | ETA | C | OLD |  |  | RHNBHWPE | 5 | 0.83333 | HOUETARHNBHWPEN01_OLDC_FBHSOLE01 | 1 | HOUETARHNBHWPEN01_OLDC | HOUETARHNBHSOLE01_OLDC | BHSOLE01 | BHWPEN01 | ETA_OLDC | BHSOLE01_BHWPEN01 | 5 | 0 | 1.1 | Unlikely
HOUETARHNBHWPEN01_OLDC_FBHSOLE01_D83 | Residential heating technology - Biomass boiler, automatic stoking , wood pellets or wood chips - apartment complex - existing building - distributed level 0.83 | HOUWPE | HOUETARHN_OLDC_DMD | MKr20 | 2025 | 2.3165 | 0.048363 |  | 25 | 14 | 60 | 2 | 4 | ETA | C | OLD |  |  | RHNBHWPE | 5 | 0.83333 | HOUETARHNBHWPEN01_OLDC_FBHSOLE01 | 1 | HOUETARHNBHWPEN01_OLDC | HOUETARHNBHSOLE01_OLDC | BHSOLE01 | BHWPEN01 | ETA_OLDC | BHSOLE01_BHWPEN01 | 5 | 0 | 1.1 | Unlikely
HOUETARHNBHWPEN01_OLDC_FBHSOLE01_D83 | Residential heating technology - Biomass boiler, automatic stoking , wood pellets or wood chips - apartment complex - existing building - distributed level 0.83 | HOUWPE | HOUETARHN_OLDC_DMD | MKr20 | 2030 | 2.2591 | 0.048579 |  | 25 | 11 | 50 | 1 | 4 | ETA | C | OLD |  |  | RHNBHWPE | 5 | 0.83333 | HOUETARHNBHWPEN01_OLDC_FBHSOLE01 | 1 | HOUETARHNBHWPEN01_OLDC | HOUETARHNBHSOLE01_OLDC | BHSOLE01 | BHWPEN01 | ETA_OLDC | BHSOLE01_BHWPEN01 | 5 | 0 | 1.1 | Unlikely
HOUETARHNBHWPEN01_OLDC_FBHSOLE01_D83 | Residential heating technology - Biomass boiler, automatic stoking , wood pellets or wood chips - apartment complex - existing building - distributed level 0.83 | HOUWPE | HOUETARHN_OLDC_DMD | MKr20 | 2040 | 2.1487 | 0.047028 |  | 25 | 9 | 45 | 1 | 4 | ETA | C | OLD |  |  | RHNBHWPE | 5 | 0.83333 | HOUETARHNBHWPEN01_OLDC_FBHSOLE01 | 1 | HOUETARHNBHWPEN01_OLDC | HOUETARHNBHSOLE01_OLDC | BHSOLE01 | BHWPEN01 | ETA_OLDC | BHSOLE01_BHWPEN01 | 5 | 0 | 1.1 | Unlikely
HOUETARHNBHWPEN01_OLDC_FBHSOLE01_D83 | Residential heating technology - Biomass boiler, automatic stoking , wood pellets or wood chips - apartment complex - existing building - distributed level 0.83 | HOUWPE | HOUETARHN_OLDC_DMD | MKr20 | 2050 | 2.0436 | 0.045004 |  | 25 | 9 | 40 | 0 | 4 | ETA | C | OLD |  |  | RHNBHWPE | 5 | 0.83333 | HOUETARHNBHWPEN01_OLDC_FBHSOLE01 | 1 | HOUETARHNBHWPEN01_OLDC | HOUETARHNBHSOLE01_OLDC | BHSOLE01 | BHWPEN01 | ETA_OLDC | BHSOLE01_BHWPEN01 | 5 | 0 | 1.1 | Unlikely
HOUETARHNBHSOLN01_OLDC_FBHSOLE01_D83 | Residential heating technology - Solar heating system - apartment complex - existing building - distributed level 0.83 | HOUSOL | HOUETARHN_OLDC_DMD | MKr20 | 2020 | 4.5048 | 0.025768 | [6 empty] | ETA | C | OLD |  |  | RHNBHSOL | 5 | 0.83333 | HOUETARHNBHSOLN01_OLDC_FBHSOLE01 | 1 | HOUETARHNBHSOLN01_OLDC | HOUETARHNBHSOLE01_OLDC | BHSOLE01 | BHSOLN01 | ETA_OLDC | BHSOLE01_BHSOLN01 | 2 | 0 | 0.9 | Same
HOUETARHNBHSOLN01_OLDC_FBHSOLE01_D83 | Residential heating technology - Solar heating system - apartment complex - existing building - distributed level 0.83 | HOUSOL | HOUETARHN_OLDC_DMD | MKr20 | 2025 | 4.3102 | 0.027313 | [6 empty] | ETA | C | OLD |  |  | RHNBHSOL | 5 | 0.83333 | HOUETARHNBHSOLN01_OLDC_FBHSOLE01 | 1 | HOUETARHNBHSOLN01_OLDC | HOUETARHNBHSOLE01_OLDC | BHSOLE01 | BHSOLN01 | ETA_OLDC | BHSOLE01_BHSOLN01 | 2 | 0 | 0.9 | Same
HOUETARHNBHSOLN01_OLDC_FBHSOLE01_D83 | Residential heating technology - Solar heating system - apartment complex - existing building - distributed level 0.83 | HOUSOL | HOUETARHN_OLDC_DMD | MKr20 | 2030 | 4.1155 | 0.0279 | [6 empty] | ETA | C | OLD |  |  | RHNBHSOL | 5 | 0.83333 | HOUETARHNBHSOLN01_OLDC_FBHSOLE01 | 1 | HOUETARHNBHSOLN01_OLDC | HOUETARHNBHSOLE01_OLDC | BHSOLE01 | BHSOLN01 | ETA_OLDC | BHSOLE01_BHSOLN01 | 2 | 0 | 0.9 | Same
HOUETARHNBHSOLN01_OLDC_FBHSOLE01_D83 | Residential heating technology - Solar heating system - apartment complex - existing building - distributed level 0.83 | HOUSOL | HOUETARHN_OLDC_DMD | MKr20 | 2040 | 3.9209 | 0.027143 | [6 empty] | ETA | C | OLD |  |  | RHNBHSOL | 5 | 0.83333 | HOUETARHNBHSOLN01_OLDC_FBHSOLE01 | 1 | HOUETARHNBHSOLN01_OLDC | HOUETARHNBHSOLE01_OLDC | BHSOLE01 | BHSOLN01 | ETA_OLDC | BHSOLE01_BHSOLN01 | 2 | 0 | 0.9 | Same
HOUETARHNBHSOLN01_OLDC_FBHSOLE01_D83 | Residential heating technology - Solar heating system - apartment complex - existing building - distributed level 0.83 | HOUSOL | HOUETARHN_OLDC_DMD | MKr20 | 2050 | 3.7262 | 0.025768 | [6 empty] | ETA | C | OLD |  |  | RHNBHSOL | 5 | 0.83333 | HOUETARHNBHSOLN01_OLDC_FBHSOLE01 | 1 | HOUETARHNBHSOLN01_OLDC | HOUETARHNBHSOLE01_OLDC | BHSOLE01 | BHSOLN01 | ETA_OLDC | BHSOLE01_BHSOLN01 | 2 | 0 | 0.9 | Same
HOUETARHNBHDHCN03_OLDC_FBHSOLE01_D83 | Residential heating technology - Direct district heating substation - plus connection pipe - apartment complex - existing building - distributed level 0.83 | HOUDHC | HOUETARHN_OLDC_DMD | MKr20 | 2020 | 0.35289 | 0.0019206 | [6 empty] | ETA | C | OLD |  |  | RHNBHDHC | 5 | 0.83333 | HOUETARHNBHDHCN03_OLDC_FBHSOLE01 | 1 | HOUETARHNBHDHCN03_OLDC | HOUETARHNBHSOLE01_OLDC | BHSOLE01 | BHDHCN03 | ETA_OLDC | BHSOLE01_BHDHCN03 | 6 | 0 | 1 | New
HOUETARHNBHDHCN03_OLDC_FBHSOLE01_D83 | Residential heating technology - Direct district heating substation - plus connection pipe - apartment complex - existing building - distributed level 0.83 | HOUDHC | HOUETARHN_OLDC_DMD | MKr20 | 2025 | 0.3463 | 0.0019465 | [6 empty] | ETA | C | OLD |  |  | RHNBHDHC | 5 | 0.83333 | HOUETARHNBHDHCN03_OLDC_FBHSOLE01 | 1 | HOUETARHNBHDHCN03_OLDC | HOUETARHNBHSOLE01_OLDC | BHSOLE01 | BHDHCN03 | ETA_OLDC | BHSOLE01_BHDHCN03 | 6 | 0 | 1 | New
HOUETARHNBHDHCN03_OLDC_FBHSOLE01_D83 | Residential heating technology - Direct district heating substation - plus connection pipe - apartment complex - existing building - distributed level 0.83 | HOUDHC | HOUETARHN_OLDC_DMD | MKr20 | 2030 | 0.33987 | 0.0019179 | [6 empty] | ETA | C | OLD |  |  | RHNBHDHC | 5 | 0.83333 | HOUETARHNBHDHCN03_OLDC_FBHSOLE01 | 1 | HOUETARHNBHDHCN03_OLDC | HOUETARHNBHSOLE01_OLDC | BHSOLE01 | BHDHCN03 | ETA_OLDC | BHSOLE01_BHDHCN03 | 6 | 0 | 1 | New
HOUETARHNBHDHCN03_OLDC_FBHSOLE01_D83 | Residential heating technology - Direct district heating substation - plus connection pipe - apartment complex - existing building - distributed level 0.83 | HOUDHC | HOUETARHN_OLDC_DMD | MKr20 | 2040 | 0.32748 | 0.0018597 | [6 empty] | ETA | C | OLD |  |  | RHNBHDHC | 5 | 0.83333 | HOUETARHNBHDHCN03_OLDC_FBHSOLE01 | 1 | HOUETARHNBHDHCN03_OLDC | HOUETARHNBHSOLE01_OLDC | BHSOLE01 | BHDHCN03 | ETA_OLDC | BHSOLE01_BHDHCN03 | 6 | 0 | 1 | New
HOUETARHNBHDHCN03_OLDC_FBHSOLE01_D83 | Residential heating technology - Direct district heating substation - plus connection pipe - apartment complex - existing building - distributed level 0.83 | HOUDHC | HOUETARHN_OLDC_DMD | MKr20 | 2050 | 0.3157 | 0.0017854 | [6 empty] | ETA | C | OLD |  |  | RHNBHDHC | 5 | 0.83333 | HOUETARHNBHDHCN03_OLDC_FBHSOLE01 | 1 | HOUETARHNBHDHCN03_OLDC | HOUETARHNBHSOLE01_OLDC | BHSOLE01 | BHDHCN03 | ETA_OLDC | BHSOLE01_BHDHCN03 | 6 | 0 | 1 | New
HOUETARHNHPELCN05_OLDD_FBHSOLE01_D83 | Residential heating technology - Heat pump, Air-to-water - leasing - apartment complex - existing building - distributed level 0.83 | HOUELC, HOUAMB | HOUETARHN_OLDD_DMD | MKr20 | 2020 | 6.0002 | 0.39127 | 0.37506 | [5 empty] | ETA | D | OLD | 2.6662 |  | RHNHPELC | 5 | 0.83333 | HOUETARHNHPELCN05_OLDD_FBHSOLE01 | 1 | HOUETARHNHPELCN05_OLDD | HOUETARHNBHSOLE01_OLDD | BHSOLE01 | HPELCN05 | ETA_OLDD | BHSOLE01_HPELCN05 | 5 | 0 | 1.1 | Unlikely
HOUETARHNHPELCN05_OLDD_FBHSOLE01_D83 | Residential heating technology - Heat pump, Air-to-water - leasing - apartment complex - existing building - distributed level 0.83 | HOUELC, HOUAMB | HOUETARHN_OLDD_DMD | MKr20 | 2025 | 5.3727 | 0.35969 | 0.35662 | [5 empty] | ETA | D | OLD | 2.8041 |  | RHNHPELC | 5 | 0.83333 | HOUETARHNHPELCN05_OLDD_FBHSOLE01 | 1 | HOUETARHNHPELCN05_OLDD | HOUETARHNBHSOLE01_OLDD | BHSOLE01 | HPELCN05 | ETA_OLDD | BHSOLE01_HPELCN05 | 5 | 0 | 1.1 | Unlikely
HOUETARHNHPELCN05_OLDD_FBHSOLE01_D83 | Residential heating technology - Heat pump, Air-to-water - leasing - apartment complex - existing building - distributed level 0.83 | HOUELC, HOUAMB | HOUETARHN_OLDD_DMD | MKr20 | 2030 | 4.7452 | 0.32807 | 0.3399 | [5 empty] | ETA | D | OLD | 2.942 |  | RHNHPELC | 5 | 0.83333 | HOUETARHNHPELCN05_OLDD_FBHSOLE01 | 1 | HOUETARHNHPELCN05_OLDD | HOUETARHNBHSOLE01_OLDD | BHSOLE01 | HPELCN05 | ETA_OLDD | BHSOLE01_HPELCN05 | 5 | 0 | 1.1 | Unlikely
HOUETARHNHPELCN05_OLDD_FBHSOLE01_D83 | Residential heating technology - Heat pump, Air-to-water - leasing - apartment complex - existing building - distributed level 0.83 | HOUELC, HOUAMB | HOUETARHN_OLDD_DMD | MKr20 | 2040 | 4.2501 | 0.30236 | 0.32468 | [5 empty] | ETA | D | OLD | 3.0799 |  | RHNHPELC | 5 | 0.83333 | HOUETARHNHPELCN05_OLDD_FBHSOLE01 | 1 | HOUETARHNHPELCN05_OLDD | HOUETARHNBHSOLE01_OLDD | BHSOLE01 | HPELCN05 | ETA_OLDD | BHSOLE01_HPELCN05 | 5 | 0 | 1.1 | Unlikely
HOUETARHNHPELCN05_OLDD_FBHSOLE01_D83 | Residential heating technology - Heat pump, Air-to-water - leasing - apartment complex - existing building - distributed level 0.83 | HOUELC, HOUAMB | HOUETARHN_OLDD_DMD | MKr20 | 2050 | 3.755 | 0.27662 | 0.31077 | [5 empty] | ETA | D | OLD | 3.2178 |  | RHNHPELC | 5 | 0.83333 | HOUETARHNHPELCN05_OLDD_FBHSOLE01 | 1 | HOUETARHNHPELCN05_OLDD | HOUETARHNBHSOLE01_OLDD | BHSOLE01 | HPELCN05 | ETA_OLDD | BHSOLE01_HPELCN05 | 5 | 0 | 1.1 | Unlikely
HOUETARHNHPELCN04_OLDD_FBHSOLE01_D83 | Residential heating technology - Heat pump, Ground source - apartment complex - existing building - distributed level 0.83 | HOUELC, HOUAMB | HOUETARHN_OLDD_DMD | MKr20 | 2020 | 10.1643 | 0.057983 | 0.3399 | [5 empty] | ETA | D | OLD | 2.942 |  | RHNHPELC | 5 | 0.83333 | HOUETARHNHPELCN04_OLDD_FBHSOLE01 | 1 | HOUETARHNHPELCN04_OLDD | HOUETARHNBHSOLE01_OLDD | BHSOLE01 | HPELCN04 | ETA_OLDD | BHSOLE01_HPELCN04 | 6 | 0 | 1 | New
HOUETARHNHPELCN04_OLDD_FBHSOLE01_D83 | Residential heating technology - Heat pump, Ground source - apartment complex - existing building - distributed level 0.83 | HOUELC, HOUAMB | HOUETARHN_OLDD_DMD | MKr20 | 2025 | 9.402 | 0.057525 | 0.3296 | [5 empty] | ETA | D | OLD | 3.034 |  | RHNHPELC | 5 | 0.83333 | HOUETARHNHPELCN04_OLDD_FBHSOLE01 | 1 | HOUETARHNHPELCN04_OLDD | HOUETARHNBHSOLE01_OLDD | BHSOLE01 | HPELCN04 | ETA_OLDD | BHSOLE01_HPELCN04 | 6 | 0 | 1 | New
HOUETARHNHPELCN04_OLDD_FBHSOLE01_D83 | Residential heating technology - Heat pump, Ground source - apartment complex - existing building - distributed level 0.83 | HOUELC, HOUAMB | HOUETARHN_OLDD_DMD | MKr20 | 2030 | 8.6397 | 0.057023 | 0.31991 | [5 empty] | ETA | D | OLD | 3.1259 |  | RHNHPELC | 5 | 0.83333 | HOUETARHNHPELCN04_OLDD_FBHSOLE01 | 1 | HOUETARHNHPELCN04_OLDD | HOUETARHNBHSOLE01_OLDD | BHSOLE01 | HPELCN04 | ETA_OLDD | BHSOLE01_HPELCN04 | 6 | 0 | 1 | New
HOUETARHNHPELCN04_OLDD_FBHSOLE01_D83 | Residential heating technology - Heat pump, Ground source - apartment complex - existing building - distributed level 0.83 | HOUELC, HOUAMB | HOUETARHN_OLDD_DMD | MKr20 | 2040 | 7.9917 | 0.055864 | 0.30639 | [5 empty] | ETA | D | OLD | 3.2638 |  | RHNHPELC | 5 | 0.83333 | HOUETARHNHPELCN04_OLDD_FBHSOLE01 | 1 | HOUETARHNHPELCN04_OLDD | HOUETARHNBHSOLE01_OLDD | BHSOLE01 | HPELCN04 | ETA_OLDD | BHSOLE01_HPELCN04 | 6 | 0 | 1 | New
HOUETARHNHPELCN04_OLDD_FBHSOLE01_D83 | Residential heating technology - Heat pump, Ground source - apartment complex - existing building - distributed level 0.83 | HOUELC, HOUAMB | HOUETARHN_OLDD_DMD | MKr20 | 2050 | 7.3437 | 0.054684 | 0.30214 | [5 empty] | ETA | D | OLD | 3.3098 |  | RHNHPELC | 5 | 0.83333 | HOUETARHNHPELCN04_OLDD_FBHSOLE01 | 1 | HOUETARHNHPELCN04_OLDD | HOUETARHNBHSOLE01_OLDD | BHSOLE01 | HPELCN04 | ETA_OLDD | BHSOLE01_HPELCN04 | 6 | 0 | 1 | New
HOUETARHNHPELCN03_OLDD_FBHSOLE01_D83 | Residential heating technology - Heat pump, Air-to-water - apartment complex - existing building - distributed level 0.83 | HOUELC, HOUAMB | HOUETARHN_OLDD_DMD | MKr20 | 2020 | 10.9094 | 0.0937 | 0.37506 | [5 empty] | ETA | D | OLD | 2.6662 |  | RHNHPELC | 5 | 0.83333 | HOUETARHNHPELCN03_OLDD_FBHSOLE01 | 1 | HOUETARHNHPELCN03_OLDD | HOUETARHNBHSOLE01_OLDD | BHSOLE01 | HPELCN03 | ETA_OLDD | BHSOLE01_HPELCN03 | 6 | 0 | 1 | New
HOUETARHNHPELCN03_OLDD_FBHSOLE01_D83 | Residential heating technology - Heat pump, Air-to-water - apartment complex - existing building - distributed level 0.83 | HOUELC, HOUAMB | HOUETARHN_OLDD_DMD | MKr20 | 2025 | 9.7685 | 0.093241 | 0.35662 | [5 empty] | ETA | D | OLD | 2.8041 |  | RHNHPELC | 5 | 0.83333 | HOUETARHNHPELCN03_OLDD_FBHSOLE01 | 1 | HOUETARHNHPELCN03_OLDD | HOUETARHNBHSOLE01_OLDD | BHSOLE01 | HPELCN03 | ETA_OLDD | BHSOLE01_HPELCN03 | 6 | 0 | 1 | New
HOUETARHNHPELCN03_OLDD_FBHSOLE01_D83 | Residential heating technology - Heat pump, Air-to-water - apartment complex - existing building - distributed level 0.83 | HOUELC, HOUAMB | HOUETARHN_OLDD_DMD | MKr20 | 2030 | 8.6277 | 0.092739 | 0.3399 | [5 empty] | ETA | D | OLD | 2.942 |  | RHNHPELC | 5 | 0.83333 | HOUETARHNHPELCN03_OLDD_FBHSOLE01 | 1 | HOUETARHNHPELCN03_OLDD | HOUETARHNBHSOLE01_OLDD | BHSOLE01 | HPELCN03 | ETA_OLDD | BHSOLE01_HPELCN03 | 6 | 0 | 1 | New
HOUETARHNHPELCN03_OLDD_FBHSOLE01_D83 | Residential heating technology - Heat pump, Air-to-water - apartment complex - existing building - distributed level 0.83 | HOUELC, HOUAMB | HOUETARHN_OLDD_DMD | MKr20 | 2040 | 7.7275 | 0.091581 | 0.32468 | [5 empty] | ETA | D | OLD | 3.0799 |  | RHNHPELC | 5 | 0.83333 | HOUETARHNHPELCN03_OLDD_FBHSOLE01 | 1 | HOUETARHNHPELCN03_OLDD | HOUETARHNBHSOLE01_OLDD | BHSOLE01 | HPELCN03 | ETA_OLDD | BHSOLE01_HPELCN03 | 6 | 0 | 1 | New
HOUETARHNHPELCN03_OLDD_FBHSOLE01_D83 | Residential heating technology - Heat pump, Air-to-water - apartment complex - existing building - distributed level 0.83 | HOUELC, HOUAMB | HOUETARHN_OLDD_DMD | MKr20 | 2050 | 6.8273 | 0.0904 | 0.31077 | [5 empty] | ETA | D | OLD | 3.2178 |  | RHNHPELC | 5 | 0.83333 | HOUETARHNHPELCN03_OLDD_FBHSOLE01 | 1 | HOUETARHNHPELCN03_OLDD | HOUETARHNBHSOLE01_OLDD | BHSOLE01 | HPELCN03 | ETA_OLDD | BHSOLE01_HPELCN03 | 6 | 0 | 1 | New
HOUETARHNHPELCN02_OLDD_FBHSOLE01_D83 | Residential heating technology - Heat pump, Air-to-air - single-family house - existing building - distributed level 0.83 | HOUELC, HOUAMB | HOUETARHN_OLDD_DMD | MKr20 | 2020 | 4.557 | 0.20009 | 0.22427 | [5 empty] | ETA | D | OLD | 4.459 |  | RHNHPELC | 5 | 0.83333 | HOUETARHNHPELCN02_OLDD_FBHSOLE01 | 1 | HOUETARHNHPELCN02_OLDD | HOUETARHNBHSOLE01_OLDD | BHSOLE01 | HPELCN02 | ETA_OLDD | BHSOLE01_HPELCN02 | 5 | 0 | 1.1 | Unlikely
HOUETARHNHPELCN02_OLDD_FBHSOLE01_D83 | Residential heating technology - Heat pump, Air-to-air - single-family house - existing building - distributed level 0.83 | HOUELC, HOUAMB | HOUETARHN_OLDD_DMD | MKr20 | 2025 | 4.4456 | 0.13594 | 0.21327 | [5 empty] | ETA | D | OLD | 4.6888 |  | RHNHPELC | 5 | 0.83333 | HOUETARHNHPELCN02_OLDD_FBHSOLE01 | 1 | HOUETARHNHPELCN02_OLDD | HOUETARHNBHSOLE01_OLDD | BHSOLE01 | HPELCN02 | ETA_OLDD | BHSOLE01_HPELCN02 | 5 | 0 | 1.1 | Unlikely
HOUETARHNHPELCN02_OLDD_FBHSOLE01_D83 | Residential heating technology - Heat pump, Air-to-air - single-family house - existing building - distributed level 0.83 | HOUELC, HOUAMB | HOUETARHN_OLDD_DMD | MKr20 | 2030 | 4.3342 | 0.13343 | 0.20522 | [5 empty] | ETA | D | OLD | 4.8727 |  | RHNHPELC | 5 | 0.83333 | HOUETARHNHPELCN02_OLDD_FBHSOLE01 | 1 | HOUETARHNHPELCN02_OLDD | HOUETARHNBHSOLE01_OLDD | BHSOLE01 | HPELCN02 | ETA_OLDD | BHSOLE01_HPELCN02 | 5 | 0 | 1.1 | Unlikely
HOUETARHNHPELCN02_OLDD_FBHSOLE01_D83 | Residential heating technology - Heat pump, Air-to-air - single-family house - existing building - distributed level 0.83 | HOUELC, HOUAMB | HOUETARHN_OLDD_DMD | MKr20 | 2040 | 4.1275 | 0.12877 | 0.19776 | [5 empty] | ETA | D | OLD | 5.0566 |  | RHNHPELC | 5 | 0.83333 | HOUETARHNHPELCN02_OLDD_FBHSOLE01 | 1 | HOUETARHNHPELCN02_OLDD | HOUETARHNBHSOLE01_OLDD | BHSOLE01 | HPELCN02 | ETA_OLDD | BHSOLE01_HPELCN02 | 5 | 0 | 1.1 | Unlikely
HOUETARHNHPELCN02_OLDD_FBHSOLE01_D83 | Residential heating technology - Heat pump, Air-to-air - single-family house - existing building - distributed level 0.83 | HOUELC, HOUAMB | HOUETARHN_OLDD_DMD | MKr20 | 2050 | 3.9207 | 0.12411 | 0.19423 | [5 empty] | ETA | D | OLD | 5.1485 |  | RHNHPELC | 5 | 0.83333 | HOUETARHNHPELCN02_OLDD_FBHSOLE01 | 1 | HOUETARHNHPELCN02_OLDD | HOUETARHNBHSOLE01_OLDD | BHSOLE01 | HPELCN02 | ETA_OLDD | BHSOLE01_HPELCN02 | 5 | 0 | 1.1 | Unlikely
HOUETARHNDIELCN06_OLDD_FBHSOLE01_D83 | Residential heating technology - Electric heating - electric panel from Bauhaus - apartment complex - new building - distributed level 0.83 | HOUELC | HOUETARHN_OLDD_DMD | MKr20 | 2020 | 0.70255 | 0 | [6 empty] | ETA | D | OLD |  |  | RHNDIELC | 5 | 0.83333 | HOUETARHNDIELCN06_OLDD_FBHSOLE01 | 1 | HOUETARHNDIELCN06_OLDD | HOUETARHNBHSOLE01_OLDD | BHSOLE01 | DIELCN06 | ETA_OLDD | BHSOLE01_DIELCN06 | 5 | 0 | 1.1 | Unlikely
HOUETARHNDIELCN06_OLDD_FBHSOLE01_D83 | Residential heating technology - Electric heating - electric panel from Bauhaus - apartment complex - new building - distributed level 0.83 | HOUELC | HOUETARHN_OLDD_DMD | MKr20 | 2025 | 0.70255 | 0 | [6 empty] | ETA | D | OLD |  |  | RHNDIELC | 5 | 0.83333 | HOUETARHNDIELCN06_OLDD_FBHSOLE01 | 1 | HOUETARHNDIELCN06_OLDD | HOUETARHNBHSOLE01_OLDD | BHSOLE01 | DIELCN06 | ETA_OLDD | BHSOLE01_DIELCN06 | 5 | 0 | 1.1 | Unlikely
HOUETARHNDIELCN06_OLDD_FBHSOLE01_D83 | Residential heating technology - Electric heating - electric panel from Bauhaus - apartment complex - new building - distributed level 0.83 | HOUELC | HOUETARHN_OLDD_DMD | MKr20 | 2030 | 0.70255 | 0 | [6 empty] | ETA | D | OLD |  |  | RHNDIELC | 5 | 0.83333 | HOUETARHNDIELCN06_OLDD_FBHSOLE01 | 1 | HOUETARHNDIELCN06_OLDD | HOUETARHNBHSOLE01_OLDD | BHSOLE01 | DIELCN06 | ETA_OLDD | BHSOLE01_DIELCN06 | 5 | 0 | 1.1 | Unlikely
HOUETARHNDIELCN06_OLDD_FBHSOLE01_D83 | Residential heating technology - Electric heating - electric panel from Bauhaus - apartment complex - new building - distributed level 0.83 | HOUELC | HOUETARHN_OLDD_DMD | MKr20 | 2040 | 0.70255 | 0 | [6 empty] | ETA | D | OLD |  |  | RHNDIELC | 5 | 0.83333 | HOUETARHNDIELCN06_OLDD_FBHSOLE01 | 1 | HOUETARHNDIELCN06_OLDD | HOUETARHNBHSOLE01_OLDD | BHSOLE01 | DIELCN06 | ETA_OLDD | BHSOLE01_DIELCN06 | 5 | 0 | 1.1 | Unlikely
HOUETARHNDIELCN06_OLDD_FBHSOLE01_D83 | Residential heating technology - Electric heating - electric panel from Bauhaus - apartment complex - new building - distributed level 0.83 | HOUELC | HOUETARHN_OLDD_DMD | MKr20 | 2050 | 0.70255 | 0 | [6 empty] | ETA | D | OLD |  |  | RHNDIELC | 5 | 0.83333 | HOUETARHNDIELCN06_OLDD_FBHSOLE01 | 1 | HOUETARHNDIELCN06_OLDD | HOUETARHNBHSOLE01_OLDD | BHSOLE01 | DIELCN06 | ETA_OLDD | BHSOLE01_DIELCN06 | 5 | 0 | 1.1 | Unlikely
HOUETARHNDIELCN01_OLDD_FBHSOLE01_D83 | Residential heating technology - Electric heating - apartment complex - new building - distributed level 0.83 | HOUELC | HOUETARHN_OLDD_DMD | MKr20 | 2020 | 6.5252 | 0.0026494 | [6 empty] | ETA | D | OLD |  |  | RHNDIELC | 5 | 0.83333 | HOUETARHNDIELCN01_OLDD_FBHSOLE01 | 1 | HOUETARHNDIELCN01_OLDD | HOUETARHNBHSOLE01_OLDD | BHSOLE01 | DIELCN01 | ETA_OLDD | BHSOLE01_DIELCN01 | 5 | 0 | 1.1 | Unlikely
HOUETARHNDIELCN01_OLDD_FBHSOLE01_D83 | Residential heating technology - Electric heating - apartment complex - new building - distributed level 0.83 | HOUELC | HOUETARHN_OLDD_DMD | MKr20 | 2025 | 6.3637 | 0.0025413 | [6 empty] | ETA | D | OLD |  |  | RHNDIELC | 5 | 0.83333 | HOUETARHNDIELCN01_OLDD_FBHSOLE01 | 1 | HOUETARHNDIELCN01_OLDD | HOUETARHNBHSOLE01_OLDD | BHSOLE01 | DIELCN01 | ETA_OLDD | BHSOLE01_DIELCN01 | 5 | 0 | 1.1 | Unlikely
HOUETARHNDIELCN01_OLDD_FBHSOLE01_D83 | Residential heating technology - Electric heating - apartment complex - new building - distributed level 0.83 | HOUELC | HOUETARHN_OLDD_DMD | MKr20 | 2030 | 6.2062 | 0.0024872 | [6 empty] | ETA | D | OLD |  |  | RHNDIELC | 5 | 0.83333 | HOUETARHNDIELCN01_OLDD_FBHSOLE01 | 1 | HOUETARHNDIELCN01_OLDD | HOUETARHNBHSOLE01_OLDD | BHSOLE01 | DIELCN01 | ETA_OLDD | BHSOLE01_DIELCN01 | 5 | 0 | 1.1 | Unlikely
HOUETARHNDIELCN01_OLDD_FBHSOLE01_D83 | Residential heating technology - Electric heating - apartment complex - new building - distributed level 0.83 | HOUELC | HOUETARHN_OLDD_DMD | MKr20 | 2040 | 5.9028 | 0.0023791 | [6 empty] | ETA | D | OLD |  |  | RHNDIELC | 5 | 0.83333 | HOUETARHNDIELCN01_OLDD_FBHSOLE01 | 1 | HOUETARHNDIELCN01_OLDD | HOUETARHNBHSOLE01_OLDD | BHSOLE01 | DIELCN01 | ETA_OLDD | BHSOLE01_DIELCN01 | 5 | 0 | 1.1 | Unlikely
HOUETARHNDIELCN01_OLDD_FBHSOLE01_D83 | Residential heating technology - Electric heating - apartment complex - new building - distributed level 0.83 | HOUELC | HOUETARHN_OLDD_DMD | MKr20 | 2050 | 5.6142 | 0.0022709 | [6 empty] | ETA | D | OLD |  |  | RHNDIELC | 5 | 0.83333 | HOUETARHNDIELCN01_OLDD_FBHSOLE01 | 1 | HOUETARHNDIELCN01_OLDD | HOUETARHNBHSOLE01_OLDD | BHSOLE01 | DIELCN01 | ETA_OLDD | BHSOLE01_DIELCN01 | 5 | 0 | 1.1 | Unlikely
HOUETARHNBHWPEN01_OLDD_FBHSOLE01_D83 | Residential heating technology - Biomass boiler, automatic stoking , wood pellets or wood chips - apartment complex - existing building - distributed level 0.83 | HOUWPE | HOUETARHN_OLDD_DMD | MKr20 | 2020 | 2.3753 | 0.048708 |  | 25 | 14 | 70 | 2 | 4 | ETA | D | OLD |  |  | RHNBHWPE | 5 | 0.83333 | HOUETARHNBHWPEN01_OLDD_FBHSOLE01 | 1 | HOUETARHNBHWPEN01_OLDD | HOUETARHNBHSOLE01_OLDD | BHSOLE01 | BHWPEN01 | ETA_OLDD | BHSOLE01_BHWPEN01 | 5 | 0 | 1.1 | Unlikely
HOUETARHNBHWPEN01_OLDD_FBHSOLE01_D83 | Residential heating technology - Biomass boiler, automatic stoking , wood pellets or wood chips - apartment complex - existing building - distributed level 0.83 | HOUWPE | HOUETARHN_OLDD_DMD | MKr20 | 2025 | 2.3165 | 0.048363 |  | 25 | 14 | 60 | 2 | 4 | ETA | D | OLD |  |  | RHNBHWPE | 5 | 0.83333 | HOUETARHNBHWPEN01_OLDD_FBHSOLE01 | 1 | HOUETARHNBHWPEN01_OLDD | HOUETARHNBHSOLE01_OLDD | BHSOLE01 | BHWPEN01 | ETA_OLDD | BHSOLE01_BHWPEN01 | 5 | 0 | 1.1 | Unlikely
HOUETARHNBHWPEN01_OLDD_FBHSOLE01_D83 | Residential heating technology - Biomass boiler, automatic stoking , wood pellets or wood chips - apartment complex - existing building - distributed level 0.83 | HOUWPE | HOUETARHN_OLDD_DMD | MKr20 | 2030 | 2.2591 | 0.048579 |  | 25 | 11 | 50 | 1 | 4 | ETA | D | OLD |  |  | RHNBHWPE | 5 | 0.83333 | HOUETARHNBHWPEN01_OLDD_FBHSOLE01 | 1 | HOUETARHNBHWPEN01_OLDD | HOUETARHNBHSOLE01_OLDD | BHSOLE01 | BHWPEN01 | ETA_OLDD | BHSOLE01_BHWPEN01 | 5 | 0 | 1.1 | Unlikely
HOUETARHNBHWPEN01_OLDD_FBHSOLE01_D83 | Residential heating technology - Biomass boiler, automatic stoking , wood pellets or wood chips - apartment complex - existing building - distributed level 0.83 | HOUWPE | HOUETARHN_OLDD_DMD | MKr20 | 2040 | 2.1487 | 0.047028 |  | 25 | 9 | 45 | 1 | 4 | ETA | D | OLD |  |  | RHNBHWPE | 5 | 0.83333 | HOUETARHNBHWPEN01_OLDD_FBHSOLE01 | 1 | HOUETARHNBHWPEN01_OLDD | HOUETARHNBHSOLE01_OLDD | BHSOLE01 | BHWPEN01 | ETA_OLDD | BHSOLE01_BHWPEN01 | 5 | 0 | 1.1 | Unlikely
HOUETARHNBHWPEN01_OLDD_FBHSOLE01_D83 | Residential heating technology - Biomass boiler, automatic stoking , wood pellets or wood chips - apartment complex - existing building - distributed level 0.83 | HOUWPE | HOUETARHN_OLDD_DMD | MKr20 | 2050 | 2.0436 | 0.045004 |  | 25 | 9 | 40 | 0 | 4 | ETA | D | OLD |  |  | RHNBHWPE | 5 | 0.83333 | HOUETARHNBHWPEN01_OLDD_FBHSOLE01 | 1 | HOUETARHNBHWPEN01_OLDD | HOUETARHNBHSOLE01_OLDD | BHSOLE01 | BHWPEN01 | ETA_OLDD | BHSOLE01_BHWPEN01 | 5 | 0 | 1.1 | Unlikely
HOUETARHNBHSOLN01_OLDD_FBHSOLE01_D83 | Residential heating technology - Solar heating system - apartment complex - existing building - distributed level 0.83 | HOUSOL | HOUETARHN_OLDD_DMD | MKr20 | 2020 | 4.5048 | 0.025768 | [6 empty] | ETA | D | OLD |  |  | RHNBHSOL | 5 | 0.83333 | HOUETARHNBHSOLN01_OLDD_FBHSOLE01 | 1 | HOUETARHNBHSOLN01_OLDD | HOUETARHNBHSOLE01_OLDD | BHSOLE01 | BHSOLN01 | ETA_OLDD | BHSOLE01_BHSOLN01 | 2 | 0 | 0.9 | Same
HOUETARHNBHSOLN01_OLDD_FBHSOLE01_D83 | Residential heating technology - Solar heating system - apartment complex - existing building - distributed level 0.83 | HOUSOL | HOUETARHN_OLDD_DMD | MKr20 | 2025 | 4.3102 | 0.027313 | [6 empty] | ETA | D | OLD |  |  | RHNBHSOL | 5 | 0.83333 | HOUETARHNBHSOLN01_OLDD_FBHSOLE01 | 1 | HOUETARHNBHSOLN01_OLDD | HOUETARHNBHSOLE01_OLDD | BHSOLE01 | BHSOLN01 | ETA_OLDD | BHSOLE01_BHSOLN01 | 2 | 0 | 0.9 | Same
HOUETARHNBHSOLN01_OLDD_FBHSOLE01_D83 | Residential heating technology - Solar heating system - apartment complex - existing building - distributed level 0.83 | HOUSOL | HOUETARHN_OLDD_DMD | MKr20 | 2030 | 4.1155 | 0.0279 | [6 empty] | ETA | D | OLD |  |  | RHNBHSOL | 5 | 0.83333 | HOUETARHNBHSOLN01_OLDD_FBHSOLE01 | 1 | HOUETARHNBHSOLN01_OLDD | HOUETARHNBHSOLE01_OLDD | BHSOLE01 | BHSOLN01 | ETA_OLDD | BHSOLE01_BHSOLN01 | 2 | 0 | 0.9 | Same
HOUETARHNBHSOLN01_OLDD_FBHSOLE01_D83 | Residential heating technology - Solar heating system - apartment complex - existing building - distributed level 0.83 | HOUSOL | HOUETARHN_OLDD_DMD | MKr20 | 2040 | 3.9209 | 0.027143 | [6 empty] | ETA | D | OLD |  |  | RHNBHSOL | 5 | 0.83333 | HOUETARHNBHSOLN01_OLDD_FBHSOLE01 | 1 | HOUETARHNBHSOLN01_OLDD | HOUETARHNBHSOLE01_OLDD | BHSOLE01 | BHSOLN01 | ETA_OLDD | BHSOLE01_BHSOLN01 | 2 | 0 | 0.9 | Same
HOUETARHNBHSOLN01_OLDD_FBHSOLE01_D83 | Residential heating technology - Solar heating system - apartment complex - existing building - distributed level 0.83 | HOUSOL | HOUETARHN_OLDD_DMD | MKr20 | 2050 | 3.7262 | 0.025768 | [6 empty] | ETA | D | OLD |  |  | RHNBHSOL | 5 | 0.83333 | HOUETARHNBHSOLN01_OLDD_FBHSOLE01 | 1 | HOUETARHNBHSOLN01_OLDD | HOUETARHNBHSOLE01_OLDD | BHSOLE01 | BHSOLN01 | ETA_OLDD | BHSOLE01_BHSOLN01 | 2 | 0 | 0.9 | Same
HOUETARHNBHDHDN03_OLDD_FBHSOLE01_D83 | Residential heating technology - Direct district heating substation - plus connection pipe - apartment complex - existing building - distributed level 0.83 | HOUDHD | HOUETARHN_OLDD_DMD | MKr20 | 2020 | 0.35289 | 0.0019206 | [6 empty] | ETA | D | OLD |  |  | RHNBHDHD | 5 | 0.83333 | HOUETARHNBHDHDN03_OLDD_FBHSOLE01 | 1 | HOUETARHNBHDHDN03_OLDD | HOUETARHNBHSOLE01_OLDD | BHSOLE01 | BHDHDN03 | ETA_OLDD | BHSOLE01_BHDHDN03 | 6 | 0 | 1 | New
HOUETARHNBHDHDN03_OLDD_FBHSOLE01_D83 | Residential heating technology - Direct district heating substation - plus connection pipe - apartment complex - existing building - distributed level 0.83 | HOUDHD | HOUETARHN_OLDD_DMD | MKr20 | 2025 | 0.3463 | 0.0019465 | [6 empty] | ETA | D | OLD |  |  | RHNBHDHD | 5 | 0.83333 | HOUETARHNBHDHDN03_OLDD_FBHSOLE01 | 1 | HOUETARHNBHDHDN03_OLDD | HOUETARHNBHSOLE01_OLDD | BHSOLE01 | BHDHDN03 | ETA_OLDD | BHSOLE01_BHDHDN03 | 6 | 0 | 1 | New
HOUETARHNBHDHDN03_OLDD_FBHSOLE01_D83 | Residential heating technology - Direct district heating substation - plus connection pipe - apartment complex - existing building - distributed level 0.83 | HOUDHD | HOUETARHN_OLDD_DMD | MKr20 | 2030 | 0.33987 | 0.0019179 | [6 empty] | ETA | D | OLD |  |  | RHNBHDHD | 5 | 0.83333 | HOUETARHNBHDHDN03_OLDD_FBHSOLE01 | 1 | HOUETARHNBHDHDN03_OLDD | HOUETARHNBHSOLE01_OLDD | BHSOLE01 | BHDHDN03 | ETA_OLDD | BHSOLE01_BHDHDN03 | 6 | 0 | 1 | New
HOUETARHNBHDHDN03_OLDD_FBHSOLE01_D83 | Residential heating technology - Direct district heating substation - plus connection pipe - apartment complex - existing building - distributed level 0.83 | HOUDHD | HOUETARHN_OLDD_DMD | MKr20 | 2040 | 0.32748 | 0.0018597 | [6 empty] | ETA | D | OLD |  |  | RHNBHDHD | 5 | 0.83333 | HOUETARHNBHDHDN03_OLDD_FBHSOLE01 | 1 | HOUETARHNBHDHDN03_OLDD | HOUETARHNBHSOLE01_OLDD | BHSOLE01 | BHDHDN03 | ETA_OLDD | BHSOLE01_BHDHDN03 | 6 | 0 | 1 | New
HOUETARHNBHDHDN03_OLDD_FBHSOLE01_D83 | Residential heating technology - Direct district heating substation - plus connection pipe - apartment complex - existing building - distributed level 0.83 | HOUDHD | HOUETARHN_OLDD_DMD | MKr20 | 2050 | 0.3157 | 0.0017854 | [6 empty] | ETA | D | OLD |  |  | RHNBHDHD | 5 | 0.83333 | HOUETARHNBHDHDN03_OLDD_FBHSOLE01 | 1 | HOUETARHNBHDHDN03_OLDD | HOUETARHNBHSOLE01_OLDD | BHSOLE01 | BHDHDN03 | ETA_OLDD | BHSOLE01_BHDHDN03 | 6 | 0 | 1 | New
HOUETARHNHPELCN05_OLDI_FBHSOLE01_D83 | Residential heating technology - Heat pump, Air-to-water - leasing - apartment complex - existing building - distributed level 0.83 | HOUELC, HOUAMB | HOUETARHN_OLDI_DMD | MKr20 | 2020 | 6.0002 | 0.39127 | 0.37506 | [5 empty] | ETA | I | OLD | 2.6662 |  | RHNHPELC | 5 | 0.83333 | HOUETARHNHPELCN05_OLDI_FBHSOLE01 | 1 | HOUETARHNHPELCN05_OLDI | HOUETARHNBHSOLE01_OLDI | BHSOLE01 | HPELCN05 | ETA_OLDI | BHSOLE01_HPELCN05 | 5 | 0 | 1.1 | Unlikely
HOUETARHNHPELCN05_OLDI_FBHSOLE01_D83 | Residential heating technology - Heat pump, Air-to-water - leasing - apartment complex - existing building - distributed level 0.83 | HOUELC, HOUAMB | HOUETARHN_OLDI_DMD | MKr20 | 2025 | 5.3727 | 0.35969 | 0.35662 | [5 empty] | ETA | I | OLD | 2.8041 |  | RHNHPELC | 5 | 0.83333 | HOUETARHNHPELCN05_OLDI_FBHSOLE01 | 1 | HOUETARHNHPELCN05_OLDI | HOUETARHNBHSOLE01_OLDI | BHSOLE01 | HPELCN05 | ETA_OLDI | BHSOLE01_HPELCN05 | 5 | 0 | 1.1 | Unlikely
HOUETARHNHPELCN05_OLDI_FBHSOLE01_D83 | Residential heating technology - Heat pump, Air-to-water - leasing - apartment complex - existing building - distributed level 0.83 | HOUELC, HOUAMB | HOUETARHN_OLDI_DMD | MKr20 | 2030 | 4.7452 | 0.32807 | 0.3399 | [5 empty] | ETA | I | OLD | 2.942 |  | RHNHPELC | 5 | 0.83333 | HOUETARHNHPELCN05_OLDI_FBHSOLE01 | 1 | HOUETARHNHPELCN05_OLDI | HOUETARHNBHSOLE01_OLDI | BHSOLE01 | HPELCN05 | ETA_OLDI | BHSOLE01_HPELCN05 | 5 | 0 | 1.1 | Unlikely
HOUETARHNHPELCN05_OLDI_FBHSOLE01_D83 | Residential heating technology - Heat pump, Air-to-water - leasing - apartment complex - existing building - distributed level 0.83 | HOUELC, HOUAMB | HOUETARHN_OLDI_DMD | MKr20 | 2040 | 4.2501 | 0.30236 | 0.32468 | [5 empty] | ETA | I | OLD | 3.0799 |  | RHNHPELC | 5 | 0.83333 | HOUETARHNHPELCN05_OLDI_FBHSOLE01 | 1 | HOUETARHNHPELCN05_OLDI | HOUETARHNBHSOLE01_OLDI | BHSOLE01 | HPELCN05 | ETA_OLDI | BHSOLE01_HPELCN05 | 5 | 0 | 1.1 | Unlikely
HOUETARHNHPELCN05_OLDI_FBHSOLE01_D83 | Residential heating technology - Heat pump, Air-to-water - leasing - apartment complex - existing building - distributed level 0.83 | HOUELC, HOUAMB | HOUETARHN_OLDI_DMD | MKr20 | 2050 | 3.755 | 0.27662 | 0.31077 | [5 empty] | ETA | I | OLD | 3.2178 |  | RHNHPELC | 5 | 0.83333 | HOUETARHNHPELCN05_OLDI_FBHSOLE01 | 1 | HOUETARHNHPELCN05_OLDI | HOUETARHNBHSOLE01_OLDI | BHSOLE01 | HPELCN05 | ETA_OLDI | BHSOLE01_HPELCN05 | 5 | 0 | 1.1 | Unlikely
HOUETARHNHPELCN04_OLDI_FBHSOLE01_D83 | Residential heating technology - Heat pump, Ground source - apartment complex - existing building - distributed level 0.83 | HOUELC, HOUAMB | HOUETARHN_OLDI_DMD | MKr20 | 2020 | 10.1643 | 0.057983 | 0.3399 | [5 empty] | ETA | I | OLD | 2.942 |  | RHNHPELC | 5 | 0.83333 | HOUETARHNHPELCN04_OLDI_FBHSOLE01 | 1 | HOUETARHNHPELCN04_OLDI | HOUETARHNBHSOLE01_OLDI | BHSOLE01 | HPELCN04 | ETA_OLDI | BHSOLE01_HPELCN04 | 6 | 0 | 1 | New
HOUETARHNHPELCN04_OLDI_FBHSOLE01_D83 | Residential heating technology - Heat pump, Ground source - apartment complex - existing building - distributed level 0.83 | HOUELC, HOUAMB | HOUETARHN_OLDI_DMD | MKr20 | 2025 | 9.402 | 0.057525 | 0.3296 | [5 empty] | ETA | I | OLD | 3.034 |  | RHNHPELC | 5 | 0.83333 | HOUETARHNHPELCN04_OLDI_FBHSOLE01 | 1 | HOUETARHNHPELCN04_OLDI | HOUETARHNBHSOLE01_OLDI | BHSOLE01 | HPELCN04 | ETA_OLDI | BHSOLE01_HPELCN04 | 6 | 0 | 1 | New
HOUETARHNHPELCN04_OLDI_FBHSOLE01_D83 | Residential heating technology - Heat pump, Ground source - apartment complex - existing building - distributed level 0.83 | HOUELC, HOUAMB | HOUETARHN_OLDI_DMD | MKr20 | 2030 | 8.6397 | 0.057023 | 0.31991 | [5 empty] | ETA | I | OLD | 3.1259 |  | RHNHPELC | 5 | 0.83333 | HOUETARHNHPELCN04_OLDI_FBHSOLE01 | 1 | HOUETARHNHPELCN04_OLDI | HOUETARHNBHSOLE01_OLDI | BHSOLE01 | HPELCN04 | ETA_OLDI | BHSOLE01_HPELCN04 | 6 | 0 | 1 | New
HOUETARHNHPELCN04_OLDI_FBHSOLE01_D83 | Residential heating technology - Heat pump, Ground source - apartment complex - existing building - distributed level 0.83 | HOUELC, HOUAMB | HOUETARHN_OLDI_DMD | MKr20 | 2040 | 7.9917 | 0.055864 | 0.30639 | [5 empty] | ETA | I | OLD | 3.2638 |  | RHNHPELC | 5 | 0.83333 | HOUETARHNHPELCN04_OLDI_FBHSOLE01 | 1 | HOUETARHNHPELCN04_OLDI | HOUETARHNBHSOLE01_OLDI | BHSOLE01 | HPELCN04 | ETA_OLDI | BHSOLE01_HPELCN04 | 6 | 0 | 1 | New
HOUETARHNHPELCN04_OLDI_FBHSOLE01_D83 | Residential heating technology - Heat pump, Ground source - apartment complex - existing building - distributed level 0.83 | HOUELC, HOUAMB | HOUETARHN_OLDI_DMD | MKr20 | 2050 | 7.3437 | 0.054684 | 0.30214 | [5 empty] | ETA | I | OLD | 3.3098 |  | RHNHPELC | 5 | 0.83333 | HOUETARHNHPELCN04_OLDI_FBHSOLE01 | 1 | HOUETARHNHPELCN04_OLDI | HOUETARHNBHSOLE01_OLDI | BHSOLE01 | HPELCN04 | ETA_OLDI | BHSOLE01_HPELCN04 | 6 | 0 | 1 | New
HOUETARHNHPELCN03_OLDI_FBHSOLE01_D83 | Residential heating technology - Heat pump, Air-to-water - apartment complex - existing building - distributed level 0.83 | HOUELC, HOUAMB | HOUETARHN_OLDI_DMD | MKr20 | 2020 | 10.9094 | 0.0937 | 0.37506 | [5 empty] | ETA | I | OLD | 2.6662 |  | RHNHPELC | 5 | 0.83333 | HOUETARHNHPELCN03_OLDI_FBHSOLE01 | 1 | HOUETARHNHPELCN03_OLDI | HOUETARHNBHSOLE01_OLDI | BHSOLE01 | HPELCN03 | ETA_OLDI | BHSOLE01_HPELCN03 | 6 | 0 | 1 | New
HOUETARHNHPELCN03_OLDI_FBHSOLE01_D83 | Residential heating technology - Heat pump, Air-to-water - apartment complex - existing building - distributed level 0.83 | HOUELC, HOUAMB | HOUETARHN_OLDI_DMD | MKr20 | 2025 | 9.7685 | 0.093241 | 0.35662 | [5 empty] | ETA | I | OLD | 2.8041 |  | RHNHPELC | 5 | 0.83333 | HOUETARHNHPELCN03_OLDI_FBHSOLE01 | 1 | HOUETARHNHPELCN03_OLDI | HOUETARHNBHSOLE01_OLDI | BHSOLE01 | HPELCN03 | ETA_OLDI | BHSOLE01_HPELCN03 | 6 | 0 | 1 | New
HOUETARHNHPELCN03_OLDI_FBHSOLE01_D83 | Residential heating technology - Heat pump, Air-to-water - apartment complex - existing building - distributed level 0.83 | HOUELC, HOUAMB | HOUETARHN_OLDI_DMD | MKr20 | 2030 | 8.6277 | 0.092739 | 0.3399 | [5 empty] | ETA | I | OLD | 2.942 |  | RHNHPELC | 5 | 0.83333 | HOUETARHNHPELCN03_OLDI_FBHSOLE01 | 1 | HOUETARHNHPELCN03_OLDI | HOUETARHNBHSOLE01_OLDI | BHSOLE01 | HPELCN03 | ETA_OLDI | BHSOLE01_HPELCN03 | 6 | 0 | 1 | New
HOUETARHNHPELCN03_OLDI_FBHSOLE01_D83 | Residential heating technology - Heat pump, Air-to-water - apartment complex - existing building - distributed level 0.83 | HOUELC, HOUAMB | HOUETARHN_OLDI_DMD | MKr20 | 2040 | 7.7275 | 0.091581 | 0.32468 | [5 empty] | ETA | I | OLD | 3.0799 |  | RHNHPELC | 5 | 0.83333 | HOUETARHNHPELCN03_OLDI_FBHSOLE01 | 1 | HOUETARHNHPELCN03_OLDI | HOUETARHNBHSOLE01_OLDI | BHSOLE01 | HPELCN03 | ETA_OLDI | BHSOLE01_HPELCN03 | 6 | 0 | 1 | New
HOUETARHNHPELCN03_OLDI_FBHSOLE01_D83 | Residential heating technology - Heat pump, Air-to-water - apartment complex - existing building - distributed level 0.83 | HOUELC, HOUAMB | HOUETARHN_OLDI_DMD | MKr20 | 2050 | 6.8273 | 0.0904 | 0.31077 | [5 empty] | ETA | I | OLD | 3.2178 |  | RHNHPELC | 5 | 0.83333 | HOUETARHNHPELCN03_OLDI_FBHSOLE01 | 1 | HOUETARHNHPELCN03_OLDI | HOUETARHNBHSOLE01_OLDI | BHSOLE01 | HPELCN03 | ETA_OLDI | BHSOLE01_HPELCN03 | 6 | 0 | 1 | New
HOUETARHNHPELCN02_OLDI_FBHSOLE01_D83 | Residential heating technology - Heat pump, Air-to-air - single-family house - existing building - distributed level 0.83 | HOUELC, HOUAMB | HOUETARHN_OLDI_DMD | MKr20 | 2020 | 4.557 | 0.20009 | 0.22427 | [5 empty] | ETA | I | OLD | 4.459 |  | RHNHPELC | 5 | 0.83333 | HOUETARHNHPELCN02_OLDI_FBHSOLE01 | 1 | HOUETARHNHPELCN02_OLDI | HOUETARHNBHSOLE01_OLDI | BHSOLE01 | HPELCN02 | ETA_OLDI | BHSOLE01_HPELCN02 | 5 | 0 | 1.1 | Unlikely
HOUETARHNHPELCN02_OLDI_FBHSOLE01_D83 | Residential heating technology - Heat pump, Air-to-air - single-family house - existing building - distributed level 0.83 | HOUELC, HOUAMB | HOUETARHN_OLDI_DMD | MKr20 | 2025 | 4.4456 | 0.13594 | 0.21327 | [5 empty] | ETA | I | OLD | 4.6888 |  | RHNHPELC | 5 | 0.83333 | HOUETARHNHPELCN02_OLDI_FBHSOLE01 | 1 | HOUETARHNHPELCN02_OLDI | HOUETARHNBHSOLE01_OLDI | BHSOLE01 | HPELCN02 | ETA_OLDI | BHSOLE01_HPELCN02 | 5 | 0 | 1.1 | Unlikely
HOUETARHNHPELCN02_OLDI_FBHSOLE01_D83 | Residential heating technology - Heat pump, Air-to-air - single-family house - existing building - distributed level 0.83 | HOUELC, HOUAMB | HOUETARHN_OLDI_DMD | MKr20 | 2030 | 4.3342 | 0.13343 | 0.20522 | [5 empty] | ETA | I | OLD | 4.8727 |  | RHNHPELC | 5 | 0.83333 | HOUETARHNHPELCN02_OLDI_FBHSOLE01 | 1 | HOUETARHNHPELCN02_OLDI | HOUETARHNBHSOLE01_OLDI | BHSOLE01 | HPELCN02 | ETA_OLDI | BHSOLE01_HPELCN02 | 5 | 0 | 1.1 | Unlikely
HOUETARHNHPELCN02_OLDI_FBHSOLE01_D83 | Residential heating technology - Heat pump, Air-to-air - single-family house - existing building - distributed level 0.83 | HOUELC, HOUAMB | HOUETARHN_OLDI_DMD | MKr20 | 2040 | 4.1275 | 0.12877 | 0.19776 | [5 empty] | ETA | I | OLD | 5.0566 |  | RHNHPELC | 5 | 0.83333 | HOUETARHNHPELCN02_OLDI_FBHSOLE01 | 1 | HOUETARHNHPELCN02_OLDI | HOUETARHNBHSOLE01_OLDI | BHSOLE01 | HPELCN02 | ETA_OLDI | BHSOLE01_HPELCN02 | 5 | 0 | 1.1 | Unlikely
HOUETARHNHPELCN02_OLDI_FBHSOLE01_D83 | Residential heating technology - Heat pump, Air-to-air - single-family house - existing building - distributed level 0.83 | HOUELC, HOUAMB | HOUETARHN_OLDI_DMD | MKr20 | 2050 | 3.9207 | 0.12411 | 0.19423 | [5 empty] | ETA | I | OLD | 5.1485 |  | RHNHPELC | 5 | 0.83333 | HOUETARHNHPELCN02_OLDI_FBHSOLE01 | 1 | HOUETARHNHPELCN02_OLDI | HOUETARHNBHSOLE01_OLDI | BHSOLE01 | HPELCN02 | ETA_OLDI | BHSOLE01_HPELCN02 | 5 | 0 | 1.1 | Unlikely
HOUETARHNDIELCN06_OLDI_FBHSOLE01_D83 | Residential heating technology - Electric heating - electric panel from Bauhaus - apartment complex - new building - distributed level 0.83 | HOUELC | HOUETARHN_OLDI_DMD | MKr20 | 2020 | 0.70255 | 0 | [6 empty] | ETA | I | OLD |  |  | RHNDIELC | 5 | 0.83333 | HOUETARHNDIELCN06_OLDI_FBHSOLE01 | 1 | HOUETARHNDIELCN06_OLDI | HOUETARHNBHSOLE01_OLDI | BHSOLE01 | DIELCN06 | ETA_OLDI | BHSOLE01_DIELCN06 | 5 | 0 | 1.1 | Unlikely
HOUETARHNDIELCN06_OLDI_FBHSOLE01_D83 | Residential heating technology - Electric heating - electric panel from Bauhaus - apartment complex - new building - distributed level 0.83 | HOUELC | HOUETARHN_OLDI_DMD | MKr20 | 2025 | 0.70255 | 0 | [6 empty] | ETA | I | OLD |  |  | RHNDIELC | 5 | 0.83333 | HOUETARHNDIELCN06_OLDI_FBHSOLE01 | 1 | HOUETARHNDIELCN06_OLDI | HOUETARHNBHSOLE01_OLDI | BHSOLE01 | DIELCN06 | ETA_OLDI | BHSOLE01_DIELCN06 | 5 | 0 | 1.1 | Unlikely
HOUETARHNDIELCN06_OLDI_FBHSOLE01_D83 | Residential heating technology - Electric heating - electric panel from Bauhaus - apartment complex - new building - distributed level 0.83 | HOUELC | HOUETARHN_OLDI_DMD | MKr20 | 2030 | 0.70255 | 0 | [6 empty] | ETA | I | OLD |  |  | RHNDIELC | 5 | 0.83333 | HOUETARHNDIELCN06_OLDI_FBHSOLE01 | 1 | HOUETARHNDIELCN06_OLDI | HOUETARHNBHSOLE01_OLDI | BHSOLE01 | DIELCN06 | ETA_OLDI | BHSOLE01_DIELCN06 | 5 | 0 | 1.1 | Unlikely
HOUETARHNDIELCN06_OLDI_FBHSOLE01_D83 | Residential heating technology - Electric heating - electric panel from Bauhaus - apartment complex - new building - distributed level 0.83 | HOUELC | HOUETARHN_OLDI_DMD | MKr20 | 2040 | 0.70255 | 0 | [6 empty] | ETA | I | OLD |  |  | RHNDIELC | 5 | 0.83333 | HOUETARHNDIELCN06_OLDI_FBHSOLE01 | 1 | HOUETARHNDIELCN06_OLDI | HOUETARHNBHSOLE01_OLDI | BHSOLE01 | DIELCN06 | ETA_OLDI | BHSOLE01_DIELCN06 | 5 | 0 | 1.1 | Unlikely
HOUETARHNDIELCN06_OLDI_FBHSOLE01_D83 | Residential heating technology - Electric heating - electric panel from Bauhaus - apartment complex - new building - distributed level 0.83 | HOUELC | HOUETARHN_OLDI_DMD | MKr20 | 2050 | 0.70255 | 0 | [6 empty] | ETA | I | OLD |  |  | RHNDIELC | 5 | 0.83333 | HOUETARHNDIELCN06_OLDI_FBHSOLE01 | 1 | HOUETARHNDIELCN06_OLDI | HOUETARHNBHSOLE01_OLDI | BHSOLE01 | DIELCN06 | ETA_OLDI | BHSOLE01_DIELCN06 | 5 | 0 | 1.1 | Unlikely
HOUETARHNDIELCN01_OLDI_FBHSOLE01_D83 | Residential heating technology - Electric heating - apartment complex - new building - distributed level 0.83 | HOUELC | HOUETARHN_OLDI_DMD | MKr20 | 2020 | 6.5252 | 0.0026494 | [6 empty] | ETA | I | OLD |  |  | RHNDIELC | 5 | 0.83333 | HOUETARHNDIELCN01_OLDI_FBHSOLE01 | 1 | HOUETARHNDIELCN01_OLDI | HOUETARHNBHSOLE01_OLDI | BHSOLE01 | DIELCN01 | ETA_OLDI | BHSOLE01_DIELCN01 | 5 | 0 | 1.1 | Unlikely
HOUETARHNDIELCN01_OLDI_FBHSOLE01_D83 | Residential heating technology - Electric heating - apartment complex - new building - distributed level 0.83 | HOUELC | HOUETARHN_OLDI_DMD | MKr20 | 2025 | 6.3637 | 0.0025413 | [6 empty] | ETA | I | OLD |  |  | RHNDIELC | 5 | 0.83333 | HOUETARHNDIELCN01_OLDI_FBHSOLE01 | 1 | HOUETARHNDIELCN01_OLDI | HOUETARHNBHSOLE01_OLDI | BHSOLE01 | DIELCN01 | ETA_OLDI | BHSOLE01_DIELCN01 | 5 | 0 | 1.1 | Unlikely
HOUETARHNDIELCN01_OLDI_FBHSOLE01_D83 | Residential heating technology - Electric heating - apartment complex - new building - distributed level 0.83 | HOUELC | HOUETARHN_OLDI_DMD | MKr20 | 2030 | 6.2062 | 0.0024872 | [6 empty] | ETA | I | OLD |  |  | RHNDIELC | 5 | 0.83333 | HOUETARHNDIELCN01_OLDI_FBHSOLE01 | 1 | HOUETARHNDIELCN01_OLDI | HOUETARHNBHSOLE01_OLDI | BHSOLE01 | DIELCN01 | ETA_OLDI | BHSOLE01_DIELCN01 | 5 | 0 | 1.1 | Unlikely
HOUETARHNDIELCN01_OLDI_FBHSOLE01_D83 | Residential heating technology - Electric heating - apartment complex - new building - distributed level 0.83 | HOUELC | HOUETARHN_OLDI_DMD | MKr20 | 2040 | 5.9028 | 0.0023791 | [6 empty] | ETA | I | OLD |  |  | RHNDIELC | 5 | 0.83333 | HOUETARHNDIELCN01_OLDI_FBHSOLE01 | 1 | HOUETARHNDIELCN01_OLDI | HOUETARHNBHSOLE01_OLDI | BHSOLE01 | DIELCN01 | ETA_OLDI | BHSOLE01_DIELCN01 | 5 | 0 | 1.1 | Unlikely
HOUETARHNDIELCN01_OLDI_FBHSOLE01_D83 | Residential heating technology - Electric heating - apartment complex - new building - distributed level 0.83 | HOUELC | HOUETARHN_OLDI_DMD | MKr20 | 2050 | 5.6142 | 0.0022709 | [6 empty] | ETA | I | OLD |  |  | RHNDIELC | 5 | 0.83333 | HOUETARHNDIELCN01_OLDI_FBHSOLE01 | 1 | HOUETARHNDIELCN01_OLDI | HOUETARHNBHSOLE01_OLDI | BHSOLE01 | DIELCN01 | ETA_OLDI | BHSOLE01_DIELCN01 | 5 | 0 | 1.1 | Unlikely
HOUETARHNBHWPEN01_OLDI_FBHSOLE01_D83 | Residential heating technology - Biomass boiler, automatic stoking , wood pellets or wood chips - apartment complex - existing building - distributed level 0.83 | HOUWPE | HOUETARHN_OLDI_DMD | MKr20 | 2020 | 1.8271 | 0.032472 |  | 25 | 14 | 70 | 2 | 4 | ETA | I | OLD |  |  | RHNBHWPE | 5 | 0.83333 | HOUETARHNBHWPEN01_OLDI_FBHSOLE01 | 1 | HOUETARHNBHWPEN01_OLDI | HOUETARHNBHSOLE01_OLDI | BHSOLE01 | BHWPEN01 | ETA_OLDI | BHSOLE01_BHWPEN01 | 5 | 0 | 1.1 | Unlikely
HOUETARHNBHWPEN01_OLDI_FBHSOLE01_D83 | Residential heating technology - Biomass boiler, automatic stoking , wood pellets or wood chips - apartment complex - existing building - distributed level 0.83 | HOUWPE | HOUETARHN_OLDI_DMD | MKr20 | 2025 | 1.7819 | 0.032242 |  | 25 | 14 | 60 | 2 | 4 | ETA | I | OLD |  |  | RHNBHWPE | 5 | 0.83333 | HOUETARHNBHWPEN01_OLDI_FBHSOLE01 | 1 | HOUETARHNBHWPEN01_OLDI | HOUETARHNBHSOLE01_OLDI | BHSOLE01 | BHWPEN01 | ETA_OLDI | BHSOLE01_BHWPEN01 | 5 | 0 | 1.1 | Unlikely
HOUETARHNBHWPEN01_OLDI_FBHSOLE01_D83 | Residential heating technology - Biomass boiler, automatic stoking , wood pellets or wood chips - apartment complex - existing building - distributed level 0.83 | HOUWPE | HOUETARHN_OLDI_DMD | MKr20 | 2030 | 1.7378 | 0.032386 |  | 25 | 11 | 50 | 1 | 4 | ETA | I | OLD |  |  | RHNBHWPE | 5 | 0.83333 | HOUETARHNBHWPEN01_OLDI_FBHSOLE01 | 1 | HOUETARHNBHWPEN01_OLDI | HOUETARHNBHSOLE01_OLDI | BHSOLE01 | BHWPEN01 | ETA_OLDI | BHSOLE01_BHWPEN01 | 5 | 0 | 1.1 | Unlikely
HOUETARHNBHWPEN01_OLDI_FBHSOLE01_D83 | Residential heating technology - Biomass boiler, automatic stoking , wood pellets or wood chips - apartment complex - existing building - distributed level 0.83 | HOUWPE | HOUETARHN_OLDI_DMD | MKr20 | 2040 | 1.6528 | 0.031352 |  | 25 | 9 | 45 | 1 | 4 | ETA | I | OLD |  |  | RHNBHWPE | 5 | 0.83333 | HOUETARHNBHWPEN01_OLDI_FBHSOLE01 | 1 | HOUETARHNBHWPEN01_OLDI | HOUETARHNBHSOLE01_OLDI | BHSOLE01 | BHWPEN01 | ETA_OLDI | BHSOLE01_BHWPEN01 | 5 | 0 | 1.1 | Unlikely
HOUETARHNBHWPEN01_OLDI_FBHSOLE01_D83 | Residential heating technology - Biomass boiler, automatic stoking , wood pellets or wood chips - apartment complex - existing building - distributed level 0.83 | HOUWPE | HOUETARHN_OLDI_DMD | MKr20 | 2050 | 1.572 | 0.030002 |  | 25 | 9 | 40 | 0 | 4 | ETA | I | OLD |  |  | RHNBHWPE | 5 | 0.83333 | HOUETARHNBHWPEN01_OLDI_FBHSOLE01 | 1 | HOUETARHNBHWPEN01_OLDI | HOUETARHNBHSOLE01_OLDI | BHSOLE01 | BHWPEN01 | ETA_OLDI | BHSOLE01_BHWPEN01 | 5 | 0 | 1.1 | Unlikely
HOUETARHNBHSOLN01_OLDI_FBHSOLE01_D83 | Residential heating technology - Solar heating system - apartment complex - existing building - distributed level 0.83 | HOUSOL | HOUETARHN_OLDI_DMD | MKr20 | 2020 | 4.5048 | 0.025768 | [6 empty] | ETA | I | OLD |  |  | RHNBHSOL | 5 | 0.83333 | HOUETARHNBHSOLN01_OLDI_FBHSOLE01 | 1 | HOUETARHNBHSOLN01_OLDI | HOUETARHNBHSOLE01_OLDI | BHSOLE01 | BHSOLN01 | ETA_OLDI | BHSOLE01_BHSOLN01 | 2 | 0 | 0.9 | Same
HOUETARHNBHSOLN01_OLDI_FBHSOLE01_D83 | Residential heating technology - Solar heating system - apartment complex - existing building - distributed level 0.83 | HOUSOL | HOUETARHN_OLDI_DMD | MKr20 | 2025 | 4.3102 | 0.027313 | [6 empty] | ETA | I | OLD |  |  | RHNBHSOL | 5 | 0.83333 | HOUETARHNBHSOLN01_OLDI_FBHSOLE01 | 1 | HOUETARHNBHSOLN01_OLDI | HOUETARHNBHSOLE01_OLDI | BHSOLE01 | BHSOLN01 | ETA_OLDI | BHSOLE01_BHSOLN01 | 2 | 0 | 0.9 | Same
HOUETARHNBHSOLN01_OLDI_FBHSOLE01_D83 | Residential heating technology - Solar heating system - apartment complex - existing building - distributed level 0.83 | HOUSOL | HOUETARHN_OLDI_DMD | MKr20 | 2030 | 4.1155 | 0.0279 | [6 empty] | ETA | I | OLD |  |  | RHNBHSOL | 5 | 0.83333 | HOUETARHNBHSOLN01_OLDI_FBHSOLE01 | 1 | HOUETARHNBHSOLN01_OLDI | HOUETARHNBHSOLE01_OLDI | BHSOLE01 | BHSOLN01 | ETA_OLDI | BHSOLE01_BHSOLN01 | 2 | 0 | 0.9 | Same
HOUETARHNBHSOLN01_OLDI_FBHSOLE01_D83 | Residential heating technology - Solar heating system - apartment complex - existing building - distributed level 0.83 | HOUSOL | HOUETARHN_OLDI_DMD | MKr20 | 2040 | 3.9209 | 0.027143 | [6 empty] | ETA | I | OLD |  |  | RHNBHSOL | 5 | 0.83333 | HOUETARHNBHSOLN01_OLDI_FBHSOLE01 | 1 | HOUETARHNBHSOLN01_OLDI | HOUETARHNBHSOLE01_OLDI | BHSOLE01 | BHSOLN01 | ETA_OLDI | BHSOLE01_BHSOLN01 | 2 | 0 | 0.9 | Same
HOUETARHNBHSOLN01_OLDI_FBHSOLE01_D83 | Residential heating technology - Solar heating system - apartment complex - existing building - distributed level 0.83 | HOUSOL | HOUETARHN_OLDI_DMD | MKr20 | 2050 | 3.7262 | 0.025768 | [6 empty] | ETA | I | OLD |  |  | RHNBHSOL | 5 | 0.83333 | HOUETARHNBHSOLN01_OLDI_FBHSOLE01 | 1 | HOUETARHNBHSOLN01_OLDI | HOUETARHNBHSOLE01_OLDI | BHSOLE01 | BHSOLN01 | ETA_OLDI | BHSOLE01_BHSOLN01 | 2 | 0 | 0.9 | Same
HOUETARHNBHDHDN09_OLDI_FBHSOLE01_D83 | Residential heating technology - Direct district heating substation - plus connection pipe - plus distribution (heating density: low ) - apartment complex - existing building - distributed level 0.83 | HOUDHD | HOUETARHN_OLDI_DMD | MKr20 | 2020 | 0.49805 | 0.0019206 | [6 empty] | ETA | I | OLD |  |  | RHNBHDHD | 5 | 0.83333 | HOUETARHNBHDHDN09_OLDI_FBHSOLE01 | 1 | HOUETARHNBHDHDN09_OLDI | HOUETARHNBHSOLE01_OLDI | BHSOLE01 | BHDHDN09 | ETA_OLDI | BHSOLE01_BHDHDN09 | 6 | 0 | 1 | New
HOUETARHNBHDHDN09_OLDI_FBHSOLE01_D83 | Residential heating technology - Direct district heating substation - plus connection pipe - plus distribution (heating density: low ) - apartment complex - existing building - distributed level 0.83 | HOUDHD | HOUETARHN_OLDI_DMD | MKr20 | 2025 | 0.49146 | 0.0019465 | [6 empty] | ETA | I | OLD |  |  | RHNBHDHD | 5 | 0.83333 | HOUETARHNBHDHDN09_OLDI_FBHSOLE01 | 1 | HOUETARHNBHDHDN09_OLDI | HOUETARHNBHSOLE01_OLDI | BHSOLE01 | BHDHDN09 | ETA_OLDI | BHSOLE01_BHDHDN09 | 6 | 0 | 1 | New
HOUETARHNBHDHDN09_OLDI_FBHSOLE01_D83 | Residential heating technology - Direct district heating substation - plus connection pipe - plus distribution (heating density: low ) - apartment complex - existing building - distributed level 0.83 | HOUDHD | HOUETARHN_OLDI_DMD | MKr20 | 2030 | 0.48503 | 0.0019179 | [6 empty] | ETA | I | OLD |  |  | RHNBHDHD | 5 | 0.83333 | HOUETARHNBHDHDN09_OLDI_FBHSOLE01 | 1 | HOUETARHNBHDHDN09_OLDI | HOUETARHNBHSOLE01_OLDI | BHSOLE01 | BHDHDN09 | ETA_OLDI | BHSOLE01_BHDHDN09 | 6 | 0 | 1 | New
HOUETARHNBHDHDN09_OLDI_FBHSOLE01_D83 | Residential heating technology - Direct district heating substation - plus connection pipe - plus distribution (heating density: low ) - apartment complex - existing building - distributed level 0.83 | HOUDHD | HOUETARHN_OLDI_DMD | MKr20 | 2040 | 0.47264 | 0.0018597 | [6 empty] | ETA | I | OLD |  |  | RHNBHDHD | 5 | 0.83333 | HOUETARHNBHDHDN09_OLDI_FBHSOLE01 | 1 | HOUETARHNBHDHDN09_OLDI | HOUETARHNBHSOLE01_OLDI | BHSOLE01 | BHDHDN09 | ETA_OLDI | BHSOLE01_BHDHDN09 | 6 | 0 | 1 | New
HOUETARHNBHDHDN09_OLDI_FBHSOLE01_D83 | Residential heating technology - Direct district heating substation - plus connection pipe - plus distribution (heating density: low ) - apartment complex - existing building - distributed level 0.83 | HOUDHD | HOUETARHN_OLDI_DMD | MKr20 | 2050 | 0.46086 | 0.0017854 | [6 empty] | ETA | I | OLD |  |  | RHNBHDHD | 5 | 0.83333 | HOUETARHNBHDHDN09_OLDI_FBHSOLE01 | 1 | HOUETARHNBHDHDN09_OLDI | HOUETARHNBHSOLE01_OLDI | BHSOLE01 | BHDHDN09 | ETA_OLDI | BHSOLE01_BHDHDN09 | 6 | 0 | 1 | New
HOUETARHNBHDHDN07_OLDI_FBHSOLE01_D83 | Residential heating technology - Direct district heating substation - plus connection pipe - plus distribution (heating density: medium ) - apartment complex - existing building - distributed level 0.83 | HOUDHD | HOUETARHN_OLDI_DMD | MKr20 | 2020 | 0.42547 | 0.0019206 | [6 empty] | ETA | I | OLD |  |  | RHNBHDHD | 5 | 0.83333 | HOUETARHNBHDHDN07_OLDI_FBHSOLE01 | 1 | HOUETARHNBHDHDN07_OLDI | HOUETARHNBHSOLE01_OLDI | BHSOLE01 | BHDHDN07 | ETA_OLDI | BHSOLE01_BHDHDN07 | 6 | 0 | 1 | New
HOUETARHNBHDHDN07_OLDI_FBHSOLE01_D83 | Residential heating technology - Direct district heating substation - plus connection pipe - plus distribution (heating density: medium ) - apartment complex - existing building - distributed level 0.83 | HOUDHD | HOUETARHN_OLDI_DMD | MKr20 | 2025 | 0.41888 | 0.0019465 | [6 empty] | ETA | I | OLD |  |  | RHNBHDHD | 5 | 0.83333 | HOUETARHNBHDHDN07_OLDI_FBHSOLE01 | 1 | HOUETARHNBHDHDN07_OLDI | HOUETARHNBHSOLE01_OLDI | BHSOLE01 | BHDHDN07 | ETA_OLDI | BHSOLE01_BHDHDN07 | 6 | 0 | 1 | New
HOUETARHNBHDHDN07_OLDI_FBHSOLE01_D83 | Residential heating technology - Direct district heating substation - plus connection pipe - plus distribution (heating density: medium ) - apartment complex - existing building - distributed level 0.83 | HOUDHD | HOUETARHN_OLDI_DMD | MKr20 | 2030 | 0.41245 | 0.0019179 | [6 empty] | ETA | I | OLD |  |  | RHNBHDHD | 5 | 0.83333 | HOUETARHNBHDHDN07_OLDI_FBHSOLE01 | 1 | HOUETARHNBHDHDN07_OLDI | HOUETARHNBHSOLE01_OLDI | BHSOLE01 | BHDHDN07 | ETA_OLDI | BHSOLE01_BHDHDN07 | 6 | 0 | 1 | New
HOUETARHNBHDHDN07_OLDI_FBHSOLE01_D83 | Residential heating technology - Direct district heating substation - plus connection pipe - plus distribution (heating density: medium ) - apartment complex - existing building - distributed level 0.83 | HOUDHD | HOUETARHN_OLDI_DMD | MKr20 | 2040 | 0.40006 | 0.0018597 | [6 empty] | ETA | I | OLD |  |  | RHNBHDHD | 5 | 0.83333 | HOUETARHNBHDHDN07_OLDI_FBHSOLE01 | 1 | HOUETARHNBHDHDN07_OLDI | HOUETARHNBHSOLE01_OLDI | BHSOLE01 | BHDHDN07 | ETA_OLDI | BHSOLE01_BHDHDN07 | 6 | 0 | 1 | New
HOUETARHNBHDHDN07_OLDI_FBHSOLE01_D83 | Residential heating technology - Direct district heating substation - plus connection pipe - plus distribution (heating density: medium ) - apartment complex - existing building - distributed level 0.83 | HOUDHD | HOUETARHN_OLDI_DMD | MKr20 | 2050 | 0.38828 | 0.0017854 | [6 empty] | ETA | I | OLD |  |  | RHNBHDHD | 5 | 0.83333 | HOUETARHNBHDHDN07_OLDI_FBHSOLE01 | 1 | HOUETARHNBHDHDN07_OLDI | HOUETARHNBHSOLE01_OLDI | BHSOLE01 | BHDHDN07 | ETA_OLDI | BHSOLE01_BHDHDN07 | 6 | 0 | 1 | New
HOUETARHNBHDHDN05_OLDI_FBHSOLE01_D83 | Residential heating technology - Direct district heating substation - plus connection pipe - plus distribution (heating density: high ) - apartment complex - existing building - distributed level 0.83 | HOUDHD | HOUETARHN_OLDI_DMD | MKr20 | 2020 | 0.35289 | 0.0019206 | [6 empty] | ETA | I | OLD |  |  | RHNBHDHD | 5 | 0.83333 | HOUETARHNBHDHDN05_OLDI_FBHSOLE01 | 1 | HOUETARHNBHDHDN05_OLDI | HOUETARHNBHSOLE01_OLDI | BHSOLE01 | BHDHDN05 | ETA_OLDI | BHSOLE01_BHDHDN05 | 6 | 0 | 1 | New
HOUETARHNBHDHDN05_OLDI_FBHSOLE01_D83 | Residential heating technology - Direct district heating substation - plus connection pipe - plus distribution (heating density: high ) - apartment complex - existing building - distributed level 0.83 | HOUDHD | HOUETARHN_OLDI_DMD | MKr20 | 2025 | 0.3463 | 0.0019465 | [6 empty] | ETA | I | OLD |  |  | RHNBHDHD | 5 | 0.83333 | HOUETARHNBHDHDN05_OLDI_FBHSOLE01 | 1 | HOUETARHNBHDHDN05_OLDI | HOUETARHNBHSOLE01_OLDI | BHSOLE01 | BHDHDN05 | ETA_OLDI | BHSOLE01_BHDHDN05 | 6 | 0 | 1 | New
HOUETARHNBHDHDN05_OLDI_FBHSOLE01_D83 | Residential heating technology - Direct district heating substation - plus connection pipe - plus distribution (heating density: high ) - apartment complex - existing building - distributed level 0.83 | HOUDHD | HOUETARHN_OLDI_DMD | MKr20 | 2030 | 0.33987 | 0.0019179 | [6 empty] | ETA | I | OLD |  |  | RHNBHDHD | 5 | 0.83333 | HOUETARHNBHDHDN05_OLDI_FBHSOLE01 | 1 | HOUETARHNBHDHDN05_OLDI | HOUETARHNBHSOLE01_OLDI | BHSOLE01 | BHDHDN05 | ETA_OLDI | BHSOLE01_BHDHDN05 | 6 | 0 | 1 | New
HOUETARHNBHDHDN05_OLDI_FBHSOLE01_D83 | Residential heating technology - Direct district heating substation - plus connection pipe - plus distribution (heating density: high ) - apartment complex - existing building - distributed level 0.83 | HOUDHD | HOUETARHN_OLDI_DMD | MKr20 | 2040 | 0.32748 | 0.0018597 | [6 empty] | ETA | I | OLD |  |  | RHNBHDHD | 5 | 0.83333 | HOUETARHNBHDHDN05_OLDI_FBHSOLE01 | 1 | HOUETARHNBHDHDN05_OLDI | HOUETARHNBHSOLE01_OLDI | BHSOLE01 | BHDHDN05 | ETA_OLDI | BHSOLE01_BHDHDN05 | 6 | 0 | 1 | New
HOUETARHNBHDHDN05_OLDI_FBHSOLE01_D83 | Residential heating technology - Direct district heating substation - plus connection pipe - plus distribution (heating density: high ) - apartment complex - existing building - distributed level 0.83 | HOUDHD | HOUETARHN_OLDI_DMD | MKr20 | 2050 | 0.3157 | 0.0017854 | [6 empty] | ETA | I | OLD |  |  | RHNBHDHD | 5 | 0.83333 | HOUETARHNBHDHDN05_OLDI_FBHSOLE01 | 1 | HOUETARHNBHDHDN05_OLDI | HOUETARHNBHSOLE01_OLDI | BHSOLE01 | BHDHDN05 | ETA_OLDI | BHSOLE01_BHDHDN05 | 6 | 0 | 1 | New
HOUETARHNBHDHCN09_OLDI_FBHSOLE01_D83 | Residential heating technology - Direct district heating substation - plus connection pipe - plus distribution (heating density: low ) - apartment complex - existing building - distributed level 0.83 | HOUDHC | HOUETARHN_OLDI_DMD | MKr20 | 2020 | 0.49805 | 0.0019206 | [6 empty] | ETA | I | OLD |  |  | RHNBHDHC | 5 | 0.83333 | HOUETARHNBHDHCN09_OLDI_FBHSOLE01 | 1 | HOUETARHNBHDHCN09_OLDI | HOUETARHNBHSOLE01_OLDI | BHSOLE01 | BHDHCN09 | ETA_OLDI | BHSOLE01_BHDHCN09 | 6 | 0 | 1 | New
HOUETARHNBHDHCN09_OLDI_FBHSOLE01_D83 | Residential heating technology - Direct district heating substation - plus connection pipe - plus distribution (heating density: low ) - apartment complex - existing building - distributed level 0.83 | HOUDHC | HOUETARHN_OLDI_DMD | MKr20 | 2025 | 0.49146 | 0.0019465 | [6 empty] | ETA | I | OLD |  |  | RHNBHDHC | 5 | 0.83333 | HOUETARHNBHDHCN09_OLDI_FBHSOLE01 | 1 | HOUETARHNBHDHCN09_OLDI | HOUETARHNBHSOLE01_OLDI | BHSOLE01 | BHDHCN09 | ETA_OLDI | BHSOLE01_BHDHCN09 | 6 | 0 | 1 | New
HOUETARHNBHDHCN09_OLDI_FBHSOLE01_D83 | Residential heating technology - Direct district heating substation - plus connection pipe - plus distribution (heating density: low ) - apartment complex - existing building - distributed level 0.83 | HOUDHC | HOUETARHN_OLDI_DMD | MKr20 | 2030 | 0.48503 | 0.0019179 | [6 empty] | ETA | I | OLD |  |  | RHNBHDHC | 5 | 0.83333 | HOUETARHNBHDHCN09_OLDI_FBHSOLE01 | 1 | HOUETARHNBHDHCN09_OLDI | HOUETARHNBHSOLE01_OLDI | BHSOLE01 | BHDHCN09 | ETA_OLDI | BHSOLE01_BHDHCN09 | 6 | 0 | 1 | New
HOUETARHNBHDHCN09_OLDI_FBHSOLE01_D83 | Residential heating technology - Direct district heating substation - plus connection pipe - plus distribution (heating density: low ) - apartment complex - existing building - distributed level 0.83 | HOUDHC | HOUETARHN_OLDI_DMD | MKr20 | 2040 | 0.47264 | 0.0018597 | [6 empty] | ETA | I | OLD |  |  | RHNBHDHC | 5 | 0.83333 | HOUETARHNBHDHCN09_OLDI_FBHSOLE01 | 1 | HOUETARHNBHDHCN09_OLDI | HOUETARHNBHSOLE01_OLDI | BHSOLE01 | BHDHCN09 | ETA_OLDI | BHSOLE01_BHDHCN09 | 6 | 0 | 1 | New
HOUETARHNBHDHCN09_OLDI_FBHSOLE01_D83 | Residential heating technology - Direct district heating substation - plus connection pipe - plus distribution (heating density: low ) - apartment complex - existing building - distributed level 0.83 | HOUDHC | HOUETARHN_OLDI_DMD | MKr20 | 2050 | 0.46086 | 0.0017854 | [6 empty] | ETA | I | OLD |  |  | RHNBHDHC | 5 | 0.83333 | HOUETARHNBHDHCN09_OLDI_FBHSOLE01 | 1 | HOUETARHNBHDHCN09_OLDI | HOUETARHNBHSOLE01_OLDI | BHSOLE01 | BHDHCN09 | ETA_OLDI | BHSOLE01_BHDHCN09 | 6 | 0 | 1 | New
HOUETARHNBHDHCN07_OLDI_FBHSOLE01_D83 | Residential heating technology - Direct district heating substation - plus connection pipe - plus distribution (heating density: medium ) - apartment complex - existing building - distributed level 0.83 | HOUDHC | HOUETARHN_OLDI_DMD | MKr20 | 2020 | 0.42547 | 0.0019206 | [6 empty] | ETA | I | OLD |  |  | RHNBHDHC | 5 | 0.83333 | HOUETARHNBHDHCN07_OLDI_FBHSOLE01 | 1 | HOUETARHNBHDHCN07_OLDI | HOUETARHNBHSOLE01_OLDI | BHSOLE01 | BHDHCN07 | ETA_OLDI | BHSOLE01_BHDHCN07 | 6 | 0 | 1 | New
HOUETARHNBHDHCN07_OLDI_FBHSOLE01_D83 | Residential heating technology - Direct district heating substation - plus connection pipe - plus distribution (heating density: medium ) - apartment complex - existing building - distributed level 0.83 | HOUDHC | HOUETARHN_OLDI_DMD | MKr20 | 2025 | 0.41888 | 0.0019465 | [6 empty] | ETA | I | OLD |  |  | RHNBHDHC | 5 | 0.83333 | HOUETARHNBHDHCN07_OLDI_FBHSOLE01 | 1 | HOUETARHNBHDHCN07_OLDI | HOUETARHNBHSOLE01_OLDI | BHSOLE01 | BHDHCN07 | ETA_OLDI | BHSOLE01_BHDHCN07 | 6 | 0 | 1 | New
HOUETARHNBHDHCN07_OLDI_FBHSOLE01_D83 | Residential heating technology - Direct district heating substation - plus connection pipe - plus distribution (heating density: medium ) - apartment complex - existing building - distributed level 0.83 | HOUDHC | HOUETARHN_OLDI_DMD | MKr20 | 2030 | 0.41245 | 0.0019179 | [6 empty] | ETA | I | OLD |  |  | RHNBHDHC | 5 | 0.83333 | HOUETARHNBHDHCN07_OLDI_FBHSOLE01 | 1 | HOUETARHNBHDHCN07_OLDI | HOUETARHNBHSOLE01_OLDI | BHSOLE01 | BHDHCN07 | ETA_OLDI | BHSOLE01_BHDHCN07 | 6 | 0 | 1 | New
HOUETARHNBHDHCN07_OLDI_FBHSOLE01_D83 | Residential heating technology - Direct district heating substation - plus connection pipe - plus distribution (heating density: medium ) - apartment complex - existing building - distributed level 0.83 | HOUDHC | HOUETARHN_OLDI_DMD | MKr20 | 2040 | 0.40006 | 0.0018597 | [6 empty] | ETA | I | OLD |  |  | RHNBHDHC | 5 | 0.83333 | HOUETARHNBHDHCN07_OLDI_FBHSOLE01 | 1 | HOUETARHNBHDHCN07_OLDI | HOUETARHNBHSOLE01_OLDI | BHSOLE01 | BHDHCN07 | ETA_OLDI | BHSOLE01_BHDHCN07 | 6 | 0 | 1 | New
HOUETARHNBHDHCN07_OLDI_FBHSOLE01_D83 | Residential heating technology - Direct district heating substation - plus connection pipe - plus distribution (heating density: medium ) - apartment complex - existing building - distributed level 0.83 | HOUDHC | HOUETARHN_OLDI_DMD | MKr20 | 2050 | 0.38828 | 0.0017854 | [6 empty] | ETA | I | OLD |  |  | RHNBHDHC | 5 | 0.83333 | HOUETARHNBHDHCN07_OLDI_FBHSOLE01 | 1 | HOUETARHNBHDHCN07_OLDI | HOUETARHNBHSOLE01_OLDI | BHSOLE01 | BHDHCN07 | ETA_OLDI | BHSOLE01_BHDHCN07 | 6 | 0 | 1 | New
HOUETARHNBHDHCN05_OLDI_FBHSOLE01_D83 | Residential heating technology - Direct district heating substation - plus connection pipe - plus distribution (heating density: high ) - apartment complex - existing building - distributed level 0.83 | HOUDHC | HOUETARHN_OLDI_DMD | MKr20 | 2020 | 0.35289 | 0.0019206 | [6 empty] | ETA | I | OLD |  |  | RHNBHDHC | 5 | 0.83333 | HOUETARHNBHDHCN05_OLDI_FBHSOLE01 | 1 | HOUETARHNBHDHCN05_OLDI | HOUETARHNBHSOLE01_OLDI | BHSOLE01 | BHDHCN05 | ETA_OLDI | BHSOLE01_BHDHCN05 | 6 | 0 | 1 | New
HOUETARHNBHDHCN05_OLDI_FBHSOLE01_D83 | Residential heating technology - Direct district heating substation - plus connection pipe - plus distribution (heating density: high ) - apartment complex - existing building - distributed level 0.83 | HOUDHC | HOUETARHN_OLDI_DMD | MKr20 | 2025 | 0.3463 | 0.0019465 | [6 empty] | ETA | I | OLD |  |  | RHNBHDHC | 5 | 0.83333 | HOUETARHNBHDHCN05_OLDI_FBHSOLE01 | 1 | HOUETARHNBHDHCN05_OLDI | HOUETARHNBHSOLE01_OLDI | BHSOLE01 | BHDHCN05 | ETA_OLDI | BHSOLE01_BHDHCN05 | 6 | 0 | 1 | New
HOUETARHNBHDHCN05_OLDI_FBHSOLE01_D83 | Residential heating technology - Direct district heating substation - plus connection pipe - plus distribution (heating density: high ) - apartment complex - existing building - distributed level 0.83 | HOUDHC | HOUETARHN_OLDI_DMD | MKr20 | 2030 | 0.33987 | 0.0019179 | [6 empty] | ETA | I | OLD |  |  | RHNBHDHC | 5 | 0.83333 | HOUETARHNBHDHCN05_OLDI_FBHSOLE01 | 1 | HOUETARHNBHDHCN05_OLDI | HOUETARHNBHSOLE01_OLDI | BHSOLE01 | BHDHCN05 | ETA_OLDI | BHSOLE01_BHDHCN05 | 6 | 0 | 1 | New
HOUETARHNBHDHCN05_OLDI_FBHSOLE01_D83 | Residential heating technology - Direct district heating substation - plus connection pipe - plus distribution (heating density: high ) - apartment complex - existing building - distributed level 0.83 | HOUDHC | HOUETARHN_OLDI_DMD | MKr20 | 2040 | 0.32748 | 0.0018597 | [6 empty] | ETA | I | OLD |  |  | RHNBHDHC | 5 | 0.83333 | HOUETARHNBHDHCN05_OLDI_FBHSOLE01 | 1 | HOUETARHNBHDHCN05_OLDI | HOUETARHNBHSOLE01_OLDI | BHSOLE01 | BHDHCN05 | ETA_OLDI | BHSOLE01_BHDHCN05 | 6 | 0 | 1 | New
HOUETARHNBHDHCN05_OLDI_FBHSOLE01_D83 | Residential heating technology - Direct district heating substation - plus connection pipe - plus distribution (heating density: high ) - apartment complex - existing building - distributed level 0.83 | HOUDHC | HOUETARHN_OLDI_DMD | MKr20 | 2050 | 0.3157 | 0.0017854 | [6 empty] | ETA | I | OLD |  |  | RHNBHDHC | 5 | 0.83333 | HOUETARHNBHDHCN05_OLDI_FBHSOLE01 | 1 | HOUETARHNBHDHCN05_OLDI | HOUETARHNBHSOLE01_OLDI | BHSOLE01 | BHDHCN05 | ETA_OLDI | BHSOLE01_BHDHCN05 | 6 | 0 | 1 | New
HOUPARRHNHPELCN07_OLDC_FBHSOLE01_D83 | Residential heating technology - Heat pump, Air-to-water, low-price product - single-family house - existing building - distributed level 0.83 | HOUELC, HOUAMB | HOUPARRHN_OLDC_DMD | MKr20 | 2020 | 13.3086 | 0.44459 | 0.36256 | [5 empty] | PAR | C | OLD | 2.7581 |  | RHNHPELC | 5 | 0.83333 | HOUPARRHNHPELCN07_OLDC_FBHSOLE01 | 1 | HOUPARRHNHPELCN07_OLDC | HOUPARRHNBHSOLE01_OLDC | BHSOLE01 | HPELCN07 | PAR_OLDC | BHSOLE01_HPELCN07 | 5 | 0 | 1.1 | Unlikely
HOUPARRHNHPELCN07_OLDC_FBHSOLE01_D83 | Residential heating technology - Heat pump, Air-to-water, low-price product - single-family house - existing building - distributed level 0.83 | HOUELC, HOUAMB | HOUPARRHN_OLDC_DMD | MKr20 | 2025 | 12.175 | 0.341 | 0.3453 | [5 empty] | PAR | C | OLD | 2.8961 |  | RHNHPELC | 5 | 0.83333 | HOUPARRHNHPELCN07_OLDC_FBHSOLE01 | 1 | HOUPARRHNHPELCN07_OLDC | HOUPARRHNBHSOLE01_OLDC | BHSOLE01 | HPELCN07 | PAR_OLDC | BHSOLE01_HPELCN07 | 5 | 0 | 1.1 | Unlikely
HOUPARRHNHPELCN07_OLDC_FBHSOLE01_D83 | Residential heating technology - Heat pump, Air-to-water, low-price product - single-family house - existing building - distributed level 0.83 | HOUELC, HOUAMB | HOUPARRHN_OLDC_DMD | MKr20 | 2030 | 11.0413 | 0.33694 | 0.3296 | [5 empty] | PAR | C | OLD | 3.034 |  | RHNHPELC | 5 | 0.83333 | HOUPARRHNHPELCN07_OLDC_FBHSOLE01 | 1 | HOUPARRHNHPELCN07_OLDC | HOUPARRHNBHSOLE01_OLDC | BHSOLE01 | HPELCN07 | PAR_OLDC | BHSOLE01_HPELCN07 | 5 | 0 | 1.1 | Unlikely
HOUPARRHNHPELCN07_OLDC_FBHSOLE01_D83 | Residential heating technology - Heat pump, Air-to-water, low-price product - single-family house - existing building - distributed level 0.83 | HOUELC, HOUAMB | HOUPARRHN_OLDC_DMD | MKr20 | 2040 | 10.1381 | 0.32942 | 0.31527 | [5 empty] | PAR | C | OLD | 3.1719 |  | RHNHPELC | 5 | 0.83333 | HOUPARRHNHPELCN07_OLDC_FBHSOLE01 | 1 | HOUPARRHNHPELCN07_OLDC | HOUPARRHNBHSOLE01_OLDC | BHSOLE01 | HPELCN07 | PAR_OLDC | BHSOLE01_HPELCN07 | 5 | 0 | 1.1 | Unlikely
HOUPARRHNHPELCN07_OLDC_FBHSOLE01_D83 | Residential heating technology - Heat pump, Air-to-water, low-price product - single-family house - existing building - distributed level 0.83 | HOUELC, HOUAMB | HOUPARRHN_OLDC_DMD | MKr20 | 2050 | 9.2349 | 0.32189 | 0.30639 | [5 empty] | PAR | C | OLD | 3.2638 |  | RHNHPELC | 5 | 0.83333 | HOUPARRHNHPELCN07_OLDC_FBHSOLE01 | 1 | HOUPARRHNHPELCN07_OLDC | HOUPARRHNBHSOLE01_OLDC | BHSOLE01 | HPELCN07 | PAR_OLDC | BHSOLE01_HPELCN07 | 5 | 0 | 1.1 | Unlikely
HOUPARRHNHPELCN05_OLDC_FBHSOLE01_D83 | Residential heating technology - Heat pump, Air-to-water - leasing - single-family house - existing building - distributed level 0.83 | HOUELC, HOUAMB | HOUPARRHN_OLDC_DMD | MKr20 | 2020 | 13.6477 | 1.2309 | 0.3453 | [5 empty] | PAR | C | OLD | 2.8961 |  | RHNHPELC | 5 | 0.83333 | HOUPARRHNHPELCN05_OLDC_FBHSOLE01 | 1 | HOUPARRHNHPELCN05_OLDC | HOUPARRHNBHSOLE01_OLDC | BHSOLE01 | HPELCN05 | PAR_OLDC | BHSOLE01_HPELCN05 | 5 | 0 | 1.1 | Unlikely
HOUPARRHNHPELCN05_OLDC_FBHSOLE01_D83 | Residential heating technology - Heat pump, Air-to-water - leasing - single-family house - existing building - distributed level 0.83 | HOUELC, HOUAMB | HOUPARRHN_OLDC_DMD | MKr20 | 2025 | 12.5885 | 1.0617 | 0.3296 | [5 empty] | PAR | C | OLD | 3.034 |  | RHNHPELC | 5 | 0.83333 | HOUPARRHNHPELCN05_OLDC_FBHSOLE01 | 1 | HOUPARRHNHPELCN05_OLDC | HOUPARRHNBHSOLE01_OLDC | BHSOLE01 | HPELCN05 | PAR_OLDC | BHSOLE01_HPELCN05 | 5 | 0 | 1.1 | Unlikely
HOUPARRHNHPELCN05_OLDC_FBHSOLE01_D83 | Residential heating technology - Heat pump, Air-to-water - leasing - single-family house - existing building - distributed level 0.83 | HOUELC, HOUAMB | HOUPARRHN_OLDC_DMD | MKr20 | 2030 | 11.5293 | 0.99194 | 0.31527 | [5 empty] | PAR | C | OLD | 3.1719 |  | RHNHPELC | 5 | 0.83333 | HOUPARRHNHPELCN05_OLDC_FBHSOLE01 | 1 | HOUPARRHNHPELCN05_OLDC | HOUPARRHNBHSOLE01_OLDC | BHSOLE01 | HPELCN05 | PAR_OLDC | BHSOLE01_HPELCN05 | 5 | 0 | 1.1 | Unlikely
HOUPARRHNHPELCN05_OLDC_FBHSOLE01_D83 | Residential heating technology - Heat pump, Air-to-water - leasing - single-family house - existing building - distributed level 0.83 | HOUELC, HOUAMB | HOUPARRHN_OLDC_DMD | MKr20 | 2040 | 10.6703 | 0.93116 | 0.30214 | [5 empty] | PAR | C | OLD | 3.3098 |  | RHNHPELC | 5 | 0.83333 | HOUPARRHNHPELCN05_OLDC_FBHSOLE01 | 1 | HOUPARRHNHPELCN05_OLDC | HOUPARRHNBHSOLE01_OLDC | BHSOLE01 | HPELCN05 | PAR_OLDC | BHSOLE01_HPELCN05 | 5 | 0 | 1.1 | Unlikely
HOUPARRHNHPELCN05_OLDC_FBHSOLE01_D83 | Residential heating technology - Heat pump, Air-to-water - leasing - single-family house - existing building - distributed level 0.83 | HOUELC, HOUAMB | HOUPARRHN_OLDC_DMD | MKr20 | 2050 | 9.8112 | 0.87038 | 0.29397 | [5 empty] | PAR | C | OLD | 3.4017 |  | RHNHPELC | 5 | 0.83333 | HOUPARRHNHPELCN05_OLDC_FBHSOLE01 | 1 | HOUPARRHNHPELCN05_OLDC | HOUPARRHNBHSOLE01_OLDC | BHSOLE01 | HPELCN05 | PAR_OLDC | BHSOLE01_HPELCN05 | 5 | 0 | 1.1 | Unlikely
HOUPARRHNHPELCN04_OLDC_FBHSOLE01_D83 | Residential heating technology - Heat pump, Ground source - single-family house - existing building - distributed level 0.83 | HOUELC, HOUAMB | HOUPARRHN_OLDC_DMD | MKr20 | 2020 | 32.8624 | 0.35501 | 0.31527 | [5 empty] | PAR | C | OLD | 3.1719 |  | RHNHPELC | 5 | 0.83333 | HOUPARRHNHPELCN04_OLDC_FBHSOLE01 | 1 | HOUPARRHNHPELCN04_OLDC | HOUPARRHNBHSOLE01_OLDC | BHSOLE01 | HPELCN04 | PAR_OLDC | BHSOLE01_HPELCN04 | 6 | 0 | 1 | New
HOUPARRHNHPELCN04_OLDC_FBHSOLE01_D83 | Residential heating technology - Heat pump, Ground source - single-family house - existing building - distributed level 0.83 | HOUELC, HOUAMB | HOUPARRHN_OLDC_DMD | MKr20 | 2025 | 31.2193 | 0.25142 | 0.30639 | [5 empty] | PAR | C | OLD | 3.2638 |  | RHNHPELC | 5 | 0.83333 | HOUPARRHNHPELCN04_OLDC_FBHSOLE01 | 1 | HOUPARRHNHPELCN04_OLDC | HOUPARRHNBHSOLE01_OLDC | BHSOLE01 | HPELCN04 | PAR_OLDC | BHSOLE01_HPELCN04 | 6 | 0 | 1 | New
HOUPARRHNHPELCN04_OLDC_FBHSOLE01_D83 | Residential heating technology - Heat pump, Ground source - single-family house - existing building - distributed level 0.83 | HOUELC, HOUAMB | HOUPARRHN_OLDC_DMD | MKr20 | 2030 | 29.5762 | 0.24736 | 0.298 | [5 empty] | PAR | C | OLD | 3.3557 |  | RHNHPELC | 5 | 0.83333 | HOUPARRHNHPELCN04_OLDC_FBHSOLE01 | 1 | HOUPARRHNHPELCN04_OLDC | HOUPARRHNBHSOLE01_OLDC | BHSOLE01 | HPELCN04 | PAR_OLDC | BHSOLE01_HPELCN04 | 6 | 0 | 1 | New
HOUPARRHNHPELCN04_OLDC_FBHSOLE01_D83 | Residential heating technology - Heat pump, Ground source - single-family house - existing building - distributed level 0.83 | HOUELC, HOUAMB | HOUPARRHN_OLDC_DMD | MKr20 | 2040 | 28.0974 | 0.23984 | 0.28623 | [5 empty] | PAR | C | OLD | 3.4936 |  | RHNHPELC | 5 | 0.83333 | HOUPARRHNHPELCN04_OLDC_FBHSOLE01 | 1 | HOUPARRHNHPELCN04_OLDC | HOUPARRHNBHSOLE01_OLDC | BHSOLE01 | HPELCN04 | PAR_OLDC | BHSOLE01_HPELCN04 | 6 | 0 | 1 | New
HOUPARRHNHPELCN04_OLDC_FBHSOLE01_D83 | Residential heating technology - Heat pump, Ground source - single-family house - existing building - distributed level 0.83 | HOUELC, HOUAMB | HOUPARRHN_OLDC_DMD | MKr20 | 2050 | 26.6186 | 0.23231 | 0.28252 | [5 empty] | PAR | C | OLD | 3.5396 |  | RHNHPELC | 5 | 0.83333 | HOUPARRHNHPELCN04_OLDC_FBHSOLE01 | 1 | HOUPARRHNHPELCN04_OLDC | HOUPARRHNBHSOLE01_OLDC | BHSOLE01 | HPELCN04 | PAR_OLDC | BHSOLE01_HPELCN04 | 6 | 0 | 1 | New
HOUPARRHNHPELCN03_OLDC_FBHSOLE01_D83 | Residential heating technology - Heat pump, Air-to-water - single-family house - existing building - distributed level 0.83 | HOUELC, HOUAMB | HOUPARRHN_OLDC_DMD | MKr20 | 2020 | 24.8141 | 0.38487 | 0.3453 | [5 empty] | PAR | C | OLD | 2.8961 |  | RHNHPELC | 5 | 0.83333 | HOUPARRHNHPELCN03_OLDC_FBHSOLE01 | 1 | HOUPARRHNHPELCN03_OLDC | HOUPARRHNBHSOLE01_OLDC | BHSOLE01 | HPELCN03 | PAR_OLDC | BHSOLE01_HPELCN03 | 6 | 0 | 1 | New
HOUPARRHNHPELCN03_OLDC_FBHSOLE01_D83 | Residential heating technology - Heat pump, Air-to-water - single-family house - existing building - distributed level 0.83 | HOUELC, HOUAMB | HOUPARRHN_OLDC_DMD | MKr20 | 2025 | 22.8882 | 0.28128 | 0.3296 | [5 empty] | PAR | C | OLD | 3.034 |  | RHNHPELC | 5 | 0.83333 | HOUPARRHNHPELCN03_OLDC_FBHSOLE01 | 1 | HOUPARRHNHPELCN03_OLDC | HOUPARRHNBHSOLE01_OLDC | BHSOLE01 | HPELCN03 | PAR_OLDC | BHSOLE01_HPELCN03 | 6 | 0 | 1 | New
HOUPARRHNHPELCN03_OLDC_FBHSOLE01_D83 | Residential heating technology - Heat pump, Air-to-water - single-family house - existing building - distributed level 0.83 | HOUELC, HOUAMB | HOUPARRHN_OLDC_DMD | MKr20 | 2030 | 20.9624 | 0.27722 | 0.31527 | [5 empty] | PAR | C | OLD | 3.1719 |  | RHNHPELC | 5 | 0.83333 | HOUPARRHNHPELCN03_OLDC_FBHSOLE01 | 1 | HOUPARRHNHPELCN03_OLDC | HOUPARRHNBHSOLE01_OLDC | BHSOLE01 | HPELCN03 | PAR_OLDC | BHSOLE01_HPELCN03 | 6 | 0 | 1 | New
HOUPARRHNHPELCN03_OLDC_FBHSOLE01_D83 | Residential heating technology - Heat pump, Air-to-water - single-family house - existing building - distributed level 0.83 | HOUELC, HOUAMB | HOUPARRHN_OLDC_DMD | MKr20 | 2040 | 19.4005 | 0.2697 | 0.30214 | [5 empty] | PAR | C | OLD | 3.3098 |  | RHNHPELC | 5 | 0.83333 | HOUPARRHNHPELCN03_OLDC_FBHSOLE01 | 1 | HOUPARRHNHPELCN03_OLDC | HOUPARRHNBHSOLE01_OLDC | BHSOLE01 | HPELCN03 | PAR_OLDC | BHSOLE01_HPELCN03 | 6 | 0 | 1 | New
HOUPARRHNHPELCN03_OLDC_FBHSOLE01_D83 | Residential heating technology - Heat pump, Air-to-water - single-family house - existing building - distributed level 0.83 | HOUELC, HOUAMB | HOUPARRHN_OLDC_DMD | MKr20 | 2050 | 17.8385 | 0.26217 | 0.29397 | [5 empty] | PAR | C | OLD | 3.4017 |  | RHNHPELC | 5 | 0.83333 | HOUPARRHNHPELCN03_OLDC_FBHSOLE01 | 1 | HOUPARRHNHPELCN03_OLDC | HOUPARRHNBHSOLE01_OLDC | BHSOLE01 | HPELCN03 | PAR_OLDC | BHSOLE01_HPELCN03 | 6 | 0 | 1 | New
HOUPARRHNHPELCN02_OLDC_FBHSOLE01_D83 | Residential heating technology - Heat pump, Air-to-air - single-family house - existing building - distributed level 0.83 | HOUELC, HOUAMB | HOUPARRHN_OLDC_DMD | MKr20 | 2020 | 4.557 | 0.20009 | 0.22427 | [5 empty] | PAR | C | OLD | 4.459 |  | RHNHPELC | 5 | 0.83333 | HOUPARRHNHPELCN02_OLDC_FBHSOLE01 | 1 | HOUPARRHNHPELCN02_OLDC | HOUPARRHNBHSOLE01_OLDC | BHSOLE01 | HPELCN02 | PAR_OLDC | BHSOLE01_HPELCN02 | 5 | 0 | 1.1 | Unlikely
HOUPARRHNHPELCN02_OLDC_FBHSOLE01_D83 | Residential heating technology - Heat pump, Air-to-air - single-family house - existing building - distributed level 0.83 | HOUELC, HOUAMB | HOUPARRHN_OLDC_DMD | MKr20 | 2025 | 4.4456 | 0.13594 | 0.21327 | [5 empty] | PAR | C | OLD | 4.6888 |  | RHNHPELC | 5 | 0.83333 | HOUPARRHNHPELCN02_OLDC_FBHSOLE01 | 1 | HOUPARRHNHPELCN02_OLDC | HOUPARRHNBHSOLE01_OLDC | BHSOLE01 | HPELCN02 | PAR_OLDC | BHSOLE01_HPELCN02 | 5 | 0 | 1.1 | Unlikely
HOUPARRHNHPELCN02_OLDC_FBHSOLE01_D83 | Residential heating technology - Heat pump, Air-to-air - single-family house - existing building - distributed level 0.83 | HOUELC, HOUAMB | HOUPARRHN_OLDC_DMD | MKr20 | 2030 | 4.3342 | 0.13343 | 0.20522 | [5 empty] | PAR | C | OLD | 4.8727 |  | RHNHPELC | 5 | 0.83333 | HOUPARRHNHPELCN02_OLDC_FBHSOLE01 | 1 | HOUPARRHNHPELCN02_OLDC | HOUPARRHNBHSOLE01_OLDC | BHSOLE01 | HPELCN02 | PAR_OLDC | BHSOLE01_HPELCN02 | 5 | 0 | 1.1 | Unlikely
HOUPARRHNHPELCN02_OLDC_FBHSOLE01_D83 | Residential heating technology - Heat pump, Air-to-air - single-family house - existing building - distributed level 0.83 | HOUELC, HOUAMB | HOUPARRHN_OLDC_DMD | MKr20 | 2040 | 4.1275 | 0.12877 | 0.19776 | [5 empty] | PAR | C | OLD | 5.0566 |  | RHNHPELC | 5 | 0.83333 | HOUPARRHNHPELCN02_OLDC_FBHSOLE01 | 1 | HOUPARRHNHPELCN02_OLDC | HOUPARRHNBHSOLE01_OLDC | BHSOLE01 | HPELCN02 | PAR_OLDC | BHSOLE01_HPELCN02 | 5 | 0 | 1.1 | Unlikely
HOUPARRHNHPELCN02_OLDC_FBHSOLE01_D83 | Residential heating technology - Heat pump, Air-to-air - single-family house - existing building - distributed level 0.83 | HOUELC, HOUAMB | HOUPARRHN_OLDC_DMD | MKr20 | 2050 | 3.9207 | 0.12411 | 0.19423 | [5 empty] | PAR | C | OLD | 5.1485 |  | RHNHPELC | 5 | 0.83333 | HOUPARRHNHPELCN02_OLDC_FBHSOLE01 | 1 | HOUPARRHNHPELCN02_OLDC | HOUPARRHNBHSOLE01_OLDC | BHSOLE01 | HPELCN02 | PAR_OLDC | BHSOLE01_HPELCN02 | 5 | 0 | 1.1 | Unlikely
HOUPARRHNDIELCN06_OLDC_FBHSOLE01_D83 | Residential heating technology - Electric heating - electric panel from Bauhaus - single-family house - new building - distributed level 0.83 | HOUELC | HOUPARRHN_OLDC_DMD | MKr20 | 2020 | 0.70255 | 0 | [6 empty] | PAR | C | OLD |  |  | RHNDIELC | 5 | 0.83333 | HOUPARRHNDIELCN06_OLDC_FBHSOLE01 | 1 | HOUPARRHNDIELCN06_OLDC | HOUPARRHNBHSOLE01_OLDC | BHSOLE01 | DIELCN06 | PAR_OLDC | BHSOLE01_DIELCN06 | 5 | 0 | 1.1 | Unlikely
HOUPARRHNDIELCN06_OLDC_FBHSOLE01_D83 | Residential heating technology - Electric heating - electric panel from Bauhaus - single-family house - new building - distributed level 0.83 | HOUELC | HOUPARRHN_OLDC_DMD | MKr20 | 2025 | 0.70255 | 0 | [6 empty] | PAR | C | OLD |  |  | RHNDIELC | 5 | 0.83333 | HOUPARRHNDIELCN06_OLDC_FBHSOLE01 | 1 | HOUPARRHNDIELCN06_OLDC | HOUPARRHNBHSOLE01_OLDC | BHSOLE01 | DIELCN06 | PAR_OLDC | BHSOLE01_DIELCN06 | 5 | 0 | 1.1 | Unlikely
HOUPARRHNDIELCN06_OLDC_FBHSOLE01_D83 | Residential heating technology - Electric heating - electric panel from Bauhaus - single-family house - new building - distributed level 0.83 | HOUELC | HOUPARRHN_OLDC_DMD | MKr20 | 2030 | 0.70255 | 0 | [6 empty] | PAR | C | OLD |  |  | RHNDIELC | 5 | 0.83333 | HOUPARRHNDIELCN06_OLDC_FBHSOLE01 | 1 | HOUPARRHNDIELCN06_OLDC | HOUPARRHNBHSOLE01_OLDC | BHSOLE01 | DIELCN06 | PAR_OLDC | BHSOLE01_DIELCN06 | 5 | 0 | 1.1 | Unlikely
HOUPARRHNDIELCN06_OLDC_FBHSOLE01_D83 | Residential heating technology - Electric heating - electric panel from Bauhaus - single-family house - new building - distributed level 0.83 | HOUELC | HOUPARRHN_OLDC_DMD | MKr20 | 2040 | 0.70255 | 0 | [6 empty] | PAR | C | OLD |  |  | RHNDIELC | 5 | 0.83333 | HOUPARRHNDIELCN06_OLDC_FBHSOLE01 | 1 | HOUPARRHNDIELCN06_OLDC | HOUPARRHNBHSOLE01_OLDC | BHSOLE01 | DIELCN06 | PAR_OLDC | BHSOLE01_DIELCN06 | 5 | 0 | 1.1 | Unlikely
HOUPARRHNDIELCN06_OLDC_FBHSOLE01_D83 | Residential heating technology - Electric heating - electric panel from Bauhaus - single-family house - new building - distributed level 0.83 | HOUELC | HOUPARRHN_OLDC_DMD | MKr20 | 2050 | 0.70255 | 0 | [6 empty] | PAR | C | OLD |  |  | RHNDIELC | 5 | 0.83333 | HOUPARRHNDIELCN06_OLDC_FBHSOLE01 | 1 | HOUPARRHNDIELCN06_OLDC | HOUPARRHNBHSOLE01_OLDC | BHSOLE01 | DIELCN06 | PAR_OLDC | BHSOLE01_DIELCN06 | 5 | 0 | 1.1 | Unlikely
HOUPARRHNDIELCN01_OLDC_FBHSOLE01_D83 | Residential heating technology - Electric heating - single-family house - new building - distributed level 0.83 | HOUELC | HOUPARRHN_OLDC_DMD | MKr20 | 2020 | 8.5362 | 0.06921 | [6 empty] | PAR | C | OLD |  |  | RHNDIELC | 5 | 0.83333 | HOUPARRHNDIELCN01_OLDC_FBHSOLE01 | 1 | HOUPARRHNDIELCN01_OLDC | HOUPARRHNBHSOLE01_OLDC | BHSOLE01 | DIELCN01 | PAR_OLDC | BHSOLE01_DIELCN01 | 5 | 0 | 1.1 | Unlikely
HOUPARRHNDIELCN01_OLDC_FBHSOLE01_D83 | Residential heating technology - Electric heating - single-family house - new building - distributed level 0.83 | HOUELC | HOUPARRHN_OLDC_DMD | MKr20 | 2025 | 8.3249 | 0.06921 | [6 empty] | PAR | C | OLD |  |  | RHNDIELC | 5 | 0.83333 | HOUPARRHNDIELCN01_OLDC_FBHSOLE01 | 1 | HOUPARRHNDIELCN01_OLDC | HOUPARRHNBHSOLE01_OLDC | BHSOLE01 | DIELCN01 | PAR_OLDC | BHSOLE01_DIELCN01 | 5 | 0 | 1.1 | Unlikely
HOUPARRHNDIELCN01_OLDC_FBHSOLE01_D83 | Residential heating technology - Electric heating - single-family house - new building - distributed level 0.83 | HOUELC | HOUPARRHN_OLDC_DMD | MKr20 | 2030 | 8.1188 | 0.066326 | [6 empty] | PAR | C | OLD |  |  | RHNDIELC | 5 | 0.83333 | HOUPARRHNDIELCN01_OLDC_FBHSOLE01 | 1 | HOUPARRHNDIELCN01_OLDC | HOUPARRHNBHSOLE01_OLDC | BHSOLE01 | DIELCN01 | PAR_OLDC | BHSOLE01_DIELCN01 | 5 | 0 | 1.1 | Unlikely
HOUPARRHNDIELCN01_OLDC_FBHSOLE01_D83 | Residential heating technology - Electric heating - single-family house - new building - distributed level 0.83 | HOUELC | HOUPARRHN_OLDC_DMD | MKr20 | 2040 | 7.7219 | 0.063442 | [6 empty] | PAR | C | OLD |  |  | RHNDIELC | 5 | 0.83333 | HOUPARRHNDIELCN01_OLDC_FBHSOLE01 | 1 | HOUPARRHNDIELCN01_OLDC | HOUPARRHNBHSOLE01_OLDC | BHSOLE01 | DIELCN01 | PAR_OLDC | BHSOLE01_DIELCN01 | 5 | 0 | 1.1 | Unlikely
HOUPARRHNDIELCN01_OLDC_FBHSOLE01_D83 | Residential heating technology - Electric heating - single-family house - new building - distributed level 0.83 | HOUELC | HOUPARRHN_OLDC_DMD | MKr20 | 2050 | 7.3444 | 0.060559 | [6 empty] | PAR | C | OLD |  |  | RHNDIELC | 5 | 0.83333 | HOUPARRHNDIELCN01_OLDC_FBHSOLE01 | 1 | HOUPARRHNDIELCN01_OLDC | HOUPARRHNBHSOLE01_OLDC | BHSOLE01 | DIELCN01 | PAR_OLDC | BHSOLE01_DIELCN01 | 5 | 0 | 1.1 | Unlikely
HOUPARRHNBHWPEN01_OLDC_FBHSOLE01_D83 | Residential heating technology - Biomass boiler, automatic stoking , wood pellets or wood chips - single-family house - existing building - distributed level 0.83 | HOUWPE | HOUPARRHN_OLDC_DMD | MKr20 | 2020 | 5.252 | 0.48551 |  | 25 | 14 | 70 | 2 | 4 | PAR | C | OLD |  |  | RHNBHWPE | 5 | 0.83333 | HOUPARRHNBHWPEN01_OLDC_FBHSOLE01 | 1 | HOUPARRHNBHWPEN01_OLDC | HOUPARRHNBHSOLE01_OLDC | BHSOLE01 | BHWPEN01 | PAR_OLDC | BHSOLE01_BHWPEN01 | 5 | 0 | 1.1 | Unlikely
HOUPARRHNBHWPEN01_OLDC_FBHSOLE01_D83 | Residential heating technology - Biomass boiler, automatic stoking , wood pellets or wood chips - single-family house - existing building - distributed level 0.83 | HOUWPE | HOUPARRHN_OLDC_DMD | MKr20 | 2025 | 5.122 | 0.47712 |  | 25 | 14 | 60 | 2 | 4 | PAR | C | OLD |  |  | RHNBHWPE | 5 | 0.83333 | HOUPARRHNBHWPEN01_OLDC_FBHSOLE01 | 1 | HOUPARRHNBHWPEN01_OLDC | HOUPARRHNBHSOLE01_OLDC | BHSOLE01 | BHWPEN01 | PAR_OLDC | BHSOLE01_BHWPEN01 | 5 | 0 | 1.1 | Unlikely
HOUPARRHNBHWPEN01_OLDC_FBHSOLE01_D83 | Residential heating technology - Biomass boiler, automatic stoking , wood pellets or wood chips - single-family house - existing building - distributed level 0.83 | HOUWPE | HOUPARRHN_OLDC_DMD | MKr20 | 2030 | 4.9953 | 0.47075 |  | 25 | 11 | 50 | 1 | 4 | PAR | C | OLD |  |  | RHNBHWPE | 5 | 0.83333 | HOUPARRHNBHWPEN01_OLDC_FBHSOLE01 | 1 | HOUPARRHNBHWPEN01_OLDC | HOUPARRHNBHSOLE01_OLDC | BHSOLE01 | BHWPEN01 | PAR_OLDC | BHSOLE01_BHWPEN01 | 5 | 0 | 1.1 | Unlikely
HOUPARRHNBHWPEN01_OLDC_FBHSOLE01_D83 | Residential heating technology - Biomass boiler, automatic stoking , wood pellets or wood chips - single-family house - existing building - distributed level 0.83 | HOUWPE | HOUPARRHN_OLDC_DMD | MKr20 | 2040 | 4.751 | 0.44992 |  | 25 | 9 | 45 | 1 | 4 | PAR | C | OLD |  |  | RHNBHWPE | 5 | 0.83333 | HOUPARRHNBHWPEN01_OLDC_FBHSOLE01 | 1 | HOUPARRHNBHWPEN01_OLDC | HOUPARRHNBHSOLE01_OLDC | BHSOLE01 | BHWPEN01 | PAR_OLDC | BHSOLE01_BHWPEN01 | 5 | 0 | 1.1 | Unlikely
HOUPARRHNBHWPEN01_OLDC_FBHSOLE01_D83 | Residential heating technology - Biomass boiler, automatic stoking , wood pellets or wood chips - single-family house - existing building - distributed level 0.83 | HOUWPE | HOUPARRHN_OLDC_DMD | MKr20 | 2050 | 5.6485 | 0.53751 |  | 25 | 9 | 40 | 0 | 4 | PAR | C | OLD |  |  | RHNBHWPE | 5 | 0.83333 | HOUPARRHNBHWPEN01_OLDC_FBHSOLE01 | 1 | HOUPARRHNBHWPEN01_OLDC | HOUPARRHNBHSOLE01_OLDC | BHSOLE01 | BHWPEN01 | PAR_OLDC | BHSOLE01_BHWPEN01 | 5 | 0 | 1.1 | Unlikely
HOUPARRHNBHSOLN01_OLDC_FBHSOLE01_D83 | Residential heating technology - Solar heating system - single-family house - existing building - distributed level 0.83 | HOUSOL | HOUPARRHN_OLDC_DMD | MKr20 | 2020 | 7.6749 | 0.10804 | [6 empty] | PAR | C | OLD |  |  | RHNBHSOL | 5 | 0.83333 | HOUPARRHNBHSOLN01_OLDC_FBHSOLE01 | 1 | HOUPARRHNBHSOLN01_OLDC | HOUPARRHNBHSOLE01_OLDC | BHSOLE01 | BHSOLN01 | PAR_OLDC | BHSOLE01_BHSOLN01 | 2 | 0 | 0.9 | Same
HOUPARRHNBHSOLN01_OLDC_FBHSOLE01_D83 | Residential heating technology - Solar heating system - single-family house - existing building - distributed level 0.83 | HOUSOL | HOUPARRHN_OLDC_DMD | MKr20 | 2025 | 7.4849 | 0.10145 | [6 empty] | PAR | C | OLD |  |  | RHNBHSOL | 5 | 0.83333 | HOUPARRHNBHSOLN01_OLDC_FBHSOLE01 | 1 | HOUPARRHNBHSOLN01_OLDC | HOUPARRHNBHSOLE01_OLDC | BHSOLE01 | BHSOLN01 | PAR_OLDC | BHSOLE01_BHSOLN01 | 2 | 0 | 0.9 | Same
HOUPARRHNBHSOLN01_OLDC_FBHSOLE01_D83 | Residential heating technology - Solar heating system - single-family house - existing building - distributed level 0.83 | HOUSOL | HOUPARRHN_OLDC_DMD | MKr20 | 2030 | 7.2996 | 0.098974 | [6 empty] | PAR | C | OLD |  |  | RHNBHSOL | 5 | 0.83333 | HOUPARRHNBHSOLN01_OLDC_FBHSOLE01 | 1 | HOUPARRHNBHSOLN01_OLDC | HOUPARRHNBHSOLE01_OLDC | BHSOLE01 | BHSOLN01 | PAR_OLDC | BHSOLE01_BHSOLN01 | 2 | 0 | 0.9 | Same
HOUPARRHNBHSOLN01_OLDC_FBHSOLE01_D83 | Residential heating technology - Solar heating system - single-family house - existing building - distributed level 0.83 | HOUSOL | HOUPARRHN_OLDC_DMD | MKr20 | 2040 | 6.9428 | 0.093619 | [6 empty] | PAR | C | OLD |  |  | RHNBHSOL | 5 | 0.83333 | HOUPARRHNBHSOLN01_OLDC_FBHSOLE01 | 1 | HOUPARRHNBHSOLN01_OLDC | HOUPARRHNBHSOLE01_OLDC | BHSOLE01 | BHSOLN01 | PAR_OLDC | BHSOLE01_BHSOLN01 | 2 | 0 | 0.9 | Same
HOUPARRHNBHSOLN01_OLDC_FBHSOLE01_D83 | Residential heating technology - Solar heating system - single-family house - existing building - distributed level 0.83 | HOUSOL | HOUPARRHN_OLDC_DMD | MKr20 | 2050 | 6.6033 | 0.088263 | [6 empty] | PAR | C | OLD |  |  | RHNBHSOL | 5 | 0.83333 | HOUPARRHNBHSOLN01_OLDC_FBHSOLE01 | 1 | HOUPARRHNBHSOLN01_OLDC | HOUPARRHNBHSOLE01_OLDC | BHSOLE01 | BHSOLN01 | PAR_OLDC | BHSOLE01_BHSOLN01 | 2 | 0 | 0.9 | Same
HOUPARRHNBHDHCN03_OLDC_FBHSOLE01_D83 | Residential heating technology - Direct district heating substation - plus connection pipe - single-family house - existing building - distributed level 0.83 | HOUDHC | HOUPARRHN_OLDC_DMD | MKr20 | 2020 | 3.7272 | 0.035153 | [6 empty] | PAR | C | OLD |  |  | RHNBHDHC | 5 | 0.83333 | HOUPARRHNBHDHCN03_OLDC_FBHSOLE01 | 1 | HOUPARRHNBHDHCN03_OLDC | HOUPARRHNBHSOLE01_OLDC | BHSOLE01 | BHDHCN03 | PAR_OLDC | BHSOLE01_BHDHCN03 | 6 | 0 | 1 | New
HOUPARRHNBHDHCN03_OLDC_FBHSOLE01_D83 | Residential heating technology - Direct district heating substation - plus connection pipe - single-family house - existing building - distributed level 0.83 | HOUDHC | HOUPARRHN_OLDC_DMD | MKr20 | 2025 | 3.684 | 0.034893 | [6 empty] | PAR | C | OLD |  |  | RHNBHDHC | 5 | 0.83333 | HOUPARRHNBHDHCN03_OLDC_FBHSOLE01 | 1 | HOUPARRHNBHDHCN03_OLDC | HOUPARRHNBHSOLE01_OLDC | BHSOLE01 | BHDHCN03 | PAR_OLDC | BHSOLE01_BHDHCN03 | 6 | 0 | 1 | New
HOUPARRHNBHDHCN03_OLDC_FBHSOLE01_D83 | Residential heating technology - Direct district heating substation - plus connection pipe - single-family house - existing building - distributed level 0.83 | HOUDHC | HOUPARRHN_OLDC_DMD | MKr20 | 2030 | 3.6479 | 0.03427 | [6 empty] | PAR | C | OLD |  |  | RHNBHDHC | 5 | 0.83333 | HOUPARRHNBHDHCN03_OLDC_FBHSOLE01 | 1 | HOUPARRHNBHDHCN03_OLDC | HOUPARRHNBHSOLE01_OLDC | BHSOLE01 | BHDHCN03 | PAR_OLDC | BHSOLE01_BHDHCN03 | 6 | 0 | 1 | New
HOUPARRHNBHDHCN03_OLDC_FBHSOLE01_D83 | Residential heating technology - Direct district heating substation - plus connection pipe - single-family house - existing building - distributed level 0.83 | HOUDHC | HOUPARRHN_OLDC_DMD | MKr20 | 2040 | 3.583 | 0.032794 | [6 empty] | PAR | C | OLD |  |  | RHNBHDHC | 5 | 0.83333 | HOUPARRHNBHDHCN03_OLDC_FBHSOLE01 | 1 | HOUPARRHNBHDHCN03_OLDC | HOUPARRHNBHSOLE01_OLDC | BHSOLE01 | BHDHCN03 | PAR_OLDC | BHSOLE01_BHDHCN03 | 6 | 0 | 1 | New
HOUPARRHNBHDHCN03_OLDC_FBHSOLE01_D83 | Residential heating technology - Direct district heating substation - plus connection pipe - single-family house - existing building - distributed level 0.83 | HOUDHC | HOUPARRHN_OLDC_DMD | MKr20 | 2050 | 3.511 | 0.030647 | [6 empty] | PAR | C | OLD |  |  | RHNBHDHC | 5 | 0.83333 | HOUPARRHNBHDHCN03_OLDC_FBHSOLE01 | 1 | HOUPARRHNBHDHCN03_OLDC | HOUPARRHNBHSOLE01_OLDC | BHSOLE01 | BHDHCN03 | PAR_OLDC | BHSOLE01_BHDHCN03 | 6 | 0 | 1 | New
HOUPARRHNHPELCN07_OLDD_FBHSOLE01_D83 | Residential heating technology - Heat pump, Air-to-water, low-price product - single-family house - existing building - distributed level 0.83 | HOUELC, HOUAMB | HOUPARRHN_OLDD_DMD | MKr20 | 2020 | 13.3086 | 0.44459 | 0.36256 | [5 empty] | PAR | D | OLD | 2.7581 |  | RHNHPELC | 5 | 0.83333 | HOUPARRHNHPELCN07_OLDD_FBHSOLE01 | 1 | HOUPARRHNHPELCN07_OLDD | HOUPARRHNBHSOLE01_OLDD | BHSOLE01 | HPELCN07 | PAR_OLDD | BHSOLE01_HPELCN07 | 5 | 0 | 1.1 | Unlikely
HOUPARRHNHPELCN07_OLDD_FBHSOLE01_D83 | Residential heating technology - Heat pump, Air-to-water, low-price product - single-family house - existing building - distributed level 0.83 | HOUELC, HOUAMB | HOUPARRHN_OLDD_DMD | MKr20 | 2025 | 12.175 | 0.341 | 0.3453 | [5 empty] | PAR | D | OLD | 2.8961 |  | RHNHPELC | 5 | 0.83333 | HOUPARRHNHPELCN07_OLDD_FBHSOLE01 | 1 | HOUPARRHNHPELCN07_OLDD | HOUPARRHNBHSOLE01_OLDD | BHSOLE01 | HPELCN07 | PAR_OLDD | BHSOLE01_HPELCN07 | 5 | 0 | 1.1 | Unlikely
HOUPARRHNHPELCN07_OLDD_FBHSOLE01_D83 | Residential heating technology - Heat pump, Air-to-water, low-price product - single-family house - existing building - distributed level 0.83 | HOUELC, HOUAMB | HOUPARRHN_OLDD_DMD | MKr20 | 2030 | 11.0413 | 0.33694 | 0.3296 | [5 empty] | PAR | D | OLD | 3.034 |  | RHNHPELC | 5 | 0.83333 | HOUPARRHNHPELCN07_OLDD_FBHSOLE01 | 1 | HOUPARRHNHPELCN07_OLDD | HOUPARRHNBHSOLE01_OLDD | BHSOLE01 | HPELCN07 | PAR_OLDD | BHSOLE01_HPELCN07 | 5 | 0 | 1.1 | Unlikely
HOUPARRHNHPELCN07_OLDD_FBHSOLE01_D83 | Residential heating technology - Heat pump, Air-to-water, low-price product - single-family house - existing building - distributed level 0.83 | HOUELC, HOUAMB | HOUPARRHN_OLDD_DMD | MKr20 | 2040 | 10.1381 | 0.32942 | 0.31527 | [5 empty] | PAR | D | OLD | 3.1719 |  | RHNHPELC | 5 | 0.83333 | HOUPARRHNHPELCN07_OLDD_FBHSOLE01 | 1 | HOUPARRHNHPELCN07_OLDD | HOUPARRHNBHSOLE01_OLDD | BHSOLE01 | HPELCN07 | PAR_OLDD | BHSOLE01_HPELCN07 | 5 | 0 | 1.1 | Unlikely
HOUPARRHNHPELCN07_OLDD_FBHSOLE01_D83 | Residential heating technology - Heat pump, Air-to-water, low-price product - single-family house - existing building - distributed level 0.83 | HOUELC, HOUAMB | HOUPARRHN_OLDD_DMD | MKr20 | 2050 | 9.2349 | 0.32189 | 0.30639 | [5 empty] | PAR | D | OLD | 3.2638 |  | RHNHPELC | 5 | 0.83333 | HOUPARRHNHPELCN07_OLDD_FBHSOLE01 | 1 | HOUPARRHNHPELCN07_OLDD | HOUPARRHNBHSOLE01_OLDD | BHSOLE01 | HPELCN07 | PAR_OLDD | BHSOLE01_HPELCN07 | 5 | 0 | 1.1 | Unlikely
HOUPARRHNHPELCN05_OLDD_FBHSOLE01_D83 | Residential heating technology - Heat pump, Air-to-water - leasing - single-family house - existing building - distributed level 0.83 | HOUELC, HOUAMB | HOUPARRHN_OLDD_DMD | MKr20 | 2020 | 13.6477 | 1.2309 | 0.3453 | [5 empty] | PAR | D | OLD | 2.8961 |  | RHNHPELC | 5 | 0.83333 | HOUPARRHNHPELCN05_OLDD_FBHSOLE01 | 1 | HOUPARRHNHPELCN05_OLDD | HOUPARRHNBHSOLE01_OLDD | BHSOLE01 | HPELCN05 | PAR_OLDD | BHSOLE01_HPELCN05 | 5 | 0 | 1.1 | Unlikely
HOUPARRHNHPELCN05_OLDD_FBHSOLE01_D83 | Residential heating technology - Heat pump, Air-to-water - leasing - single-family house - existing building - distributed level 0.83 | HOUELC, HOUAMB | HOUPARRHN_OLDD_DMD | MKr20 | 2025 | 12.5885 | 1.0617 | 0.3296 | [5 empty] | PAR | D | OLD | 3.034 |  | RHNHPELC | 5 | 0.83333 | HOUPARRHNHPELCN05_OLDD_FBHSOLE01 | 1 | HOUPARRHNHPELCN05_OLDD | HOUPARRHNBHSOLE01_OLDD | BHSOLE01 | HPELCN05 | PAR_OLDD | BHSOLE01_HPELCN05 | 5 | 0 | 1.1 | Unlikely
HOUPARRHNHPELCN05_OLDD_FBHSOLE01_D83 | Residential heating technology - Heat pump, Air-to-water - leasing - single-family house - existing building - distributed level 0.83 | HOUELC, HOUAMB | HOUPARRHN_OLDD_DMD | MKr20 | 2030 | 11.5293 | 0.99194 | 0.31527 | [5 empty] | PAR | D | OLD | 3.1719 |  | RHNHPELC | 5 | 0.83333 | HOUPARRHNHPELCN05_OLDD_FBHSOLE01 | 1 | HOUPARRHNHPELCN05_OLDD | HOUPARRHNBHSOLE01_OLDD | BHSOLE01 | HPELCN05 | PAR_OLDD | BHSOLE01_HPELCN05 | 5 | 0 | 1.1 | Unlikely
HOUPARRHNHPELCN05_OLDD_FBHSOLE01_D83 | Residential heating technology - Heat pump, Air-to-water - leasing - single-family house - existing building - distributed level 0.83 | HOUELC, HOUAMB | HOUPARRHN_OLDD_DMD | MKr20 | 2040 | 10.6703 | 0.93116 | 0.30214 | [5 empty] | PAR | D | OLD | 3.3098 |  | RHNHPELC | 5 | 0.83333 | HOUPARRHNHPELCN05_OLDD_FBHSOLE01 | 1 | HOUPARRHNHPELCN05_OLDD | HOUPARRHNBHSOLE01_OLDD | BHSOLE01 | HPELCN05 | PAR_OLDD | BHSOLE01_HPELCN05 | 5 | 0 | 1.1 | Unlikely
HOUPARRHNHPELCN05_OLDD_FBHSOLE01_D83 | Residential heating technology - Heat pump, Air-to-water - leasing - single-family house - existing building - distributed level 0.83 | HOUELC, HOUAMB | HOUPARRHN_OLDD_DMD | MKr20 | 2050 | 9.8112 | 0.87038 | 0.29397 | [5 empty] | PAR | D | OLD | 3.4017 |  | RHNHPELC | 5 | 0.83333 | HOUPARRHNHPELCN05_OLDD_FBHSOLE01 | 1 | HOUPARRHNHPELCN05_OLDD | HOUPARRHNBHSOLE01_OLDD | BHSOLE01 | HPELCN05 | PAR_OLDD | BHSOLE01_HPELCN05 | 5 | 0 | 1.1 | Unlikely
HOUPARRHNHPELCN04_OLDD_FBHSOLE01_D83 | Residential heating technology - Heat pump, Ground source - single-family house - existing building - distributed level 0.83 | HOUELC, HOUAMB | HOUPARRHN_OLDD_DMD | MKr20 | 2020 | 32.8624 | 0.35501 | 0.31527 | [5 empty] | PAR | D | OLD | 3.1719 |  | RHNHPELC | 5 | 0.83333 | HOUPARRHNHPELCN04_OLDD_FBHSOLE01 | 1 | HOUPARRHNHPELCN04_OLDD | HOUPARRHNBHSOLE01_OLDD | BHSOLE01 | HPELCN04 | PAR_OLDD | BHSOLE01_HPELCN04 | 6 | 0 | 1 | New
HOUPARRHNHPELCN04_OLDD_FBHSOLE01_D83 | Residential heating technology - Heat pump, Ground source - single-family house - existing building - distributed level 0.83 | HOUELC, HOUAMB | HOUPARRHN_OLDD_DMD | MKr20 | 2025 | 31.2193 | 0.25142 | 0.30639 | [5 empty] | PAR | D | OLD | 3.2638 |  | RHNHPELC | 5 | 0.83333 | HOUPARRHNHPELCN04_OLDD_FBHSOLE01 | 1 | HOUPARRHNHPELCN04_OLDD | HOUPARRHNBHSOLE01_OLDD | BHSOLE01 | HPELCN04 | PAR_OLDD | BHSOLE01_HPELCN04 | 6 | 0 | 1 | New
HOUPARRHNHPELCN04_OLDD_FBHSOLE01_D83 | Residential heating technology - Heat pump, Ground source - single-family house - existing building - distributed level 0.83 | HOUELC, HOUAMB | HOUPARRHN_OLDD_DMD | MKr20 | 2030 | 29.5762 | 0.24736 | 0.298 | [5 empty] | PAR | D | OLD | 3.3557 |  | RHNHPELC | 5 | 0.83333 | HOUPARRHNHPELCN04_OLDD_FBHSOLE01 | 1 | HOUPARRHNHPELCN04_OLDD | HOUPARRHNBHSOLE01_OLDD | BHSOLE01 | HPELCN04 | PAR_OLDD | BHSOLE01_HPELCN04 | 6 | 0 | 1 | New
HOUPARRHNHPELCN04_OLDD_FBHSOLE01_D83 | Residential heating technology - Heat pump, Ground source - single-family house - existing building - distributed level 0.83 | HOUELC, HOUAMB | HOUPARRHN_OLDD_DMD | MKr20 | 2040 | 28.0974 | 0.23984 | 0.28623 | [5 empty] | PAR | D | OLD | 3.4936 |  | RHNHPELC | 5 | 0.83333 | HOUPARRHNHPELCN04_OLDD_FBHSOLE01 | 1 | HOUPARRHNHPELCN04_OLDD | HOUPARRHNBHSOLE01_OLDD | BHSOLE01 | HPELCN04 | PAR_OLDD | BHSOLE01_HPELCN04 | 6 | 0 | 1 | New
HOUPARRHNHPELCN04_OLDD_FBHSOLE01_D83 | Residential heating technology - Heat pump, Ground source - single-family house - existing building - distributed level 0.83 | HOUELC, HOUAMB | HOUPARRHN_OLDD_DMD | MKr20 | 2050 | 26.6186 | 0.23231 | 0.28252 | [5 empty] | PAR | D | OLD | 3.5396 |  | RHNHPELC | 5 | 0.83333 | HOUPARRHNHPELCN04_OLDD_FBHSOLE01 | 1 | HOUPARRHNHPELCN04_OLDD | HOUPARRHNBHSOLE01_OLDD | BHSOLE01 | HPELCN04 | PAR_OLDD | BHSOLE01_HPELCN04 | 6 | 0 | 1 | New
HOUPARRHNHPELCN03_OLDD_FBHSOLE01_D83 | Residential heating technology - Heat pump, Air-to-water - single-family house - existing building - distributed level 0.83 | HOUELC, HOUAMB | HOUPARRHN_OLDD_DMD | MKr20 | 2020 | 24.8141 | 0.38487 | 0.3453 | [5 empty] | PAR | D | OLD | 2.8961 |  | RHNHPELC | 5 | 0.83333 | HOUPARRHNHPELCN03_OLDD_FBHSOLE01 | 1 | HOUPARRHNHPELCN03_OLDD | HOUPARRHNBHSOLE01_OLDD | BHSOLE01 | HPELCN03 | PAR_OLDD | BHSOLE01_HPELCN03 | 6 | 0 | 1 | New
HOUPARRHNHPELCN03_OLDD_FBHSOLE01_D83 | Residential heating technology - Heat pump, Air-to-water - single-family house - existing building - distributed level 0.83 | HOUELC, HOUAMB | HOUPARRHN_OLDD_DMD | MKr20 | 2025 | 22.8882 | 0.28128 | 0.3296 | [5 empty] | PAR | D | OLD | 3.034 |  | RHNHPELC | 5 | 0.83333 | HOUPARRHNHPELCN03_OLDD_FBHSOLE01 | 1 | HOUPARRHNHPELCN03_OLDD | HOUPARRHNBHSOLE01_OLDD | BHSOLE01 | HPELCN03 | PAR_OLDD | BHSOLE01_HPELCN03 | 6 | 0 | 1 | New
HOUPARRHNHPELCN03_OLDD_FBHSOLE01_D83 | Residential heating technology - Heat pump, Air-to-water - single-family house - existing building - distributed level 0.83 | HOUELC, HOUAMB | HOUPARRHN_OLDD_DMD | MKr20 | 2030 | 20.9624 | 0.27722 | 0.31527 | [5 empty] | PAR | D | OLD | 3.1719 |  | RHNHPELC | 5 | 0.83333 | HOUPARRHNHPELCN03_OLDD_FBHSOLE01 | 1 | HOUPARRHNHPELCN03_OLDD | HOUPARRHNBHSOLE01_OLDD | BHSOLE01 | HPELCN03 | PAR_OLDD | BHSOLE01_HPELCN03 | 6 | 0 | 1 | New
HOUPARRHNHPELCN03_OLDD_FBHSOLE01_D83 | Residential heating technology - Heat pump, Air-to-water - single-family house - existing building - distributed level 0.83 | HOUELC, HOUAMB | HOUPARRHN_OLDD_DMD | MKr20 | 2040 | 19.4005 | 0.2697 | 0.30214 | [5 empty] | PAR | D | OLD | 3.3098 |  | RHNHPELC | 5 | 0.83333 | HOUPARRHNHPELCN03_OLDD_FBHSOLE01 | 1 | HOUPARRHNHPELCN03_OLDD | HOUPARRHNBHSOLE01_OLDD | BHSOLE01 | HPELCN03 | PAR_OLDD | BHSOLE01_HPELCN03 | 6 | 0 | 1 | New
HOUPARRHNHPELCN03_OLDD_FBHSOLE01_D83 | Residential heating technology - Heat pump, Air-to-water - single-family house - existing building - distributed level 0.83 | HOUELC, HOUAMB | HOUPARRHN_OLDD_DMD | MKr20 | 2050 | 17.8385 | 0.26217 | 0.29397 | [5 empty] | PAR | D | OLD | 3.4017 |  | RHNHPELC | 5 | 0.83333 | HOUPARRHNHPELCN03_OLDD_FBHSOLE01 | 1 | HOUPARRHNHPELCN03_OLDD | HOUPARRHNBHSOLE01_OLDD | BHSOLE01 | HPELCN03 | PAR_OLDD | BHSOLE01_HPELCN03 | 6 | 0 | 1 | New
HOUPARRHNHPELCN02_OLDD_FBHSOLE01_D83 | Residential heating technology - Heat pump, Air-to-air - single-family house - existing building - distributed level 0.83 | HOUELC, HOUAMB | HOUPARRHN_OLDD_DMD | MKr20 | 2020 | 4.557 | 0.20009 | 0.22427 | [5 empty] | PAR | D | OLD | 4.459 |  | RHNHPELC | 5 | 0.83333 | HOUPARRHNHPELCN02_OLDD_FBHSOLE01 | 1 | HOUPARRHNHPELCN02_OLDD | HOUPARRHNBHSOLE01_OLDD | BHSOLE01 | HPELCN02 | PAR_OLDD | BHSOLE01_HPELCN02 | 5 | 0 | 1.1 | Unlikely
HOUPARRHNHPELCN02_OLDD_FBHSOLE01_D83 | Residential heating technology - Heat pump, Air-to-air - single-family house - existing building - distributed level 0.83 | HOUELC, HOUAMB | HOUPARRHN_OLDD_DMD | MKr20 | 2025 | 4.4456 | 0.13594 | 0.21327 | [5 empty] | PAR | D | OLD | 4.6888 |  | RHNHPELC | 5 | 0.83333 | HOUPARRHNHPELCN02_OLDD_FBHSOLE01 | 1 | HOUPARRHNHPELCN02_OLDD | HOUPARRHNBHSOLE01_OLDD | BHSOLE01 | HPELCN02 | PAR_OLDD | BHSOLE01_HPELCN02 | 5 | 0 | 1.1 | Unlikely
HOUPARRHNHPELCN02_OLDD_FBHSOLE01_D83 | Residential heating technology - Heat pump, Air-to-air - single-family house - existing building - distributed level 0.83 | HOUELC, HOUAMB | HOUPARRHN_OLDD_DMD | MKr20 | 2030 | 4.3342 | 0.13343 | 0.20522 | [5 empty] | PAR | D | OLD | 4.8727 |  | RHNHPELC | 5 | 0.83333 | HOUPARRHNHPELCN02_OLDD_FBHSOLE01 | 1 | HOUPARRHNHPELCN02_OLDD | HOUPARRHNBHSOLE01_OLDD | BHSOLE01 | HPELCN02 | PAR_OLDD | BHSOLE01_HPELCN02 | 5 | 0 | 1.1 | Unlikely
HOUPARRHNHPELCN02_OLDD_FBHSOLE01_D83 | Residential heating technology - Heat pump, Air-to-air - single-family house - existing building - distributed level 0.83 | HOUELC, HOUAMB | HOUPARRHN_OLDD_DMD | MKr20 | 2040 | 4.1275 | 0.12877 | 0.19776 | [5 empty] | PAR | D | OLD | 5.0566 |  | RHNHPELC | 5 | 0.83333 | HOUPARRHNHPELCN02_OLDD_FBHSOLE01 | 1 | HOUPARRHNHPELCN02_OLDD | HOUPARRHNBHSOLE01_OLDD | BHSOLE01 | HPELCN02 | PAR_OLDD | BHSOLE01_HPELCN02 | 5 | 0 | 1.1 | Unlikely
HOUPARRHNHPELCN02_OLDD_FBHSOLE01_D83 | Residential heating technology - Heat pump, Air-to-air - single-family house - existing building - distributed level 0.83 | HOUELC, HOUAMB | HOUPARRHN_OLDD_DMD | MKr20 | 2050 | 3.9207 | 0.12411 | 0.19423 | [5 empty] | PAR | D | OLD | 5.1485 |  | RHNHPELC | 5 | 0.83333 | HOUPARRHNHPELCN02_OLDD_FBHSOLE01 | 1 | HOUPARRHNHPELCN02_OLDD | HOUPARRHNBHSOLE01_OLDD | BHSOLE01 | HPELCN02 | PAR_OLDD | BHSOLE01_HPELCN02 | 5 | 0 | 1.1 | Unlikely
HOUPARRHNDIELCN06_OLDD_FBHSOLE01_D83 | Residential heating technology - Electric heating - electric panel from Bauhaus - single-family house - new building - distributed level 0.83 | HOUELC | HOUPARRHN_OLDD_DMD | MKr20 | 2020 | 0.70255 | 0 | [6 empty] | PAR | D | OLD |  |  | RHNDIELC | 5 | 0.83333 | HOUPARRHNDIELCN06_OLDD_FBHSOLE01 | 1 | HOUPARRHNDIELCN06_OLDD | HOUPARRHNBHSOLE01_OLDD | BHSOLE01 | DIELCN06 | PAR_OLDD | BHSOLE01_DIELCN06 | 5 | 0 | 1.1 | Unlikely
HOUPARRHNDIELCN06_OLDD_FBHSOLE01_D83 | Residential heating technology - Electric heating - electric panel from Bauhaus - single-family house - new building - distributed level 0.83 | HOUELC | HOUPARRHN_OLDD_DMD | MKr20 | 2025 | 0.70255 | 0 | [6 empty] | PAR | D | OLD |  |  | RHNDIELC | 5 | 0.83333 | HOUPARRHNDIELCN06_OLDD_FBHSOLE01 | 1 | HOUPARRHNDIELCN06_OLDD | HOUPARRHNBHSOLE01_OLDD | BHSOLE01 | DIELCN06 | PAR_OLDD | BHSOLE01_DIELCN06 | 5 | 0 | 1.1 | Unlikely
HOUPARRHNDIELCN06_OLDD_FBHSOLE01_D83 | Residential heating technology - Electric heating - electric panel from Bauhaus - single-family house - new building - distributed level 0.83 | HOUELC | HOUPARRHN_OLDD_DMD | MKr20 | 2030 | 0.70255 | 0 | [6 empty] | PAR | D | OLD |  |  | RHNDIELC | 5 | 0.83333 | HOUPARRHNDIELCN06_OLDD_FBHSOLE01 | 1 | HOUPARRHNDIELCN06_OLDD | HOUPARRHNBHSOLE01_OLDD | BHSOLE01 | DIELCN06 | PAR_OLDD | BHSOLE01_DIELCN06 | 5 | 0 | 1.1 | Unlikely
HOUPARRHNDIELCN06_OLDD_FBHSOLE01_D83 | Residential heating technology - Electric heating - electric panel from Bauhaus - single-family house - new building - distributed level 0.83 | HOUELC | HOUPARRHN_OLDD_DMD | MKr20 | 2040 | 0.70255 | 0 | [6 empty] | PAR | D | OLD |  |  | RHNDIELC | 5 | 0.83333 | HOUPARRHNDIELCN06_OLDD_FBHSOLE01 | 1 | HOUPARRHNDIELCN06_OLDD | HOUPARRHNBHSOLE01_OLDD | BHSOLE01 | DIELCN06 | PAR_OLDD | BHSOLE01_DIELCN06 | 5 | 0 | 1.1 | Unlikely
HOUPARRHNDIELCN06_OLDD_FBHSOLE01_D83 | Residential heating technology - Electric heating - electric panel from Bauhaus - single-family house - new building - distributed level 0.83 | HOUELC | HOUPARRHN_OLDD_DMD | MKr20 | 2050 | 0.70255 | 0 | [6 empty] | PAR | D | OLD |  |  | RHNDIELC | 5 | 0.83333 | HOUPARRHNDIELCN06_OLDD_FBHSOLE01 | 1 | HOUPARRHNDIELCN06_OLDD | HOUPARRHNBHSOLE01_OLDD | BHSOLE01 | DIELCN06 | PAR_OLDD | BHSOLE01_DIELCN06 | 5 | 0 | 1.1 | Unlikely
HOUPARRHNDIELCN01_OLDD_FBHSOLE01_D83 | Residential heating technology - Electric heating - single-family house - new building - distributed level 0.83 | HOUELC | HOUPARRHN_OLDD_DMD | MKr20 | 2020 | 8.5362 | 0.06921 | [6 empty] | PAR | D | OLD |  |  | RHNDIELC | 5 | 0.83333 | HOUPARRHNDIELCN01_OLDD_FBHSOLE01 | 1 | HOUPARRHNDIELCN01_OLDD | HOUPARRHNBHSOLE01_OLDD | BHSOLE01 | DIELCN01 | PAR_OLDD | BHSOLE01_DIELCN01 | 5 | 0 | 1.1 | Unlikely
HOUPARRHNDIELCN01_OLDD_FBHSOLE01_D83 | Residential heating technology - Electric heating - single-family house - new building - distributed level 0.83 | HOUELC | HOUPARRHN_OLDD_DMD | MKr20 | 2025 | 8.3249 | 0.06921 | [6 empty] | PAR | D | OLD |  |  | RHNDIELC | 5 | 0.83333 | HOUPARRHNDIELCN01_OLDD_FBHSOLE01 | 1 | HOUPARRHNDIELCN01_OLDD | HOUPARRHNBHSOLE01_OLDD | BHSOLE01 | DIELCN01 | PAR_OLDD | BHSOLE01_DIELCN01 | 5 | 0 | 1.1 | Unlikely
HOUPARRHNDIELCN01_OLDD_FBHSOLE01_D83 | Residential heating technology - Electric heating - single-family house - new building - distributed level 0.83 | HOUELC | HOUPARRHN_OLDD_DMD | MKr20 | 2030 | 8.1188 | 0.066326 | [6 empty] | PAR | D | OLD |  |  | RHNDIELC | 5 | 0.83333 | HOUPARRHNDIELCN01_OLDD_FBHSOLE01 | 1 | HOUPARRHNDIELCN01_OLDD | HOUPARRHNBHSOLE01_OLDD | BHSOLE01 | DIELCN01 | PAR_OLDD | BHSOLE01_DIELCN01 | 5 | 0 | 1.1 | Unlikely
HOUPARRHNDIELCN01_OLDD_FBHSOLE01_D83 | Residential heating technology - Electric heating - single-family house - new building - distributed level 0.83 | HOUELC | HOUPARRHN_OLDD_DMD | MKr20 | 2040 | 7.7219 | 0.063442 | [6 empty] | PAR | D | OLD |  |  | RHNDIELC | 5 | 0.83333 | HOUPARRHNDIELCN01_OLDD_FBHSOLE01 | 1 | HOUPARRHNDIELCN01_OLDD | HOUPARRHNBHSOLE01_OLDD | BHSOLE01 | DIELCN01 | PAR_OLDD | BHSOLE01_DIELCN01 | 5 | 0 | 1.1 | Unlikely
HOUPARRHNDIELCN01_OLDD_FBHSOLE01_D83 | Residential heating technology - Electric heating - single-family house - new building - distributed level 0.83 | HOUELC | HOUPARRHN_OLDD_DMD | MKr20 | 2050 | 7.3444 | 0.060559 | [6 empty] | PAR | D | OLD |  |  | RHNDIELC | 5 | 0.83333 | HOUPARRHNDIELCN01_OLDD_FBHSOLE01 | 1 | HOUPARRHNDIELCN01_OLDD | HOUPARRHNBHSOLE01_OLDD | BHSOLE01 | DIELCN01 | PAR_OLDD | BHSOLE01_DIELCN01 | 5 | 0 | 1.1 | Unlikely
HOUPARRHNBHWPEN01_OLDD_FBHSOLE01_D83 | Residential heating technology - Biomass boiler, automatic stoking , wood pellets or wood chips - single-family house - existing building - distributed level 0.83 | HOUWPE | HOUPARRHN_OLDD_DMD | MKr20 | 2020 | 5.252 | 0.48551 |  | 25 | 14 | 70 | 2 | 4 | PAR | D | OLD |  |  | RHNBHWPE | 5 | 0.83333 | HOUPARRHNBHWPEN01_OLDD_FBHSOLE01 | 1 | HOUPARRHNBHWPEN01_OLDD | HOUPARRHNBHSOLE01_OLDD | BHSOLE01 | BHWPEN01 | PAR_OLDD | BHSOLE01_BHWPEN01 | 5 | 0 | 1.1 | Unlikely
HOUPARRHNBHWPEN01_OLDD_FBHSOLE01_D83 | Residential heating technology - Biomass boiler, automatic stoking , wood pellets or wood chips - single-family house - existing building - distributed level 0.83 | HOUWPE | HOUPARRHN_OLDD_DMD | MKr20 | 2025 | 5.122 | 0.47712 |  | 25 | 14 | 60 | 2 | 4 | PAR | D | OLD |  |  | RHNBHWPE | 5 | 0.83333 | HOUPARRHNBHWPEN01_OLDD_FBHSOLE01 | 1 | HOUPARRHNBHWPEN01_OLDD | HOUPARRHNBHSOLE01_OLDD | BHSOLE01 | BHWPEN01 | PAR_OLDD | BHSOLE01_BHWPEN01 | 5 | 0 | 1.1 | Unlikely
HOUPARRHNBHWPEN01_OLDD_FBHSOLE01_D83 | Residential heating technology - Biomass boiler, automatic stoking , wood pellets or wood chips - single-family house - existing building - distributed level 0.83 | HOUWPE | HOUPARRHN_OLDD_DMD | MKr20 | 2030 | 4.9953 | 0.47075 |  | 25 | 11 | 50 | 1 | 4 | PAR | D | OLD |  |  | RHNBHWPE | 5 | 0.83333 | HOUPARRHNBHWPEN01_OLDD_FBHSOLE01 | 1 | HOUPARRHNBHWPEN01_OLDD | HOUPARRHNBHSOLE01_OLDD | BHSOLE01 | BHWPEN01 | PAR_OLDD | BHSOLE01_BHWPEN01 | 5 | 0 | 1.1 | Unlikely
HOUPARRHNBHWPEN01_OLDD_FBHSOLE01_D83 | Residential heating technology - Biomass boiler, automatic stoking , wood pellets or wood chips - single-family house - existing building - distributed level 0.83 | HOUWPE | HOUPARRHN_OLDD_DMD | MKr20 | 2040 | 4.751 | 0.44992 |  | 25 | 9 | 45 | 1 | 4 | PAR | D | OLD |  |  | RHNBHWPE | 5 | 0.83333 | HOUPARRHNBHWPEN01_OLDD_FBHSOLE01 | 1 | HOUPARRHNBHWPEN01_OLDD | HOUPARRHNBHSOLE01_OLDD | BHSOLE01 | BHWPEN01 | PAR_OLDD | BHSOLE01_BHWPEN01 | 5 | 0 | 1.1 | Unlikely
HOUPARRHNBHWPEN01_OLDD_FBHSOLE01_D83 | Residential heating technology - Biomass boiler, automatic stoking , wood pellets or wood chips - single-family house - existing building - distributed level 0.83 | HOUWPE | HOUPARRHN_OLDD_DMD | MKr20 | 2050 | 5.6485 | 0.53751 |  | 25 | 9 | 40 | 0 | 4 | PAR | D | OLD |  |  | RHNBHWPE | 5 | 0.83333 | HOUPARRHNBHWPEN01_OLDD_FBHSOLE01 | 1 | HOUPARRHNBHWPEN01_OLDD | HOUPARRHNBHSOLE01_OLDD | BHSOLE01 | BHWPEN01 | PAR_OLDD | BHSOLE01_BHWPEN01 | 5 | 0 | 1.1 | Unlikely
HOUPARRHNBHSOLN01_OLDD_FBHSOLE01_D83 | Residential heating technology - Solar heating system - single-family house - existing building - distributed level 0.83 | HOUSOL | HOUPARRHN_OLDD_DMD | MKr20 | 2020 | 7.6749 | 0.10804 | [6 empty] | PAR | D | OLD |  |  | RHNBHSOL | 5 | 0.83333 | HOUPARRHNBHSOLN01_OLDD_FBHSOLE01 | 1 | HOUPARRHNBHSOLN01_OLDD | HOUPARRHNBHSOLE01_OLDD | BHSOLE01 | BHSOLN01 | PAR_OLDD | BHSOLE01_BHSOLN01 | 2 | 0 | 0.9 | Same
HOUPARRHNBHSOLN01_OLDD_FBHSOLE01_D83 | Residential heating technology - Solar heating system - single-family house - existing building - distributed level 0.83 | HOUSOL | HOUPARRHN_OLDD_DMD | MKr20 | 2025 | 7.4849 | 0.10145 | [6 empty] | PAR | D | OLD |  |  | RHNBHSOL | 5 | 0.83333 | HOUPARRHNBHSOLN01_OLDD_FBHSOLE01 | 1 | HOUPARRHNBHSOLN01_OLDD | HOUPARRHNBHSOLE01_OLDD | BHSOLE01 | BHSOLN01 | PAR_OLDD | BHSOLE01_BHSOLN01 | 2 | 0 | 0.9 | Same
HOUPARRHNBHSOLN01_OLDD_FBHSOLE01_D83 | Residential heating technology - Solar heating system - single-family house - existing building - distributed level 0.83 | HOUSOL | HOUPARRHN_OLDD_DMD | MKr20 | 2030 | 7.2996 | 0.098974 | [6 empty] | PAR | D | OLD |  |  | RHNBHSOL | 5 | 0.83333 | HOUPARRHNBHSOLN01_OLDD_FBHSOLE01 | 1 | HOUPARRHNBHSOLN01_OLDD | HOUPARRHNBHSOLE01_OLDD | BHSOLE01 | BHSOLN01 | PAR_OLDD | BHSOLE01_BHSOLN01 | 2 | 0 | 0.9 | Same
HOUPARRHNBHSOLN01_OLDD_FBHSOLE01_D83 | Residential heating technology - Solar heating system - single-family house - existing building - distributed level 0.83 | HOUSOL | HOUPARRHN_OLDD_DMD | MKr20 | 2040 | 6.9428 | 0.093619 | [6 empty] | PAR | D | OLD |  |  | RHNBHSOL | 5 | 0.83333 | HOUPARRHNBHSOLN01_OLDD_FBHSOLE01 | 1 | HOUPARRHNBHSOLN01_OLDD | HOUPARRHNBHSOLE01_OLDD | BHSOLE01 | BHSOLN01 | PAR_OLDD | BHSOLE01_BHSOLN01 | 2 | 0 | 0.9 | Same
HOUPARRHNBHSOLN01_OLDD_FBHSOLE01_D83 | Residential heating technology - Solar heating system - single-family house - existing building - distributed level 0.83 | HOUSOL | HOUPARRHN_OLDD_DMD | MKr20 | 2050 | 6.6033 | 0.088263 | [6 empty] | PAR | D | OLD |  |  | RHNBHSOL | 5 | 0.83333 | HOUPARRHNBHSOLN01_OLDD_FBHSOLE01 | 1 | HOUPARRHNBHSOLN01_OLDD | HOUPARRHNBHSOLE01_OLDD | BHSOLE01 | BHSOLN01 | PAR_OLDD | BHSOLE01_BHSOLN01 | 2 | 0 | 0.9 | Same
HOUPARRHNBHDHDN03_OLDD_FBHSOLE01_D83 | Residential heating technology - Direct district heating substation - plus connection pipe - single-family house - existing building - distributed level 0.83 | HOUDHD | HOUPARRHN_OLDD_DMD | MKr20 | 2020 | 3.7272 | 0.035153 | [6 empty] | PAR | D | OLD |  |  | RHNBHDHD | 5 | 0.83333 | HOUPARRHNBHDHDN03_OLDD_FBHSOLE01 | 1 | HOUPARRHNBHDHDN03_OLDD | HOUPARRHNBHSOLE01_OLDD | BHSOLE01 | BHDHDN03 | PAR_OLDD | BHSOLE01_BHDHDN03 | 6 | 0 | 1 | New
HOUPARRHNBHDHDN03_OLDD_FBHSOLE01_D83 | Residential heating technology - Direct district heating substation - plus connection pipe - single-family house - existing building - distributed level 0.83 | HOUDHD | HOUPARRHN_OLDD_DMD | MKr20 | 2025 | 3.684 | 0.034893 | [6 empty] | PAR | D | OLD |  |  | RHNBHDHD | 5 | 0.83333 | HOUPARRHNBHDHDN03_OLDD_FBHSOLE01 | 1 | HOUPARRHNBHDHDN03_OLDD | HOUPARRHNBHSOLE01_OLDD | BHSOLE01 | BHDHDN03 | PAR_OLDD | BHSOLE01_BHDHDN03 | 6 | 0 | 1 | New
HOUPARRHNBHDHDN03_OLDD_FBHSOLE01_D83 | Residential heating technology - Direct district heating substation - plus connection pipe - single-family house - existing building - distributed level 0.83 | HOUDHD | HOUPARRHN_OLDD_DMD | MKr20 | 2030 | 3.6479 | 0.03427 | [6 empty] | PAR | D | OLD |  |  | RHNBHDHD | 5 | 0.83333 | HOUPARRHNBHDHDN03_OLDD_FBHSOLE01 | 1 | HOUPARRHNBHDHDN03_OLDD | HOUPARRHNBHSOLE01_OLDD | BHSOLE01 | BHDHDN03 | PAR_OLDD | BHSOLE01_BHDHDN03 | 6 | 0 | 1 | New
HOUPARRHNBHDHDN03_OLDD_FBHSOLE01_D83 | Residential heating technology - Direct district heating substation - plus connection pipe - single-family house - existing building - distributed level 0.83 | HOUDHD | HOUPARRHN_OLDD_DMD | MKr20 | 2040 | 3.583 | 0.032794 | [6 empty] | PAR | D | OLD |  |  | RHNBHDHD | 5 | 0.83333 | HOUPARRHNBHDHDN03_OLDD_FBHSOLE01 | 1 | HOUPARRHNBHDHDN03_OLDD | HOUPARRHNBHSOLE01_OLDD | BHSOLE01 | BHDHDN03 | PAR_OLDD | BHSOLE01_BHDHDN03 | 6 | 0 | 1 | New
HOUPARRHNBHDHDN03_OLDD_FBHSOLE01_D83 | Residential heating technology - Direct district heating substation - plus connection pipe - single-family house - existing building - distributed level 0.83 | HOUDHD | HOUPARRHN_OLDD_DMD | MKr20 | 2050 | 3.511 | 0.030647 | [6 empty] | PAR | D | OLD |  |  | RHNBHDHD | 5 | 0.83333 | HOUPARRHNBHDHDN03_OLDD_FBHSOLE01 | 1 | HOUPARRHNBHDHDN03_OLDD | HOUPARRHNBHSOLE01_OLDD | BHSOLE01 | BHDHDN03 | PAR_OLDD | BHSOLE01_BHDHDN03 | 6 | 0 | 1 | New
HOUPARRHNHPELCN07_OLDI_FBHSOLE01_D83 | Residential heating technology - Heat pump, Air-to-water, low-price product - single-family house - existing building - distributed level 0.83 | HOUELC, HOUAMB | HOUPARRHN_OLDI_DMD | MKr20 | 2020 | 13.3086 | 0.44459 | 0.36256 | [5 empty] | PAR | I | OLD | 2.7581 |  | RHNHPELC | 5 | 0.83333 | HOUPARRHNHPELCN07_OLDI_FBHSOLE01 | 1 | HOUPARRHNHPELCN07_OLDI | HOUPARRHNBHSOLE01_OLDI | BHSOLE01 | HPELCN07 | PAR_OLDI | BHSOLE01_HPELCN07 | 5 | 0 | 1.1 | Unlikely
HOUPARRHNHPELCN07_OLDI_FBHSOLE01_D83 | Residential heating technology - Heat pump, Air-to-water, low-price product - single-family house - existing building - distributed level 0.83 | HOUELC, HOUAMB | HOUPARRHN_OLDI_DMD | MKr20 | 2025 | 12.175 | 0.341 | 0.3453 | [5 empty] | PAR | I | OLD | 2.8961 |  | RHNHPELC | 5 | 0.83333 | HOUPARRHNHPELCN07_OLDI_FBHSOLE01 | 1 | HOUPARRHNHPELCN07_OLDI | HOUPARRHNBHSOLE01_OLDI | BHSOLE01 | HPELCN07 | PAR_OLDI | BHSOLE01_HPELCN07 | 5 | 0 | 1.1 | Unlikely
HOUPARRHNHPELCN07_OLDI_FBHSOLE01_D83 | Residential heating technology - Heat pump, Air-to-water, low-price product - single-family house - existing building - distributed level 0.83 | HOUELC, HOUAMB | HOUPARRHN_OLDI_DMD | MKr20 | 2030 | 11.0413 | 0.33694 | 0.3296 | [5 empty] | PAR | I | OLD | 3.034 |  | RHNHPELC | 5 | 0.83333 | HOUPARRHNHPELCN07_OLDI_FBHSOLE01 | 1 | HOUPARRHNHPELCN07_OLDI | HOUPARRHNBHSOLE01_OLDI | BHSOLE01 | HPELCN07 | PAR_OLDI | BHSOLE01_HPELCN07 | 5 | 0 | 1.1 | Unlikely
HOUPARRHNHPELCN07_OLDI_FBHSOLE01_D83 | Residential heating technology - Heat pump, Air-to-water, low-price product - single-family house - existing building - distributed level 0.83 | HOUELC, HOUAMB | HOUPARRHN_OLDI_DMD | MKr20 | 2040 | 10.1381 | 0.32942 | 0.31527 | [5 empty] | PAR | I | OLD | 3.1719 |  | RHNHPELC | 5 | 0.83333 | HOUPARRHNHPELCN07_OLDI_FBHSOLE01 | 1 | HOUPARRHNHPELCN07_OLDI | HOUPARRHNBHSOLE01_OLDI | BHSOLE01 | HPELCN07 | PAR_OLDI | BHSOLE01_HPELCN07 | 5 | 0 | 1.1 | Unlikely
HOUPARRHNHPELCN07_OLDI_FBHSOLE01_D83 | Residential heating technology - Heat pump, Air-to-water, low-price product - single-family house - existing building - distributed level 0.83 | HOUELC, HOUAMB | HOUPARRHN_OLDI_DMD | MKr20 | 2050 | 9.2349 | 0.32189 | 0.30639 | [5 empty] | PAR | I | OLD | 3.2638 |  | RHNHPELC | 5 | 0.83333 | HOUPARRHNHPELCN07_OLDI_FBHSOLE01 | 1 | HOUPARRHNHPELCN07_OLDI | HOUPARRHNBHSOLE01_OLDI | BHSOLE01 | HPELCN07 | PAR_OLDI | BHSOLE01_HPELCN07 | 5 | 0 | 1.1 | Unlikely
HOUPARRHNHPELCN05_OLDI_FBHSOLE01_D83 | Residential heating technology - Heat pump, Air-to-water - leasing - single-family house - existing building - distributed level 0.83 | HOUELC, HOUAMB | HOUPARRHN_OLDI_DMD | MKr20 | 2020 | 13.6477 | 1.2309 | 0.3453 | [5 empty] | PAR | I | OLD | 2.8961 |  | RHNHPELC | 5 | 0.83333 | HOUPARRHNHPELCN05_OLDI_FBHSOLE01 | 1 | HOUPARRHNHPELCN05_OLDI | HOUPARRHNBHSOLE01_OLDI | BHSOLE01 | HPELCN05 | PAR_OLDI | BHSOLE01_HPELCN05 | 5 | 0 | 1.1 | Unlikely
HOUPARRHNHPELCN05_OLDI_FBHSOLE01_D83 | Residential heating technology - Heat pump, Air-to-water - leasing - single-family house - existing building - distributed level 0.83 | HOUELC, HOUAMB | HOUPARRHN_OLDI_DMD | MKr20 | 2025 | 12.5885 | 1.0617 | 0.3296 | [5 empty] | PAR | I | OLD | 3.034 |  | RHNHPELC | 5 | 0.83333 | HOUPARRHNHPELCN05_OLDI_FBHSOLE01 | 1 | HOUPARRHNHPELCN05_OLDI | HOUPARRHNBHSOLE01_OLDI | BHSOLE01 | HPELCN05 | PAR_OLDI | BHSOLE01_HPELCN05 | 5 | 0 | 1.1 | Unlikely
HOUPARRHNHPELCN05_OLDI_FBHSOLE01_D83 | Residential heating technology - Heat pump, Air-to-water - leasing - single-family house - existing building - distributed level 0.83 | HOUELC, HOUAMB | HOUPARRHN_OLDI_DMD | MKr20 | 2030 | 11.5293 | 0.99194 | 0.31527 | [5 empty] | PAR | I | OLD | 3.1719 |  | RHNHPELC | 5 | 0.83333 | HOUPARRHNHPELCN05_OLDI_FBHSOLE01 | 1 | HOUPARRHNHPELCN05_OLDI | HOUPARRHNBHSOLE01_OLDI | BHSOLE01 | HPELCN05 | PAR_OLDI | BHSOLE01_HPELCN05 | 5 | 0 | 1.1 | Unlikely
HOUPARRHNHPELCN05_OLDI_FBHSOLE01_D83 | Residential heating technology - Heat pump, Air-to-water - leasing - single-family house - existing building - distributed level 0.83 | HOUELC, HOUAMB | HOUPARRHN_OLDI_DMD | MKr20 | 2040 | 10.6703 | 0.93116 | 0.30214 | [5 empty] | PAR | I | OLD | 3.3098 |  | RHNHPELC | 5 | 0.83333 | HOUPARRHNHPELCN05_OLDI_FBHSOLE01 | 1 | HOUPARRHNHPELCN05_OLDI | HOUPARRHNBHSOLE01_OLDI | BHSOLE01 | HPELCN05 | PAR_OLDI | BHSOLE01_HPELCN05 | 5 | 0 | 1.1 | Unlikely
HOUPARRHNHPELCN05_OLDI_FBHSOLE01_D83 | Residential heating technology - Heat pump, Air-to-water - leasing - single-family house - existing building - distributed level 0.83 | HOUELC, HOUAMB | HOUPARRHN_OLDI_DMD | MKr20 | 2050 | 9.8112 | 0.87038 | 0.29397 | [5 empty] | PAR | I | OLD | 3.4017 |  | RHNHPELC | 5 | 0.83333 | HOUPARRHNHPELCN05_OLDI_FBHSOLE01 | 1 | HOUPARRHNHPELCN05_OLDI | HOUPARRHNBHSOLE01_OLDI | BHSOLE01 | HPELCN05 | PAR_OLDI | BHSOLE01_HPELCN05 | 5 | 0 | 1.1 | Unlikely
HOUPARRHNHPELCN04_OLDI_FBHSOLE01_D83 | Residential heating technology - Heat pump, Ground source - single-family house - existing building - distributed level 0.83 | HOUELC, HOUAMB | HOUPARRHN_OLDI_DMD | MKr20 | 2020 | 32.8624 | 0.35501 | 0.31527 | [5 empty] | PAR | I | OLD | 3.1719 |  | RHNHPELC | 5 | 0.83333 | HOUPARRHNHPELCN04_OLDI_FBHSOLE01 | 1 | HOUPARRHNHPELCN04_OLDI | HOUPARRHNBHSOLE01_OLDI | BHSOLE01 | HPELCN04 | PAR_OLDI | BHSOLE01_HPELCN04 | 6 | 0 | 1 | New
HOUPARRHNHPELCN04_OLDI_FBHSOLE01_D83 | Residential heating technology - Heat pump, Ground source - single-family house - existing building - distributed level 0.83 | HOUELC, HOUAMB | HOUPARRHN_OLDI_DMD | MKr20 | 2025 | 31.2193 | 0.25142 | 0.30639 | [5 empty] | PAR | I | OLD | 3.2638 |  | RHNHPELC | 5 | 0.83333 | HOUPARRHNHPELCN04_OLDI_FBHSOLE01 | 1 | HOUPARRHNHPELCN04_OLDI | HOUPARRHNBHSOLE01_OLDI | BHSOLE01 | HPELCN04 | PAR_OLDI | BHSOLE01_HPELCN04 | 6 | 0 | 1 | New
HOUPARRHNHPELCN04_OLDI_FBHSOLE01_D83 | Residential heating technology - Heat pump, Ground source - single-family house - existing building - distributed level 0.83 | HOUELC, HOUAMB | HOUPARRHN_OLDI_DMD | MKr20 | 2030 | 29.5762 | 0.24736 | 0.298 | [5 empty] | PAR | I | OLD | 3.3557 |  | RHNHPELC | 5 | 0.83333 | HOUPARRHNHPELCN04_OLDI_FBHSOLE01 | 1 | HOUPARRHNHPELCN04_OLDI | HOUPARRHNBHSOLE01_OLDI | BHSOLE01 | HPELCN04 | PAR_OLDI | BHSOLE01_HPELCN04 | 6 | 0 | 1 | New
HOUPARRHNHPELCN04_OLDI_FBHSOLE01_D83 | Residential heating technology - Heat pump, Ground source - single-family house - existing building - distributed level 0.83 | HOUELC, HOUAMB | HOUPARRHN_OLDI_DMD | MKr20 | 2040 | 28.0974 | 0.23984 | 0.28623 | [5 empty] | PAR | I | OLD | 3.4936 |  | RHNHPELC | 5 | 0.83333 | HOUPARRHNHPELCN04_OLDI_FBHSOLE01 | 1 | HOUPARRHNHPELCN04_OLDI | HOUPARRHNBHSOLE01_OLDI | BHSOLE01 | HPELCN04 | PAR_OLDI | BHSOLE01_HPELCN04 | 6 | 0 | 1 | New
HOUPARRHNHPELCN04_OLDI_FBHSOLE01_D83 | Residential heating technology - Heat pump, Ground source - single-family house - existing building - distributed level 0.83 | HOUELC, HOUAMB | HOUPARRHN_OLDI_DMD | MKr20 | 2050 | 26.6186 | 0.23231 | 0.28252 | [5 empty] | PAR | I | OLD | 3.5396 |  | RHNHPELC | 5 | 0.83333 | HOUPARRHNHPELCN04_OLDI_FBHSOLE01 | 1 | HOUPARRHNHPELCN04_OLDI | HOUPARRHNBHSOLE01_OLDI | BHSOLE01 | HPELCN04 | PAR_OLDI | BHSOLE01_HPELCN04 | 6 | 0 | 1 | New
HOUPARRHNHPELCN03_OLDI_FBHSOLE01_D83 | Residential heating technology - Heat pump, Air-to-water - single-family house - existing building - distributed level 0.83 | HOUELC, HOUAMB | HOUPARRHN_OLDI_DMD | MKr20 | 2020 | 24.8141 | 0.38487 | 0.3453 | [5 empty] | PAR | I | OLD | 2.8961 |  | RHNHPELC | 5 | 0.83333 | HOUPARRHNHPELCN03_OLDI_FBHSOLE01 | 1 | HOUPARRHNHPELCN03_OLDI | HOUPARRHNBHSOLE01_OLDI | BHSOLE01 | HPELCN03 | PAR_OLDI | BHSOLE01_HPELCN03 | 6 | 0 | 1 | New
HOUPARRHNHPELCN03_OLDI_FBHSOLE01_D83 | Residential heating technology - Heat pump, Air-to-water - single-family house - existing building - distributed level 0.83 | HOUELC, HOUAMB | HOUPARRHN_OLDI_DMD | MKr20 | 2025 | 22.8882 | 0.28128 | 0.3296 | [5 empty] | PAR | I | OLD | 3.034 |  | RHNHPELC | 5 | 0.83333 | HOUPARRHNHPELCN03_OLDI_FBHSOLE01 | 1 | HOUPARRHNHPELCN03_OLDI | HOUPARRHNBHSOLE01_OLDI | BHSOLE01 | HPELCN03 | PAR_OLDI | BHSOLE01_HPELCN03 | 6 | 0 | 1 | New
HOUPARRHNHPELCN03_OLDI_FBHSOLE01_D83 | Residential heating technology - Heat pump, Air-to-water - single-family house - existing building - distributed level 0.83 | HOUELC, HOUAMB | HOUPARRHN_OLDI_DMD | MKr20 | 2030 | 20.9624 | 0.27722 | 0.31527 | [5 empty] | PAR | I | OLD | 3.1719 |  | RHNHPELC | 5 | 0.83333 | HOUPARRHNHPELCN03_OLDI_FBHSOLE01 | 1 | HOUPARRHNHPELCN03_OLDI | HOUPARRHNBHSOLE01_OLDI | BHSOLE01 | HPELCN03 | PAR_OLDI | BHSOLE01_HPELCN03 | 6 | 0 | 1 | New
HOUPARRHNHPELCN03_OLDI_FBHSOLE01_D83 | Residential heating technology - Heat pump, Air-to-water - single-family house - existing building - distributed level 0.83 | HOUELC, HOUAMB | HOUPARRHN_OLDI_DMD | MKr20 | 2040 | 19.4005 | 0.2697 | 0.30214 | [5 empty] | PAR | I | OLD | 3.3098 |  | RHNHPELC | 5 | 0.83333 | HOUPARRHNHPELCN03_OLDI_FBHSOLE01 | 1 | HOUPARRHNHPELCN03_OLDI | HOUPARRHNBHSOLE01_OLDI | BHSOLE01 | HPELCN03 | PAR_OLDI | BHSOLE01_HPELCN03 | 6 | 0 | 1 | New
HOUPARRHNHPELCN03_OLDI_FBHSOLE01_D83 | Residential heating technology - Heat pump, Air-to-water - single-family house - existing building - distributed level 0.83 | HOUELC, HOUAMB | HOUPARRHN_OLDI_DMD | MKr20 | 2050 | 17.8385 | 0.26217 | 0.29397 | [5 empty] | PAR | I | OLD | 3.4017 |  | RHNHPELC | 5 | 0.83333 | HOUPARRHNHPELCN03_OLDI_FBHSOLE01 | 1 | HOUPARRHNHPELCN03_OLDI | HOUPARRHNBHSOLE01_OLDI | BHSOLE01 | HPELCN03 | PAR_OLDI | BHSOLE01_HPELCN03 | 6 | 0 | 1 | New
HOUPARRHNHPELCN02_OLDI_FBHSOLE01_D83 | Residential heating technology - Heat pump, Air-to-air - single-family house - existing building - distributed level 0.83 | HOUELC, HOUAMB | HOUPARRHN_OLDI_DMD | MKr20 | 2020 | 4.557 | 0.20009 | 0.22427 | [5 empty] | PAR | I | OLD | 4.459 |  | RHNHPELC | 5 | 0.83333 | HOUPARRHNHPELCN02_OLDI_FBHSOLE01 | 1 | HOUPARRHNHPELCN02_OLDI | HOUPARRHNBHSOLE01_OLDI | BHSOLE01 | HPELCN02 | PAR_OLDI | BHSOLE01_HPELCN02 | 5 | 0 | 1.1 | Unlikely
HOUPARRHNHPELCN02_OLDI_FBHSOLE01_D83 | Residential heating technology - Heat pump, Air-to-air - single-family house - existing building - distributed level 0.83 | HOUELC, HOUAMB | HOUPARRHN_OLDI_DMD | MKr20 | 2025 | 4.4456 | 0.13594 | 0.21327 | [5 empty] | PAR | I | OLD | 4.6888 |  | RHNHPELC | 5 | 0.83333 | HOUPARRHNHPELCN02_OLDI_FBHSOLE01 | 1 | HOUPARRHNHPELCN02_OLDI | HOUPARRHNBHSOLE01_OLDI | BHSOLE01 | HPELCN02 | PAR_OLDI | BHSOLE01_HPELCN02 | 5 | 0 | 1.1 | Unlikely
HOUPARRHNHPELCN02_OLDI_FBHSOLE01_D83 | Residential heating technology - Heat pump, Air-to-air - single-family house - existing building - distributed level 0.83 | HOUELC, HOUAMB | HOUPARRHN_OLDI_DMD | MKr20 | 2030 | 4.3342 | 0.13343 | 0.20522 | [5 empty] | PAR | I | OLD | 4.8727 |  | RHNHPELC | 5 | 0.83333 | HOUPARRHNHPELCN02_OLDI_FBHSOLE01 | 1 | HOUPARRHNHPELCN02_OLDI | HOUPARRHNBHSOLE01_OLDI | BHSOLE01 | HPELCN02 | PAR_OLDI | BHSOLE01_HPELCN02 | 5 | 0 | 1.1 | Unlikely
HOUPARRHNHPELCN02_OLDI_FBHSOLE01_D83 | Residential heating technology - Heat pump, Air-to-air - single-family house - existing building - distributed level 0.83 | HOUELC, HOUAMB | HOUPARRHN_OLDI_DMD | MKr20 | 2040 | 4.1275 | 0.12877 | 0.19776 | [5 empty] | PAR | I | OLD | 5.0566 |  | RHNHPELC | 5 | 0.83333 | HOUPARRHNHPELCN02_OLDI_FBHSOLE01 | 1 | HOUPARRHNHPELCN02_OLDI | HOUPARRHNBHSOLE01_OLDI | BHSOLE01 | HPELCN02 | PAR_OLDI | BHSOLE01_HPELCN02 | 5 | 0 | 1.1 | Unlikely
HOUPARRHNHPELCN02_OLDI_FBHSOLE01_D83 | Residential heating technology - Heat pump, Air-to-air - single-family house - existing building - distributed level 0.83 | HOUELC, HOUAMB | HOUPARRHN_OLDI_DMD | MKr20 | 2050 | 3.9207 | 0.12411 | 0.19423 | [5 empty] | PAR | I | OLD | 5.1485 |  | RHNHPELC | 5 | 0.83333 | HOUPARRHNHPELCN02_OLDI_FBHSOLE01 | 1 | HOUPARRHNHPELCN02_OLDI | HOUPARRHNBHSOLE01_OLDI | BHSOLE01 | HPELCN02 | PAR_OLDI | BHSOLE01_HPELCN02 | 5 | 0 | 1.1 | Unlikely
HOUPARRHNDIELCN06_OLDI_FBHSOLE01_D83 | Residential heating technology - Electric heating - electric panel from Bauhaus - single-family house - new building - distributed level 0.83 | HOUELC | HOUPARRHN_OLDI_DMD | MKr20 | 2020 | 0.70255 | 0 | [6 empty] | PAR | I | OLD |  |  | RHNDIELC | 5 | 0.83333 | HOUPARRHNDIELCN06_OLDI_FBHSOLE01 | 1 | HOUPARRHNDIELCN06_OLDI | HOUPARRHNBHSOLE01_OLDI | BHSOLE01 | DIELCN06 | PAR_OLDI | BHSOLE01_DIELCN06 | 5 | 0 | 1.1 | Unlikely
HOUPARRHNDIELCN06_OLDI_FBHSOLE01_D83 | Residential heating technology - Electric heating - electric panel from Bauhaus - single-family house - new building - distributed level 0.83 | HOUELC | HOUPARRHN_OLDI_DMD | MKr20 | 2025 | 0.70255 | 0 | [6 empty] | PAR | I | OLD |  |  | RHNDIELC | 5 | 0.83333 | HOUPARRHNDIELCN06_OLDI_FBHSOLE01 | 1 | HOUPARRHNDIELCN06_OLDI | HOUPARRHNBHSOLE01_OLDI | BHSOLE01 | DIELCN06 | PAR_OLDI | BHSOLE01_DIELCN06 | 5 | 0 | 1.1 | Unlikely
HOUPARRHNDIELCN06_OLDI_FBHSOLE01_D83 | Residential heating technology - Electric heating - electric panel from Bauhaus - single-family house - new building - distributed level 0.83 | HOUELC | HOUPARRHN_OLDI_DMD | MKr20 | 2030 | 0.70255 | 0 | [6 empty] | PAR | I | OLD |  |  | RHNDIELC | 5 | 0.83333 | HOUPARRHNDIELCN06_OLDI_FBHSOLE01 | 1 | HOUPARRHNDIELCN06_OLDI | HOUPARRHNBHSOLE01_OLDI | BHSOLE01 | DIELCN06 | PAR_OLDI | BHSOLE01_DIELCN06 | 5 | 0 | 1.1 | Unlikely
HOUPARRHNDIELCN06_OLDI_FBHSOLE01_D83 | Residential heating technology - Electric heating - electric panel from Bauhaus - single-family house - new building - distributed level 0.83 | HOUELC | HOUPARRHN_OLDI_DMD | MKr20 | 2040 | 0.70255 | 0 | [6 empty] | PAR | I | OLD |  |  | RHNDIELC | 5 | 0.83333 | HOUPARRHNDIELCN06_OLDI_FBHSOLE01 | 1 | HOUPARRHNDIELCN06_OLDI | HOUPARRHNBHSOLE01_OLDI | BHSOLE01 | DIELCN06 | PAR_OLDI | BHSOLE01_DIELCN06 | 5 | 0 | 1.1 | Unlikely
HOUPARRHNDIELCN06_OLDI_FBHSOLE01_D83 | Residential heating technology - Electric heating - electric panel from Bauhaus - single-family house - new building - distributed level 0.83 | HOUELC | HOUPARRHN_OLDI_DMD | MKr20 | 2050 | 0.70255 | 0 | [6 empty] | PAR | I | OLD |  |  | RHNDIELC | 5 | 0.83333 | HOUPARRHNDIELCN06_OLDI_FBHSOLE01 | 1 | HOUPARRHNDIELCN06_OLDI | HOUPARRHNBHSOLE01_OLDI | BHSOLE01 | DIELCN06 | PAR_OLDI | BHSOLE01_DIELCN06 | 5 | 0 | 1.1 | Unlikely
HOUPARRHNDIELCN01_OLDI_FBHSOLE01_D83 | Residential heating technology - Electric heating - single-family house - new building - distributed level 0.83 | HOUELC | HOUPARRHN_OLDI_DMD | MKr20 | 2020 | 8.5362 | 0.06921 | [6 empty] | PAR | I | OLD |  |  | RHNDIELC | 5 | 0.83333 | HOUPARRHNDIELCN01_OLDI_FBHSOLE01 | 1 | HOUPARRHNDIELCN01_OLDI | HOUPARRHNBHSOLE01_OLDI | BHSOLE01 | DIELCN01 | PAR_OLDI | BHSOLE01_DIELCN01 | 5 | 0 | 1.1 | Unlikely
HOUPARRHNDIELCN01_OLDI_FBHSOLE01_D83 | Residential heating technology - Electric heating - single-family house - new building - distributed level 0.83 | HOUELC | HOUPARRHN_OLDI_DMD | MKr20 | 2025 | 8.3249 | 0.06921 | [6 empty] | PAR | I | OLD |  |  | RHNDIELC | 5 | 0.83333 | HOUPARRHNDIELCN01_OLDI_FBHSOLE01 | 1 | HOUPARRHNDIELCN01_OLDI | HOUPARRHNBHSOLE01_OLDI | BHSOLE01 | DIELCN01 | PAR_OLDI | BHSOLE01_DIELCN01 | 5 | 0 | 1.1 | Unlikely
HOUPARRHNDIELCN01_OLDI_FBHSOLE01_D83 | Residential heating technology - Electric heating - single-family house - new building - distributed level 0.83 | HOUELC | HOUPARRHN_OLDI_DMD | MKr20 | 2030 | 8.1188 | 0.066326 | [6 empty] | PAR | I | OLD |  |  | RHNDIELC | 5 | 0.83333 | HOUPARRHNDIELCN01_OLDI_FBHSOLE01 | 1 | HOUPARRHNDIELCN01_OLDI | HOUPARRHNBHSOLE01_OLDI | BHSOLE01 | DIELCN01 | PAR_OLDI | BHSOLE01_DIELCN01 | 5 | 0 | 1.1 | Unlikely
HOUPARRHNDIELCN01_OLDI_FBHSOLE01_D83 | Residential heating technology - Electric heating - single-family house - new building - distributed level 0.83 | HOUELC | HOUPARRHN_OLDI_DMD | MKr20 | 2040 | 7.7219 | 0.063442 | [6 empty] | PAR | I | OLD |  |  | RHNDIELC | 5 | 0.83333 | HOUPARRHNDIELCN01_OLDI_FBHSOLE01 | 1 | HOUPARRHNDIELCN01_OLDI | HOUPARRHNBHSOLE01_OLDI | BHSOLE01 | DIELCN01 | PAR_OLDI | BHSOLE01_DIELCN01 | 5 | 0 | 1.1 | Unlikely
HOUPARRHNDIELCN01_OLDI_FBHSOLE01_D83 | Residential heating technology - Electric heating - single-family house - new building - distributed level 0.83 | HOUELC | HOUPARRHN_OLDI_DMD | MKr20 | 2050 | 7.3444 | 0.060559 | [6 empty] | PAR | I | OLD |  |  | RHNDIELC | 5 | 0.83333 | HOUPARRHNDIELCN01_OLDI_FBHSOLE01 | 1 | HOUPARRHNDIELCN01_OLDI | HOUPARRHNBHSOLE01_OLDI | BHSOLE01 | DIELCN01 | PAR_OLDI | BHSOLE01_DIELCN01 | 5 | 0 | 1.1 | Unlikely
HOUPARRHNBHWPEN01_OLDI_FBHSOLE01_D83 | Residential heating technology - Biomass boiler, automatic stoking , wood pellets or wood chips - single-family house - existing building - distributed level 0.83 | HOUWPE | HOUPARRHN_OLDI_DMD | MKr20 | 2020 | 4.04 | 0.32368 |  | 25 | 14 | 70 | 2 | 4 | PAR | I | OLD |  |  | RHNBHWPE | 5 | 0.83333 | HOUPARRHNBHWPEN01_OLDI_FBHSOLE01 | 1 | HOUPARRHNBHWPEN01_OLDI | HOUPARRHNBHSOLE01_OLDI | BHSOLE01 | BHWPEN01 | PAR_OLDI | BHSOLE01_BHWPEN01 | 5 | 0 | 1.1 | Unlikely
HOUPARRHNBHWPEN01_OLDI_FBHSOLE01_D83 | Residential heating technology - Biomass boiler, automatic stoking , wood pellets or wood chips - single-family house - existing building - distributed level 0.83 | HOUWPE | HOUPARRHN_OLDI_DMD | MKr20 | 2025 | 3.94 | 0.31808 |  | 25 | 14 | 60 | 2 | 4 | PAR | I | OLD |  |  | RHNBHWPE | 5 | 0.83333 | HOUPARRHNBHWPEN01_OLDI_FBHSOLE01 | 1 | HOUPARRHNBHWPEN01_OLDI | HOUPARRHNBHSOLE01_OLDI | BHSOLE01 | BHWPEN01 | PAR_OLDI | BHSOLE01_BHWPEN01 | 5 | 0 | 1.1 | Unlikely
HOUPARRHNBHWPEN01_OLDI_FBHSOLE01_D83 | Residential heating technology - Biomass boiler, automatic stoking , wood pellets or wood chips - single-family house - existing building - distributed level 0.83 | HOUWPE | HOUPARRHN_OLDI_DMD | MKr20 | 2030 | 3.8425 | 0.31383 |  | 25 | 11 | 50 | 1 | 4 | PAR | I | OLD |  |  | RHNBHWPE | 5 | 0.83333 | HOUPARRHNBHWPEN01_OLDI_FBHSOLE01 | 1 | HOUPARRHNBHWPEN01_OLDI | HOUPARRHNBHSOLE01_OLDI | BHSOLE01 | BHWPEN01 | PAR_OLDI | BHSOLE01_BHWPEN01 | 5 | 0 | 1.1 | Unlikely
HOUPARRHNBHWPEN01_OLDI_FBHSOLE01_D83 | Residential heating technology - Biomass boiler, automatic stoking , wood pellets or wood chips - single-family house - existing building - distributed level 0.83 | HOUWPE | HOUPARRHN_OLDI_DMD | MKr20 | 2040 | 3.6546 | 0.29995 |  | 25 | 9 | 45 | 1 | 4 | PAR | I | OLD |  |  | RHNBHWPE | 5 | 0.83333 | HOUPARRHNBHWPEN01_OLDI_FBHSOLE01 | 1 | HOUPARRHNBHWPEN01_OLDI | HOUPARRHNBHSOLE01_OLDI | BHSOLE01 | BHWPEN01 | PAR_OLDI | BHSOLE01_BHWPEN01 | 5 | 0 | 1.1 | Unlikely
HOUPARRHNBHWPEN01_OLDI_FBHSOLE01_D83 | Residential heating technology - Biomass boiler, automatic stoking , wood pellets or wood chips - single-family house - existing building - distributed level 0.83 | HOUWPE | HOUPARRHN_OLDI_DMD | MKr20 | 2050 | 4.345 | 0.35834 |  | 25 | 9 | 40 | 0 | 4 | PAR | I | OLD |  |  | RHNBHWPE | 5 | 0.83333 | HOUPARRHNBHWPEN01_OLDI_FBHSOLE01 | 1 | HOUPARRHNBHWPEN01_OLDI | HOUPARRHNBHSOLE01_OLDI | BHSOLE01 | BHWPEN01 | PAR_OLDI | BHSOLE01_BHWPEN01 | 5 | 0 | 1.1 | Unlikely
HOUPARRHNBHSOLN01_OLDI_FBHSOLE01_D83 | Residential heating technology - Solar heating system - single-family house - existing building - distributed level 0.83 | HOUSOL | HOUPARRHN_OLDI_DMD | MKr20 | 2020 | 7.6749 | 0.10804 | [6 empty] | PAR | I | OLD |  |  | RHNBHSOL | 5 | 0.83333 | HOUPARRHNBHSOLN01_OLDI_FBHSOLE01 | 1 | HOUPARRHNBHSOLN01_OLDI | HOUPARRHNBHSOLE01_OLDI | BHSOLE01 | BHSOLN01 | PAR_OLDI | BHSOLE01_BHSOLN01 | 2 | 0 | 0.9 | Same
HOUPARRHNBHSOLN01_OLDI_FBHSOLE01_D83 | Residential heating technology - Solar heating system - single-family house - existing building - distributed level 0.83 | HOUSOL | HOUPARRHN_OLDI_DMD | MKr20 | 2025 | 7.4849 | 0.10145 | [6 empty] | PAR | I | OLD |  |  | RHNBHSOL | 5 | 0.83333 | HOUPARRHNBHSOLN01_OLDI_FBHSOLE01 | 1 | HOUPARRHNBHSOLN01_OLDI | HOUPARRHNBHSOLE01_OLDI | BHSOLE01 | BHSOLN01 | PAR_OLDI | BHSOLE01_BHSOLN01 | 2 | 0 | 0.9 | Same
HOUPARRHNBHSOLN01_OLDI_FBHSOLE01_D83 | Residential heating technology - Solar heating system - single-family house - existing building - distributed level 0.83 | HOUSOL | HOUPARRHN_OLDI_DMD | MKr20 | 2030 | 7.2996 | 0.098974 | [6 empty] | PAR | I | OLD |  |  | RHNBHSOL | 5 | 0.83333 | HOUPARRHNBHSOLN01_OLDI_FBHSOLE01 | 1 | HOUPARRHNBHSOLN01_OLDI | HOUPARRHNBHSOLE01_OLDI | BHSOLE01 | BHSOLN01 | PAR_OLDI | BHSOLE01_BHSOLN01 | 2 | 0 | 0.9 | Same
HOUPARRHNBHSOLN01_OLDI_FBHSOLE01_D83 | Residential heating technology - Solar heating system - single-family house - existing building - distributed level 0.83 | HOUSOL | HOUPARRHN_OLDI_DMD | MKr20 | 2040 | 6.9428 | 0.093619 | [6 empty] | PAR | I | OLD |  |  | RHNBHSOL | 5 | 0.83333 | HOUPARRHNBHSOLN01_OLDI_FBHSOLE01 | 1 | HOUPARRHNBHSOLN01_OLDI | HOUPARRHNBHSOLE01_OLDI | BHSOLE01 | BHSOLN01 | PAR_OLDI | BHSOLE01_BHSOLN01 | 2 | 0 | 0.9 | Same
HOUPARRHNBHSOLN01_OLDI_FBHSOLE01_D83 | Residential heating technology - Solar heating system - single-family house - existing building - distributed level 0.83 | HOUSOL | HOUPARRHN_OLDI_DMD | MKr20 | 2050 | 6.6033 | 0.088263 | [6 empty] | PAR | I | OLD |  |  | RHNBHSOL | 5 | 0.83333 | HOUPARRHNBHSOLN01_OLDI_FBHSOLE01 | 1 | HOUPARRHNBHSOLN01_OLDI | HOUPARRHNBHSOLE01_OLDI | BHSOLE01 | BHSOLN01 | PAR_OLDI | BHSOLE01_BHSOLN01 | 2 | 0 | 0.9 | Same
HOUPARRHNBHDHDN09_OLDI_FBHSOLE01_D83 | Residential heating technology - Direct district heating substation - plus connection pipe - plus distribution (heating density: low ) - single-family house - existing building - distributed level 0.83 | HOUDHD | HOUPARRHN_OLDI_DMD | MKr20 | 2020 | 12.1462 | 0.035153 | [6 empty] | PAR | I | OLD |  |  | RHNBHDHD | 5 | 0.83333 | HOUPARRHNBHDHDN09_OLDI_FBHSOLE01 | 1 | HOUPARRHNBHDHDN09_OLDI | HOUPARRHNBHSOLE01_OLDI | BHSOLE01 | BHDHDN09 | PAR_OLDI | BHSOLE01_BHDHDN09 | 6 | 0 | 1 | New
HOUPARRHNBHDHDN09_OLDI_FBHSOLE01_D83 | Residential heating technology - Direct district heating substation - plus connection pipe - plus distribution (heating density: low ) - single-family house - existing building - distributed level 0.83 | HOUDHD | HOUPARRHN_OLDI_DMD | MKr20 | 2025 | 12.1029 | 0.034893 | [6 empty] | PAR | I | OLD |  |  | RHNBHDHD | 5 | 0.83333 | HOUPARRHNBHDHDN09_OLDI_FBHSOLE01 | 1 | HOUPARRHNBHDHDN09_OLDI | HOUPARRHNBHSOLE01_OLDI | BHSOLE01 | BHDHDN09 | PAR_OLDI | BHSOLE01_BHDHDN09 | 6 | 0 | 1 | New
HOUPARRHNBHDHDN09_OLDI_FBHSOLE01_D83 | Residential heating technology - Direct district heating substation - plus connection pipe - plus distribution (heating density: low ) - single-family house - existing building - distributed level 0.83 | HOUDHD | HOUPARRHN_OLDI_DMD | MKr20 | 2030 | 12.0669 | 0.03427 | [6 empty] | PAR | I | OLD |  |  | RHNBHDHD | 5 | 0.83333 | HOUPARRHNBHDHDN09_OLDI_FBHSOLE01 | 1 | HOUPARRHNBHDHDN09_OLDI | HOUPARRHNBHSOLE01_OLDI | BHSOLE01 | BHDHDN09 | PAR_OLDI | BHSOLE01_BHDHDN09 | 6 | 0 | 1 | New
HOUPARRHNBHDHDN09_OLDI_FBHSOLE01_D83 | Residential heating technology - Direct district heating substation - plus connection pipe - plus distribution (heating density: low ) - single-family house - existing building - distributed level 0.83 | HOUDHD | HOUPARRHN_OLDI_DMD | MKr20 | 2040 | 12.002 | 0.032794 | [6 empty] | PAR | I | OLD |  |  | RHNBHDHD | 5 | 0.83333 | HOUPARRHNBHDHDN09_OLDI_FBHSOLE01 | 1 | HOUPARRHNBHDHDN09_OLDI | HOUPARRHNBHSOLE01_OLDI | BHSOLE01 | BHDHDN09 | PAR_OLDI | BHSOLE01_BHDHDN09 | 6 | 0 | 1 | New
HOUPARRHNBHDHDN09_OLDI_FBHSOLE01_D83 | Residential heating technology - Direct district heating substation - plus connection pipe - plus distribution (heating density: low ) - single-family house - existing building - distributed level 0.83 | HOUDHD | HOUPARRHN_OLDI_DMD | MKr20 | 2050 | 11.9299 | 0.030647 | [6 empty] | PAR | I | OLD |  |  | RHNBHDHD | 5 | 0.83333 | HOUPARRHNBHDHDN09_OLDI_FBHSOLE01 | 1 | HOUPARRHNBHDHDN09_OLDI | HOUPARRHNBHSOLE01_OLDI | BHSOLE01 | BHDHDN09 | PAR_OLDI | BHSOLE01_BHDHDN09 | 6 | 0 | 1 | New
HOUPARRHNBHDHDN07_OLDI_FBHSOLE01_D83 | Residential heating technology - Direct district heating substation - plus connection pipe - plus distribution (heating density: medium ) - single-family house - existing building - distributed level 0.83 | HOUDHD | HOUPARRHN_OLDI_DMD | MKr20 | 2020 | 4.8885 | 0.035153 | [6 empty] | PAR | I | OLD |  |  | RHNBHDHD | 5 | 0.83333 | HOUPARRHNBHDHDN07_OLDI_FBHSOLE01 | 1 | HOUPARRHNBHDHDN07_OLDI | HOUPARRHNBHSOLE01_OLDI | BHSOLE01 | BHDHDN07 | PAR_OLDI | BHSOLE01_BHDHDN07 | 6 | 0 | 1 | New
HOUPARRHNBHDHDN07_OLDI_FBHSOLE01_D83 | Residential heating technology - Direct district heating substation - plus connection pipe - plus distribution (heating density: medium ) - single-family house - existing building - distributed level 0.83 | HOUDHD | HOUPARRHN_OLDI_DMD | MKr20 | 2025 | 4.8452 | 0.034893 | [6 empty] | PAR | I | OLD |  |  | RHNBHDHD | 5 | 0.83333 | HOUPARRHNBHDHDN07_OLDI_FBHSOLE01 | 1 | HOUPARRHNBHDHDN07_OLDI | HOUPARRHNBHSOLE01_OLDI | BHSOLE01 | BHDHDN07 | PAR_OLDI | BHSOLE01_BHDHDN07 | 6 | 0 | 1 | New
HOUPARRHNBHDHDN07_OLDI_FBHSOLE01_D83 | Residential heating technology - Direct district heating substation - plus connection pipe - plus distribution (heating density: medium ) - single-family house - existing building - distributed level 0.83 | HOUDHD | HOUPARRHN_OLDI_DMD | MKr20 | 2030 | 4.8092 | 0.03427 | [6 empty] | PAR | I | OLD |  |  | RHNBHDHD | 5 | 0.83333 | HOUPARRHNBHDHDN07_OLDI_FBHSOLE01 | 1 | HOUPARRHNBHDHDN07_OLDI | HOUPARRHNBHSOLE01_OLDI | BHSOLE01 | BHDHDN07 | PAR_OLDI | BHSOLE01_BHDHDN07 | 6 | 0 | 1 | New
HOUPARRHNBHDHDN07_OLDI_FBHSOLE01_D83 | Residential heating technology - Direct district heating substation - plus connection pipe - plus distribution (heating density: medium ) - single-family house - existing building - distributed level 0.83 | HOUDHD | HOUPARRHN_OLDI_DMD | MKr20 | 2040 | 4.7443 | 0.032794 | [6 empty] | PAR | I | OLD |  |  | RHNBHDHD | 5 | 0.83333 | HOUPARRHNBHDHDN07_OLDI_FBHSOLE01 | 1 | HOUPARRHNBHDHDN07_OLDI | HOUPARRHNBHSOLE01_OLDI | BHSOLE01 | BHDHDN07 | PAR_OLDI | BHSOLE01_BHDHDN07 | 6 | 0 | 1 | New
HOUPARRHNBHDHDN07_OLDI_FBHSOLE01_D83 | Residential heating technology - Direct district heating substation - plus connection pipe - plus distribution (heating density: medium ) - single-family house - existing building - distributed level 0.83 | HOUDHD | HOUPARRHN_OLDI_DMD | MKr20 | 2050 | 4.6722 | 0.030647 | [6 empty] | PAR | I | OLD |  |  | RHNBHDHD | 5 | 0.83333 | HOUPARRHNBHDHDN07_OLDI_FBHSOLE01 | 1 | HOUPARRHNBHDHDN07_OLDI | HOUPARRHNBHSOLE01_OLDI | BHSOLE01 | BHDHDN07 | PAR_OLDI | BHSOLE01_BHDHDN07 | 6 | 0 | 1 | New
HOUPARRHNBHDHDN05_OLDI_FBHSOLE01_D83 | Residential heating technology - Direct district heating substation - plus connection pipe - plus distribution (heating density: high ) - single-family house - existing building - distributed level 0.83 | HOUDHD | HOUPARRHN_OLDI_DMD | MKr20 | 2020 | 3.7272 | 0.035153 | [6 empty] | PAR | I | OLD |  |  | RHNBHDHD | 5 | 0.83333 | HOUPARRHNBHDHDN05_OLDI_FBHSOLE01 | 1 | HOUPARRHNBHDHDN05_OLDI | HOUPARRHNBHSOLE01_OLDI | BHSOLE01 | BHDHDN05 | PAR_OLDI | BHSOLE01_BHDHDN05 | 6 | 0 | 1 | New
HOUPARRHNBHDHDN05_OLDI_FBHSOLE01_D83 | Residential heating technology - Direct district heating substation - plus connection pipe - plus distribution (heating density: high ) - single-family house - existing building - distributed level 0.83 | HOUDHD | HOUPARRHN_OLDI_DMD | MKr20 | 2025 | 3.684 | 0.034893 | [6 empty] | PAR | I | OLD |  |  | RHNBHDHD | 5 | 0.83333 | HOUPARRHNBHDHDN05_OLDI_FBHSOLE01 | 1 | HOUPARRHNBHDHDN05_OLDI | HOUPARRHNBHSOLE01_OLDI | BHSOLE01 | BHDHDN05 | PAR_OLDI | BHSOLE01_BHDHDN05 | 6 | 0 | 1 | New
HOUPARRHNBHDHDN05_OLDI_FBHSOLE01_D83 | Residential heating technology - Direct district heating substation - plus connection pipe - plus distribution (heating density: high ) - single-family house - existing building - distributed level 0.83 | HOUDHD | HOUPARRHN_OLDI_DMD | MKr20 | 2030 | 3.6479 | 0.03427 | [6 empty] | PAR | I | OLD |  |  | RHNBHDHD | 5 | 0.83333 | HOUPARRHNBHDHDN05_OLDI_FBHSOLE01 | 1 | HOUPARRHNBHDHDN05_OLDI | HOUPARRHNBHSOLE01_OLDI | BHSOLE01 | BHDHDN05 | PAR_OLDI | BHSOLE01_BHDHDN05 | 6 | 0 | 1 | New
HOUPARRHNBHDHDN05_OLDI_FBHSOLE01_D83 | Residential heating technology - Direct district heating substation - plus connection pipe - plus distribution (heating density: high ) - single-family house - existing building - distributed level 0.83 | HOUDHD | HOUPARRHN_OLDI_DMD | MKr20 | 2040 | 3.583 | 0.032794 | [6 empty] | PAR | I | OLD |  |  | RHNBHDHD | 5 | 0.83333 | HOUPARRHNBHDHDN05_OLDI_FBHSOLE01 | 1 | HOUPARRHNBHDHDN05_OLDI | HOUPARRHNBHSOLE01_OLDI | BHSOLE01 | BHDHDN05 | PAR_OLDI | BHSOLE01_BHDHDN05 | 6 | 0 | 1 | New
HOUPARRHNBHDHDN05_OLDI_FBHSOLE01_D83 | Residential heating technology - Direct district heating substation - plus connection pipe - plus distribution (heating density: high ) - single-family house - existing building - distributed level 0.83 | HOUDHD | HOUPARRHN_OLDI_DMD | MKr20 | 2050 | 3.511 | 0.030647 | [6 empty] | PAR | I | OLD |  |  | RHNBHDHD | 5 | 0.83333 | HOUPARRHNBHDHDN05_OLDI_FBHSOLE01 | 1 | HOUPARRHNBHDHDN05_OLDI | HOUPARRHNBHSOLE01_OLDI | BHSOLE01 | BHDHDN05 | PAR_OLDI | BHSOLE01_BHDHDN05 | 6 | 0 | 1 | New
HOUPARRHNBHDHCN09_OLDI_FBHSOLE01_D83 | Residential heating technology - Direct district heating substation - plus connection pipe - plus distribution (heating density: low ) - single-family house - existing building - distributed level 0.83 | HOUDHC | HOUPARRHN_OLDI_DMD | MKr20 | 2020 | 12.1462 | 0.035153 | [6 empty] | PAR | I | OLD |  |  | RHNBHDHC | 5 | 0.83333 | HOUPARRHNBHDHCN09_OLDI_FBHSOLE01 | 1 | HOUPARRHNBHDHCN09_OLDI | HOUPARRHNBHSOLE01_OLDI | BHSOLE01 | BHDHCN09 | PAR_OLDI | BHSOLE01_BHDHCN09 | 6 | 0 | 1 | New
HOUPARRHNBHDHCN09_OLDI_FBHSOLE01_D83 | Residential heating technology - Direct district heating substation - plus connection pipe - plus distribution (heating density: low ) - single-family house - existing building - distributed level 0.83 | HOUDHC | HOUPARRHN_OLDI_DMD | MKr20 | 2025 | 12.1029 | 0.034893 | [6 empty] | PAR | I | OLD |  |  | RHNBHDHC | 5 | 0.83333 | HOUPARRHNBHDHCN09_OLDI_FBHSOLE01 | 1 | HOUPARRHNBHDHCN09_OLDI | HOUPARRHNBHSOLE01_OLDI | BHSOLE01 | BHDHCN09 | PAR_OLDI | BHSOLE01_BHDHCN09 | 6 | 0 | 1 | New
HOUPARRHNBHDHCN09_OLDI_FBHSOLE01_D83 | Residential heating technology - Direct district heating substation - plus connection pipe - plus distribution (heating density: low ) - single-family house - existing building - distributed level 0.83 | HOUDHC | HOUPARRHN_OLDI_DMD | MKr20 | 2030 | 12.0669 | 0.03427 | [6 empty] | PAR | I | OLD |  |  | RHNBHDHC | 5 | 0.83333 | HOUPARRHNBHDHCN09_OLDI_FBHSOLE01 | 1 | HOUPARRHNBHDHCN09_OLDI | HOUPARRHNBHSOLE01_OLDI | BHSOLE01 | BHDHCN09 | PAR_OLDI | BHSOLE01_BHDHCN09 | 6 | 0 | 1 | New
HOUPARRHNBHDHCN09_OLDI_FBHSOLE01_D83 | Residential heating technology - Direct district heating substation - plus connection pipe - plus distribution (heating density: low ) - single-family house - existing building - distributed level 0.83 | HOUDHC | HOUPARRHN_OLDI_DMD | MKr20 | 2040 | 12.002 | 0.032794 | [6 empty] | PAR | I | OLD |  |  | RHNBHDHC | 5 | 0.83333 | HOUPARRHNBHDHCN09_OLDI_FBHSOLE01 | 1 | HOUPARRHNBHDHCN09_OLDI | HOUPARRHNBHSOLE01_OLDI | BHSOLE01 | BHDHCN09 | PAR_OLDI | BHSOLE01_BHDHCN09 | 6 | 0 | 1 | New
HOUPARRHNBHDHCN09_OLDI_FBHSOLE01_D83 | Residential heating technology - Direct district heating substation - plus connection pipe - plus distribution (heating density: low ) - single-family house - existing building - distributed level 0.83 | HOUDHC | HOUPARRHN_OLDI_DMD | MKr20 | 2050 | 11.9299 | 0.030647 | [6 empty] | PAR | I | OLD |  |  | RHNBHDHC | 5 | 0.83333 | HOUPARRHNBHDHCN09_OLDI_FBHSOLE01 | 1 | HOUPARRHNBHDHCN09_OLDI | HOUPARRHNBHSOLE01_OLDI | BHSOLE01 | BHDHCN09 | PAR_OLDI | BHSOLE01_BHDHCN09 | 6 | 0 | 1 | New
HOUPARRHNBHDHCN07_OLDI_FBHSOLE01_D83 | Residential heating technology - Direct district heating substation - plus connection pipe - plus distribution (heating density: medium ) - single-family house - existing building - distributed level 0.83 | HOUDHC | HOUPARRHN_OLDI_DMD | MKr20 | 2020 | 4.8885 | 0.035153 | [6 empty] | PAR | I | OLD |  |  | RHNBHDHC | 5 | 0.83333 | HOUPARRHNBHDHCN07_OLDI_FBHSOLE01 | 1 | HOUPARRHNBHDHCN07_OLDI | HOUPARRHNBHSOLE01_OLDI | BHSOLE01 | BHDHCN07 | PAR_OLDI | BHSOLE01_BHDHCN07 | 6 | 0 | 1 | New
HOUPARRHNBHDHCN07_OLDI_FBHSOLE01_D83 | Residential heating technology - Direct district heating substation - plus connection pipe - plus distribution (heating density: medium ) - single-family house - existing building - distributed level 0.83 | HOUDHC | HOUPARRHN_OLDI_DMD | MKr20 | 2025 | 4.8452 | 0.034893 | [6 empty] | PAR | I | OLD |  |  | RHNBHDHC | 5 | 0.83333 | HOUPARRHNBHDHCN07_OLDI_FBHSOLE01 | 1 | HOUPARRHNBHDHCN07_OLDI | HOUPARRHNBHSOLE01_OLDI | BHSOLE01 | BHDHCN07 | PAR_OLDI | BHSOLE01_BHDHCN07 | 6 | 0 | 1 | New
HOUPARRHNBHDHCN07_OLDI_FBHSOLE01_D83 | Residential heating technology - Direct district heating substation - plus connection pipe - plus distribution (heating density: medium ) - single-family house - existing building - distributed level 0.83 | HOUDHC | HOUPARRHN_OLDI_DMD | MKr20 | 2030 | 4.8092 | 0.03427 | [6 empty] | PAR | I | OLD |  |  | RHNBHDHC | 5 | 0.83333 | HOUPARRHNBHDHCN07_OLDI_FBHSOLE01 | 1 | HOUPARRHNBHDHCN07_OLDI | HOUPARRHNBHSOLE01_OLDI | BHSOLE01 | BHDHCN07 | PAR_OLDI | BHSOLE01_BHDHCN07 | 6 | 0 | 1 | New
HOUPARRHNBHDHCN07_OLDI_FBHSOLE01_D83 | Residential heating technology - Direct district heating substation - plus connection pipe - plus distribution (heating density: medium ) - single-family house - existing building - distributed level 0.83 | HOUDHC | HOUPARRHN_OLDI_DMD | MKr20 | 2040 | 4.7443 | 0.032794 | [6 empty] | PAR | I | OLD |  |  | RHNBHDHC | 5 | 0.83333 | HOUPARRHNBHDHCN07_OLDI_FBHSOLE01 | 1 | HOUPARRHNBHDHCN07_OLDI | HOUPARRHNBHSOLE01_OLDI | BHSOLE01 | BHDHCN07 | PAR_OLDI | BHSOLE01_BHDHCN07 | 6 | 0 | 1 | New
HOUPARRHNBHDHCN07_OLDI_FBHSOLE01_D83 | Residential heating technology - Direct district heating substation - plus connection pipe - plus distribution (heating density: medium ) - single-family house - existing building - distributed level 0.83 | HOUDHC | HOUPARRHN_OLDI_DMD | MKr20 | 2050 | 4.6722 | 0.030647 | [6 empty] | PAR | I | OLD |  |  | RHNBHDHC | 5 | 0.83333 | HOUPARRHNBHDHCN07_OLDI_FBHSOLE01 | 1 | HOUPARRHNBHDHCN07_OLDI | HOUPARRHNBHSOLE01_OLDI | BHSOLE01 | BHDHCN07 | PAR_OLDI | BHSOLE01_BHDHCN07 | 6 | 0 | 1 | New
HOUPARRHNBHDHCN05_OLDI_FBHSOLE01_D83 | Residential heating technology - Direct district heating substation - plus connection pipe - plus distribution (heating density: high ) - single-family house - existing building - distributed level 0.83 | HOUDHC | HOUPARRHN_OLDI_DMD | MKr20 | 2020 | 3.7272 | 0.035153 | [6 empty] | PAR | I | OLD |  |  | RHNBHDHC | 5 | 0.83333 | HOUPARRHNBHDHCN05_OLDI_FBHSOLE01 | 1 | HOUPARRHNBHDHCN05_OLDI | HOUPARRHNBHSOLE01_OLDI | BHSOLE01 | BHDHCN05 | PAR_OLDI | BHSOLE01_BHDHCN05 | 6 | 0 | 1 | New
HOUPARRHNBHDHCN05_OLDI_FBHSOLE01_D83 | Residential heating technology - Direct district heating substation - plus connection pipe - plus distribution (heating density: high ) - single-family house - existing building - distributed level 0.83 | HOUDHC | HOUPARRHN_OLDI_DMD | MKr20 | 2025 | 3.684 | 0.034893 | [6 empty] | PAR | I | OLD |  |  | RHNBHDHC | 5 | 0.83333 | HOUPARRHNBHDHCN05_OLDI_FBHSOLE01 | 1 | HOUPARRHNBHDHCN05_OLDI | HOUPARRHNBHSOLE01_OLDI | BHSOLE01 | BHDHCN05 | PAR_OLDI | BHSOLE01_BHDHCN05 | 6 | 0 | 1 | New
HOUPARRHNBHDHCN05_OLDI_FBHSOLE01_D83 | Residential heating technology - Direct district heating substation - plus connection pipe - plus distribution (heating density: high ) - single-family house - existing building - distributed level 0.83 | HOUDHC | HOUPARRHN_OLDI_DMD | MKr20 | 2030 | 3.6479 | 0.03427 | [6 empty] | PAR | I | OLD |  |  | RHNBHDHC | 5 | 0.83333 | HOUPARRHNBHDHCN05_OLDI_FBHSOLE01 | 1 | HOUPARRHNBHDHCN05_OLDI | HOUPARRHNBHSOLE01_OLDI | BHSOLE01 | BHDHCN05 | PAR_OLDI | BHSOLE01_BHDHCN05 | 6 | 0 | 1 | New
HOUPARRHNBHDHCN05_OLDI_FBHSOLE01_D83 | Residential heating technology - Direct district heating substation - plus connection pipe - plus distribution (heating density: high ) - single-family house - existing building - distributed level 0.83 | HOUDHC | HOUPARRHN_OLDI_DMD | MKr20 | 2040 | 3.583 | 0.032794 | [6 empty] | PAR | I | OLD |  |  | RHNBHDHC | 5 | 0.83333 | HOUPARRHNBHDHCN05_OLDI_FBHSOLE01 | 1 | HOUPARRHNBHDHCN05_OLDI | HOUPARRHNBHSOLE01_OLDI | BHSOLE01 | BHDHCN05 | PAR_OLDI | BHSOLE01_BHDHCN05 | 6 | 0 | 1 | New
HOUPARRHNBHDHCN05_OLDI_FBHSOLE01_D83 | Residential heating technology - Direct district heating substation - plus connection pipe - plus distribution (heating density: high ) - single-family house - existing building - distributed level 0.83 | HOUDHC | HOUPARRHN_OLDI_DMD | MKr20 | 2050 | 3.511 | 0.030647 | [6 empty] | PAR | I | OLD |  |  | RHNBHDHC | 5 | 0.83333 | HOUPARRHNBHDHCN05_OLDI_FBHSOLE01 | 1 | HOUPARRHNBHDHCN05_OLDI | HOUPARRHNBHSOLE01_OLDI | BHSOLE01 | BHDHCN05 | PAR_OLDI | BHSOLE01_BHDHCN05 | 6 | 0 | 1 | New
HOUPARRHNHPELCN07_OLDC_FHPELCE02_D83 | Residential heating technology - Heat pump, Air-to-water, low-price product - single-family house - existing building - distributed level 0.83 | HOUELC, HOUAMB | HOUPARRHN_OLDC_DMD | MKr20 | 2020 | 13.3086 | 0.44459 | 0.36256 | [5 empty] | PAR | C | OLD | 2.7581 |  | RHNHPELC | 5 | 0.83333 | HOUPARRHNHPELCN07_OLDC_FHPELCE02 | 1 | HOUPARRHNHPELCN07_OLDC | HOUPARRHNHPELCE02_OLDC | HPELCE02 | HPELCN07 | PAR_OLDC | HPELCE02_HPELCN07 | 5 | 0 | 1.1 | Unlikely
HOUPARRHNHPELCN07_OLDC_FHPELCE02_D83 | Residential heating technology - Heat pump, Air-to-water, low-price product - single-family house - existing building - distributed level 0.83 | HOUELC, HOUAMB | HOUPARRHN_OLDC_DMD | MKr20 | 2025 | 12.175 | 0.341 | 0.3453 | [5 empty] | PAR | C | OLD | 2.8961 |  | RHNHPELC | 5 | 0.83333 | HOUPARRHNHPELCN07_OLDC_FHPELCE02 | 1 | HOUPARRHNHPELCN07_OLDC | HOUPARRHNHPELCE02_OLDC | HPELCE02 | HPELCN07 | PAR_OLDC | HPELCE02_HPELCN07 | 5 | 0 | 1.1 | Unlikely
HOUPARRHNHPELCN07_OLDC_FHPELCE02_D83 | Residential heating technology - Heat pump, Air-to-water, low-price product - single-family house - existing building - distributed level 0.83 | HOUELC, HOUAMB | HOUPARRHN_OLDC_DMD | MKr20 | 2030 | 11.0413 | 0.33694 | 0.3296 | [5 empty] | PAR | C | OLD | 3.034 |  | RHNHPELC | 5 | 0.83333 | HOUPARRHNHPELCN07_OLDC_FHPELCE02 | 1 | HOUPARRHNHPELCN07_OLDC | HOUPARRHNHPELCE02_OLDC | HPELCE02 | HPELCN07 | PAR_OLDC | HPELCE02_HPELCN07 | 5 | 0 | 1.1 | Unlikely
HOUPARRHNHPELCN07_OLDC_FHPELCE02_D83 | Residential heating technology - Heat pump, Air-to-water, low-price product - single-family house - existing building - distributed level 0.83 | HOUELC, HOUAMB | HOUPARRHN_OLDC_DMD | MKr20 | 2040 | 10.1381 | 0.32942 | 0.31527 | [5 empty] | PAR | C | OLD | 3.1719 |  | RHNHPELC | 5 | 0.83333 | HOUPARRHNHPELCN07_OLDC_FHPELCE02 | 1 | HOUPARRHNHPELCN07_OLDC | HOUPARRHNHPELCE02_OLDC | HPELCE02 | HPELCN07 | PAR_OLDC | HPELCE02_HPELCN07 | 5 | 0 | 1.1 | Unlikely
HOUPARRHNHPELCN07_OLDC_FHPELCE02_D83 | Residential heating technology - Heat pump, Air-to-water, low-price product - single-family house - existing building - distributed level 0.83 | HOUELC, HOUAMB | HOUPARRHN_OLDC_DMD | MKr20 | 2050 | 9.2349 | 0.32189 | 0.30639 | [5 empty] | PAR | C | OLD | 3.2638 |  | RHNHPELC | 5 | 0.83333 | HOUPARRHNHPELCN07_OLDC_FHPELCE02 | 1 | HOUPARRHNHPELCN07_OLDC | HOUPARRHNHPELCE02_OLDC | HPELCE02 | HPELCN07 | PAR_OLDC | HPELCE02_HPELCN07 | 5 | 0 | 1.1 | Unlikely
HOUPARRHNHPELCN05_OLDC_FHPELCE02_D83 | Residential heating technology - Heat pump, Air-to-water - leasing - single-family house - existing building - distributed level 0.83 | HOUELC, HOUAMB | HOUPARRHN_OLDC_DMD | MKr20 | 2020 | 13.6477 | 1.2309 | 0.3453 | [5 empty] | PAR | C | OLD | 2.8961 |  | RHNHPELC | 5 | 0.83333 | HOUPARRHNHPELCN05_OLDC_FHPELCE02 | 1 | HOUPARRHNHPELCN05_OLDC | HOUPARRHNHPELCE02_OLDC | HPELCE02 | HPELCN05 | PAR_OLDC | HPELCE02_HPELCN05 | 5 | 0 | 1.1 | Unlikely
HOUPARRHNHPELCN05_OLDC_FHPELCE02_D83 | Residential heating technology - Heat pump, Air-to-water - leasing - single-family house - existing building - distributed level 0.83 | HOUELC, HOUAMB | HOUPARRHN_OLDC_DMD | MKr20 | 2025 | 12.5885 | 1.0617 | 0.3296 | [5 empty] | PAR | C | OLD | 3.034 |  | RHNHPELC | 5 | 0.83333 | HOUPARRHNHPELCN05_OLDC_FHPELCE02 | 1 | HOUPARRHNHPELCN05_OLDC | HOUPARRHNHPELCE02_OLDC | HPELCE02 | HPELCN05 | PAR_OLDC | HPELCE02_HPELCN05 | 5 | 0 | 1.1 | Unlikely
HOUPARRHNHPELCN05_OLDC_FHPELCE02_D83 | Residential heating technology - Heat pump, Air-to-water - leasing - single-family house - existing building - distributed level 0.83 | HOUELC, HOUAMB | HOUPARRHN_OLDC_DMD | MKr20 | 2030 | 11.5293 | 0.99194 | 0.31527 | [5 empty] | PAR | C | OLD | 3.1719 |  | RHNHPELC | 5 | 0.83333 | HOUPARRHNHPELCN05_OLDC_FHPELCE02 | 1 | HOUPARRHNHPELCN05_OLDC | HOUPARRHNHPELCE02_OLDC | HPELCE02 | HPELCN05 | PAR_OLDC | HPELCE02_HPELCN05 | 5 | 0 | 1.1 | Unlikely
HOUPARRHNHPELCN05_OLDC_FHPELCE02_D83 | Residential heating technology - Heat pump, Air-to-water - leasing - single-family house - existing building - distributed level 0.83 | HOUELC, HOUAMB | HOUPARRHN_OLDC_DMD | MKr20 | 2040 | 10.6703 | 0.93116 | 0.30214 | [5 empty] | PAR | C | OLD | 3.3098 |  | RHNHPELC | 5 | 0.83333 | HOUPARRHNHPELCN05_OLDC_FHPELCE02 | 1 | HOUPARRHNHPELCN05_OLDC | HOUPARRHNHPELCE02_OLDC | HPELCE02 | HPELCN05 | PAR_OLDC | HPELCE02_HPELCN05 | 5 | 0 | 1.1 | Unlikely
HOUPARRHNHPELCN05_OLDC_FHPELCE02_D83 | Residential heating technology - Heat pump, Air-to-water - leasing - single-family house - existing building - distributed level 0.83 | HOUELC, HOUAMB | HOUPARRHN_OLDC_DMD | MKr20 | 2050 | 9.8112 | 0.87038 | 0.29397 | [5 empty] | PAR | C | OLD | 3.4017 |  | RHNHPELC | 5 | 0.83333 | HOUPARRHNHPELCN05_OLDC_FHPELCE02 | 1 | HOUPARRHNHPELCN05_OLDC | HOUPARRHNHPELCE02_OLDC | HPELCE02 | HPELCN05 | PAR_OLDC | HPELCE02_HPELCN05 | 5 | 0 | 1.1 | Unlikely
HOUPARRHNHPELCN04_OLDC_FHPELCE02_D83 | Residential heating technology - Heat pump, Ground source - single-family house - existing building - distributed level 0.83 | HOUELC, HOUAMB | HOUPARRHN_OLDC_DMD | MKr20 | 2020 | 32.8624 | 0.35501 | 0.31527 | [5 empty] | PAR | C | OLD | 3.1719 |  | RHNHPELC | 5 | 0.83333 | HOUPARRHNHPELCN04_OLDC_FHPELCE02 | 1 | HOUPARRHNHPELCN04_OLDC | HOUPARRHNHPELCE02_OLDC | HPELCE02 | HPELCN04 | PAR_OLDC | HPELCE02_HPELCN04 | 6 | 0 | 1 | New
HOUPARRHNHPELCN04_OLDC_FHPELCE02_D83 | Residential heating technology - Heat pump, Ground source - single-family house - existing building - distributed level 0.83 | HOUELC, HOUAMB | HOUPARRHN_OLDC_DMD | MKr20 | 2025 | 31.2193 | 0.25142 | 0.30639 | [5 empty] | PAR | C | OLD | 3.2638 |  | RHNHPELC | 5 | 0.83333 | HOUPARRHNHPELCN04_OLDC_FHPELCE02 | 1 | HOUPARRHNHPELCN04_OLDC | HOUPARRHNHPELCE02_OLDC | HPELCE02 | HPELCN04 | PAR_OLDC | HPELCE02_HPELCN04 | 6 | 0 | 1 | New
HOUPARRHNHPELCN04_OLDC_FHPELCE02_D83 | Residential heating technology - Heat pump, Ground source - single-family house - existing building - distributed level 0.83 | HOUELC, HOUAMB | HOUPARRHN_OLDC_DMD | MKr20 | 2030 | 29.5762 | 0.24736 | 0.298 | [5 empty] | PAR | C | OLD | 3.3557 |  | RHNHPELC | 5 | 0.83333 | HOUPARRHNHPELCN04_OLDC_FHPELCE02 | 1 | HOUPARRHNHPELCN04_OLDC | HOUPARRHNHPELCE02_OLDC | HPELCE02 | HPELCN04 | PAR_OLDC | HPELCE02_HPELCN04 | 6 | 0 | 1 | New
HOUPARRHNHPELCN04_OLDC_FHPELCE02_D83 | Residential heating technology - Heat pump, Ground source - single-family house - existing building - distributed level 0.83 | HOUELC, HOUAMB | HOUPARRHN_OLDC_DMD | MKr20 | 2040 | 28.0974 | 0.23984 | 0.28623 | [5 empty] | PAR | C | OLD | 3.4936 |  | RHNHPELC | 5 | 0.83333 | HOUPARRHNHPELCN04_OLDC_FHPELCE02 | 1 | HOUPARRHNHPELCN04_OLDC | HOUPARRHNHPELCE02_OLDC | HPELCE02 | HPELCN04 | PAR_OLDC | HPELCE02_HPELCN04 | 6 | 0 | 1 | New
HOUPARRHNHPELCN04_OLDC_FHPELCE02_D83 | Residential heating technology - Heat pump, Ground source - single-family house - existing building - distributed level 0.83 | HOUELC, HOUAMB | HOUPARRHN_OLDC_DMD | MKr20 | 2050 | 26.6186 | 0.23231 | 0.28252 | [5 empty] | PAR | C | OLD | 3.5396 |  | RHNHPELC | 5 | 0.83333 | HOUPARRHNHPELCN04_OLDC_FHPELCE02 | 1 | HOUPARRHNHPELCN04_OLDC | HOUPARRHNHPELCE02_OLDC | HPELCE02 | HPELCN04 | PAR_OLDC | HPELCE02_HPELCN04 | 6 | 0 | 1 | New
HOUPARRHNHPELCN03_OLDC_FHPELCE02_D83 | Residential heating technology - Heat pump, Air-to-water - single-family house - existing building - distributed level 0.83 | HOUELC, HOUAMB | HOUPARRHN_OLDC_DMD | MKr20 | 2020 | 24.8141 | 0.38487 | 0.3453 | [5 empty] | PAR | C | OLD | 2.8961 |  | RHNHPELC | 5 | 0.83333 | HOUPARRHNHPELCN03_OLDC_FHPELCE02 | 1 | HOUPARRHNHPELCN03_OLDC | HOUPARRHNHPELCE02_OLDC | HPELCE02 | HPELCN03 | PAR_OLDC | HPELCE02_HPELCN03 | 6 | 0 | 1 | New
HOUPARRHNHPELCN03_OLDC_FHPELCE02_D83 | Residential heating technology - Heat pump, Air-to-water - single-family house - existing building - distributed level 0.83 | HOUELC, HOUAMB | HOUPARRHN_OLDC_DMD | MKr20 | 2025 | 22.8882 | 0.28128 | 0.3296 | [5 empty] | PAR | C | OLD | 3.034 |  | RHNHPELC | 5 | 0.83333 | HOUPARRHNHPELCN03_OLDC_FHPELCE02 | 1 | HOUPARRHNHPELCN03_OLDC | HOUPARRHNHPELCE02_OLDC | HPELCE02 | HPELCN03 | PAR_OLDC | HPELCE02_HPELCN03 | 6 | 0 | 1 | New
HOUPARRHNHPELCN03_OLDC_FHPELCE02_D83 | Residential heating technology - Heat pump, Air-to-water - single-family house - existing building - distributed level 0.83 | HOUELC, HOUAMB | HOUPARRHN_OLDC_DMD | MKr20 | 2030 | 20.9624 | 0.27722 | 0.31527 | [5 empty] | PAR | C | OLD | 3.1719 |  | RHNHPELC | 5 | 0.83333 | HOUPARRHNHPELCN03_OLDC_FHPELCE02 | 1 | HOUPARRHNHPELCN03_OLDC | HOUPARRHNHPELCE02_OLDC | HPELCE02 | HPELCN03 | PAR_OLDC | HPELCE02_HPELCN03 | 6 | 0 | 1 | New
HOUPARRHNHPELCN03_OLDC_FHPELCE02_D83 | Residential heating technology - Heat pump, Air-to-water - single-family house - existing building - distributed level 0.83 | HOUELC, HOUAMB | HOUPARRHN_OLDC_DMD | MKr20 | 2040 | 19.4005 | 0.2697 | 0.30214 | [5 empty] | PAR | C | OLD | 3.3098 |  | RHNHPELC | 5 | 0.83333 | HOUPARRHNHPELCN03_OLDC_FHPELCE02 | 1 | HOUPARRHNHPELCN03_OLDC | HOUPARRHNHPELCE02_OLDC | HPELCE02 | HPELCN03 | PAR_OLDC | HPELCE02_HPELCN03 | 6 | 0 | 1 | New
HOUPARRHNHPELCN03_OLDC_FHPELCE02_D83 | Residential heating technology - Heat pump, Air-to-water - single-family house - existing building - distributed level 0.83 | HOUELC, HOUAMB | HOUPARRHN_OLDC_DMD | MKr20 | 2050 | 17.8385 | 0.26217 | 0.29397 | [5 empty] | PAR | C | OLD | 3.4017 |  | RHNHPELC | 5 | 0.83333 | HOUPARRHNHPELCN03_OLDC_FHPELCE02 | 1 | HOUPARRHNHPELCN03_OLDC | HOUPARRHNHPELCE02_OLDC | HPELCE02 | HPELCN03 | PAR_OLDC | HPELCE02_HPELCN03 | 6 | 0 | 1 | New
HOUPARRHNHPELCN02_OLDC_FHPELCE02_D83 | Residential heating technology - Heat pump, Air-to-air - single-family house - existing building - distributed level 0.83 | HOUELC, HOUAMB | HOUPARRHN_OLDC_DMD | MKr20 | 2020 | 3.7284 | 0.20009 | 0.22427 | [5 empty] | PAR | C | OLD | 4.459 |  | RHNHPELC | 5 | 0.83333 | HOUPARRHNHPELCN02_OLDC_FHPELCE02 | 1 | HOUPARRHNHPELCN02_OLDC | HOUPARRHNHPELCE02_OLDC | HPELCE02 | HPELCN02 | PAR_OLDC | HPELCE02_HPELCN02 | 2 | 0 | 0.9 | Same
HOUPARRHNHPELCN02_OLDC_FHPELCE02_D83 | Residential heating technology - Heat pump, Air-to-air - single-family house - existing building - distributed level 0.83 | HOUELC, HOUAMB | HOUPARRHN_OLDC_DMD | MKr20 | 2025 | 3.6373 | 0.13594 | 0.21327 | [5 empty] | PAR | C | OLD | 4.6888 |  | RHNHPELC | 5 | 0.83333 | HOUPARRHNHPELCN02_OLDC_FHPELCE02 | 1 | HOUPARRHNHPELCN02_OLDC | HOUPARRHNHPELCE02_OLDC | HPELCE02 | HPELCN02 | PAR_OLDC | HPELCE02_HPELCN02 | 2 | 0 | 0.9 | Same
HOUPARRHNHPELCN02_OLDC_FHPELCE02_D83 | Residential heating technology - Heat pump, Air-to-air - single-family house - existing building - distributed level 0.83 | HOUELC, HOUAMB | HOUPARRHN_OLDC_DMD | MKr20 | 2030 | 3.5461 | 0.13343 | 0.20522 | [5 empty] | PAR | C | OLD | 4.8727 |  | RHNHPELC | 5 | 0.83333 | HOUPARRHNHPELCN02_OLDC_FHPELCE02 | 1 | HOUPARRHNHPELCN02_OLDC | HOUPARRHNHPELCE02_OLDC | HPELCE02 | HPELCN02 | PAR_OLDC | HPELCE02_HPELCN02 | 2 | 0 | 0.9 | Same
HOUPARRHNHPELCN02_OLDC_FHPELCE02_D83 | Residential heating technology - Heat pump, Air-to-air - single-family house - existing building - distributed level 0.83 | HOUELC, HOUAMB | HOUPARRHN_OLDC_DMD | MKr20 | 2040 | 3.377 | 0.12877 | 0.19776 | [5 empty] | PAR | C | OLD | 5.0566 |  | RHNHPELC | 5 | 0.83333 | HOUPARRHNHPELCN02_OLDC_FHPELCE02 | 1 | HOUPARRHNHPELCN02_OLDC | HOUPARRHNHPELCE02_OLDC | HPELCE02 | HPELCN02 | PAR_OLDC | HPELCE02_HPELCN02 | 2 | 0 | 0.9 | Same
HOUPARRHNHPELCN02_OLDC_FHPELCE02_D83 | Residential heating technology - Heat pump, Air-to-air - single-family house - existing building - distributed level 0.83 | HOUELC, HOUAMB | HOUPARRHN_OLDC_DMD | MKr20 | 2050 | 3.2079 | 0.12411 | 0.19423 | [5 empty] | PAR | C | OLD | 5.1485 |  | RHNHPELC | 5 | 0.83333 | HOUPARRHNHPELCN02_OLDC_FHPELCE02 | 1 | HOUPARRHNHPELCN02_OLDC | HOUPARRHNHPELCE02_OLDC | HPELCE02 | HPELCN02 | PAR_OLDC | HPELCE02_HPELCN02 | 2 | 0 | 0.9 | Same
HOUPARRHNDIELCN06_OLDC_FHPELCE02_D83 | Residential heating technology - Electric heating - electric panel from Bauhaus - single-family house - new building - distributed level 0.83 | HOUELC | HOUPARRHN_OLDC_DMD | MKr20 | 2020 | 0.70255 | 0 | [6 empty] | PAR | C | OLD |  |  | RHNDIELC | 5 | 0.83333 | HOUPARRHNDIELCN06_OLDC_FHPELCE02 | 1 | HOUPARRHNDIELCN06_OLDC | HOUPARRHNHPELCE02_OLDC | HPELCE02 | DIELCN06 | PAR_OLDC | HPELCE02_DIELCN06 | 5 | 0 | 1.1 | Unlikely
HOUPARRHNDIELCN06_OLDC_FHPELCE02_D83 | Residential heating technology - Electric heating - electric panel from Bauhaus - single-family house - new building - distributed level 0.83 | HOUELC | HOUPARRHN_OLDC_DMD | MKr20 | 2025 | 0.70255 | 0 | [6 empty] | PAR | C | OLD |  |  | RHNDIELC | 5 | 0.83333 | HOUPARRHNDIELCN06_OLDC_FHPELCE02 | 1 | HOUPARRHNDIELCN06_OLDC | HOUPARRHNHPELCE02_OLDC | HPELCE02 | DIELCN06 | PAR_OLDC | HPELCE02_DIELCN06 | 5 | 0 | 1.1 | Unlikely
HOUPARRHNDIELCN06_OLDC_FHPELCE02_D83 | Residential heating technology - Electric heating - electric panel from Bauhaus - single-family house - new building - distributed level 0.83 | HOUELC | HOUPARRHN_OLDC_DMD | MKr20 | 2030 | 0.70255 | 0 | [6 empty] | PAR | C | OLD |  |  | RHNDIELC | 5 | 0.83333 | HOUPARRHNDIELCN06_OLDC_FHPELCE02 | 1 | HOUPARRHNDIELCN06_OLDC | HOUPARRHNHPELCE02_OLDC | HPELCE02 | DIELCN06 | PAR_OLDC | HPELCE02_DIELCN06 | 5 | 0 | 1.1 | Unlikely
HOUPARRHNDIELCN06_OLDC_FHPELCE02_D83 | Residential heating technology - Electric heating - electric panel from Bauhaus - single-family house - new building - distributed level 0.83 | HOUELC | HOUPARRHN_OLDC_DMD | MKr20 | 2040 | 0.70255 | 0 | [6 empty] | PAR | C | OLD |  |  | RHNDIELC | 5 | 0.83333 | HOUPARRHNDIELCN06_OLDC_FHPELCE02 | 1 | HOUPARRHNDIELCN06_OLDC | HOUPARRHNHPELCE02_OLDC | HPELCE02 | DIELCN06 | PAR_OLDC | HPELCE02_DIELCN06 | 5 | 0 | 1.1 | Unlikely
HOUPARRHNDIELCN06_OLDC_FHPELCE02_D83 | Residential heating technology - Electric heating - electric panel from Bauhaus - single-family house - new building - distributed level 0.83 | HOUELC | HOUPARRHN_OLDC_DMD | MKr20 | 2050 | 0.70255 | 0 | [6 empty] | PAR | C | OLD |  |  | RHNDIELC | 5 | 0.83333 | HOUPARRHNDIELCN06_OLDC_FHPELCE02 | 1 | HOUPARRHNDIELCN06_OLDC | HOUPARRHNHPELCE02_OLDC | HPELCE02 | DIELCN06 | PAR_OLDC | HPELCE02_DIELCN06 | 5 | 0 | 1.1 | Unlikely
HOUPARRHNDIELCN01_OLDC_FHPELCE02_D83 | Residential heating technology - Electric heating - single-family house - new building - distributed level 0.83 | HOUELC | HOUPARRHN_OLDC_DMD | MKr20 | 2020 | 8.5362 | 0.06921 | [6 empty] | PAR | C | OLD |  |  | RHNDIELC | 5 | 0.83333 | HOUPARRHNDIELCN01_OLDC_FHPELCE02 | 1 | HOUPARRHNDIELCN01_OLDC | HOUPARRHNHPELCE02_OLDC | HPELCE02 | DIELCN01 | PAR_OLDC | HPELCE02_DIELCN01 | 5 | 0 | 1.1 | Unlikely
HOUPARRHNDIELCN01_OLDC_FHPELCE02_D83 | Residential heating technology - Electric heating - single-family house - new building - distributed level 0.83 | HOUELC | HOUPARRHN_OLDC_DMD | MKr20 | 2025 | 8.3249 | 0.06921 | [6 empty] | PAR | C | OLD |  |  | RHNDIELC | 5 | 0.83333 | HOUPARRHNDIELCN01_OLDC_FHPELCE02 | 1 | HOUPARRHNDIELCN01_OLDC | HOUPARRHNHPELCE02_OLDC | HPELCE02 | DIELCN01 | PAR_OLDC | HPELCE02_DIELCN01 | 5 | 0 | 1.1 | Unlikely
HOUPARRHNDIELCN01_OLDC_FHPELCE02_D83 | Residential heating technology - Electric heating - single-family house - new building - distributed level 0.83 | HOUELC | HOUPARRHN_OLDC_DMD | MKr20 | 2030 | 8.1188 | 0.066326 | [6 empty] | PAR | C | OLD |  |  | RHNDIELC | 5 | 0.83333 | HOUPARRHNDIELCN01_OLDC_FHPELCE02 | 1 | HOUPARRHNDIELCN01_OLDC | HOUPARRHNHPELCE02_OLDC | HPELCE02 | DIELCN01 | PAR_OLDC | HPELCE02_DIELCN01 | 5 | 0 | 1.1 | Unlikely
HOUPARRHNDIELCN01_OLDC_FHPELCE02_D83 | Residential heating technology - Electric heating - single-family house - new building - distributed level 0.83 | HOUELC | HOUPARRHN_OLDC_DMD | MKr20 | 2040 | 7.7219 | 0.063442 | [6 empty] | PAR | C | OLD |  |  | RHNDIELC | 5 | 0.83333 | HOUPARRHNDIELCN01_OLDC_FHPELCE02 | 1 | HOUPARRHNDIELCN01_OLDC | HOUPARRHNHPELCE02_OLDC | HPELCE02 | DIELCN01 | PAR_OLDC | HPELCE02_DIELCN01 | 5 | 0 | 1.1 | Unlikely
HOUPARRHNDIELCN01_OLDC_FHPELCE02_D83 | Residential heating technology - Electric heating - single-family house - new building - distributed level 0.83 | HOUELC | HOUPARRHN_OLDC_DMD | MKr20 | 2050 | 7.3444 | 0.060559 | [6 empty] | PAR | C | OLD |  |  | RHNDIELC | 5 | 0.83333 | HOUPARRHNDIELCN01_OLDC_FHPELCE02 | 1 | HOUPARRHNDIELCN01_OLDC | HOUPARRHNHPELCE02_OLDC | HPELCE02 | DIELCN01 | PAR_OLDC | HPELCE02_DIELCN01 | 5 | 0 | 1.1 | Unlikely
HOUPARRHNBHWPEN01_OLDC_FHPELCE02_D83 | Residential heating technology - Biomass boiler, automatic stoking , wood pellets or wood chips - single-family house - existing building - distributed level 0.83 | HOUWPE | HOUPARRHN_OLDC_DMD | MKr20 | 2020 | 5.252 | 0.48551 |  | 25 | 14 | 70 | 2 | 4 | PAR | C | OLD |  |  | RHNBHWPE | 5 | 0.83333 | HOUPARRHNBHWPEN01_OLDC_FHPELCE02 | 1 | HOUPARRHNBHWPEN01_OLDC | HOUPARRHNHPELCE02_OLDC | HPELCE02 | BHWPEN01 | PAR_OLDC | HPELCE02_BHWPEN01 | 5 | 0 | 1.1 | Unlikely
HOUPARRHNBHWPEN01_OLDC_FHPELCE02_D83 | Residential heating technology - Biomass boiler, automatic stoking , wood pellets or wood chips - single-family house - existing building - distributed level 0.83 | HOUWPE | HOUPARRHN_OLDC_DMD | MKr20 | 2025 | 5.122 | 0.47712 |  | 25 | 14 | 60 | 2 | 4 | PAR | C | OLD |  |  | RHNBHWPE | 5 | 0.83333 | HOUPARRHNBHWPEN01_OLDC_FHPELCE02 | 1 | HOUPARRHNBHWPEN01_OLDC | HOUPARRHNHPELCE02_OLDC | HPELCE02 | BHWPEN01 | PAR_OLDC | HPELCE02_BHWPEN01 | 5 | 0 | 1.1 | Unlikely
HOUPARRHNBHWPEN01_OLDC_FHPELCE02_D83 | Residential heating technology - Biomass boiler, automatic stoking , wood pellets or wood chips - single-family house - existing building - distributed level 0.83 | HOUWPE | HOUPARRHN_OLDC_DMD | MKr20 | 2030 | 4.9953 | 0.47075 |  | 25 | 11 | 50 | 1 | 4 | PAR | C | OLD |  |  | RHNBHWPE | 5 | 0.83333 | HOUPARRHNBHWPEN01_OLDC_FHPELCE02 | 1 | HOUPARRHNBHWPEN01_OLDC | HOUPARRHNHPELCE02_OLDC | HPELCE02 | BHWPEN01 | PAR_OLDC | HPELCE02_BHWPEN01 | 5 | 0 | 1.1 | Unlikely
HOUPARRHNBHWPEN01_OLDC_FHPELCE02_D83 | Residential heating technology - Biomass boiler, automatic stoking , wood pellets or wood chips - single-family house - existing building - distributed level 0.83 | HOUWPE | HOUPARRHN_OLDC_DMD | MKr20 | 2040 | 4.751 | 0.44992 |  | 25 | 9 | 45 | 1 | 4 | PAR | C | OLD |  |  | RHNBHWPE | 5 | 0.83333 | HOUPARRHNBHWPEN01_OLDC_FHPELCE02 | 1 | HOUPARRHNBHWPEN01_OLDC | HOUPARRHNHPELCE02_OLDC | HPELCE02 | BHWPEN01 | PAR_OLDC | HPELCE02_BHWPEN01 | 5 | 0 | 1.1 | Unlikely
HOUPARRHNBHWPEN01_OLDC_FHPELCE02_D83 | Residential heating technology - Biomass boiler, automatic stoking , wood pellets or wood chips - single-family house - existing building - distributed level 0.83 | HOUWPE | HOUPARRHN_OLDC_DMD | MKr20 | 2050 | 5.6485 | 0.53751 |  | 25 | 9 | 40 | 0 | 4 | PAR | C | OLD |  |  | RHNBHWPE | 5 | 0.83333 | HOUPARRHNBHWPEN01_OLDC_FHPELCE02 | 1 | HOUPARRHNBHWPEN01_OLDC | HOUPARRHNHPELCE02_OLDC | HPELCE02 | BHWPEN01 | PAR_OLDC | HPELCE02_BHWPEN01 | 5 | 0 | 1.1 | Unlikely
HOUPARRHNBHDHCN03_OLDC_FHPELCE02_D83 | Residential heating technology - Direct district heating substation - plus connection pipe - single-family house - existing building - distributed level 0.83 | HOUDHC | HOUPARRHN_OLDC_DMD | MKr20 | 2020 | 4.1 | 0.035153 | [6 empty] | PAR | C | OLD |  |  | RHNBHDHC | 5 | 0.83333 | HOUPARRHNBHDHCN03_OLDC_FHPELCE02 | 1 | HOUPARRHNBHDHCN03_OLDC | HOUPARRHNHPELCE02_OLDC | HPELCE02 | BHDHCN03 | PAR_OLDC | HPELCE02_BHDHCN03 | 5 | 0 | 1.1 | Unlikely
HOUPARRHNBHDHCN03_OLDC_FHPELCE02_D83 | Residential heating technology - Direct district heating substation - plus connection pipe - single-family house - existing building - distributed level 0.83 | HOUDHC | HOUPARRHN_OLDC_DMD | MKr20 | 2025 | 4.0524 | 0.034893 | [6 empty] | PAR | C | OLD |  |  | RHNBHDHC | 5 | 0.83333 | HOUPARRHNBHDHCN03_OLDC_FHPELCE02 | 1 | HOUPARRHNBHDHCN03_OLDC | HOUPARRHNHPELCE02_OLDC | HPELCE02 | BHDHCN03 | PAR_OLDC | HPELCE02_BHDHCN03 | 5 | 0 | 1.1 | Unlikely
HOUPARRHNBHDHCN03_OLDC_FHPELCE02_D83 | Residential heating technology - Direct district heating substation - plus connection pipe - single-family house - existing building - distributed level 0.83 | HOUDHC | HOUPARRHN_OLDC_DMD | MKr20 | 2030 | 4.0127 | 0.03427 | [6 empty] | PAR | C | OLD |  |  | RHNBHDHC | 5 | 0.83333 | HOUPARRHNBHDHCN03_OLDC_FHPELCE02 | 1 | HOUPARRHNBHDHCN03_OLDC | HOUPARRHNHPELCE02_OLDC | HPELCE02 | BHDHCN03 | PAR_OLDC | HPELCE02_BHDHCN03 | 5 | 0 | 1.1 | Unlikely
HOUPARRHNBHDHCN03_OLDC_FHPELCE02_D83 | Residential heating technology - Direct district heating substation - plus connection pipe - single-family house - existing building - distributed level 0.83 | HOUDHC | HOUPARRHN_OLDC_DMD | MKr20 | 2040 | 3.9413 | 0.032794 | [6 empty] | PAR | C | OLD |  |  | RHNBHDHC | 5 | 0.83333 | HOUPARRHNBHDHCN03_OLDC_FHPELCE02 | 1 | HOUPARRHNBHDHCN03_OLDC | HOUPARRHNHPELCE02_OLDC | HPELCE02 | BHDHCN03 | PAR_OLDC | HPELCE02_BHDHCN03 | 5 | 0 | 1.1 | Unlikely
HOUPARRHNBHDHCN03_OLDC_FHPELCE02_D83 | Residential heating technology - Direct district heating substation - plus connection pipe - single-family house - existing building - distributed level 0.83 | HOUDHC | HOUPARRHN_OLDC_DMD | MKr20 | 2050 | 3.862 | 0.030647 | [6 empty] | PAR | C | OLD |  |  | RHNBHDHC | 5 | 0.83333 | HOUPARRHNBHDHCN03_OLDC_FHPELCE02 | 1 | HOUPARRHNBHDHCN03_OLDC | HOUPARRHNHPELCE02_OLDC | HPELCE02 | BHDHCN03 | PAR_OLDC | HPELCE02_BHDHCN03 | 5 | 0 | 1.1 | Unlikely
HOUPARRHNHPELCN07_OLDD_FHPELCE02_D83 | Residential heating technology - Heat pump, Air-to-water, low-price product - single-family house - existing building - distributed level 0.83 | HOUELC, HOUAMB | HOUPARRHN_OLDD_DMD | MKr20 | 2020 | 13.3086 | 0.44459 | 0.36256 | [5 empty] | PAR | D | OLD | 2.7581 |  | RHNHPELC | 5 | 0.83333 | HOUPARRHNHPELCN07_OLDD_FHPELCE02 | 1 | HOUPARRHNHPELCN07_OLDD | HOUPARRHNHPELCE02_OLDD | HPELCE02 | HPELCN07 | PAR_OLDD | HPELCE02_HPELCN07 | 5 | 0 | 1.1 | Unlikely
HOUPARRHNHPELCN07_OLDD_FHPELCE02_D83 | Residential heating technology - Heat pump, Air-to-water, low-price product - single-family house - existing building - distributed level 0.83 | HOUELC, HOUAMB | HOUPARRHN_OLDD_DMD | MKr20 | 2025 | 12.175 | 0.341 | 0.3453 | [5 empty] | PAR | D | OLD | 2.8961 |  | RHNHPELC | 5 | 0.83333 | HOUPARRHNHPELCN07_OLDD_FHPELCE02 | 1 | HOUPARRHNHPELCN07_OLDD | HOUPARRHNHPELCE02_OLDD | HPELCE02 | HPELCN07 | PAR_OLDD | HPELCE02_HPELCN07 | 5 | 0 | 1.1 | Unlikely
HOUPARRHNHPELCN07_OLDD_FHPELCE02_D83 | Residential heating technology - Heat pump, Air-to-water, low-price product - single-family house - existing building - distributed level 0.83 | HOUELC, HOUAMB | HOUPARRHN_OLDD_DMD | MKr20 | 2030 | 11.0413 | 0.33694 | 0.3296 | [5 empty] | PAR | D | OLD | 3.034 |  | RHNHPELC | 5 | 0.83333 | HOUPARRHNHPELCN07_OLDD_FHPELCE02 | 1 | HOUPARRHNHPELCN07_OLDD | HOUPARRHNHPELCE02_OLDD | HPELCE02 | HPELCN07 | PAR_OLDD | HPELCE02_HPELCN07 | 5 | 0 | 1.1 | Unlikely
HOUPARRHNHPELCN07_OLDD_FHPELCE02_D83 | Residential heating technology - Heat pump, Air-to-water, low-price product - single-family house - existing building - distributed level 0.83 | HOUELC, HOUAMB | HOUPARRHN_OLDD_DMD | MKr20 | 2040 | 10.1381 | 0.32942 | 0.31527 | [5 empty] | PAR | D | OLD | 3.1719 |  | RHNHPELC | 5 | 0.83333 | HOUPARRHNHPELCN07_OLDD_FHPELCE02 | 1 | HOUPARRHNHPELCN07_OLDD | HOUPARRHNHPELCE02_OLDD | HPELCE02 | HPELCN07 | PAR_OLDD | HPELCE02_HPELCN07 | 5 | 0 | 1.1 | Unlikely
HOUPARRHNHPELCN07_OLDD_FHPELCE02_D83 | Residential heating technology - Heat pump, Air-to-water, low-price product - single-family house - existing building - distributed level 0.83 | HOUELC, HOUAMB | HOUPARRHN_OLDD_DMD | MKr20 | 2050 | 9.2349 | 0.32189 | 0.30639 | [5 empty] | PAR | D | OLD | 3.2638 |  | RHNHPELC | 5 | 0.83333 | HOUPARRHNHPELCN07_OLDD_FHPELCE02 | 1 | HOUPARRHNHPELCN07_OLDD | HOUPARRHNHPELCE02_OLDD | HPELCE02 | HPELCN07 | PAR_OLDD | HPELCE02_HPELCN07 | 5 | 0 | 1.1 | Unlikely
HOUPARRHNHPELCN05_OLDD_FHPELCE02_D83 | Residential heating technology - Heat pump, Air-to-water - leasing - single-family house - existing building - distributed level 0.83 | HOUELC, HOUAMB | HOUPARRHN_OLDD_DMD | MKr20 | 2020 | 13.6477 | 1.2309 | 0.3453 | [5 empty] | PAR | D | OLD | 2.8961 |  | RHNHPELC | 5 | 0.83333 | HOUPARRHNHPELCN05_OLDD_FHPELCE02 | 1 | HOUPARRHNHPELCN05_OLDD | HOUPARRHNHPELCE02_OLDD | HPELCE02 | HPELCN05 | PAR_OLDD | HPELCE02_HPELCN05 | 5 | 0 | 1.1 | Unlikely
HOUPARRHNHPELCN05_OLDD_FHPELCE02_D83 | Residential heating technology - Heat pump, Air-to-water - leasing - single-family house - existing building - distributed level 0.83 | HOUELC, HOUAMB | HOUPARRHN_OLDD_DMD | MKr20 | 2025 | 12.5885 | 1.0617 | 0.3296 | [5 empty] | PAR | D | OLD | 3.034 |  | RHNHPELC | 5 | 0.83333 | HOUPARRHNHPELCN05_OLDD_FHPELCE02 | 1 | HOUPARRHNHPELCN05_OLDD | HOUPARRHNHPELCE02_OLDD | HPELCE02 | HPELCN05 | PAR_OLDD | HPELCE02_HPELCN05 | 5 | 0 | 1.1 | Unlikely
HOUPARRHNHPELCN05_OLDD_FHPELCE02_D83 | Residential heating technology - Heat pump, Air-to-water - leasing - single-family house - existing building - distributed level 0.83 | HOUELC, HOUAMB | HOUPARRHN_OLDD_DMD | MKr20 | 2030 | 11.5293 | 0.99194 | 0.31527 | [5 empty] | PAR | D | OLD | 3.1719 |  | RHNHPELC | 5 | 0.83333 | HOUPARRHNHPELCN05_OLDD_FHPELCE02 | 1 | HOUPARRHNHPELCN05_OLDD | HOUPARRHNHPELCE02_OLDD | HPELCE02 | HPELCN05 | PAR_OLDD | HPELCE02_HPELCN05 | 5 | 0 | 1.1 | Unlikely
HOUPARRHNHPELCN05_OLDD_FHPELCE02_D83 | Residential heating technology - Heat pump, Air-to-water - leasing - single-family house - existing building - distributed level 0.83 | HOUELC, HOUAMB | HOUPARRHN_OLDD_DMD | MKr20 | 2040 | 10.6703 | 0.93116 | 0.30214 | [5 empty] | PAR | D | OLD | 3.3098 |  | RHNHPELC | 5 | 0.83333 | HOUPARRHNHPELCN05_OLDD_FHPELCE02 | 1 | HOUPARRHNHPELCN05_OLDD | HOUPARRHNHPELCE02_OLDD | HPELCE02 | HPELCN05 | PAR_OLDD | HPELCE02_HPELCN05 | 5 | 0 | 1.1 | Unlikely
HOUPARRHNHPELCN05_OLDD_FHPELCE02_D83 | Residential heating technology - Heat pump, Air-to-water - leasing - single-family house - existing building - distributed level 0.83 | HOUELC, HOUAMB | HOUPARRHN_OLDD_DMD | MKr20 | 2050 | 9.8112 | 0.87038 | 0.29397 | [5 empty] | PAR | D | OLD | 3.4017 |  | RHNHPELC | 5 | 0.83333 | HOUPARRHNHPELCN05_OLDD_FHPELCE02 | 1 | HOUPARRHNHPELCN05_OLDD | HOUPARRHNHPELCE02_OLDD | HPELCE02 | HPELCN05 | PAR_OLDD | HPELCE02_HPELCN05 | 5 | 0 | 1.1 | Unlikely
HOUPARRHNHPELCN04_OLDD_FHPELCE02_D83 | Residential heating technology - Heat pump, Ground source - single-family house - existing building - distributed level 0.83 | HOUELC, HOUAMB | HOUPARRHN_OLDD_DMD | MKr20 | 2020 | 32.8624 | 0.35501 | 0.31527 | [5 empty] | PAR | D | OLD | 3.1719 |  | RHNHPELC | 5 | 0.83333 | HOUPARRHNHPELCN04_OLDD_FHPELCE02 | 1 | HOUPARRHNHPELCN04_OLDD | HOUPARRHNHPELCE02_OLDD | HPELCE02 | HPELCN04 | PAR_OLDD | HPELCE02_HPELCN04 | 6 | 0 | 1 | New
HOUPARRHNHPELCN04_OLDD_FHPELCE02_D83 | Residential heating technology - Heat pump, Ground source - single-family house - existing building - distributed level 0.83 | HOUELC, HOUAMB | HOUPARRHN_OLDD_DMD | MKr20 | 2025 | 31.2193 | 0.25142 | 0.30639 | [5 empty] | PAR | D | OLD | 3.2638 |  | RHNHPELC | 5 | 0.83333 | HOUPARRHNHPELCN04_OLDD_FHPELCE02 | 1 | HOUPARRHNHPELCN04_OLDD | HOUPARRHNHPELCE02_OLDD | HPELCE02 | HPELCN04 | PAR_OLDD | HPELCE02_HPELCN04 | 6 | 0 | 1 | New
HOUPARRHNHPELCN04_OLDD_FHPELCE02_D83 | Residential heating technology - Heat pump, Ground source - single-family house - existing building - distributed level 0.83 | HOUELC, HOUAMB | HOUPARRHN_OLDD_DMD | MKr20 | 2030 | 29.5762 | 0.24736 | 0.298 | [5 empty] | PAR | D | OLD | 3.3557 |  | RHNHPELC | 5 | 0.83333 | HOUPARRHNHPELCN04_OLDD_FHPELCE02 | 1 | HOUPARRHNHPELCN04_OLDD | HOUPARRHNHPELCE02_OLDD | HPELCE02 | HPELCN04 | PAR_OLDD | HPELCE02_HPELCN04 | 6 | 0 | 1 | New
HOUPARRHNHPELCN04_OLDD_FHPELCE02_D83 | Residential heating technology - Heat pump, Ground source - single-family house - existing building - distributed level 0.83 | HOUELC, HOUAMB | HOUPARRHN_OLDD_DMD | MKr20 | 2040 | 28.0974 | 0.23984 | 0.28623 | [5 empty] | PAR | D | OLD | 3.4936 |  | RHNHPELC | 5 | 0.83333 | HOUPARRHNHPELCN04_OLDD_FHPELCE02 | 1 | HOUPARRHNHPELCN04_OLDD | HOUPARRHNHPELCE02_OLDD | HPELCE02 | HPELCN04 | PAR_OLDD | HPELCE02_HPELCN04 | 6 | 0 | 1 | New
HOUPARRHNHPELCN04_OLDD_FHPELCE02_D83 | Residential heating technology - Heat pump, Ground source - single-family house - existing building - distributed level 0.83 | HOUELC, HOUAMB | HOUPARRHN_OLDD_DMD | MKr20 | 2050 | 26.6186 | 0.23231 | 0.28252 | [5 empty] | PAR | D | OLD | 3.5396 |  | RHNHPELC | 5 | 0.83333 | HOUPARRHNHPELCN04_OLDD_FHPELCE02 | 1 | HOUPARRHNHPELCN04_OLDD | HOUPARRHNHPELCE02_OLDD | HPELCE02 | HPELCN04 | PAR_OLDD | HPELCE02_HPELCN04 | 6 | 0 | 1 | New
HOUPARRHNHPELCN03_OLDD_FHPELCE02_D83 | Residential heating technology - Heat pump, Air-to-water - single-family house - existing building - distributed level 0.83 | HOUELC, HOUAMB | HOUPARRHN_OLDD_DMD | MKr20 | 2020 | 24.8141 | 0.38487 | 0.3453 | [5 empty] | PAR | D | OLD | 2.8961 |  | RHNHPELC | 5 | 0.83333 | HOUPARRHNHPELCN03_OLDD_FHPELCE02 | 1 | HOUPARRHNHPELCN03_OLDD | HOUPARRHNHPELCE02_OLDD | HPELCE02 | HPELCN03 | PAR_OLDD | HPELCE02_HPELCN03 | 6 | 0 | 1 | New
HOUPARRHNHPELCN03_OLDD_FHPELCE02_D83 | Residential heating technology - Heat pump, Air-to-water - single-family house - existing building - distributed level 0.83 | HOUELC, HOUAMB | HOUPARRHN_OLDD_DMD | MKr20 | 2025 | 22.8882 | 0.28128 | 0.3296 | [5 empty] | PAR | D | OLD | 3.034 |  | RHNHPELC | 5 | 0.83333 | HOUPARRHNHPELCN03_OLDD_FHPELCE02 | 1 | HOUPARRHNHPELCN03_OLDD | HOUPARRHNHPELCE02_OLDD | HPELCE02 | HPELCN03 | PAR_OLDD | HPELCE02_HPELCN03 | 6 | 0 | 1 | New
HOUPARRHNHPELCN03_OLDD_FHPELCE02_D83 | Residential heating technology - Heat pump, Air-to-water - single-family house - existing building - distributed level 0.83 | HOUELC, HOUAMB | HOUPARRHN_OLDD_DMD | MKr20 | 2030 | 20.9624 | 0.27722 | 0.31527 | [5 empty] | PAR | D | OLD | 3.1719 |  | RHNHPELC | 5 | 0.83333 | HOUPARRHNHPELCN03_OLDD_FHPELCE02 | 1 | HOUPARRHNHPELCN03_OLDD | HOUPARRHNHPELCE02_OLDD | HPELCE02 | HPELCN03 | PAR_OLDD | HPELCE02_HPELCN03 | 6 | 0 | 1 | New
HOUPARRHNHPELCN03_OLDD_FHPELCE02_D83 | Residential heating technology - Heat pump, Air-to-water - single-family house - existing building - distributed level 0.83 | HOUELC, HOUAMB | HOUPARRHN_OLDD_DMD | MKr20 | 2040 | 19.4005 | 0.2697 | 0.30214 | [5 empty] | PAR | D | OLD | 3.3098 |  | RHNHPELC | 5 | 0.83333 | HOUPARRHNHPELCN03_OLDD_FHPELCE02 | 1 | HOUPARRHNHPELCN03_OLDD | HOUPARRHNHPELCE02_OLDD | HPELCE02 | HPELCN03 | PAR_OLDD | HPELCE02_HPELCN03 | 6 | 0 | 1 | New
HOUPARRHNHPELCN03_OLDD_FHPELCE02_D83 | Residential heating technology - Heat pump, Air-to-water - single-family house - existing building - distributed level 0.83 | HOUELC, HOUAMB | HOUPARRHN_OLDD_DMD | MKr20 | 2050 | 17.8385 | 0.26217 | 0.29397 | [5 empty] | PAR | D | OLD | 3.4017 |  | RHNHPELC | 5 | 0.83333 | HOUPARRHNHPELCN03_OLDD_FHPELCE02 | 1 | HOUPARRHNHPELCN03_OLDD | HOUPARRHNHPELCE02_OLDD | HPELCE02 | HPELCN03 | PAR_OLDD | HPELCE02_HPELCN03 | 6 | 0 | 1 | New
HOUPARRHNHPELCN02_OLDD_FHPELCE02_D83 | Residential heating technology - Heat pump, Air-to-air - single-family house - existing building - distributed level 0.83 | HOUELC, HOUAMB | HOUPARRHN_OLDD_DMD | MKr20 | 2020 | 3.7284 | 0.20009 | 0.22427 | [5 empty] | PAR | D | OLD | 4.459 |  | RHNHPELC | 5 | 0.83333 | HOUPARRHNHPELCN02_OLDD_FHPELCE02 | 1 | HOUPARRHNHPELCN02_OLDD | HOUPARRHNHPELCE02_OLDD | HPELCE02 | HPELCN02 | PAR_OLDD | HPELCE02_HPELCN02 | 2 | 0 | 0.9 | Same
HOUPARRHNHPELCN02_OLDD_FHPELCE02_D83 | Residential heating technology - Heat pump, Air-to-air - single-family house - existing building - distributed level 0.83 | HOUELC, HOUAMB | HOUPARRHN_OLDD_DMD | MKr20 | 2025 | 3.6373 | 0.13594 | 0.21327 | [5 empty] | PAR | D | OLD | 4.6888 |  | RHNHPELC | 5 | 0.83333 | HOUPARRHNHPELCN02_OLDD_FHPELCE02 | 1 | HOUPARRHNHPELCN02_OLDD | HOUPARRHNHPELCE02_OLDD | HPELCE02 | HPELCN02 | PAR_OLDD | HPELCE02_HPELCN02 | 2 | 0 | 0.9 | Same
HOUPARRHNHPELCN02_OLDD_FHPELCE02_D83 | Residential heating technology - Heat pump, Air-to-air - single-family house - existing building - distributed level 0.83 | HOUELC, HOUAMB | HOUPARRHN_OLDD_DMD | MKr20 | 2030 | 3.5461 | 0.13343 | 0.20522 | [5 empty] | PAR | D | OLD | 4.8727 |  | RHNHPELC | 5 | 0.83333 | HOUPARRHNHPELCN02_OLDD_FHPELCE02 | 1 | HOUPARRHNHPELCN02_OLDD | HOUPARRHNHPELCE02_OLDD | HPELCE02 | HPELCN02 | PAR_OLDD | HPELCE02_HPELCN02 | 2 | 0 | 0.9 | Same
HOUPARRHNHPELCN02_OLDD_FHPELCE02_D83 | Residential heating technology - Heat pump, Air-to-air - single-family house - existing building - distributed level 0.83 | HOUELC, HOUAMB | HOUPARRHN_OLDD_DMD | MKr20 | 2040 | 3.377 | 0.12877 | 0.19776 | [5 empty] | PAR | D | OLD | 5.0566 |  | RHNHPELC | 5 | 0.83333 | HOUPARRHNHPELCN02_OLDD_FHPELCE02 | 1 | HOUPARRHNHPELCN02_OLDD | HOUPARRHNHPELCE02_OLDD | HPELCE02 | HPELCN02 | PAR_OLDD | HPELCE02_HPELCN02 | 2 | 0 | 0.9 | Same
HOUPARRHNHPELCN02_OLDD_FHPELCE02_D83 | Residential heating technology - Heat pump, Air-to-air - single-family house - existing building - distributed level 0.83 | HOUELC, HOUAMB | HOUPARRHN_OLDD_DMD | MKr20 | 2050 | 3.2079 | 0.12411 | 0.19423 | [5 empty] | PAR | D | OLD | 5.1485 |  | RHNHPELC | 5 | 0.83333 | HOUPARRHNHPELCN02_OLDD_FHPELCE02 | 1 | HOUPARRHNHPELCN02_OLDD | HOUPARRHNHPELCE02_OLDD | HPELCE02 | HPELCN02 | PAR_OLDD | HPELCE02_HPELCN02 | 2 | 0 | 0.9 | Same
HOUPARRHNDIELCN06_OLDD_FHPELCE02_D83 | Residential heating technology - Electric heating - electric panel from Bauhaus - single-family house - new building - distributed level 0.83 | HOUELC | HOUPARRHN_OLDD_DMD | MKr20 | 2020 | 0.70255 | 0 | [6 empty] | PAR | D | OLD |  |  | RHNDIELC | 5 | 0.83333 | HOUPARRHNDIELCN06_OLDD_FHPELCE02 | 1 | HOUPARRHNDIELCN06_OLDD | HOUPARRHNHPELCE02_OLDD | HPELCE02 | DIELCN06 | PAR_OLDD | HPELCE02_DIELCN06 | 5 | 0 | 1.1 | Unlikely
HOUPARRHNDIELCN06_OLDD_FHPELCE02_D83 | Residential heating technology - Electric heating - electric panel from Bauhaus - single-family house - new building - distributed level 0.83 | HOUELC | HOUPARRHN_OLDD_DMD | MKr20 | 2025 | 0.70255 | 0 | [6 empty] | PAR | D | OLD |  |  | RHNDIELC | 5 | 0.83333 | HOUPARRHNDIELCN06_OLDD_FHPELCE02 | 1 | HOUPARRHNDIELCN06_OLDD | HOUPARRHNHPELCE02_OLDD | HPELCE02 | DIELCN06 | PAR_OLDD | HPELCE02_DIELCN06 | 5 | 0 | 1.1 | Unlikely
HOUPARRHNDIELCN06_OLDD_FHPELCE02_D83 | Residential heating technology - Electric heating - electric panel from Bauhaus - single-family house - new building - distributed level 0.83 | HOUELC | HOUPARRHN_OLDD_DMD | MKr20 | 2030 | 0.70255 | 0 | [6 empty] | PAR | D | OLD |  |  | RHNDIELC | 5 | 0.83333 | HOUPARRHNDIELCN06_OLDD_FHPELCE02 | 1 | HOUPARRHNDIELCN06_OLDD | HOUPARRHNHPELCE02_OLDD | HPELCE02 | DIELCN06 | PAR_OLDD | HPELCE02_DIELCN06 | 5 | 0 | 1.1 | Unlikely
HOUPARRHNDIELCN06_OLDD_FHPELCE02_D83 | Residential heating technology - Electric heating - electric panel from Bauhaus - single-family house - new building - distributed level 0.83 | HOUELC | HOUPARRHN_OLDD_DMD | MKr20 | 2040 | 0.70255 | 0 | [6 empty] | PAR | D | OLD |  |  | RHNDIELC | 5 | 0.83333 | HOUPARRHNDIELCN06_OLDD_FHPELCE02 | 1 | HOUPARRHNDIELCN06_OLDD | HOUPARRHNHPELCE02_OLDD | HPELCE02 | DIELCN06 | PAR_OLDD | HPELCE02_DIELCN06 | 5 | 0 | 1.1 | Unlikely
HOUPARRHNDIELCN06_OLDD_FHPELCE02_D83 | Residential heating technology - Electric heating - electric panel from Bauhaus - single-family house - new building - distributed level 0.83 | HOUELC | HOUPARRHN_OLDD_DMD | MKr20 | 2050 | 0.70255 | 0 | [6 empty] | PAR | D | OLD |  |  | RHNDIELC | 5 | 0.83333 | HOUPARRHNDIELCN06_OLDD_FHPELCE02 | 1 | HOUPARRHNDIELCN06_OLDD | HOUPARRHNHPELCE02_OLDD | HPELCE02 | DIELCN06 | PAR_OLDD | HPELCE02_DIELCN06 | 5 | 0 | 1.1 | Unlikely
HOUPARRHNDIELCN01_OLDD_FHPELCE02_D83 | Residential heating technology - Electric heating - single-family house - new building - distributed level 0.83 | HOUELC | HOUPARRHN_OLDD_DMD | MKr20 | 2020 | 8.5362 | 0.06921 | [6 empty] | PAR | D | OLD |  |  | RHNDIELC | 5 | 0.83333 | HOUPARRHNDIELCN01_OLDD_FHPELCE02 | 1 | HOUPARRHNDIELCN01_OLDD | HOUPARRHNHPELCE02_OLDD | HPELCE02 | DIELCN01 | PAR_OLDD | HPELCE02_DIELCN01 | 5 | 0 | 1.1 | Unlikely
HOUPARRHNDIELCN01_OLDD_FHPELCE02_D83 | Residential heating technology - Electric heating - single-family house - new building - distributed level 0.83 | HOUELC | HOUPARRHN_OLDD_DMD | MKr20 | 2025 | 8.3249 | 0.06921 | [6 empty] | PAR | D | OLD |  |  | RHNDIELC | 5 | 0.83333 | HOUPARRHNDIELCN01_OLDD_FHPELCE02 | 1 | HOUPARRHNDIELCN01_OLDD | HOUPARRHNHPELCE02_OLDD | HPELCE02 | DIELCN01 | PAR_OLDD | HPELCE02_DIELCN01 | 5 | 0 | 1.1 | Unlikely
HOUPARRHNDIELCN01_OLDD_FHPELCE02_D83 | Residential heating technology - Electric heating - single-family house - new building - distributed level 0.83 | HOUELC | HOUPARRHN_OLDD_DMD | MKr20 | 2030 | 8.1188 | 0.066326 | [6 empty] | PAR | D | OLD |  |  | RHNDIELC | 5 | 0.83333 | HOUPARRHNDIELCN01_OLDD_FHPELCE02 | 1 | HOUPARRHNDIELCN01_OLDD | HOUPARRHNHPELCE02_OLDD | HPELCE02 | DIELCN01 | PAR_OLDD | HPELCE02_DIELCN01 | 5 | 0 | 1.1 | Unlikely
HOUPARRHNDIELCN01_OLDD_FHPELCE02_D83 | Residential heating technology - Electric heating - single-family house - new building - distributed level 0.83 | HOUELC | HOUPARRHN_OLDD_DMD | MKr20 | 2040 | 7.7219 | 0.063442 | [6 empty] | PAR | D | OLD |  |  | RHNDIELC | 5 | 0.83333 | HOUPARRHNDIELCN01_OLDD_FHPELCE02 | 1 | HOUPARRHNDIELCN01_OLDD | HOUPARRHNHPELCE02_OLDD | HPELCE02 | DIELCN01 | PAR_OLDD | HPELCE02_DIELCN01 | 5 | 0 | 1.1 | Unlikely
HOUPARRHNDIELCN01_OLDD_FHPELCE02_D83 | Residential heating technology - Electric heating - single-family house - new building - distributed level 0.83 | HOUELC | HOUPARRHN_OLDD_DMD | MKr20 | 2050 | 7.3444 | 0.060559 | [6 empty] | PAR | D | OLD |  |  | RHNDIELC | 5 | 0.83333 | HOUPARRHNDIELCN01_OLDD_FHPELCE02 | 1 | HOUPARRHNDIELCN01_OLDD | HOUPARRHNHPELCE02_OLDD | HPELCE02 | DIELCN01 | PAR_OLDD | HPELCE02_DIELCN01 | 5 | 0 | 1.1 | Unlikely
HOUPARRHNBHWPEN01_OLDD_FHPELCE02_D83 | Residential heating technology - Biomass boiler, automatic stoking , wood pellets or wood chips - single-family house - existing building - distributed level 0.83 | HOUWPE | HOUPARRHN_OLDD_DMD | MKr20 | 2020 | 5.252 | 0.48551 |  | 25 | 14 | 70 | 2 | 4 | PAR | D | OLD |  |  | RHNBHWPE | 5 | 0.83333 | HOUPARRHNBHWPEN01_OLDD_FHPELCE02 | 1 | HOUPARRHNBHWPEN01_OLDD | HOUPARRHNHPELCE02_OLDD | HPELCE02 | BHWPEN01 | PAR_OLDD | HPELCE02_BHWPEN01 | 5 | 0 | 1.1 | Unlikely
HOUPARRHNBHWPEN01_OLDD_FHPELCE02_D83 | Residential heating technology - Biomass boiler, automatic stoking , wood pellets or wood chips - single-family house - existing building - distributed level 0.83 | HOUWPE | HOUPARRHN_OLDD_DMD | MKr20 | 2025 | 5.122 | 0.47712 |  | 25 | 14 | 60 | 2 | 4 | PAR | D | OLD |  |  | RHNBHWPE | 5 | 0.83333 | HOUPARRHNBHWPEN01_OLDD_FHPELCE02 | 1 | HOUPARRHNBHWPEN01_OLDD | HOUPARRHNHPELCE02_OLDD | HPELCE02 | BHWPEN01 | PAR_OLDD | HPELCE02_BHWPEN01 | 5 | 0 | 1.1 | Unlikely
HOUPARRHNBHWPEN01_OLDD_FHPELCE02_D83 | Residential heating technology - Biomass boiler, automatic stoking , wood pellets or wood chips - single-family house - existing building - distributed level 0.83 | HOUWPE | HOUPARRHN_OLDD_DMD | MKr20 | 2030 | 4.9953 | 0.47075 |  | 25 | 11 | 50 | 1 | 4 | PAR | D | OLD |  |  | RHNBHWPE | 5 | 0.83333 | HOUPARRHNBHWPEN01_OLDD_FHPELCE02 | 1 | HOUPARRHNBHWPEN01_OLDD | HOUPARRHNHPELCE02_OLDD | HPELCE02 | BHWPEN01 | PAR_OLDD | HPELCE02_BHWPEN01 | 5 | 0 | 1.1 | Unlikely
HOUPARRHNBHWPEN01_OLDD_FHPELCE02_D83 | Residential heating technology - Biomass boiler, automatic stoking , wood pellets or wood chips - single-family house - existing building - distributed level 0.83 | HOUWPE | HOUPARRHN_OLDD_DMD | MKr20 | 2040 | 4.751 | 0.44992 |  | 25 | 9 | 45 | 1 | 4 | PAR | D | OLD |  |  | RHNBHWPE | 5 | 0.83333 | HOUPARRHNBHWPEN01_OLDD_FHPELCE02 | 1 | HOUPARRHNBHWPEN01_OLDD | HOUPARRHNHPELCE02_OLDD | HPELCE02 | BHWPEN01 | PAR_OLDD | HPELCE02_BHWPEN01 | 5 | 0 | 1.1 | Unlikely
HOUPARRHNBHWPEN01_OLDD_FHPELCE02_D83 | Residential heating technology - Biomass boiler, automatic stoking , wood pellets or wood chips - single-family house - existing building - distributed level 0.83 | HOUWPE | HOUPARRHN_OLDD_DMD | MKr20 | 2050 | 5.6485 | 0.53751 |  | 25 | 9 | 40 | 0 | 4 | PAR | D | OLD |  |  | RHNBHWPE | 5 | 0.83333 | HOUPARRHNBHWPEN01_OLDD_FHPELCE02 | 1 | HOUPARRHNBHWPEN01_OLDD | HOUPARRHNHPELCE02_OLDD | HPELCE02 | BHWPEN01 | PAR_OLDD | HPELCE02_BHWPEN01 | 5 | 0 | 1.1 | Unlikely
HOUPARRHNBHDHDN03_OLDD_FHPELCE02_D83 | Residential heating technology - Direct district heating substation - plus connection pipe - single-family house - existing building - distributed level 0.83 | HOUDHD | HOUPARRHN_OLDD_DMD | MKr20 | 2020 | 4.1 | 0.035153 | [6 empty] | PAR | D | OLD |  |  | RHNBHDHD | 5 | 0.83333 | HOUPARRHNBHDHDN03_OLDD_FHPELCE02 | 1 | HOUPARRHNBHDHDN03_OLDD | HOUPARRHNHPELCE02_OLDD | HPELCE02 | BHDHDN03 | PAR_OLDD | HPELCE02_BHDHDN03 | 5 | 0 | 1.1 | Unlikely
HOUPARRHNBHDHDN03_OLDD_FHPELCE02_D83 | Residential heating technology - Direct district heating substation - plus connection pipe - single-family house - existing building - distributed level 0.83 | HOUDHD | HOUPARRHN_OLDD_DMD | MKr20 | 2025 | 4.0524 | 0.034893 | [6 empty] | PAR | D | OLD |  |  | RHNBHDHD | 5 | 0.83333 | HOUPARRHNBHDHDN03_OLDD_FHPELCE02 | 1 | HOUPARRHNBHDHDN03_OLDD | HOUPARRHNHPELCE02_OLDD | HPELCE02 | BHDHDN03 | PAR_OLDD | HPELCE02_BHDHDN03 | 5 | 0 | 1.1 | Unlikely
HOUPARRHNBHDHDN03_OLDD_FHPELCE02_D83 | Residential heating technology - Direct district heating substation - plus connection pipe - single-family house - existing building - distributed level 0.83 | HOUDHD | HOUPARRHN_OLDD_DMD | MKr20 | 2030 | 4.0127 | 0.03427 | [6 empty] | PAR | D | OLD |  |  | RHNBHDHD | 5 | 0.83333 | HOUPARRHNBHDHDN03_OLDD_FHPELCE02 | 1 | HOUPARRHNBHDHDN03_OLDD | HOUPARRHNHPELCE02_OLDD | HPELCE02 | BHDHDN03 | PAR_OLDD | HPELCE02_BHDHDN03 | 5 | 0 | 1.1 | Unlikely
HOUPARRHNBHDHDN03_OLDD_FHPELCE02_D83 | Residential heating technology - Direct district heating substation - plus connection pipe - single-family house - existing building - distributed level 0.83 | HOUDHD | HOUPARRHN_OLDD_DMD | MKr20 | 2040 | 3.9413 | 0.032794 | [6 empty] | PAR | D | OLD |  |  | RHNBHDHD | 5 | 0.83333 | HOUPARRHNBHDHDN03_OLDD_FHPELCE02 | 1 | HOUPARRHNBHDHDN03_OLDD | HOUPARRHNHPELCE02_OLDD | HPELCE02 | BHDHDN03 | PAR_OLDD | HPELCE02_BHDHDN03 | 5 | 0 | 1.1 | Unlikely
HOUPARRHNBHDHDN03_OLDD_FHPELCE02_D83 | Residential heating technology - Direct district heating substation - plus connection pipe - single-family house - existing building - distributed level 0.83 | HOUDHD | HOUPARRHN_OLDD_DMD | MKr20 | 2050 | 3.862 | 0.030647 | [6 empty] | PAR | D | OLD |  |  | RHNBHDHD | 5 | 0.83333 | HOUPARRHNBHDHDN03_OLDD_FHPELCE02 | 1 | HOUPARRHNBHDHDN03_OLDD | HOUPARRHNHPELCE02_OLDD | HPELCE02 | BHDHDN03 | PAR_OLDD | HPELCE02_BHDHDN03 | 5 | 0 | 1.1 | Unlikely
HOUPARRHNHPELCN07_OLDI_FHPELCE02_D83 | Residential heating technology - Heat pump, Air-to-water, low-price product - single-family house - existing building - distributed level 0.83 | HOUELC, HOUAMB | HOUPARRHN_OLDI_DMD | MKr20 | 2020 | 13.3086 | 0.44459 | 0.36256 | [5 empty] | PAR | I | OLD | 2.7581 |  | RHNHPELC | 5 | 0.83333 | HOUPARRHNHPELCN07_OLDI_FHPELCE02 | 1 | HOUPARRHNHPELCN07_OLDI | HOUPARRHNHPELCE02_OLDI | HPELCE02 | HPELCN07 | PAR_OLDI | HPELCE02_HPELCN07 | 5 | 0 | 1.1 | Unlikely
HOUPARRHNHPELCN07_OLDI_FHPELCE02_D83 | Residential heating technology - Heat pump, Air-to-water, low-price product - single-family house - existing building - distributed level 0.83 | HOUELC, HOUAMB | HOUPARRHN_OLDI_DMD | MKr20 | 2025 | 12.175 | 0.341 | 0.3453 | [5 empty] | PAR | I | OLD | 2.8961 |  | RHNHPELC | 5 | 0.83333 | HOUPARRHNHPELCN07_OLDI_FHPELCE02 | 1 | HOUPARRHNHPELCN07_OLDI | HOUPARRHNHPELCE02_OLDI | HPELCE02 | HPELCN07 | PAR_OLDI | HPELCE02_HPELCN07 | 5 | 0 | 1.1 | Unlikely
HOUPARRHNHPELCN07_OLDI_FHPELCE02_D83 | Residential heating technology - Heat pump, Air-to-water, low-price product - single-family house - existing building - distributed level 0.83 | HOUELC, HOUAMB | HOUPARRHN_OLDI_DMD | MKr20 | 2030 | 11.0413 | 0.33694 | 0.3296 | [5 empty] | PAR | I | OLD | 3.034 |  | RHNHPELC | 5 | 0.83333 | HOUPARRHNHPELCN07_OLDI_FHPELCE02 | 1 | HOUPARRHNHPELCN07_OLDI | HOUPARRHNHPELCE02_OLDI | HPELCE02 | HPELCN07 | PAR_OLDI | HPELCE02_HPELCN07 | 5 | 0 | 1.1 | Unlikely
HOUPARRHNHPELCN07_OLDI_FHPELCE02_D83 | Residential heating technology - Heat pump, Air-to-water, low-price product - single-family house - existing building - distributed level 0.83 | HOUELC, HOUAMB | HOUPARRHN_OLDI_DMD | MKr20 | 2040 | 10.1381 | 0.32942 | 0.31527 | [5 empty] | PAR | I | OLD | 3.1719 |  | RHNHPELC | 5 | 0.83333 | HOUPARRHNHPELCN07_OLDI_FHPELCE02 | 1 | HOUPARRHNHPELCN07_OLDI | HOUPARRHNHPELCE02_OLDI | HPELCE02 | HPELCN07 | PAR_OLDI | HPELCE02_HPELCN07 | 5 | 0 | 1.1 | Unlikely
HOUPARRHNHPELCN07_OLDI_FHPELCE02_D83 | Residential heating technology - Heat pump, Air-to-water, low-price product - single-family house - existing building - distributed level 0.83 | HOUELC, HOUAMB | HOUPARRHN_OLDI_DMD | MKr20 | 2050 | 9.2349 | 0.32189 | 0.30639 | [5 empty] | PAR | I | OLD | 3.2638 |  | RHNHPELC | 5 | 0.83333 | HOUPARRHNHPELCN07_OLDI_FHPELCE02 | 1 | HOUPARRHNHPELCN07_OLDI | HOUPARRHNHPELCE02_OLDI | HPELCE02 | HPELCN07 | PAR_OLDI | HPELCE02_HPELCN07 | 5 | 0 | 1.1 | Unlikely
HOUPARRHNHPELCN05_OLDI_FHPELCE02_D83 | Residential heating technology - Heat pump, Air-to-water - leasing - single-family house - existing building - distributed level 0.83 | HOUELC, HOUAMB | HOUPARRHN_OLDI_DMD | MKr20 | 2020 | 13.6477 | 1.2309 | 0.3453 | [5 empty] | PAR | I | OLD | 2.8961 |  | RHNHPELC | 5 | 0.83333 | HOUPARRHNHPELCN05_OLDI_FHPELCE02 | 1 | HOUPARRHNHPELCN05_OLDI | HOUPARRHNHPELCE02_OLDI | HPELCE02 | HPELCN05 | PAR_OLDI | HPELCE02_HPELCN05 | 5 | 0 | 1.1 | Unlikely
HOUPARRHNHPELCN05_OLDI_FHPELCE02_D83 | Residential heating technology - Heat pump, Air-to-water - leasing - single-family house - existing building - distributed level 0.83 | HOUELC, HOUAMB | HOUPARRHN_OLDI_DMD | MKr20 | 2025 | 12.5885 | 1.0617 | 0.3296 | [5 empty] | PAR | I | OLD | 3.034 |  | RHNHPELC | 5 | 0.83333 | HOUPARRHNHPELCN05_OLDI_FHPELCE02 | 1 | HOUPARRHNHPELCN05_OLDI | HOUPARRHNHPELCE02_OLDI | HPELCE02 | HPELCN05 | PAR_OLDI | HPELCE02_HPELCN05 | 5 | 0 | 1.1 | Unlikely
HOUPARRHNHPELCN05_OLDI_FHPELCE02_D83 | Residential heating technology - Heat pump, Air-to-water - leasing - single-family house - existing building - distributed level 0.83 | HOUELC, HOUAMB | HOUPARRHN_OLDI_DMD | MKr20 | 2030 | 11.5293 | 0.99194 | 0.31527 | [5 empty] | PAR | I | OLD | 3.1719 |  | RHNHPELC | 5 | 0.83333 | HOUPARRHNHPELCN05_OLDI_FHPELCE02 | 1 | HOUPARRHNHPELCN05_OLDI | HOUPARRHNHPELCE02_OLDI | HPELCE02 | HPELCN05 | PAR_OLDI | HPELCE02_HPELCN05 | 5 | 0 | 1.1 | Unlikely
HOUPARRHNHPELCN05_OLDI_FHPELCE02_D83 | Residential heating technology - Heat pump, Air-to-water - leasing - single-family house - existing building - distributed level 0.83 | HOUELC, HOUAMB | HOUPARRHN_OLDI_DMD | MKr20 | 2040 | 10.6703 | 0.93116 | 0.30214 | [5 empty] | PAR | I | OLD | 3.3098 |  | RHNHPELC | 5 | 0.83333 | HOUPARRHNHPELCN05_OLDI_FHPELCE02 | 1 | HOUPARRHNHPELCN05_OLDI | HOUPARRHNHPELCE02_OLDI | HPELCE02 | HPELCN05 | PAR_OLDI | HPELCE02_HPELCN05 | 5 | 0 | 1.1 | Unlikely
HOUPARRHNHPELCN05_OLDI_FHPELCE02_D83 | Residential heating technology - Heat pump, Air-to-water - leasing - single-family house - existing building - distributed level 0.83 | HOUELC, HOUAMB | HOUPARRHN_OLDI_DMD | MKr20 | 2050 | 9.8112 | 0.87038 | 0.29397 | [5 empty] | PAR | I | OLD | 3.4017 |  | RHNHPELC | 5 | 0.83333 | HOUPARRHNHPELCN05_OLDI_FHPELCE02 | 1 | HOUPARRHNHPELCN05_OLDI | HOUPARRHNHPELCE02_OLDI | HPELCE02 | HPELCN05 | PAR_OLDI | HPELCE02_HPELCN05 | 5 | 0 | 1.1 | Unlikely
HOUPARRHNHPELCN04_OLDI_FHPELCE02_D83 | Residential heating technology - Heat pump, Ground source - single-family house - existing building - distributed level 0.83 | HOUELC, HOUAMB | HOUPARRHN_OLDI_DMD | MKr20 | 2020 | 32.8624 | 0.35501 | 0.31527 | [5 empty] | PAR | I | OLD | 3.1719 |  | RHNHPELC | 5 | 0.83333 | HOUPARRHNHPELCN04_OLDI_FHPELCE02 | 1 | HOUPARRHNHPELCN04_OLDI | HOUPARRHNHPELCE02_OLDI | HPELCE02 | HPELCN04 | PAR_OLDI | HPELCE02_HPELCN04 | 6 | 0 | 1 | New
HOUPARRHNHPELCN04_OLDI_FHPELCE02_D83 | Residential heating technology - Heat pump, Ground source - single-family house - existing building - distributed level 0.83 | HOUELC, HOUAMB | HOUPARRHN_OLDI_DMD | MKr20 | 2025 | 31.2193 | 0.25142 | 0.30639 | [5 empty] | PAR | I | OLD | 3.2638 |  | RHNHPELC | 5 | 0.83333 | HOUPARRHNHPELCN04_OLDI_FHPELCE02 | 1 | HOUPARRHNHPELCN04_OLDI | HOUPARRHNHPELCE02_OLDI | HPELCE02 | HPELCN04 | PAR_OLDI | HPELCE02_HPELCN04 | 6 | 0 | 1 | New
HOUPARRHNHPELCN04_OLDI_FHPELCE02_D83 | Residential heating technology - Heat pump, Ground source - single-family house - existing building - distributed level 0.83 | HOUELC, HOUAMB | HOUPARRHN_OLDI_DMD | MKr20 | 2030 | 29.5762 | 0.24736 | 0.298 | [5 empty] | PAR | I | OLD | 3.3557 |  | RHNHPELC | 5 | 0.83333 | HOUPARRHNHPELCN04_OLDI_FHPELCE02 | 1 | HOUPARRHNHPELCN04_OLDI | HOUPARRHNHPELCE02_OLDI | HPELCE02 | HPELCN04 | PAR_OLDI | HPELCE02_HPELCN04 | 6 | 0 | 1 | New
HOUPARRHNHPELCN04_OLDI_FHPELCE02_D83 | Residential heating technology - Heat pump, Ground source - single-family house - existing building - distributed level 0.83 | HOUELC, HOUAMB | HOUPARRHN_OLDI_DMD | MKr20 | 2040 | 28.0974 | 0.23984 | 0.28623 | [5 empty] | PAR | I | OLD | 3.4936 |  | RHNHPELC | 5 | 0.83333 | HOUPARRHNHPELCN04_OLDI_FHPELCE02 | 1 | HOUPARRHNHPELCN04_OLDI | HOUPARRHNHPELCE02_OLDI | HPELCE02 | HPELCN04 | PAR_OLDI | HPELCE02_HPELCN04 | 6 | 0 | 1 | New
HOUPARRHNHPELCN04_OLDI_FHPELCE02_D83 | Residential heating technology - Heat pump, Ground source - single-family house - existing building - distributed level 0.83 | HOUELC, HOUAMB | HOUPARRHN_OLDI_DMD | MKr20 | 2050 | 26.6186 | 0.23231 | 0.28252 | [5 empty] | PAR | I | OLD | 3.5396 |  | RHNHPELC | 5 | 0.83333 | HOUPARRHNHPELCN04_OLDI_FHPELCE02 | 1 | HOUPARRHNHPELCN04_OLDI | HOUPARRHNHPELCE02_OLDI | HPELCE02 | HPELCN04 | PAR_OLDI | HPELCE02_HPELCN04 | 6 | 0 | 1 | New
HOUPARRHNHPELCN03_OLDI_FHPELCE02_D83 | Residential heating technology - Heat pump, Air-to-water - single-family house - existing building - distributed level 0.83 | HOUELC, HOUAMB | HOUPARRHN_OLDI_DMD | MKr20 | 2020 | 24.8141 | 0.38487 | 0.3453 | [5 empty] | PAR | I | OLD | 2.8961 |  | RHNHPELC | 5 | 0.83333 | HOUPARRHNHPELCN03_OLDI_FHPELCE02 | 1 | HOUPARRHNHPELCN03_OLDI | HOUPARRHNHPELCE02_OLDI | HPELCE02 | HPELCN03 | PAR_OLDI | HPELCE02_HPELCN03 | 6 | 0 | 1 | New
HOUPARRHNHPELCN03_OLDI_FHPELCE02_D83 | Residential heating technology - Heat pump, Air-to-water - single-family house - existing building - distributed level 0.83 | HOUELC, HOUAMB | HOUPARRHN_OLDI_DMD | MKr20 | 2025 | 22.8882 | 0.28128 | 0.3296 | [5 empty] | PAR | I | OLD | 3.034 |  | RHNHPELC | 5 | 0.83333 | HOUPARRHNHPELCN03_OLDI_FHPELCE02 | 1 | HOUPARRHNHPELCN03_OLDI | HOUPARRHNHPELCE02_OLDI | HPELCE02 | HPELCN03 | PAR_OLDI | HPELCE02_HPELCN03 | 6 | 0 | 1 | New
HOUPARRHNHPELCN03_OLDI_FHPELCE02_D83 | Residential heating technology - Heat pump, Air-to-water - single-family house - existing building - distributed level 0.83 | HOUELC, HOUAMB | HOUPARRHN_OLDI_DMD | MKr20 | 2030 | 20.9624 | 0.27722 | 0.31527 | [5 empty] | PAR | I | OLD | 3.1719 |  | RHNHPELC | 5 | 0.83333 | HOUPARRHNHPELCN03_OLDI_FHPELCE02 | 1 | HOUPARRHNHPELCN03_OLDI | HOUPARRHNHPELCE02_OLDI | HPELCE02 | HPELCN03 | PAR_OLDI | HPELCE02_HPELCN03 | 6 | 0 | 1 | New
HOUPARRHNHPELCN03_OLDI_FHPELCE02_D83 | Residential heating technology - Heat pump, Air-to-water - single-family house - existing building - distributed level 0.83 | HOUELC, HOUAMB | HOUPARRHN_OLDI_DMD | MKr20 | 2040 | 19.4005 | 0.2697 | 0.30214 | [5 empty] | PAR | I | OLD | 3.3098 |  | RHNHPELC | 5 | 0.83333 | HOUPARRHNHPELCN03_OLDI_FHPELCE02 | 1 | HOUPARRHNHPELCN03_OLDI | HOUPARRHNHPELCE02_OLDI | HPELCE02 | HPELCN03 | PAR_OLDI | HPELCE02_HPELCN03 | 6 | 0 | 1 | New
HOUPARRHNHPELCN03_OLDI_FHPELCE02_D83 | Residential heating technology - Heat pump, Air-to-water - single-family house - existing building - distributed level 0.83 | HOUELC, HOUAMB | HOUPARRHN_OLDI_DMD | MKr20 | 2050 | 17.8385 | 0.26217 | 0.29397 | [5 empty] | PAR | I | OLD | 3.4017 |  | RHNHPELC | 5 | 0.83333 | HOUPARRHNHPELCN03_OLDI_FHPELCE02 | 1 | HOUPARRHNHPELCN03_OLDI | HOUPARRHNHPELCE02_OLDI | HPELCE02 | HPELCN03 | PAR_OLDI | HPELCE02_HPELCN03 | 6 | 0 | 1 | New
HOUPARRHNHPELCN02_OLDI_FHPELCE02_D83 | Residential heating technology - Heat pump, Air-to-air - single-family house - existing building - distributed level 0.83 | HOUELC, HOUAMB | HOUPARRHN_OLDI_DMD | MKr20 | 2020 | 3.7284 | 0.20009 | 0.22427 | [5 empty] | PAR | I | OLD | 4.459 |  | RHNHPELC | 5 | 0.83333 | HOUPARRHNHPELCN02_OLDI_FHPELCE02 | 1 | HOUPARRHNHPELCN02_OLDI | HOUPARRHNHPELCE02_OLDI | HPELCE02 | HPELCN02 | PAR_OLDI | HPELCE02_HPELCN02 | 2 | 0 | 0.9 | Same
HOUPARRHNHPELCN02_OLDI_FHPELCE02_D83 | Residential heating technology - Heat pump, Air-to-air - single-family house - existing building - distributed level 0.83 | HOUELC, HOUAMB | HOUPARRHN_OLDI_DMD | MKr20 | 2025 | 3.6373 | 0.13594 | 0.21327 | [5 empty] | PAR | I | OLD | 4.6888 |  | RHNHPELC | 5 | 0.83333 | HOUPARRHNHPELCN02_OLDI_FHPELCE02 | 1 | HOUPARRHNHPELCN02_OLDI | HOUPARRHNHPELCE02_OLDI | HPELCE02 | HPELCN02 | PAR_OLDI | HPELCE02_HPELCN02 | 2 | 0 | 0.9 | Same
HOUPARRHNHPELCN02_OLDI_FHPELCE02_D83 | Residential heating technology - Heat pump, Air-to-air - single-family house - existing building - distributed level 0.83 | HOUELC, HOUAMB | HOUPARRHN_OLDI_DMD | MKr20 | 2030 | 3.5461 | 0.13343 | 0.20522 | [5 empty] | PAR | I | OLD | 4.8727 |  | RHNHPELC | 5 | 0.83333 | HOUPARRHNHPELCN02_OLDI_FHPELCE02 | 1 | HOUPARRHNHPELCN02_OLDI | HOUPARRHNHPELCE02_OLDI | HPELCE02 | HPELCN02 | PAR_OLDI | HPELCE02_HPELCN02 | 2 | 0 | 0.9 | Same
HOUPARRHNHPELCN02_OLDI_FHPELCE02_D83 | Residential heating technology - Heat pump, Air-to-air - single-family house - existing building - distributed level 0.83 | HOUELC, HOUAMB | HOUPARRHN_OLDI_DMD | MKr20 | 2040 | 3.377 | 0.12877 | 0.19776 | [5 empty] | PAR | I | OLD | 5.0566 |  | RHNHPELC | 5 | 0.83333 | HOUPARRHNHPELCN02_OLDI_FHPELCE02 | 1 | HOUPARRHNHPELCN02_OLDI | HOUPARRHNHPELCE02_OLDI | HPELCE02 | HPELCN02 | PAR_OLDI | HPELCE02_HPELCN02 | 2 | 0 | 0.9 | Same
HOUPARRHNHPELCN02_OLDI_FHPELCE02_D83 | Residential heating technology - Heat pump, Air-to-air - single-family house - existing building - distributed level 0.83 | HOUELC, HOUAMB | HOUPARRHN_OLDI_DMD | MKr20 | 2050 | 3.2079 | 0.12411 | 0.19423 | [5 empty] | PAR | I | OLD | 5.1485 |  | RHNHPELC | 5 | 0.83333 | HOUPARRHNHPELCN02_OLDI_FHPELCE02 | 1 | HOUPARRHNHPELCN02_OLDI | HOUPARRHNHPELCE02_OLDI | HPELCE02 | HPELCN02 | PAR_OLDI | HPELCE02_HPELCN02 | 2 | 0 | 0.9 | Same
HOUPARRHNDIELCN06_OLDI_FHPELCE02_D83 | Residential heating technology - Electric heating - electric panel from Bauhaus - single-family house - new building - distributed level 0.83 | HOUELC | HOUPARRHN_OLDI_DMD | MKr20 | 2020 | 0.70255 | 0 | [6 empty] | PAR | I | OLD |  |  | RHNDIELC | 5 | 0.83333 | HOUPARRHNDIELCN06_OLDI_FHPELCE02 | 1 | HOUPARRHNDIELCN06_OLDI | HOUPARRHNHPELCE02_OLDI | HPELCE02 | DIELCN06 | PAR_OLDI | HPELCE02_DIELCN06 | 5 | 0 | 1.1 | Unlikely
HOUPARRHNDIELCN06_OLDI_FHPELCE02_D83 | Residential heating technology - Electric heating - electric panel from Bauhaus - single-family house - new building - distributed level 0.83 | HOUELC | HOUPARRHN_OLDI_DMD | MKr20 | 2025 | 0.70255 | 0 | [6 empty] | PAR | I | OLD |  |  | RHNDIELC | 5 | 0.83333 | HOUPARRHNDIELCN06_OLDI_FHPELCE02 | 1 | HOUPARRHNDIELCN06_OLDI | HOUPARRHNHPELCE02_OLDI | HPELCE02 | DIELCN06 | PAR_OLDI | HPELCE02_DIELCN06 | 5 | 0 | 1.1 | Unlikely
HOUPARRHNDIELCN06_OLDI_FHPELCE02_D83 | Residential heating technology - Electric heating - electric panel from Bauhaus - single-family house - new building - distributed level 0.83 | HOUELC | HOUPARRHN_OLDI_DMD | MKr20 | 2030 | 0.70255 | 0 | [6 empty] | PAR | I | OLD |  |  | RHNDIELC | 5 | 0.83333 | HOUPARRHNDIELCN06_OLDI_FHPELCE02 | 1 | HOUPARRHNDIELCN06_OLDI | HOUPARRHNHPELCE02_OLDI | HPELCE02 | DIELCN06 | PAR_OLDI | HPELCE02_DIELCN06 | 5 | 0 | 1.1 | Unlikely
HOUPARRHNDIELCN06_OLDI_FHPELCE02_D83 | Residential heating technology - Electric heating - electric panel from Bauhaus - single-family house - new building - distributed level 0.83 | HOUELC | HOUPARRHN_OLDI_DMD | MKr20 | 2040 | 0.70255 | 0 | [6 empty] | PAR | I | OLD |  |  | RHNDIELC | 5 | 0.83333 | HOUPARRHNDIELCN06_OLDI_FHPELCE02 | 1 | HOUPARRHNDIELCN06_OLDI | HOUPARRHNHPELCE02_OLDI | HPELCE02 | DIELCN06 | PAR_OLDI | HPELCE02_DIELCN06 | 5 | 0 | 1.1 | Unlikely
HOUPARRHNDIELCN06_OLDI_FHPELCE02_D83 | Residential heating technology - Electric heating - electric panel from Bauhaus - single-family house - new building - distributed level 0.83 | HOUELC | HOUPARRHN_OLDI_DMD | MKr20 | 2050 | 0.70255 | 0 | [6 empty] | PAR | I | OLD |  |  | RHNDIELC | 5 | 0.83333 | HOUPARRHNDIELCN06_OLDI_FHPELCE02 | 1 | HOUPARRHNDIELCN06_OLDI | HOUPARRHNHPELCE02_OLDI | HPELCE02 | DIELCN06 | PAR_OLDI | HPELCE02_DIELCN06 | 5 | 0 | 1.1 | Unlikely
HOUPARRHNDIELCN01_OLDI_FHPELCE02_D83 | Residential heating technology - Electric heating - single-family house - new building - distributed level 0.83 | HOUELC | HOUPARRHN_OLDI_DMD | MKr20 | 2020 | 8.5362 | 0.06921 | [6 empty] | PAR | I | OLD |  |  | RHNDIELC | 5 | 0.83333 | HOUPARRHNDIELCN01_OLDI_FHPELCE02 | 1 | HOUPARRHNDIELCN01_OLDI | HOUPARRHNHPELCE02_OLDI | HPELCE02 | DIELCN01 | PAR_OLDI | HPELCE02_DIELCN01 | 5 | 0 | 1.1 | Unlikely
HOUPARRHNDIELCN01_OLDI_FHPELCE02_D83 | Residential heating technology - Electric heating - single-family house - new building - distributed level 0.83 | HOUELC | HOUPARRHN_OLDI_DMD | MKr20 | 2025 | 8.3249 | 0.06921 | [6 empty] | PAR | I | OLD |  |  | RHNDIELC | 5 | 0.83333 | HOUPARRHNDIELCN01_OLDI_FHPELCE02 | 1 | HOUPARRHNDIELCN01_OLDI | HOUPARRHNHPELCE02_OLDI | HPELCE02 | DIELCN01 | PAR_OLDI | HPELCE02_DIELCN01 | 5 | 0 | 1.1 | Unlikely
HOUPARRHNDIELCN01_OLDI_FHPELCE02_D83 | Residential heating technology - Electric heating - single-family house - new building - distributed level 0.83 | HOUELC | HOUPARRHN_OLDI_DMD | MKr20 | 2030 | 8.1188 | 0.066326 | [6 empty] | PAR | I | OLD |  |  | RHNDIELC | 5 | 0.83333 | HOUPARRHNDIELCN01_OLDI_FHPELCE02 | 1 | HOUPARRHNDIELCN01_OLDI | HOUPARRHNHPELCE02_OLDI | HPELCE02 | DIELCN01 | PAR_OLDI | HPELCE02_DIELCN01 | 5 | 0 | 1.1 | Unlikely
HOUPARRHNDIELCN01_OLDI_FHPELCE02_D83 | Residential heating technology - Electric heating - single-family house - new building - distributed level 0.83 | HOUELC | HOUPARRHN_OLDI_DMD | MKr20 | 2040 | 7.7219 | 0.063442 | [6 empty] | PAR | I | OLD |  |  | RHNDIELC | 5 | 0.83333 | HOUPARRHNDIELCN01_OLDI_FHPELCE02 | 1 | HOUPARRHNDIELCN01_OLDI | HOUPARRHNHPELCE02_OLDI | HPELCE02 | DIELCN01 | PAR_OLDI | HPELCE02_DIELCN01 | 5 | 0 | 1.1 | Unlikely
HOUPARRHNDIELCN01_OLDI_FHPELCE02_D83 | Residential heating technology - Electric heating - single-family house - new building - distributed level 0.83 | HOUELC | HOUPARRHN_OLDI_DMD | MKr20 | 2050 | 7.3444 | 0.060559 | [6 empty] | PAR | I | OLD |  |  | RHNDIELC | 5 | 0.83333 | HOUPARRHNDIELCN01_OLDI_FHPELCE02 | 1 | HOUPARRHNDIELCN01_OLDI | HOUPARRHNHPELCE02_OLDI | HPELCE02 | DIELCN01 | PAR_OLDI | HPELCE02_DIELCN01 | 5 | 0 | 1.1 | Unlikely
HOUPARRHNBHWPEN01_OLDI_FHPELCE02_D83 | Residential heating technology - Biomass boiler, automatic stoking , wood pellets or wood chips - single-family house - existing building - distributed level 0.83 | HOUWPE | HOUPARRHN_OLDI_DMD | MKr20 | 2020 | 4.04 | 0.32368 |  | 25 | 14 | 70 | 2 | 4 | PAR | I | OLD |  |  | RHNBHWPE | 5 | 0.83333 | HOUPARRHNBHWPEN01_OLDI_FHPELCE02 | 1 | HOUPARRHNBHWPEN01_OLDI | HOUPARRHNHPELCE02_OLDI | HPELCE02 | BHWPEN01 | PAR_OLDI | HPELCE02_BHWPEN01 | 5 | 0 | 1.1 | Unlikely
HOUPARRHNBHWPEN01_OLDI_FHPELCE02_D83 | Residential heating technology - Biomass boiler, automatic stoking , wood pellets or wood chips - single-family house - existing building - distributed level 0.83 | HOUWPE | HOUPARRHN_OLDI_DMD | MKr20 | 2025 | 3.94 | 0.31808 |  | 25 | 14 | 60 | 2 | 4 | PAR | I | OLD |  |  | RHNBHWPE | 5 | 0.83333 | HOUPARRHNBHWPEN01_OLDI_FHPELCE02 | 1 | HOUPARRHNBHWPEN01_OLDI | HOUPARRHNHPELCE02_OLDI | HPELCE02 | BHWPEN01 | PAR_OLDI | HPELCE02_BHWPEN01 | 5 | 0 | 1.1 | Unlikely
HOUPARRHNBHWPEN01_OLDI_FHPELCE02_D83 | Residential heating technology - Biomass boiler, automatic stoking , wood pellets or wood chips - single-family house - existing building - distributed level 0.83 | HOUWPE | HOUPARRHN_OLDI_DMD | MKr20 | 2030 | 3.8425 | 0.31383 |  | 25 | 11 | 50 | 1 | 4 | PAR | I | OLD |  |  | RHNBHWPE | 5 | 0.83333 | HOUPARRHNBHWPEN01_OLDI_FHPELCE02 | 1 | HOUPARRHNBHWPEN01_OLDI | HOUPARRHNHPELCE02_OLDI | HPELCE02 | BHWPEN01 | PAR_OLDI | HPELCE02_BHWPEN01 | 5 | 0 | 1.1 | Unlikely
HOUPARRHNBHWPEN01_OLDI_FHPELCE02_D83 | Residential heating technology - Biomass boiler, automatic stoking , wood pellets or wood chips - single-family house - existing building - distributed level 0.83 | HOUWPE | HOUPARRHN_OLDI_DMD | MKr20 | 2040 | 3.6546 | 0.29995 |  | 25 | 9 | 45 | 1 | 4 | PAR | I | OLD |  |  | RHNBHWPE | 5 | 0.83333 | HOUPARRHNBHWPEN01_OLDI_FHPELCE02 | 1 | HOUPARRHNBHWPEN01_OLDI | HOUPARRHNHPELCE02_OLDI | HPELCE02 | BHWPEN01 | PAR_OLDI | HPELCE02_BHWPEN01 | 5 | 0 | 1.1 | Unlikely
HOUPARRHNBHWPEN01_OLDI_FHPELCE02_D83 | Residential heating technology - Biomass boiler, automatic stoking , wood pellets or wood chips - single-family house - existing building - distributed level 0.83 | HOUWPE | HOUPARRHN_OLDI_DMD | MKr20 | 2050 | 4.345 | 0.35834 |  | 25 | 9 | 40 | 0 | 4 | PAR | I | OLD |  |  | RHNBHWPE | 5 | 0.83333 | HOUPARRHNBHWPEN01_OLDI_FHPELCE02 | 1 | HOUPARRHNBHWPEN01_OLDI | HOUPARRHNHPELCE02_OLDI | HPELCE02 | BHWPEN01 | PAR_OLDI | HPELCE02_BHWPEN01 | 5 | 0 | 1.1 | Unlikely
HOUPARRHNBHDHDN09_OLDI_FHPELCE02_D83 | Residential heating technology - Direct district heating substation - plus connection pipe - plus distribution (heating density: low ) - single-family house - existing building - distributed level 0.83 | HOUDHD | HOUPARRHN_OLDI_DMD | MKr20 | 2020 | 13.3608 | 0.035153 | [6 empty] | PAR | I | OLD |  |  | RHNBHDHD | 5 | 0.83333 | HOUPARRHNBHDHDN09_OLDI_FHPELCE02 | 1 | HOUPARRHNBHDHDN09_OLDI | HOUPARRHNHPELCE02_OLDI | HPELCE02 | BHDHDN09 | PAR_OLDI | HPELCE02_BHDHDN09 | 5 | 0 | 1.1 | Unlikely
HOUPARRHNBHDHDN09_OLDI_FHPELCE02_D83 | Residential heating technology - Direct district heating substation - plus connection pipe - plus distribution (heating density: low ) - single-family house - existing building - distributed level 0.83 | HOUDHD | HOUPARRHN_OLDI_DMD | MKr20 | 2025 | 13.3132 | 0.034893 | [6 empty] | PAR | I | OLD |  |  | RHNBHDHD | 5 | 0.83333 | HOUPARRHNBHDHDN09_OLDI_FHPELCE02 | 1 | HOUPARRHNBHDHDN09_OLDI | HOUPARRHNHPELCE02_OLDI | HPELCE02 | BHDHDN09 | PAR_OLDI | HPELCE02_BHDHDN09 | 5 | 0 | 1.1 | Unlikely
HOUPARRHNBHDHDN09_OLDI_FHPELCE02_D83 | Residential heating technology - Direct district heating substation - plus connection pipe - plus distribution (heating density: low ) - single-family house - existing building - distributed level 0.83 | HOUDHD | HOUPARRHN_OLDI_DMD | MKr20 | 2030 | 13.2736 | 0.03427 | [6 empty] | PAR | I | OLD |  |  | RHNBHDHD | 5 | 0.83333 | HOUPARRHNBHDHDN09_OLDI_FHPELCE02 | 1 | HOUPARRHNBHDHDN09_OLDI | HOUPARRHNHPELCE02_OLDI | HPELCE02 | BHDHDN09 | PAR_OLDI | HPELCE02_BHDHDN09 | 5 | 0 | 1.1 | Unlikely
HOUPARRHNBHDHDN09_OLDI_FHPELCE02_D83 | Residential heating technology - Direct district heating substation - plus connection pipe - plus distribution (heating density: low ) - single-family house - existing building - distributed level 0.83 | HOUDHD | HOUPARRHN_OLDI_DMD | MKr20 | 2040 | 13.2022 | 0.032794 | [6 empty] | PAR | I | OLD |  |  | RHNBHDHD | 5 | 0.83333 | HOUPARRHNBHDHDN09_OLDI_FHPELCE02 | 1 | HOUPARRHNBHDHDN09_OLDI | HOUPARRHNHPELCE02_OLDI | HPELCE02 | BHDHDN09 | PAR_OLDI | HPELCE02_BHDHDN09 | 5 | 0 | 1.1 | Unlikely
HOUPARRHNBHDHDN09_OLDI_FHPELCE02_D83 | Residential heating technology - Direct district heating substation - plus connection pipe - plus distribution (heating density: low ) - single-family house - existing building - distributed level 0.83 | HOUDHD | HOUPARRHN_OLDI_DMD | MKr20 | 2050 | 13.1229 | 0.030647 | [6 empty] | PAR | I | OLD |  |  | RHNBHDHD | 5 | 0.83333 | HOUPARRHNBHDHDN09_OLDI_FHPELCE02 | 1 | HOUPARRHNBHDHDN09_OLDI | HOUPARRHNHPELCE02_OLDI | HPELCE02 | BHDHDN09 | PAR_OLDI | HPELCE02_BHDHDN09 | 5 | 0 | 1.1 | Unlikely
HOUPARRHNBHDHDN07_OLDI_FHPELCE02_D83 | Residential heating technology - Direct district heating substation - plus connection pipe - plus distribution (heating density: medium ) - single-family house - existing building - distributed level 0.83 | HOUDHD | HOUPARRHN_OLDI_DMD | MKr20 | 2020 | 5.3773 | 0.035153 | [6 empty] | PAR | I | OLD |  |  | RHNBHDHD | 5 | 0.83333 | HOUPARRHNBHDHDN07_OLDI_FHPELCE02 | 1 | HOUPARRHNBHDHDN07_OLDI | HOUPARRHNHPELCE02_OLDI | HPELCE02 | BHDHDN07 | PAR_OLDI | HPELCE02_BHDHDN07 | 5 | 0 | 1.1 | Unlikely
HOUPARRHNBHDHDN07_OLDI_FHPELCE02_D83 | Residential heating technology - Direct district heating substation - plus connection pipe - plus distribution (heating density: medium ) - single-family house - existing building - distributed level 0.83 | HOUDHD | HOUPARRHN_OLDI_DMD | MKr20 | 2025 | 5.3297 | 0.034893 | [6 empty] | PAR | I | OLD |  |  | RHNBHDHD | 5 | 0.83333 | HOUPARRHNBHDHDN07_OLDI_FHPELCE02 | 1 | HOUPARRHNBHDHDN07_OLDI | HOUPARRHNHPELCE02_OLDI | HPELCE02 | BHDHDN07 | PAR_OLDI | HPELCE02_BHDHDN07 | 5 | 0 | 1.1 | Unlikely
HOUPARRHNBHDHDN07_OLDI_FHPELCE02_D83 | Residential heating technology - Direct district heating substation - plus connection pipe - plus distribution (heating density: medium ) - single-family house - existing building - distributed level 0.83 | HOUDHD | HOUPARRHN_OLDI_DMD | MKr20 | 2030 | 5.2901 | 0.03427 | [6 empty] | PAR | I | OLD |  |  | RHNBHDHD | 5 | 0.83333 | HOUPARRHNBHDHDN07_OLDI_FHPELCE02 | 1 | HOUPARRHNBHDHDN07_OLDI | HOUPARRHNHPELCE02_OLDI | HPELCE02 | BHDHDN07 | PAR_OLDI | HPELCE02_BHDHDN07 | 5 | 0 | 1.1 | Unlikely
HOUPARRHNBHDHDN07_OLDI_FHPELCE02_D83 | Residential heating technology - Direct district heating substation - plus connection pipe - plus distribution (heating density: medium ) - single-family house - existing building - distributed level 0.83 | HOUDHD | HOUPARRHN_OLDI_DMD | MKr20 | 2040 | 5.2187 | 0.032794 | [6 empty] | PAR | I | OLD |  |  | RHNBHDHD | 5 | 0.83333 | HOUPARRHNBHDHDN07_OLDI_FHPELCE02 | 1 | HOUPARRHNBHDHDN07_OLDI | HOUPARRHNHPELCE02_OLDI | HPELCE02 | BHDHDN07 | PAR_OLDI | HPELCE02_BHDHDN07 | 5 | 0 | 1.1 | Unlikely
HOUPARRHNBHDHDN07_OLDI_FHPELCE02_D83 | Residential heating technology - Direct district heating substation - plus connection pipe - plus distribution (heating density: medium ) - single-family house - existing building - distributed level 0.83 | HOUDHD | HOUPARRHN_OLDI_DMD | MKr20 | 2050 | 5.1394 | 0.030647 | [6 empty] | PAR | I | OLD |  |  | RHNBHDHD | 5 | 0.83333 | HOUPARRHNBHDHDN07_OLDI_FHPELCE02 | 1 | HOUPARRHNBHDHDN07_OLDI | HOUPARRHNHPELCE02_OLDI | HPELCE02 | BHDHDN07 | PAR_OLDI | HPELCE02_BHDHDN07 | 5 | 0 | 1.1 | Unlikely
HOUPARRHNBHDHDN05_OLDI_FHPELCE02_D83 | Residential heating technology - Direct district heating substation - plus connection pipe - plus distribution (heating density: high ) - single-family house - existing building - distributed level 0.83 | HOUDHD | HOUPARRHN_OLDI_DMD | MKr20 | 2020 | 4.1 | 0.035153 | [6 empty] | PAR | I | OLD |  |  | RHNBHDHD | 5 | 0.83333 | HOUPARRHNBHDHDN05_OLDI_FHPELCE02 | 1 | HOUPARRHNBHDHDN05_OLDI | HOUPARRHNHPELCE02_OLDI | HPELCE02 | BHDHDN05 | PAR_OLDI | HPELCE02_BHDHDN05 | 5 | 0 | 1.1 | Unlikely
HOUPARRHNBHDHDN05_OLDI_FHPELCE02_D83 | Residential heating technology - Direct district heating substation - plus connection pipe - plus distribution (heating density: high ) - single-family house - existing building - distributed level 0.83 | HOUDHD | HOUPARRHN_OLDI_DMD | MKr20 | 2025 | 4.0524 | 0.034893 | [6 empty] | PAR | I | OLD |  |  | RHNBHDHD | 5 | 0.83333 | HOUPARRHNBHDHDN05_OLDI_FHPELCE02 | 1 | HOUPARRHNBHDHDN05_OLDI | HOUPARRHNHPELCE02_OLDI | HPELCE02 | BHDHDN05 | PAR_OLDI | HPELCE02_BHDHDN05 | 5 | 0 | 1.1 | Unlikely
HOUPARRHNBHDHDN05_OLDI_FHPELCE02_D83 | Residential heating technology - Direct district heating substation - plus connection pipe - plus distribution (heating density: high ) - single-family house - existing building - distributed level 0.83 | HOUDHD | HOUPARRHN_OLDI_DMD | MKr20 | 2030 | 4.0127 | 0.03427 | [6 empty] | PAR | I | OLD |  |  | RHNBHDHD | 5 | 0.83333 | HOUPARRHNBHDHDN05_OLDI_FHPELCE02 | 1 | HOUPARRHNBHDHDN05_OLDI | HOUPARRHNHPELCE02_OLDI | HPELCE02 | BHDHDN05 | PAR_OLDI | HPELCE02_BHDHDN05 | 5 | 0 | 1.1 | Unlikely
HOUPARRHNBHDHDN05_OLDI_FHPELCE02_D83 | Residential heating technology - Direct district heating substation - plus connection pipe - plus distribution (heating density: high ) - single-family house - existing building - distributed level 0.83 | HOUDHD | HOUPARRHN_OLDI_DMD | MKr20 | 2040 | 3.9413 | 0.032794 | [6 empty] | PAR | I | OLD |  |  | RHNBHDHD | 5 | 0.83333 | HOUPARRHNBHDHDN05_OLDI_FHPELCE02 | 1 | HOUPARRHNBHDHDN05_OLDI | HOUPARRHNHPELCE02_OLDI | HPELCE02 | BHDHDN05 | PAR_OLDI | HPELCE02_BHDHDN05 | 5 | 0 | 1.1 | Unlikely
HOUPARRHNBHDHDN05_OLDI_FHPELCE02_D83 | Residential heating technology - Direct district heating substation - plus connection pipe - plus distribution (heating density: high ) - single-family house - existing building - distributed level 0.83 | HOUDHD | HOUPARRHN_OLDI_DMD | MKr20 | 2050 | 3.862 | 0.030647 | [6 empty] | PAR | I | OLD |  |  | RHNBHDHD | 5 | 0.83333 | HOUPARRHNBHDHDN05_OLDI_FHPELCE02 | 1 | HOUPARRHNBHDHDN05_OLDI | HOUPARRHNHPELCE02_OLDI | HPELCE02 | BHDHDN05 | PAR_OLDI | HPELCE02_BHDHDN05 | 5 | 0 | 1.1 | Unlikely
HOUPARRHNBHDHCN09_OLDI_FHPELCE02_D83 | Residential heating technology - Direct district heating substation - plus connection pipe - plus distribution (heating density: low ) - single-family house - existing building - distributed level 0.83 | HOUDHC | HOUPARRHN_OLDI_DMD | MKr20 | 2020 | 13.3608 | 0.035153 | [6 empty] | PAR | I | OLD |  |  | RHNBHDHC | 5 | 0.83333 | HOUPARRHNBHDHCN09_OLDI_FHPELCE02 | 1 | HOUPARRHNBHDHCN09_OLDI | HOUPARRHNHPELCE02_OLDI | HPELCE02 | BHDHCN09 | PAR_OLDI | HPELCE02_BHDHCN09 | 5 | 0 | 1.1 | Unlikely
HOUPARRHNBHDHCN09_OLDI_FHPELCE02_D83 | Residential heating technology - Direct district heating substation - plus connection pipe - plus distribution (heating density: low ) - single-family house - existing building - distributed level 0.83 | HOUDHC | HOUPARRHN_OLDI_DMD | MKr20 | 2025 | 13.3132 | 0.034893 | [6 empty] | PAR | I | OLD |  |  | RHNBHDHC | 5 | 0.83333 | HOUPARRHNBHDHCN09_OLDI_FHPELCE02 | 1 | HOUPARRHNBHDHCN09_OLDI | HOUPARRHNHPELCE02_OLDI | HPELCE02 | BHDHCN09 | PAR_OLDI | HPELCE02_BHDHCN09 | 5 | 0 | 1.1 | Unlikely
HOUPARRHNBHDHCN09_OLDI_FHPELCE02_D83 | Residential heating technology - Direct district heating substation - plus connection pipe - plus distribution (heating density: low ) - single-family house - existing building - distributed level 0.83 | HOUDHC | HOUPARRHN_OLDI_DMD | MKr20 | 2030 | 13.2736 | 0.03427 | [6 empty] | PAR | I | OLD |  |  | RHNBHDHC | 5 | 0.83333 | HOUPARRHNBHDHCN09_OLDI_FHPELCE02 | 1 | HOUPARRHNBHDHCN09_OLDI | HOUPARRHNHPELCE02_OLDI | HPELCE02 | BHDHCN09 | PAR_OLDI | HPELCE02_BHDHCN09 | 5 | 0 | 1.1 | Unlikely
HOUPARRHNBHDHCN09_OLDI_FHPELCE02_D83 | Residential heating technology - Direct district heating substation - plus connection pipe - plus distribution (heating density: low ) - single-family house - existing building - distributed level 0.83 | HOUDHC | HOUPARRHN_OLDI_DMD | MKr20 | 2040 | 13.2022 | 0.032794 | [6 empty] | PAR | I | OLD |  |  | RHNBHDHC | 5 | 0.83333 | HOUPARRHNBHDHCN09_OLDI_FHPELCE02 | 1 | HOUPARRHNBHDHCN09_OLDI | HOUPARRHNHPELCE02_OLDI | HPELCE02 | BHDHCN09 | PAR_OLDI | HPELCE02_BHDHCN09 | 5 | 0 | 1.1 | Unlikely
HOUPARRHNBHDHCN09_OLDI_FHPELCE02_D83 | Residential heating technology - Direct district heating substation - plus connection pipe - plus distribution (heating density: low ) - single-family house - existing building - distributed level 0.83 | HOUDHC | HOUPARRHN_OLDI_DMD | MKr20 | 2050 | 13.1229 | 0.030647 | [6 empty] | PAR | I | OLD |  |  | RHNBHDHC | 5 | 0.83333 | HOUPARRHNBHDHCN09_OLDI_FHPELCE02 | 1 | HOUPARRHNBHDHCN09_OLDI | HOUPARRHNHPELCE02_OLDI | HPELCE02 | BHDHCN09 | PAR_OLDI | HPELCE02_BHDHCN09 | 5 | 0 | 1.1 | Unlikely
HOUPARRHNBHDHCN07_OLDI_FHPELCE02_D83 | Residential heating technology - Direct district heating substation - plus connection pipe - plus distribution (heating density: medium ) - single-family house - existing building - distributed level 0.83 | HOUDHC | HOUPARRHN_OLDI_DMD | MKr20 | 2020 | 5.3773 | 0.035153 | [6 empty] | PAR | I | OLD |  |  | RHNBHDHC | 5 | 0.83333 | HOUPARRHNBHDHCN07_OLDI_FHPELCE02 | 1 | HOUPARRHNBHDHCN07_OLDI | HOUPARRHNHPELCE02_OLDI | HPELCE02 | BHDHCN07 | PAR_OLDI | HPELCE02_BHDHCN07 | 5 | 0 | 1.1 | Unlikely
HOUPARRHNBHDHCN07_OLDI_FHPELCE02_D83 | Residential heating technology - Direct district heating substation - plus connection pipe - plus distribution (heating density: medium ) - single-family house - existing building - distributed level 0.83 | HOUDHC | HOUPARRHN_OLDI_DMD | MKr20 | 2025 | 5.3297 | 0.034893 | [6 empty] | PAR | I | OLD |  |  | RHNBHDHC | 5 | 0.83333 | HOUPARRHNBHDHCN07_OLDI_FHPELCE02 | 1 | HOUPARRHNBHDHCN07_OLDI | HOUPARRHNHPELCE02_OLDI | HPELCE02 | BHDHCN07 | PAR_OLDI | HPELCE02_BHDHCN07 | 5 | 0 | 1.1 | Unlikely
HOUPARRHNBHDHCN07_OLDI_FHPELCE02_D83 | Residential heating technology - Direct district heating substation - plus connection pipe - plus distribution (heating density: medium ) - single-family house - existing building - distributed level 0.83 | HOUDHC | HOUPARRHN_OLDI_DMD | MKr20 | 2030 | 5.2901 | 0.03427 | [6 empty] | PAR | I | OLD |  |  | RHNBHDHC | 5 | 0.83333 | HOUPARRHNBHDHCN07_OLDI_FHPELCE02 | 1 | HOUPARRHNBHDHCN07_OLDI | HOUPARRHNHPELCE02_OLDI | HPELCE02 | BHDHCN07 | PAR_OLDI | HPELCE02_BHDHCN07 | 5 | 0 | 1.1 | Unlikely
HOUPARRHNBHDHCN07_OLDI_FHPELCE02_D83 | Residential heating technology - Direct district heating substation - plus connection pipe - plus distribution (heating density: medium ) - single-family house - existing building - distributed level 0.83 | HOUDHC | HOUPARRHN_OLDI_DMD | MKr20 | 2040 | 5.2187 | 0.032794 | [6 empty] | PAR | I | OLD |  |  | RHNBHDHC | 5 | 0.83333 | HOUPARRHNBHDHCN07_OLDI_FHPELCE02 | 1 | HOUPARRHNBHDHCN07_OLDI | HOUPARRHNHPELCE02_OLDI | HPELCE02 | BHDHCN07 | PAR_OLDI | HPELCE02_BHDHCN07 | 5 | 0 | 1.1 | Unlikely
HOUPARRHNBHDHCN07_OLDI_FHPELCE02_D83 | Residential heating technology - Direct district heating substation - plus connection pipe - plus distribution (heating density: medium ) - single-family house - existing building - distributed level 0.83 | HOUDHC | HOUPARRHN_OLDI_DMD | MKr20 | 2050 | 5.1394 | 0.030647 | [6 empty] | PAR | I | OLD |  |  | RHNBHDHC | 5 | 0.83333 | HOUPARRHNBHDHCN07_OLDI_FHPELCE02 | 1 | HOUPARRHNBHDHCN07_OLDI | HOUPARRHNHPELCE02_OLDI | HPELCE02 | BHDHCN07 | PAR_OLDI | HPELCE02_BHDHCN07 | 5 | 0 | 1.1 | Unlikely
HOUPARRHNBHDHCN05_OLDI_FHPELCE02_D83 | Residential heating technology - Direct district heating substation - plus connection pipe - plus distribution (heating density: high ) - single-family house - existing building - distributed level 0.83 | HOUDHC | HOUPARRHN_OLDI_DMD | MKr20 | 2020 | 4.1 | 0.035153 | [6 empty] | PAR | I | OLD |  |  | RHNBHDHC | 5 | 0.83333 | HOUPARRHNBHDHCN05_OLDI_FHPELCE02 | 1 | HOUPARRHNBHDHCN05_OLDI | HOUPARRHNHPELCE02_OLDI | HPELCE02 | BHDHCN05 | PAR_OLDI | HPELCE02_BHDHCN05 | 5 | 0 | 1.1 | Unlikely
HOUPARRHNBHDHCN05_OLDI_FHPELCE02_D83 | Residential heating technology - Direct district heating substation - plus connection pipe - plus distribution (heating density: high ) - single-family house - existing building - distributed level 0.83 | HOUDHC | HOUPARRHN_OLDI_DMD | MKr20 | 2025 | 4.0524 | 0.034893 | [6 empty] | PAR | I | OLD |  |  | RHNBHDHC | 5 | 0.83333 | HOUPARRHNBHDHCN05_OLDI_FHPELCE02 | 1 | HOUPARRHNBHDHCN05_OLDI | HOUPARRHNHPELCE02_OLDI | HPELCE02 | BHDHCN05 | PAR_OLDI | HPELCE02_BHDHCN05 | 5 | 0 | 1.1 | Unlikely
HOUPARRHNBHDHCN05_OLDI_FHPELCE02_D83 | Residential heating technology - Direct district heating substation - plus connection pipe - plus distribution (heating density: high ) - single-family house - existing building - distributed level 0.83 | HOUDHC | HOUPARRHN_OLDI_DMD | MKr20 | 2030 | 4.0127 | 0.03427 | [6 empty] | PAR | I | OLD |  |  | RHNBHDHC | 5 | 0.83333 | HOUPARRHNBHDHCN05_OLDI_FHPELCE02 | 1 | HOUPARRHNBHDHCN05_OLDI | HOUPARRHNHPELCE02_OLDI | HPELCE02 | BHDHCN05 | PAR_OLDI | HPELCE02_BHDHCN05 | 5 | 0 | 1.1 | Unlikely
HOUPARRHNBHDHCN05_OLDI_FHPELCE02_D83 | Residential heating technology - Direct district heating substation - plus connection pipe - plus distribution (heating density: high ) - single-family house - existing building - distributed level 0.83 | HOUDHC | HOUPARRHN_OLDI_DMD | MKr20 | 2040 | 3.9413 | 0.032794 | [6 empty] | PAR | I | OLD |  |  | RHNBHDHC | 5 | 0.83333 | HOUPARRHNBHDHCN05_OLDI_FHPELCE02 | 1 | HOUPARRHNBHDHCN05_OLDI | HOUPARRHNHPELCE02_OLDI | HPELCE02 | BHDHCN05 | PAR_OLDI | HPELCE02_BHDHCN05 | 5 | 0 | 1.1 | Unlikely
HOUPARRHNBHDHCN05_OLDI_FHPELCE02_D83 | Residential heating technology - Direct district heating substation - plus connection pipe - plus distribution (heating density: high ) - single-family house - existing building - distributed level 0.83 | HOUDHC | HOUPARRHN_OLDI_DMD | MKr20 | 2050 | 3.862 | 0.030647 | [6 empty] | PAR | I | OLD |  |  | RHNBHDHC | 5 | 0.83333 | HOUPARRHNBHDHCN05_OLDI_FHPELCE02 | 1 | HOUPARRHNBHDHCN05_OLDI | HOUPARRHNHPELCE02_OLDI | HPELCE02 | BHDHCN05 | PAR_OLDI | HPELCE02_BHDHCN05 | 5 | 0 | 1.1 | Unlikely
HOUPARRHNHPELCN07_OLDC_FHPELCE03_D83 | Residential heating technology - Heat pump, Air-to-water, low-price product - single-family house - existing building - distributed level 0.83 | HOUELC, HOUAMB | HOUPARRHN_OLDC_DMD | MKr20 | 2020 | 10.8889 | 0.44459 | 0.36256 | [5 empty] | PAR | C | OLD | 2.7581 |  | RHNHPELC | 5 | 0.83333 | HOUPARRHNHPELCN07_OLDC_FHPELCE03 | 1 | HOUPARRHNHPELCN07_OLDC | HOUPARRHNHPELCE03_OLDC | HPELCE03 | HPELCN07 | PAR_OLDC | HPELCE03_HPELCN07 | 2 | 0 | 0.9 | Same
HOUPARRHNHPELCN07_OLDC_FHPELCE03_D83 | Residential heating technology - Heat pump, Air-to-water, low-price product - single-family house - existing building - distributed level 0.83 | HOUELC, HOUAMB | HOUPARRHN_OLDC_DMD | MKr20 | 2025 | 9.9613 | 0.341 | 0.3453 | [5 empty] | PAR | C | OLD | 2.8961 |  | RHNHPELC | 5 | 0.83333 | HOUPARRHNHPELCN07_OLDC_FHPELCE03 | 1 | HOUPARRHNHPELCN07_OLDC | HOUPARRHNHPELCE03_OLDC | HPELCE03 | HPELCN07 | PAR_OLDC | HPELCE03_HPELCN07 | 2 | 0 | 0.9 | Same
HOUPARRHNHPELCN07_OLDC_FHPELCE03_D83 | Residential heating technology - Heat pump, Air-to-water, low-price product - single-family house - existing building - distributed level 0.83 | HOUELC, HOUAMB | HOUPARRHN_OLDC_DMD | MKr20 | 2030 | 9.0338 | 0.33694 | 0.3296 | [5 empty] | PAR | C | OLD | 3.034 |  | RHNHPELC | 5 | 0.83333 | HOUPARRHNHPELCN07_OLDC_FHPELCE03 | 1 | HOUPARRHNHPELCN07_OLDC | HOUPARRHNHPELCE03_OLDC | HPELCE03 | HPELCN07 | PAR_OLDC | HPELCE03_HPELCN07 | 2 | 0 | 0.9 | Same
HOUPARRHNHPELCN07_OLDC_FHPELCE03_D83 | Residential heating technology - Heat pump, Air-to-water, low-price product - single-family house - existing building - distributed level 0.83 | HOUELC, HOUAMB | HOUPARRHN_OLDC_DMD | MKr20 | 2040 | 8.2948 | 0.32942 | 0.31527 | [5 empty] | PAR | C | OLD | 3.1719 |  | RHNHPELC | 5 | 0.83333 | HOUPARRHNHPELCN07_OLDC_FHPELCE03 | 1 | HOUPARRHNHPELCN07_OLDC | HOUPARRHNHPELCE03_OLDC | HPELCE03 | HPELCN07 | PAR_OLDC | HPELCE03_HPELCN07 | 2 | 0 | 0.9 | Same
HOUPARRHNHPELCN07_OLDC_FHPELCE03_D83 | Residential heating technology - Heat pump, Air-to-water, low-price product - single-family house - existing building - distributed level 0.83 | HOUELC, HOUAMB | HOUPARRHN_OLDC_DMD | MKr20 | 2050 | 7.5558 | 0.32189 | 0.30639 | [5 empty] | PAR | C | OLD | 3.2638 |  | RHNHPELC | 5 | 0.83333 | HOUPARRHNHPELCN07_OLDC_FHPELCE03 | 1 | HOUPARRHNHPELCN07_OLDC | HOUPARRHNHPELCE03_OLDC | HPELCE03 | HPELCN07 | PAR_OLDC | HPELCE03_HPELCN07 | 2 | 0 | 0.9 | Same
HOUPARRHNHPELCN05_OLDC_FHPELCE03_D83 | Residential heating technology - Heat pump, Air-to-water - leasing - single-family house - existing building - distributed level 0.83 | HOUELC, HOUAMB | HOUPARRHN_OLDC_DMD | MKr20 | 2020 | 11.1663 | 1.2309 | 0.3453 | [5 empty] | PAR | C | OLD | 2.8961 |  | RHNHPELC | 5 | 0.83333 | HOUPARRHNHPELCN05_OLDC_FHPELCE03 | 1 | HOUPARRHNHPELCN05_OLDC | HOUPARRHNHPELCE03_OLDC | HPELCE03 | HPELCN05 | PAR_OLDC | HPELCE03_HPELCN05 | 2 | 0 | 0.9 | Same
HOUPARRHNHPELCN05_OLDC_FHPELCE03_D83 | Residential heating technology - Heat pump, Air-to-water - leasing - single-family house - existing building - distributed level 0.83 | HOUELC, HOUAMB | HOUPARRHN_OLDC_DMD | MKr20 | 2025 | 10.2997 | 1.0617 | 0.3296 | [5 empty] | PAR | C | OLD | 3.034 |  | RHNHPELC | 5 | 0.83333 | HOUPARRHNHPELCN05_OLDC_FHPELCE03 | 1 | HOUPARRHNHPELCN05_OLDC | HOUPARRHNHPELCE03_OLDC | HPELCE03 | HPELCN05 | PAR_OLDC | HPELCE03_HPELCN05 | 2 | 0 | 0.9 | Same
HOUPARRHNHPELCN05_OLDC_FHPELCE03_D83 | Residential heating technology - Heat pump, Air-to-water - leasing - single-family house - existing building - distributed level 0.83 | HOUELC, HOUAMB | HOUPARRHN_OLDC_DMD | MKr20 | 2030 | 9.4331 | 0.99194 | 0.31527 | [5 empty] | PAR | C | OLD | 3.1719 |  | RHNHPELC | 5 | 0.83333 | HOUPARRHNHPELCN05_OLDC_FHPELCE03 | 1 | HOUPARRHNHPELCN05_OLDC | HOUPARRHNHPELCE03_OLDC | HPELCE03 | HPELCN05 | PAR_OLDC | HPELCE03_HPELCN05 | 2 | 0 | 0.9 | Same
HOUPARRHNHPELCN05_OLDC_FHPELCE03_D83 | Residential heating technology - Heat pump, Air-to-water - leasing - single-family house - existing building - distributed level 0.83 | HOUELC, HOUAMB | HOUPARRHN_OLDC_DMD | MKr20 | 2040 | 8.7302 | 0.93116 | 0.30214 | [5 empty] | PAR | C | OLD | 3.3098 |  | RHNHPELC | 5 | 0.83333 | HOUPARRHNHPELCN05_OLDC_FHPELCE03 | 1 | HOUPARRHNHPELCN05_OLDC | HOUPARRHNHPELCE03_OLDC | HPELCE03 | HPELCN05 | PAR_OLDC | HPELCE03_HPELCN05 | 2 | 0 | 0.9 | Same
HOUPARRHNHPELCN05_OLDC_FHPELCE03_D83 | Residential heating technology - Heat pump, Air-to-water - leasing - single-family house - existing building - distributed level 0.83 | HOUELC, HOUAMB | HOUPARRHN_OLDC_DMD | MKr20 | 2050 | 8.0273 | 0.87038 | 0.29397 | [5 empty] | PAR | C | OLD | 3.4017 |  | RHNHPELC | 5 | 0.83333 | HOUPARRHNHPELCN05_OLDC_FHPELCE03 | 1 | HOUPARRHNHPELCN05_OLDC | HOUPARRHNHPELCE03_OLDC | HPELCE03 | HPELCN05 | PAR_OLDC | HPELCE03_HPELCN05 | 2 | 0 | 0.9 | Same
HOUPARRHNHPELCN04_OLDC_FHPELCE03_D83 | Residential heating technology - Heat pump, Ground source - single-family house - existing building - distributed level 0.83 | HOUELC, HOUAMB | HOUPARRHN_OLDC_DMD | MKr20 | 2020 | 31.2193 | 0.35501 | 0.31527 | [5 empty] | PAR | C | OLD | 3.1719 |  | RHNHPELC | 5 | 0.83333 | HOUPARRHNHPELCN04_OLDC_FHPELCE03 | 1 | HOUPARRHNHPELCN04_OLDC | HOUPARRHNHPELCE03_OLDC | HPELCE03 | HPELCN04 | PAR_OLDC | HPELCE03_HPELCN04 | 3 | 0 | 0.95 | Similar
HOUPARRHNHPELCN04_OLDC_FHPELCE03_D83 | Residential heating technology - Heat pump, Ground source - single-family house - existing building - distributed level 0.83 | HOUELC, HOUAMB | HOUPARRHN_OLDC_DMD | MKr20 | 2025 | 29.6583 | 0.25142 | 0.30639 | [5 empty] | PAR | C | OLD | 3.2638 |  | RHNHPELC | 5 | 0.83333 | HOUPARRHNHPELCN04_OLDC_FHPELCE03 | 1 | HOUPARRHNHPELCN04_OLDC | HOUPARRHNHPELCE03_OLDC | HPELCE03 | HPELCN04 | PAR_OLDC | HPELCE03_HPELCN04 | 3 | 0 | 0.95 | Similar
HOUPARRHNHPELCN04_OLDC_FHPELCE03_D83 | Residential heating technology - Heat pump, Ground source - single-family house - existing building - distributed level 0.83 | HOUELC, HOUAMB | HOUPARRHN_OLDC_DMD | MKr20 | 2030 | 28.0974 | 0.24736 | 0.298 | [5 empty] | PAR | C | OLD | 3.3557 |  | RHNHPELC | 5 | 0.83333 | HOUPARRHNHPELCN04_OLDC_FHPELCE03 | 1 | HOUPARRHNHPELCN04_OLDC | HOUPARRHNHPELCE03_OLDC | HPELCE03 | HPELCN04 | PAR_OLDC | HPELCE03_HPELCN04 | 3 | 0 | 0.95 | Similar
HOUPARRHNHPELCN04_OLDC_FHPELCE03_D83 | Residential heating technology - Heat pump, Ground source - single-family house - existing building - distributed level 0.83 | HOUELC, HOUAMB | HOUPARRHN_OLDC_DMD | MKr20 | 2040 | 26.6925 | 0.23984 | 0.28623 | [5 empty] | PAR | C | OLD | 3.4936 |  | RHNHPELC | 5 | 0.83333 | HOUPARRHNHPELCN04_OLDC_FHPELCE03 | 1 | HOUPARRHNHPELCN04_OLDC | HOUPARRHNHPELCE03_OLDC | HPELCE03 | HPELCN04 | PAR_OLDC | HPELCE03_HPELCN04 | 3 | 0 | 0.95 | Similar
HOUPARRHNHPELCN04_OLDC_FHPELCE03_D83 | Residential heating technology - Heat pump, Ground source - single-family house - existing building - distributed level 0.83 | HOUELC, HOUAMB | HOUPARRHN_OLDC_DMD | MKr20 | 2050 | 25.2876 | 0.23231 | 0.28252 | [5 empty] | PAR | C | OLD | 3.5396 |  | RHNHPELC | 5 | 0.83333 | HOUPARRHNHPELCN04_OLDC_FHPELCE03 | 1 | HOUPARRHNHPELCN04_OLDC | HOUPARRHNHPELCE03_OLDC | HPELCE03 | HPELCN04 | PAR_OLDC | HPELCE03_HPELCN04 | 3 | 0 | 0.95 | Similar
HOUPARRHNHPELCN03_OLDC_FHPELCE03_D83 | Residential heating technology - Heat pump, Air-to-water - single-family house - existing building - distributed level 0.83 | HOUELC, HOUAMB | HOUPARRHN_OLDC_DMD | MKr20 | 2020 | 22.3327 | 0.38487 | 0.3453 | [5 empty] | PAR | C | OLD | 2.8961 |  | RHNHPELC | 5 | 0.83333 | HOUPARRHNHPELCN03_OLDC_FHPELCE03 | 1 | HOUPARRHNHPELCN03_OLDC | HOUPARRHNHPELCE03_OLDC | HPELCE03 | HPELCN03 | PAR_OLDC | HPELCE03_HPELCN03 | 2 | 0 | 0.9 | Same
HOUPARRHNHPELCN03_OLDC_FHPELCE03_D83 | Residential heating technology - Heat pump, Air-to-water - single-family house - existing building - distributed level 0.83 | HOUELC, HOUAMB | HOUPARRHN_OLDC_DMD | MKr20 | 2025 | 20.5994 | 0.28128 | 0.3296 | [5 empty] | PAR | C | OLD | 3.034 |  | RHNHPELC | 5 | 0.83333 | HOUPARRHNHPELCN03_OLDC_FHPELCE03 | 1 | HOUPARRHNHPELCN03_OLDC | HOUPARRHNHPELCE03_OLDC | HPELCE03 | HPELCN03 | PAR_OLDC | HPELCE03_HPELCN03 | 2 | 0 | 0.9 | Same
HOUPARRHNHPELCN03_OLDC_FHPELCE03_D83 | Residential heating technology - Heat pump, Air-to-water - single-family house - existing building - distributed level 0.83 | HOUELC, HOUAMB | HOUPARRHN_OLDC_DMD | MKr20 | 2030 | 18.8662 | 0.27722 | 0.31527 | [5 empty] | PAR | C | OLD | 3.1719 |  | RHNHPELC | 5 | 0.83333 | HOUPARRHNHPELCN03_OLDC_FHPELCE03 | 1 | HOUPARRHNHPELCN03_OLDC | HOUPARRHNHPELCE03_OLDC | HPELCE03 | HPELCN03 | PAR_OLDC | HPELCE03_HPELCN03 | 2 | 0 | 0.9 | Same
HOUPARRHNHPELCN03_OLDC_FHPELCE03_D83 | Residential heating technology - Heat pump, Air-to-water - single-family house - existing building - distributed level 0.83 | HOUELC, HOUAMB | HOUPARRHN_OLDC_DMD | MKr20 | 2040 | 17.4604 | 0.2697 | 0.30214 | [5 empty] | PAR | C | OLD | 3.3098 |  | RHNHPELC | 5 | 0.83333 | HOUPARRHNHPELCN03_OLDC_FHPELCE03 | 1 | HOUPARRHNHPELCN03_OLDC | HOUPARRHNHPELCE03_OLDC | HPELCE03 | HPELCN03 | PAR_OLDC | HPELCE03_HPELCN03 | 2 | 0 | 0.9 | Same
HOUPARRHNHPELCN03_OLDC_FHPELCE03_D83 | Residential heating technology - Heat pump, Air-to-water - single-family house - existing building - distributed level 0.83 | HOUELC, HOUAMB | HOUPARRHN_OLDC_DMD | MKr20 | 2050 | 16.0546 | 0.26217 | 0.29397 | [5 empty] | PAR | C | OLD | 3.4017 |  | RHNHPELC | 5 | 0.83333 | HOUPARRHNHPELCN03_OLDC_FHPELCE03 | 1 | HOUPARRHNHPELCN03_OLDC | HOUPARRHNHPELCE03_OLDC | HPELCE03 | HPELCN03 | PAR_OLDC | HPELCE03_HPELCN03 | 2 | 0 | 0.9 | Same
HOUPARRHNHPELCN02_OLDC_FHPELCE03_D83 | Residential heating technology - Heat pump, Air-to-air - single-family house - existing building - distributed level 0.83 | HOUELC, HOUAMB | HOUPARRHN_OLDC_DMD | MKr20 | 2020 | 4.557 | 0.20009 | 0.22427 | [5 empty] | PAR | C | OLD | 4.459 |  | RHNHPELC | 5 | 0.83333 | HOUPARRHNHPELCN02_OLDC_FHPELCE03 | 1 | HOUPARRHNHPELCN02_OLDC | HOUPARRHNHPELCE03_OLDC | HPELCE03 | HPELCN02 | PAR_OLDC | HPELCE03_HPELCN02 | 5 | 0 | 1.1 | Unlikely
HOUPARRHNHPELCN02_OLDC_FHPELCE03_D83 | Residential heating technology - Heat pump, Air-to-air - single-family house - existing building - distributed level 0.83 | HOUELC, HOUAMB | HOUPARRHN_OLDC_DMD | MKr20 | 2025 | 4.4456 | 0.13594 | 0.21327 | [5 empty] | PAR | C | OLD | 4.6888 |  | RHNHPELC | 5 | 0.83333 | HOUPARRHNHPELCN02_OLDC_FHPELCE03 | 1 | HOUPARRHNHPELCN02_OLDC | HOUPARRHNHPELCE03_OLDC | HPELCE03 | HPELCN02 | PAR_OLDC | HPELCE03_HPELCN02 | 5 | 0 | 1.1 | Unlikely
HOUPARRHNHPELCN02_OLDC_FHPELCE03_D83 | Residential heating technology - Heat pump, Air-to-air - single-family house - existing building - distributed level 0.83 | HOUELC, HOUAMB | HOUPARRHN_OLDC_DMD | MKr20 | 2030 | 4.3342 | 0.13343 | 0.20522 | [5 empty] | PAR | C | OLD | 4.8727 |  | RHNHPELC | 5 | 0.83333 | HOUPARRHNHPELCN02_OLDC_FHPELCE03 | 1 | HOUPARRHNHPELCN02_OLDC | HOUPARRHNHPELCE03_OLDC | HPELCE03 | HPELCN02 | PAR_OLDC | HPELCE03_HPELCN02 | 5 | 0 | 1.1 | Unlikely
HOUPARRHNHPELCN02_OLDC_FHPELCE03_D83 | Residential heating technology - Heat pump, Air-to-air - single-family house - existing building - distributed level 0.83 | HOUELC, HOUAMB | HOUPARRHN_OLDC_DMD | MKr20 | 2040 | 4.1275 | 0.12877 | 0.19776 | [5 empty] | PAR | C | OLD | 5.0566 |  | RHNHPELC | 5 | 0.83333 | HOUPARRHNHPELCN02_OLDC_FHPELCE03 | 1 | HOUPARRHNHPELCN02_OLDC | HOUPARRHNHPELCE03_OLDC | HPELCE03 | HPELCN02 | PAR_OLDC | HPELCE03_HPELCN02 | 5 | 0 | 1.1 | Unlikely
HOUPARRHNHPELCN02_OLDC_FHPELCE03_D83 | Residential heating technology - Heat pump, Air-to-air - single-family house - existing building - distributed level 0.83 | HOUELC, HOUAMB | HOUPARRHN_OLDC_DMD | MKr20 | 2050 | 3.9207 | 0.12411 | 0.19423 | [5 empty] | PAR | C | OLD | 5.1485 |  | RHNHPELC | 5 | 0.83333 | HOUPARRHNHPELCN02_OLDC_FHPELCE03 | 1 | HOUPARRHNHPELCN02_OLDC | HOUPARRHNHPELCE03_OLDC | HPELCE03 | HPELCN02 | PAR_OLDC | HPELCE03_HPELCN02 | 5 | 0 | 1.1 | Unlikely
HOUPARRHNDIELCN06_OLDC_FHPELCE03_D83 | Residential heating technology - Electric heating - electric panel from Bauhaus - single-family house - new building - distributed level 0.83 | HOUELC | HOUPARRHN_OLDC_DMD | MKr20 | 2020 | 0.70255 | 0 | [6 empty] | PAR | C | OLD |  |  | RHNDIELC | 5 | 0.83333 | HOUPARRHNDIELCN06_OLDC_FHPELCE03 | 1 | HOUPARRHNDIELCN06_OLDC | HOUPARRHNHPELCE03_OLDC | HPELCE03 | DIELCN06 | PAR_OLDC | HPELCE03_DIELCN06 | 5 | 0 | 1.1 | Unlikely
HOUPARRHNDIELCN06_OLDC_FHPELCE03_D83 | Residential heating technology - Electric heating - electric panel from Bauhaus - single-family house - new building - distributed level 0.83 | HOUELC | HOUPARRHN_OLDC_DMD | MKr20 | 2025 | 0.70255 | 0 | [6 empty] | PAR | C | OLD |  |  | RHNDIELC | 5 | 0.83333 | HOUPARRHNDIELCN06_OLDC_FHPELCE03 | 1 | HOUPARRHNDIELCN06_OLDC | HOUPARRHNHPELCE03_OLDC | HPELCE03 | DIELCN06 | PAR_OLDC | HPELCE03_DIELCN06 | 5 | 0 | 1.1 | Unlikely
HOUPARRHNDIELCN06_OLDC_FHPELCE03_D83 | Residential heating technology - Electric heating - electric panel from Bauhaus - single-family house - new building - distributed level 0.83 | HOUELC | HOUPARRHN_OLDC_DMD | MKr20 | 2030 | 0.70255 | 0 | [6 empty] | PAR | C | OLD |  |  | RHNDIELC | 5 | 0.83333 | HOUPARRHNDIELCN06_OLDC_FHPELCE03 | 1 | HOUPARRHNDIELCN06_OLDC | HOUPARRHNHPELCE03_OLDC | HPELCE03 | DIELCN06 | PAR_OLDC | HPELCE03_DIELCN06 | 5 | 0 | 1.1 | Unlikely
HOUPARRHNDIELCN06_OLDC_FHPELCE03_D83 | Residential heating technology - Electric heating - electric panel from Bauhaus - single-family house - new building - distributed level 0.83 | HOUELC | HOUPARRHN_OLDC_DMD | MKr20 | 2040 | 0.70255 | 0 | [6 empty] | PAR | C | OLD |  |  | RHNDIELC | 5 | 0.83333 | HOUPARRHNDIELCN06_OLDC_FHPELCE03 | 1 | HOUPARRHNDIELCN06_OLDC | HOUPARRHNHPELCE03_OLDC | HPELCE03 | DIELCN06 | PAR_OLDC | HPELCE03_DIELCN06 | 5 | 0 | 1.1 | Unlikely
HOUPARRHNDIELCN06_OLDC_FHPELCE03_D83 | Residential heating technology - Electric heating - electric panel from Bauhaus - single-family house - new building - distributed level 0.83 | HOUELC | HOUPARRHN_OLDC_DMD | MKr20 | 2050 | 0.70255 | 0 | [6 empty] | PAR | C | OLD |  |  | RHNDIELC | 5 | 0.83333 | HOUPARRHNDIELCN06_OLDC_FHPELCE03 | 1 | HOUPARRHNDIELCN06_OLDC | HOUPARRHNHPELCE03_OLDC | HPELCE03 | DIELCN06 | PAR_OLDC | HPELCE03_DIELCN06 | 5 | 0 | 1.1 | Unlikely
HOUPARRHNDIELCN01_OLDC_FHPELCE03_D83 | Residential heating technology - Electric heating - single-family house - new building - distributed level 0.83 | HOUELC | HOUPARRHN_OLDC_DMD | MKr20 | 2020 | 8.5362 | 0.06921 | [6 empty] | PAR | C | OLD |  |  | RHNDIELC | 5 | 0.83333 | HOUPARRHNDIELCN01_OLDC_FHPELCE03 | 1 | HOUPARRHNDIELCN01_OLDC | HOUPARRHNHPELCE03_OLDC | HPELCE03 | DIELCN01 | PAR_OLDC | HPELCE03_DIELCN01 | 5 | 0 | 1.1 | Unlikely
HOUPARRHNDIELCN01_OLDC_FHPELCE03_D83 | Residential heating technology - Electric heating - single-family house - new building - distributed level 0.83 | HOUELC | HOUPARRHN_OLDC_DMD | MKr20 | 2025 | 8.3249 | 0.06921 | [6 empty] | PAR | C | OLD |  |  | RHNDIELC | 5 | 0.83333 | HOUPARRHNDIELCN01_OLDC_FHPELCE03 | 1 | HOUPARRHNDIELCN01_OLDC | HOUPARRHNHPELCE03_OLDC | HPELCE03 | DIELCN01 | PAR_OLDC | HPELCE03_DIELCN01 | 5 | 0 | 1.1 | Unlikely
HOUPARRHNDIELCN01_OLDC_FHPELCE03_D83 | Residential heating technology - Electric heating - single-family house - new building - distributed level 0.83 | HOUELC | HOUPARRHN_OLDC_DMD | MKr20 | 2030 | 8.1188 | 0.066326 | [6 empty] | PAR | C | OLD |  |  | RHNDIELC | 5 | 0.83333 | HOUPARRHNDIELCN01_OLDC_FHPELCE03 | 1 | HOUPARRHNDIELCN01_OLDC | HOUPARRHNHPELCE03_OLDC | HPELCE03 | DIELCN01 | PAR_OLDC | HPELCE03_DIELCN01 | 5 | 0 | 1.1 | Unlikely
HOUPARRHNDIELCN01_OLDC_FHPELCE03_D83 | Residential heating technology - Electric heating - single-family house - new building - distributed level 0.83 | HOUELC | HOUPARRHN_OLDC_DMD | MKr20 | 2040 | 7.7219 | 0.063442 | [6 empty] | PAR | C | OLD |  |  | RHNDIELC | 5 | 0.83333 | HOUPARRHNDIELCN01_OLDC_FHPELCE03 | 1 | HOUPARRHNDIELCN01_OLDC | HOUPARRHNHPELCE03_OLDC | HPELCE03 | DIELCN01 | PAR_OLDC | HPELCE03_DIELCN01 | 5 | 0 | 1.1 | Unlikely
HOUPARRHNDIELCN01_OLDC_FHPELCE03_D83 | Residential heating technology - Electric heating - single-family house - new building - distributed level 0.83 | HOUELC | HOUPARRHN_OLDC_DMD | MKr20 | 2050 | 7.3444 | 0.060559 | [6 empty] | PAR | C | OLD |  |  | RHNDIELC | 5 | 0.83333 | HOUPARRHNDIELCN01_OLDC_FHPELCE03 | 1 | HOUPARRHNDIELCN01_OLDC | HOUPARRHNHPELCE03_OLDC | HPELCE03 | DIELCN01 | PAR_OLDC | HPELCE03_DIELCN01 | 5 | 0 | 1.1 | Unlikely
HOUPARRHNBHSOLN01_OLDC_FHPELCE03_D83 | Residential heating technology - Solar heating system - single-family house - existing building - distributed level 0.83 | HOUSOL | HOUPARRHN_OLDC_DMD | MKr20 | 2020 | 9.3804 | 0.10804 | [6 empty] | PAR | C | OLD |  |  | RHNBHSOL | 5 | 0.83333 | HOUPARRHNBHSOLN01_OLDC_FHPELCE03 | 1 | HOUPARRHNBHSOLN01_OLDC | HOUPARRHNHPELCE03_OLDC | HPELCE03 | BHSOLN01 | PAR_OLDC | HPELCE03_BHSOLN01 | 5 | 0 | 1.1 | Unlikely
HOUPARRHNBHSOLN01_OLDC_FHPELCE03_D83 | Residential heating technology - Solar heating system - single-family house - existing building - distributed level 0.83 | HOUSOL | HOUPARRHN_OLDC_DMD | MKr20 | 2025 | 9.1482 | 0.10145 | [6 empty] | PAR | C | OLD |  |  | RHNBHSOL | 5 | 0.83333 | HOUPARRHNBHSOLN01_OLDC_FHPELCE03 | 1 | HOUPARRHNBHSOLN01_OLDC | HOUPARRHNHPELCE03_OLDC | HPELCE03 | BHSOLN01 | PAR_OLDC | HPELCE03_BHSOLN01 | 5 | 0 | 1.1 | Unlikely
HOUPARRHNBHSOLN01_OLDC_FHPELCE03_D83 | Residential heating technology - Solar heating system - single-family house - existing building - distributed level 0.83 | HOUSOL | HOUPARRHN_OLDC_DMD | MKr20 | 2030 | 8.9218 | 0.098974 | [6 empty] | PAR | C | OLD |  |  | RHNBHSOL | 5 | 0.83333 | HOUPARRHNBHSOLN01_OLDC_FHPELCE03 | 1 | HOUPARRHNBHSOLN01_OLDC | HOUPARRHNHPELCE03_OLDC | HPELCE03 | BHSOLN01 | PAR_OLDC | HPELCE03_BHSOLN01 | 5 | 0 | 1.1 | Unlikely
HOUPARRHNBHSOLN01_OLDC_FHPELCE03_D83 | Residential heating technology - Solar heating system - single-family house - existing building - distributed level 0.83 | HOUSOL | HOUPARRHN_OLDC_DMD | MKr20 | 2040 | 8.4856 | 0.093619 | [6 empty] | PAR | C | OLD |  |  | RHNBHSOL | 5 | 0.83333 | HOUPARRHNBHSOLN01_OLDC_FHPELCE03 | 1 | HOUPARRHNBHSOLN01_OLDC | HOUPARRHNHPELCE03_OLDC | HPELCE03 | BHSOLN01 | PAR_OLDC | HPELCE03_BHSOLN01 | 5 | 0 | 1.1 | Unlikely
HOUPARRHNBHSOLN01_OLDC_FHPELCE03_D83 | Residential heating technology - Solar heating system - single-family house - existing building - distributed level 0.83 | HOUSOL | HOUPARRHN_OLDC_DMD | MKr20 | 2050 | 8.0707 | 0.088263 | [6 empty] | PAR | C | OLD |  |  | RHNBHSOL | 5 | 0.83333 | HOUPARRHNBHSOLN01_OLDC_FHPELCE03 | 1 | HOUPARRHNBHSOLN01_OLDC | HOUPARRHNHPELCE03_OLDC | HPELCE03 | BHSOLN01 | PAR_OLDC | HPELCE03_BHSOLN01 | 5 | 0 | 1.1 | Unlikely
HOUPARRHNBHDHCN03_OLDC_FHPELCE03_D83 | Residential heating technology - Direct district heating substation - plus connection pipe - single-family house - existing building - distributed level 0.83 | HOUDHC | HOUPARRHN_OLDC_DMD | MKr20 | 2020 | 3.7272 | 0.035153 | [6 empty] | PAR | C | OLD |  |  | RHNBHDHC | 5 | 0.83333 | HOUPARRHNBHDHCN03_OLDC_FHPELCE03 | 1 | HOUPARRHNBHDHCN03_OLDC | HOUPARRHNHPELCE03_OLDC | HPELCE03 | BHDHCN03 | PAR_OLDC | HPELCE03_BHDHCN03 | 6 | 0 | 1 | New
HOUPARRHNBHDHCN03_OLDC_FHPELCE03_D83 | Residential heating technology - Direct district heating substation - plus connection pipe - single-family house - existing building - distributed level 0.83 | HOUDHC | HOUPARRHN_OLDC_DMD | MKr20 | 2025 | 3.684 | 0.034893 | [6 empty] | PAR | C | OLD |  |  | RHNBHDHC | 5 | 0.83333 | HOUPARRHNBHDHCN03_OLDC_FHPELCE03 | 1 | HOUPARRHNBHDHCN03_OLDC | HOUPARRHNHPELCE03_OLDC | HPELCE03 | BHDHCN03 | PAR_OLDC | HPELCE03_BHDHCN03 | 6 | 0 | 1 | New
HOUPARRHNBHDHCN03_OLDC_FHPELCE03_D83 | Residential heating technology - Direct district heating substation - plus connection pipe - single-family house - existing building - distributed level 0.83 | HOUDHC | HOUPARRHN_OLDC_DMD | MKr20 | 2030 | 3.6479 | 0.03427 | [6 empty] | PAR | C | OLD |  |  | RHNBHDHC | 5 | 0.83333 | HOUPARRHNBHDHCN03_OLDC_FHPELCE03 | 1 | HOUPARRHNBHDHCN03_OLDC | HOUPARRHNHPELCE03_OLDC | HPELCE03 | BHDHCN03 | PAR_OLDC | HPELCE03_BHDHCN03 | 6 | 0 | 1 | New
HOUPARRHNBHDHCN03_OLDC_FHPELCE03_D83 | Residential heating technology - Direct district heating substation - plus connection pipe - single-family house - existing building - distributed level 0.83 | HOUDHC | HOUPARRHN_OLDC_DMD | MKr20 | 2040 | 3.583 | 0.032794 | [6 empty] | PAR | C | OLD |  |  | RHNBHDHC | 5 | 0.83333 | HOUPARRHNBHDHCN03_OLDC_FHPELCE03 | 1 | HOUPARRHNBHDHCN03_OLDC | HOUPARRHNHPELCE03_OLDC | HPELCE03 | BHDHCN03 | PAR_OLDC | HPELCE03_BHDHCN03 | 6 | 0 | 1 | New
HOUPARRHNBHDHCN03_OLDC_FHPELCE03_D83 | Residential heating technology - Direct district heating substation - plus connection pipe - single-family house - existing building - distributed level 0.83 | HOUDHC | HOUPARRHN_OLDC_DMD | MKr20 | 2050 | 3.511 | 0.030647 | [6 empty] | PAR | C | OLD |  |  | RHNBHDHC | 5 | 0.83333 | HOUPARRHNBHDHCN03_OLDC_FHPELCE03 | 1 | HOUPARRHNBHDHCN03_OLDC | HOUPARRHNHPELCE03_OLDC | HPELCE03 | BHDHCN03 | PAR_OLDC | HPELCE03_BHDHCN03 | 6 | 0 | 1 | New
HOUPARRHNHPELCN07_OLDD_FHPELCE03_D83 | Residential heating technology - Heat pump, Air-to-water, low-price product - single-family house - existing building - distributed level 0.83 | HOUELC, HOUAMB | HOUPARRHN_OLDD_DMD | MKr20 | 2020 | 10.8889 | 0.44459 | 0.36256 | [5 empty] | PAR | D | OLD | 2.7581 |  | RHNHPELC | 5 | 0.83333 | HOUPARRHNHPELCN07_OLDD_FHPELCE03 | 1 | HOUPARRHNHPELCN07_OLDD | HOUPARRHNHPELCE03_OLDD | HPELCE03 | HPELCN07 | PAR_OLDD | HPELCE03_HPELCN07 | 2 | 0 | 0.9 | Same
HOUPARRHNHPELCN07_OLDD_FHPELCE03_D83 | Residential heating technology - Heat pump, Air-to-water, low-price product - single-family house - existing building - distributed level 0.83 | HOUELC, HOUAMB | HOUPARRHN_OLDD_DMD | MKr20 | 2025 | 9.9613 | 0.341 | 0.3453 | [5 empty] | PAR | D | OLD | 2.8961 |  | RHNHPELC | 5 | 0.83333 | HOUPARRHNHPELCN07_OLDD_FHPELCE03 | 1 | HOUPARRHNHPELCN07_OLDD | HOUPARRHNHPELCE03_OLDD | HPELCE03 | HPELCN07 | PAR_OLDD | HPELCE03_HPELCN07 | 2 | 0 | 0.9 | Same
HOUPARRHNHPELCN07_OLDD_FHPELCE03_D83 | Residential heating technology - Heat pump, Air-to-water, low-price product - single-family house - existing building - distributed level 0.83 | HOUELC, HOUAMB | HOUPARRHN_OLDD_DMD | MKr20 | 2030 | 9.0338 | 0.33694 | 0.3296 | [5 empty] | PAR | D | OLD | 3.034 |  | RHNHPELC | 5 | 0.83333 | HOUPARRHNHPELCN07_OLDD_FHPELCE03 | 1 | HOUPARRHNHPELCN07_OLDD | HOUPARRHNHPELCE03_OLDD | HPELCE03 | HPELCN07 | PAR_OLDD | HPELCE03_HPELCN07 | 2 | 0 | 0.9 | Same
HOUPARRHNHPELCN07_OLDD_FHPELCE03_D83 | Residential heating technology - Heat pump, Air-to-water, low-price product - single-family house - existing building - distributed level 0.83 | HOUELC, HOUAMB | HOUPARRHN_OLDD_DMD | MKr20 | 2040 | 8.2948 | 0.32942 | 0.31527 | [5 empty] | PAR | D | OLD | 3.1719 |  | RHNHPELC | 5 | 0.83333 | HOUPARRHNHPELCN07_OLDD_FHPELCE03 | 1 | HOUPARRHNHPELCN07_OLDD | HOUPARRHNHPELCE03_OLDD | HPELCE03 | HPELCN07 | PAR_OLDD | HPELCE03_HPELCN07 | 2 | 0 | 0.9 | Same
HOUPARRHNHPELCN07_OLDD_FHPELCE03_D83 | Residential heating technology - Heat pump, Air-to-water, low-price product - single-family house - existing building - distributed level 0.83 | HOUELC, HOUAMB | HOUPARRHN_OLDD_DMD | MKr20 | 2050 | 7.5558 | 0.32189 | 0.30639 | [5 empty] | PAR | D | OLD | 3.2638 |  | RHNHPELC | 5 | 0.83333 | HOUPARRHNHPELCN07_OLDD_FHPELCE03 | 1 | HOUPARRHNHPELCN07_OLDD | HOUPARRHNHPELCE03_OLDD | HPELCE03 | HPELCN07 | PAR_OLDD | HPELCE03_HPELCN07 | 2 | 0 | 0.9 | Same
HOUPARRHNHPELCN05_OLDD_FHPELCE03_D83 | Residential heating technology - Heat pump, Air-to-water - leasing - single-family house - existing building - distributed level 0.83 | HOUELC, HOUAMB | HOUPARRHN_OLDD_DMD | MKr20 | 2020 | 11.1663 | 1.2309 | 0.3453 | [5 empty] | PAR | D | OLD | 2.8961 |  | RHNHPELC | 5 | 0.83333 | HOUPARRHNHPELCN05_OLDD_FHPELCE03 | 1 | HOUPARRHNHPELCN05_OLDD | HOUPARRHNHPELCE03_OLDD | HPELCE03 | HPELCN05 | PAR_OLDD | HPELCE03_HPELCN05 | 2 | 0 | 0.9 | Same
HOUPARRHNHPELCN05_OLDD_FHPELCE03_D83 | Residential heating technology - Heat pump, Air-to-water - leasing - single-family house - existing building - distributed level 0.83 | HOUELC, HOUAMB | HOUPARRHN_OLDD_DMD | MKr20 | 2025 | 10.2997 | 1.0617 | 0.3296 | [5 empty] | PAR | D | OLD | 3.034 |  | RHNHPELC | 5 | 0.83333 | HOUPARRHNHPELCN05_OLDD_FHPELCE03 | 1 | HOUPARRHNHPELCN05_OLDD | HOUPARRHNHPELCE03_OLDD | HPELCE03 | HPELCN05 | PAR_OLDD | HPELCE03_HPELCN05 | 2 | 0 | 0.9 | Same
HOUPARRHNHPELCN05_OLDD_FHPELCE03_D83 | Residential heating technology - Heat pump, Air-to-water - leasing - single-family house - existing building - distributed level 0.83 | HOUELC, HOUAMB | HOUPARRHN_OLDD_DMD | MKr20 | 2030 | 9.4331 | 0.99194 | 0.31527 | [5 empty] | PAR | D | OLD | 3.1719 |  | RHNHPELC | 5 | 0.83333 | HOUPARRHNHPELCN05_OLDD_FHPELCE03 | 1 | HOUPARRHNHPELCN05_OLDD | HOUPARRHNHPELCE03_OLDD | HPELCE03 | HPELCN05 | PAR_OLDD | HPELCE03_HPELCN05 | 2 | 0 | 0.9 | Same
HOUPARRHNHPELCN05_OLDD_FHPELCE03_D83 | Residential heating technology - Heat pump, Air-to-water - leasing - single-family house - existing building - distributed level 0.83 | HOUELC, HOUAMB | HOUPARRHN_OLDD_DMD | MKr20 | 2040 | 8.7302 | 0.93116 | 0.30214 | [5 empty] | PAR | D | OLD | 3.3098 |  | RHNHPELC | 5 | 0.83333 | HOUPARRHNHPELCN05_OLDD_FHPELCE03 | 1 | HOUPARRHNHPELCN05_OLDD | HOUPARRHNHPELCE03_OLDD | HPELCE03 | HPELCN05 | PAR_OLDD | HPELCE03_HPELCN05 | 2 | 0 | 0.9 | Same
HOUPARRHNHPELCN05_OLDD_FHPELCE03_D83 | Residential heating technology - Heat pump, Air-to-water - leasing - single-family house - existing building - distributed level 0.83 | HOUELC, HOUAMB | HOUPARRHN_OLDD_DMD | MKr20 | 2050 | 8.0273 | 0.87038 | 0.29397 | [5 empty] | PAR | D | OLD | 3.4017 |  | RHNHPELC | 5 | 0.83333 | HOUPARRHNHPELCN05_OLDD_FHPELCE03 | 1 | HOUPARRHNHPELCN05_OLDD | HOUPARRHNHPELCE03_OLDD | HPELCE03 | HPELCN05 | PAR_OLDD | HPELCE03_HPELCN05 | 2 | 0 | 0.9 | Same
HOUPARRHNHPELCN04_OLDD_FHPELCE03_D83 | Residential heating technology - Heat pump, Ground source - single-family house - existing building - distributed level 0.83 | HOUELC, HOUAMB | HOUPARRHN_OLDD_DMD | MKr20 | 2020 | 31.2193 | 0.35501 | 0.31527 | [5 empty] | PAR | D | OLD | 3.1719 |  | RHNHPELC | 5 | 0.83333 | HOUPARRHNHPELCN04_OLDD_FHPELCE03 | 1 | HOUPARRHNHPELCN04_OLDD | HOUPARRHNHPELCE03_OLDD | HPELCE03 | HPELCN04 | PAR_OLDD | HPELCE03_HPELCN04 | 3 | 0 | 0.95 | Similar
HOUPARRHNHPELCN04_OLDD_FHPELCE03_D83 | Residential heating technology - Heat pump, Ground source - single-family house - existing building - distributed level 0.83 | HOUELC, HOUAMB | HOUPARRHN_OLDD_DMD | MKr20 | 2025 | 29.6583 | 0.25142 | 0.30639 | [5 empty] | PAR | D | OLD | 3.2638 |  | RHNHPELC | 5 | 0.83333 | HOUPARRHNHPELCN04_OLDD_FHPELCE03 | 1 | HOUPARRHNHPELCN04_OLDD | HOUPARRHNHPELCE03_OLDD | HPELCE03 | HPELCN04 | PAR_OLDD | HPELCE03_HPELCN04 | 3 | 0 | 0.95 | Similar
HOUPARRHNHPELCN04_OLDD_FHPELCE03_D83 | Residential heating technology - Heat pump, Ground source - single-family house - existing building - distributed level 0.83 | HOUELC, HOUAMB | HOUPARRHN_OLDD_DMD | MKr20 | 2030 | 28.0974 | 0.24736 | 0.298 | [5 empty] | PAR | D | OLD | 3.3557 |  | RHNHPELC | 5 | 0.83333 | HOUPARRHNHPELCN04_OLDD_FHPELCE03 | 1 | HOUPARRHNHPELCN04_OLDD | HOUPARRHNHPELCE03_OLDD | HPELCE03 | HPELCN04 | PAR_OLDD | HPELCE03_HPELCN04 | 3 | 0 | 0.95 | Similar
HOUPARRHNHPELCN04_OLDD_FHPELCE03_D83 | Residential heating technology - Heat pump, Ground source - single-family house - existing building - distributed level 0.83 | HOUELC, HOUAMB | HOUPARRHN_OLDD_DMD | MKr20 | 2040 | 26.6925 | 0.23984 | 0.28623 | [5 empty] | PAR | D | OLD | 3.4936 |  | RHNHPELC | 5 | 0.83333 | HOUPARRHNHPELCN04_OLDD_FHPELCE03 | 1 | HOUPARRHNHPELCN04_OLDD | HOUPARRHNHPELCE03_OLDD | HPELCE03 | HPELCN04 | PAR_OLDD | HPELCE03_HPELCN04 | 3 | 0 | 0.95 | Similar
HOUPARRHNHPELCN04_OLDD_FHPELCE03_D83 | Residential heating technology - Heat pump, Ground source - single-family house - existing building - distributed level 0.83 | HOUELC, HOUAMB | HOUPARRHN_OLDD_DMD | MKr20 | 2050 | 25.2876 | 0.23231 | 0.28252 | [5 empty] | PAR | D | OLD | 3.5396 |  | RHNHPELC | 5 | 0.83333 | HOUPARRHNHPELCN04_OLDD_FHPELCE03 | 1 | HOUPARRHNHPELCN04_OLDD | HOUPARRHNHPELCE03_OLDD | HPELCE03 | HPELCN04 | PAR_OLDD | HPELCE03_HPELCN04 | 3 | 0 | 0.95 | Similar
HOUPARRHNHPELCN03_OLDD_FHPELCE03_D83 | Residential heating technology - Heat pump, Air-to-water - single-family house - existing building - distributed level 0.83 | HOUELC, HOUAMB | HOUPARRHN_OLDD_DMD | MKr20 | 2020 | 22.3327 | 0.38487 | 0.3453 | [5 empty] | PAR | D | OLD | 2.8961 |  | RHNHPELC | 5 | 0.83333 | HOUPARRHNHPELCN03_OLDD_FHPELCE03 | 1 | HOUPARRHNHPELCN03_OLDD | HOUPARRHNHPELCE03_OLDD | HPELCE03 | HPELCN03 | PAR_OLDD | HPELCE03_HPELCN03 | 2 | 0 | 0.9 | Same
HOUPARRHNHPELCN03_OLDD_FHPELCE03_D83 | Residential heating technology - Heat pump, Air-to-water - single-family house - existing building - distributed level 0.83 | HOUELC, HOUAMB | HOUPARRHN_OLDD_DMD | MKr20 | 2025 | 20.5994 | 0.28128 | 0.3296 | [5 empty] | PAR | D | OLD | 3.034 |  | RHNHPELC | 5 | 0.83333 | HOUPARRHNHPELCN03_OLDD_FHPELCE03 | 1 | HOUPARRHNHPELCN03_OLDD | HOUPARRHNHPELCE03_OLDD | HPELCE03 | HPELCN03 | PAR_OLDD | HPELCE03_HPELCN03 | 2 | 0 | 0.9 | Same
HOUPARRHNHPELCN03_OLDD_FHPELCE03_D83 | Residential heating technology - Heat pump, Air-to-water - single-family house - existing building - distributed level 0.83 | HOUELC, HOUAMB | HOUPARRHN_OLDD_DMD | MKr20 | 2030 | 18.8662 | 0.27722 | 0.31527 | [5 empty] | PAR | D | OLD | 3.1719 |  | RHNHPELC | 5 | 0.83333 | HOUPARRHNHPELCN03_OLDD_FHPELCE03 | 1 | HOUPARRHNHPELCN03_OLDD | HOUPARRHNHPELCE03_OLDD | HPELCE03 | HPELCN03 | PAR_OLDD | HPELCE03_HPELCN03 | 2 | 0 | 0.9 | Same
HOUPARRHNHPELCN03_OLDD_FHPELCE03_D83 | Residential heating technology - Heat pump, Air-to-water - single-family house - existing building - distributed level 0.83 | HOUELC, HOUAMB | HOUPARRHN_OLDD_DMD | MKr20 | 2040 | 17.4604 | 0.2697 | 0.30214 | [5 empty] | PAR | D | OLD | 3.3098 |  | RHNHPELC | 5 | 0.83333 | HOUPARRHNHPELCN03_OLDD_FHPELCE03 | 1 | HOUPARRHNHPELCN03_OLDD | HOUPARRHNHPELCE03_OLDD | HPELCE03 | HPELCN03 | PAR_OLDD | HPELCE03_HPELCN03 | 2 | 0 | 0.9 | Same
HOUPARRHNHPELCN03_OLDD_FHPELCE03_D83 | Residential heating technology - Heat pump, Air-to-water - single-family house - existing building - distributed level 0.83 | HOUELC, HOUAMB | HOUPARRHN_OLDD_DMD | MKr20 | 2050 | 16.0546 | 0.26217 | 0.29397 | [5 empty] | PAR | D | OLD | 3.4017 |  | RHNHPELC | 5 | 0.83333 | HOUPARRHNHPELCN03_OLDD_FHPELCE03 | 1 | HOUPARRHNHPELCN03_OLDD | HOUPARRHNHPELCE03_OLDD | HPELCE03 | HPELCN03 | PAR_OLDD | HPELCE03_HPELCN03 | 2 | 0 | 0.9 | Same
HOUPARRHNHPELCN02_OLDD_FHPELCE03_D83 | Residential heating technology - Heat pump, Air-to-air - single-family house - existing building - distributed level 0.83 | HOUELC, HOUAMB | HOUPARRHN_OLDD_DMD | MKr20 | 2020 | 4.557 | 0.20009 | 0.22427 | [5 empty] | PAR | D | OLD | 4.459 |  | RHNHPELC | 5 | 0.83333 | HOUPARRHNHPELCN02_OLDD_FHPELCE03 | 1 | HOUPARRHNHPELCN02_OLDD | HOUPARRHNHPELCE03_OLDD | HPELCE03 | HPELCN02 | PAR_OLDD | HPELCE03_HPELCN02 | 5 | 0 | 1.1 | Unlikely
HOUPARRHNHPELCN02_OLDD_FHPELCE03_D83 | Residential heating technology - Heat pump, Air-to-air - single-family house - existing building - distributed level 0.83 | HOUELC, HOUAMB | HOUPARRHN_OLDD_DMD | MKr20 | 2025 | 4.4456 | 0.13594 | 0.21327 | [5 empty] | PAR | D | OLD | 4.6888 |  | RHNHPELC | 5 | 0.83333 | HOUPARRHNHPELCN02_OLDD_FHPELCE03 | 1 | HOUPARRHNHPELCN02_OLDD | HOUPARRHNHPELCE03_OLDD | HPELCE03 | HPELCN02 | PAR_OLDD | HPELCE03_HPELCN02 | 5 | 0 | 1.1 | Unlikely
HOUPARRHNHPELCN02_OLDD_FHPELCE03_D83 | Residential heating technology - Heat pump, Air-to-air - single-family house - existing building - distributed level 0.83 | HOUELC, HOUAMB | HOUPARRHN_OLDD_DMD | MKr20 | 2030 | 4.3342 | 0.13343 | 0.20522 | [5 empty] | PAR | D | OLD | 4.8727 |  | RHNHPELC | 5 | 0.83333 | HOUPARRHNHPELCN02_OLDD_FHPELCE03 | 1 | HOUPARRHNHPELCN02_OLDD | HOUPARRHNHPELCE03_OLDD | HPELCE03 | HPELCN02 | PAR_OLDD | HPELCE03_HPELCN02 | 5 | 0 | 1.1 | Unlikely
HOUPARRHNHPELCN02_OLDD_FHPELCE03_D83 | Residential heating technology - Heat pump, Air-to-air - single-family house - existing building - distributed level 0.83 | HOUELC, HOUAMB | HOUPARRHN_OLDD_DMD | MKr20 | 2040 | 4.1275 | 0.12877 | 0.19776 | [5 empty] | PAR | D | OLD | 5.0566 |  | RHNHPELC | 5 | 0.83333 | HOUPARRHNHPELCN02_OLDD_FHPELCE03 | 1 | HOUPARRHNHPELCN02_OLDD | HOUPARRHNHPELCE03_OLDD | HPELCE03 | HPELCN02 | PAR_OLDD | HPELCE03_HPELCN02 | 5 | 0 | 1.1 | Unlikely
HOUPARRHNHPELCN02_OLDD_FHPELCE03_D83 | Residential heating technology - Heat pump, Air-to-air - single-family house - existing building - distributed level 0.83 | HOUELC, HOUAMB | HOUPARRHN_OLDD_DMD | MKr20 | 2050 | 3.9207 | 0.12411 | 0.19423 | [5 empty] | PAR | D | OLD | 5.1485 |  | RHNHPELC | 5 | 0.83333 | HOUPARRHNHPELCN02_OLDD_FHPELCE03 | 1 | HOUPARRHNHPELCN02_OLDD | HOUPARRHNHPELCE03_OLDD | HPELCE03 | HPELCN02 | PAR_OLDD | HPELCE03_HPELCN02 | 5 | 0 | 1.1 | Unlikely
HOUPARRHNDIELCN06_OLDD_FHPELCE03_D83 | Residential heating technology - Electric heating - electric panel from Bauhaus - single-family house - new building - distributed level 0.83 | HOUELC | HOUPARRHN_OLDD_DMD | MKr20 | 2020 | 0.70255 | 0 | [6 empty] | PAR | D | OLD |  |  | RHNDIELC | 5 | 0.83333 | HOUPARRHNDIELCN06_OLDD_FHPELCE03 | 1 | HOUPARRHNDIELCN06_OLDD | HOUPARRHNHPELCE03_OLDD | HPELCE03 | DIELCN06 | PAR_OLDD | HPELCE03_DIELCN06 | 5 | 0 | 1.1 | Unlikely
HOUPARRHNDIELCN06_OLDD_FHPELCE03_D83 | Residential heating technology - Electric heating - electric panel from Bauhaus - single-family house - new building - distributed level 0.83 | HOUELC | HOUPARRHN_OLDD_DMD | MKr20 | 2025 | 0.70255 | 0 | [6 empty] | PAR | D | OLD |  |  | RHNDIELC | 5 | 0.83333 | HOUPARRHNDIELCN06_OLDD_FHPELCE03 | 1 | HOUPARRHNDIELCN06_OLDD | HOUPARRHNHPELCE03_OLDD | HPELCE03 | DIELCN06 | PAR_OLDD | HPELCE03_DIELCN06 | 5 | 0 | 1.1 | Unlikely
HOUPARRHNDIELCN06_OLDD_FHPELCE03_D83 | Residential heating technology - Electric heating - electric panel from Bauhaus - single-family house - new building - distributed level 0.83 | HOUELC | HOUPARRHN_OLDD_DMD | MKr20 | 2030 | 0.70255 | 0 | [6 empty] | PAR | D | OLD |  |  | RHNDIELC | 5 | 0.83333 | HOUPARRHNDIELCN06_OLDD_FHPELCE03 | 1 | HOUPARRHNDIELCN06_OLDD | HOUPARRHNHPELCE03_OLDD | HPELCE03 | DIELCN06 | PAR_OLDD | HPELCE03_DIELCN06 | 5 | 0 | 1.1 | Unlikely
HOUPARRHNDIELCN06_OLDD_FHPELCE03_D83 | Residential heating technology - Electric heating - electric panel from Bauhaus - single-family house - new building - distributed level 0.83 | HOUELC | HOUPARRHN_OLDD_DMD | MKr20 | 2040 | 0.70255 | 0 | [6 empty] | PAR | D | OLD |  |  | RHNDIELC | 5 | 0.83333 | HOUPARRHNDIELCN06_OLDD_FHPELCE03 | 1 | HOUPARRHNDIELCN06_OLDD | HOUPARRHNHPELCE03_OLDD | HPELCE03 | DIELCN06 | PAR_OLDD | HPELCE03_DIELCN06 | 5 | 0 | 1.1 | Unlikely
HOUPARRHNDIELCN06_OLDD_FHPELCE03_D83 | Residential heating technology - Electric heating - electric panel from Bauhaus - single-family house - new building - distributed level 0.83 | HOUELC | HOUPARRHN_OLDD_DMD | MKr20 | 2050 | 0.70255 | 0 | [6 empty] | PAR | D | OLD |  |  | RHNDIELC | 5 | 0.83333 | HOUPARRHNDIELCN06_OLDD_FHPELCE03 | 1 | HOUPARRHNDIELCN06_OLDD | HOUPARRHNHPELCE03_OLDD | HPELCE03 | DIELCN06 | PAR_OLDD | HPELCE03_DIELCN06 | 5 | 0 | 1.1 | Unlikely
HOUPARRHNDIELCN01_OLDD_FHPELCE03_D83 | Residential heating technology - Electric heating - single-family house - new building - distributed level 0.83 | HOUELC | HOUPARRHN_OLDD_DMD | MKr20 | 2020 | 8.5362 | 0.06921 | [6 empty] | PAR | D | OLD |  |  | RHNDIELC | 5 | 0.83333 | HOUPARRHNDIELCN01_OLDD_FHPELCE03 | 1 | HOUPARRHNDIELCN01_OLDD | HOUPARRHNHPELCE03_OLDD | HPELCE03 | DIELCN01 | PAR_OLDD | HPELCE03_DIELCN01 | 5 | 0 | 1.1 | Unlikely
HOUPARRHNDIELCN01_OLDD_FHPELCE03_D83 | Residential heating technology - Electric heating - single-family house - new building - distributed level 0.83 | HOUELC | HOUPARRHN_OLDD_DMD | MKr20 | 2025 | 8.3249 | 0.06921 | [6 empty] | PAR | D | OLD |  |  | RHNDIELC | 5 | 0.83333 | HOUPARRHNDIELCN01_OLDD_FHPELCE03 | 1 | HOUPARRHNDIELCN01_OLDD | HOUPARRHNHPELCE03_OLDD | HPELCE03 | DIELCN01 | PAR_OLDD | HPELCE03_DIELCN01 | 5 | 0 | 1.1 | Unlikely
HOUPARRHNDIELCN01_OLDD_FHPELCE03_D83 | Residential heating technology - Electric heating - single-family house - new building - distributed level 0.83 | HOUELC | HOUPARRHN_OLDD_DMD | MKr20 | 2030 | 8.1188 | 0.066326 | [6 empty] | PAR | D | OLD |  |  | RHNDIELC | 5 | 0.83333 | HOUPARRHNDIELCN01_OLDD_FHPELCE03 | 1 | HOUPARRHNDIELCN01_OLDD | HOUPARRHNHPELCE03_OLDD | HPELCE03 | DIELCN01 | PAR_OLDD | HPELCE03_DIELCN01 | 5 | 0 | 1.1 | Unlikely
HOUPARRHNDIELCN01_OLDD_FHPELCE03_D83 | Residential heating technology - Electric heating - single-family house - new building - distributed level 0.83 | HOUELC | HOUPARRHN_OLDD_DMD | MKr20 | 2040 | 7.7219 | 0.063442 | [6 empty] | PAR | D | OLD |  |  | RHNDIELC | 5 | 0.83333 | HOUPARRHNDIELCN01_OLDD_FHPELCE03 | 1 | HOUPARRHNDIELCN01_OLDD | HOUPARRHNHPELCE03_OLDD | HPELCE03 | DIELCN01 | PAR_OLDD | HPELCE03_DIELCN01 | 5 | 0 | 1.1 | Unlikely
HOUPARRHNDIELCN01_OLDD_FHPELCE03_D83 | Residential heating technology - Electric heating - single-family house - new building - distributed level 0.83 | HOUELC | HOUPARRHN_OLDD_DMD | MKr20 | 2050 | 7.3444 | 0.060559 | [6 empty] | PAR | D | OLD |  |  | RHNDIELC | 5 | 0.83333 | HOUPARRHNDIELCN01_OLDD_FHPELCE03 | 1 | HOUPARRHNDIELCN01_OLDD | HOUPARRHNHPELCE03_OLDD | HPELCE03 | DIELCN01 | PAR_OLDD | HPELCE03_DIELCN01 | 5 | 0 | 1.1 | Unlikely
HOUPARRHNBHSOLN01_OLDD_FHPELCE03_D83 | Residential heating technology - Solar heating system - single-family house - existing building - distributed level 0.83 | HOUSOL | HOUPARRHN_OLDD_DMD | MKr20 | 2020 | 9.3804 | 0.10804 | [6 empty] | PAR | D | OLD |  |  | RHNBHSOL | 5 | 0.83333 | HOUPARRHNBHSOLN01_OLDD_FHPELCE03 | 1 | HOUPARRHNBHSOLN01_OLDD | HOUPARRHNHPELCE03_OLDD | HPELCE03 | BHSOLN01 | PAR_OLDD | HPELCE03_BHSOLN01 | 5 | 0 | 1.1 | Unlikely
HOUPARRHNBHSOLN01_OLDD_FHPELCE03_D83 | Residential heating technology - Solar heating system - single-family house - existing building - distributed level 0.83 | HOUSOL | HOUPARRHN_OLDD_DMD | MKr20 | 2025 | 9.1482 | 0.10145 | [6 empty] | PAR | D | OLD |  |  | RHNBHSOL | 5 | 0.83333 | HOUPARRHNBHSOLN01_OLDD_FHPELCE03 | 1 | HOUPARRHNBHSOLN01_OLDD | HOUPARRHNHPELCE03_OLDD | HPELCE03 | BHSOLN01 | PAR_OLDD | HPELCE03_BHSOLN01 | 5 | 0 | 1.1 | Unlikely
HOUPARRHNBHSOLN01_OLDD_FHPELCE03_D83 | Residential heating technology - Solar heating system - single-family house - existing building - distributed level 0.83 | HOUSOL | HOUPARRHN_OLDD_DMD | MKr20 | 2030 | 8.9218 | 0.098974 | [6 empty] | PAR | D | OLD |  |  | RHNBHSOL | 5 | 0.83333 | HOUPARRHNBHSOLN01_OLDD_FHPELCE03 | 1 | HOUPARRHNBHSOLN01_OLDD | HOUPARRHNHPELCE03_OLDD | HPELCE03 | BHSOLN01 | PAR_OLDD | HPELCE03_BHSOLN01 | 5 | 0 | 1.1 | Unlikely
HOUPARRHNBHSOLN01_OLDD_FHPELCE03_D83 | Residential heating technology - Solar heating system - single-family house - existing building - distributed level 0.83 | HOUSOL | HOUPARRHN_OLDD_DMD | MKr20 | 2040 | 8.4856 | 0.093619 | [6 empty] | PAR | D | OLD |  |  | RHNBHSOL | 5 | 0.83333 | HOUPARRHNBHSOLN01_OLDD_FHPELCE03 | 1 | HOUPARRHNBHSOLN01_OLDD | HOUPARRHNHPELCE03_OLDD | HPELCE03 | BHSOLN01 | PAR_OLDD | HPELCE03_BHSOLN01 | 5 | 0 | 1.1 | Unlikely
HOUPARRHNBHSOLN01_OLDD_FHPELCE03_D83 | Residential heating technology - Solar heating system - single-family house - existing building - distributed level 0.83 | HOUSOL | HOUPARRHN_OLDD_DMD | MKr20 | 2050 | 8.0707 | 0.088263 | [6 empty] | PAR | D | OLD |  |  | RHNBHSOL | 5 | 0.83333 | HOUPARRHNBHSOLN01_OLDD_FHPELCE03 | 1 | HOUPARRHNBHSOLN01_OLDD | HOUPARRHNHPELCE03_OLDD | HPELCE03 | BHSOLN01 | PAR_OLDD | HPELCE03_BHSOLN01 | 5 | 0 | 1.1 | Unlikely
HOUPARRHNBHDHDN03_OLDD_FHPELCE03_D83 | Residential heating technology - Direct district heating substation - plus connection pipe - single-family house - existing building - distributed level 0.83 | HOUDHD | HOUPARRHN_OLDD_DMD | MKr20 | 2020 | 3.7272 | 0.035153 | [6 empty] | PAR | D | OLD |  |  | RHNBHDHD | 5 | 0.83333 | HOUPARRHNBHDHDN03_OLDD_FHPELCE03 | 1 | HOUPARRHNBHDHDN03_OLDD | HOUPARRHNHPELCE03_OLDD | HPELCE03 | BHDHDN03 | PAR_OLDD | HPELCE03_BHDHDN03 | 6 | 0 | 1 | New
HOUPARRHNBHDHDN03_OLDD_FHPELCE03_D83 | Residential heating technology - Direct district heating substation - plus connection pipe - single-family house - existing building - distributed level 0.83 | HOUDHD | HOUPARRHN_OLDD_DMD | MKr20 | 2025 | 3.684 | 0.034893 | [6 empty] | PAR | D | OLD |  |  | RHNBHDHD | 5 | 0.83333 | HOUPARRHNBHDHDN03_OLDD_FHPELCE03 | 1 | HOUPARRHNBHDHDN03_OLDD | HOUPARRHNHPELCE03_OLDD | HPELCE03 | BHDHDN03 | PAR_OLDD | HPELCE03_BHDHDN03 | 6 | 0 | 1 | New
HOUPARRHNBHDHDN03_OLDD_FHPELCE03_D83 | Residential heating technology - Direct district heating substation - plus connection pipe - single-family house - existing building - distributed level 0.83 | HOUDHD | HOUPARRHN_OLDD_DMD | MKr20 | 2030 | 3.6479 | 0.03427 | [6 empty] | PAR | D | OLD |  |  | RHNBHDHD | 5 | 0.83333 | HOUPARRHNBHDHDN03_OLDD_FHPELCE03 | 1 | HOUPARRHNBHDHDN03_OLDD | HOUPARRHNHPELCE03_OLDD | HPELCE03 | BHDHDN03 | PAR_OLDD | HPELCE03_BHDHDN03 | 6 | 0 | 1 | New
HOUPARRHNBHDHDN03_OLDD_FHPELCE03_D83 | Residential heating technology - Direct district heating substation - plus connection pipe - single-family house - existing building - distributed level 0.83 | HOUDHD | HOUPARRHN_OLDD_DMD | MKr20 | 2040 | 3.583 | 0.032794 | [6 empty] | PAR | D | OLD |  |  | RHNBHDHD | 5 | 0.83333 | HOUPARRHNBHDHDN03_OLDD_FHPELCE03 | 1 | HOUPARRHNBHDHDN03_OLDD | HOUPARRHNHPELCE03_OLDD | HPELCE03 | BHDHDN03 | PAR_OLDD | HPELCE03_BHDHDN03 | 6 | 0 | 1 | New
HOUPARRHNBHDHDN03_OLDD_FHPELCE03_D83 | Residential heating technology - Direct district heating substation - plus connection pipe - single-family house - existing building - distributed level 0.83 | HOUDHD | HOUPARRHN_OLDD_DMD | MKr20 | 2050 | 3.511 | 0.030647 | [6 empty] | PAR | D | OLD |  |  | RHNBHDHD | 5 | 0.83333 | HOUPARRHNBHDHDN03_OLDD_FHPELCE03 | 1 | HOUPARRHNBHDHDN03_OLDD | HOUPARRHNHPELCE03_OLDD | HPELCE03 | BHDHDN03 | PAR_OLDD | HPELCE03_BHDHDN03 | 6 | 0 | 1 | New
HOUPARRHNHPELCN07_OLDI_FHPELCE03_D83 | Residential heating technology - Heat pump, Air-to-water, low-price product - single-family house - existing building - distributed level 0.83 | HOUELC, HOUAMB | HOUPARRHN_OLDI_DMD | MKr20 | 2020 | 10.8889 | 0.44459 | 0.36256 | [5 empty] | PAR | I | OLD | 2.7581 |  | RHNHPELC | 5 | 0.83333 | HOUPARRHNHPELCN07_OLDI_FHPELCE03 | 1 | HOUPARRHNHPELCN07_OLDI | HOUPARRHNHPELCE03_OLDI | HPELCE03 | HPELCN07 | PAR_OLDI | HPELCE03_HPELCN07 | 2 | 0 | 0.9 | Same
HOUPARRHNHPELCN07_OLDI_FHPELCE03_D83 | Residential heating technology - Heat pump, Air-to-water, low-price product - single-family house - existing building - distributed level 0.83 | HOUELC, HOUAMB | HOUPARRHN_OLDI_DMD | MKr20 | 2025 | 9.9613 | 0.341 | 0.3453 | [5 empty] | PAR | I | OLD | 2.8961 |  | RHNHPELC | 5 | 0.83333 | HOUPARRHNHPELCN07_OLDI_FHPELCE03 | 1 | HOUPARRHNHPELCN07_OLDI | HOUPARRHNHPELCE03_OLDI | HPELCE03 | HPELCN07 | PAR_OLDI | HPELCE03_HPELCN07 | 2 | 0 | 0.9 | Same
HOUPARRHNHPELCN07_OLDI_FHPELCE03_D83 | Residential heating technology - Heat pump, Air-to-water, low-price product - single-family house - existing building - distributed level 0.83 | HOUELC, HOUAMB | HOUPARRHN_OLDI_DMD | MKr20 | 2030 | 9.0338 | 0.33694 | 0.3296 | [5 empty] | PAR | I | OLD | 3.034 |  | RHNHPELC | 5 | 0.83333 | HOUPARRHNHPELCN07_OLDI_FHPELCE03 | 1 | HOUPARRHNHPELCN07_OLDI | HOUPARRHNHPELCE03_OLDI | HPELCE03 | HPELCN07 | PAR_OLDI | HPELCE03_HPELCN07 | 2 | 0 | 0.9 | Same
HOUPARRHNHPELCN07_OLDI_FHPELCE03_D83 | Residential heating technology - Heat pump, Air-to-water, low-price product - single-family house - existing building - distributed level 0.83 | HOUELC, HOUAMB | HOUPARRHN_OLDI_DMD | MKr20 | 2040 | 8.2948 | 0.32942 | 0.31527 | [5 empty] | PAR | I | OLD | 3.1719 |  | RHNHPELC | 5 | 0.83333 | HOUPARRHNHPELCN07_OLDI_FHPELCE03 | 1 | HOUPARRHNHPELCN07_OLDI | HOUPARRHNHPELCE03_OLDI | HPELCE03 | HPELCN07 | PAR_OLDI | HPELCE03_HPELCN07 | 2 | 0 | 0.9 | Same
HOUPARRHNHPELCN07_OLDI_FHPELCE03_D83 | Residential heating technology - Heat pump, Air-to-water, low-price product - single-family house - existing building - distributed level 0.83 | HOUELC, HOUAMB | HOUPARRHN_OLDI_DMD | MKr20 | 2050 | 7.5558 | 0.32189 | 0.30639 | [5 empty] | PAR | I | OLD | 3.2638 |  | RHNHPELC | 5 | 0.83333 | HOUPARRHNHPELCN07_OLDI_FHPELCE03 | 1 | HOUPARRHNHPELCN07_OLDI | HOUPARRHNHPELCE03_OLDI | HPELCE03 | HPELCN07 | PAR_OLDI | HPELCE03_HPELCN07 | 2 | 0 | 0.9 | Same
HOUPARRHNHPELCN05_OLDI_FHPELCE03_D83 | Residential heating technology - Heat pump, Air-to-water - leasing - single-family house - existing building - distributed level 0.83 | HOUELC, HOUAMB | HOUPARRHN_OLDI_DMD | MKr20 | 2020 | 11.1663 | 1.2309 | 0.3453 | [5 empty] | PAR | I | OLD | 2.8961 |  | RHNHPELC | 5 | 0.83333 | HOUPARRHNHPELCN05_OLDI_FHPELCE03 | 1 | HOUPARRHNHPELCN05_OLDI | HOUPARRHNHPELCE03_OLDI | HPELCE03 | HPELCN05 | PAR_OLDI | HPELCE03_HPELCN05 | 2 | 0 | 0.9 | Same
HOUPARRHNHPELCN05_OLDI_FHPELCE03_D83 | Residential heating technology - Heat pump, Air-to-water - leasing - single-family house - existing building - distributed level 0.83 | HOUELC, HOUAMB | HOUPARRHN_OLDI_DMD | MKr20 | 2025 | 10.2997 | 1.0617 | 0.3296 | [5 empty] | PAR | I | OLD | 3.034 |  | RHNHPELC | 5 | 0.83333 | HOUPARRHNHPELCN05_OLDI_FHPELCE03 | 1 | HOUPARRHNHPELCN05_OLDI | HOUPARRHNHPELCE03_OLDI | HPELCE03 | HPELCN05 | PAR_OLDI | HPELCE03_HPELCN05 | 2 | 0 | 0.9 | Same
HOUPARRHNHPELCN05_OLDI_FHPELCE03_D83 | Residential heating technology - Heat pump, Air-to-water - leasing - single-family house - existing building - distributed level 0.83 | HOUELC, HOUAMB | HOUPARRHN_OLDI_DMD | MKr20 | 2030 | 9.4331 | 0.99194 | 0.31527 | [5 empty] | PAR | I | OLD | 3.1719 |  | RHNHPELC | 5 | 0.83333 | HOUPARRHNHPELCN05_OLDI_FHPELCE03 | 1 | HOUPARRHNHPELCN05_OLDI | HOUPARRHNHPELCE03_OLDI | HPELCE03 | HPELCN05 | PAR_OLDI | HPELCE03_HPELCN05 | 2 | 0 | 0.9 | Same
HOUPARRHNHPELCN05_OLDI_FHPELCE03_D83 | Residential heating technology - Heat pump, Air-to-water - leasing - single-family house - existing building - distributed level 0.83 | HOUELC, HOUAMB | HOUPARRHN_OLDI_DMD | MKr20 | 2040 | 8.7302 | 0.93116 | 0.30214 | [5 empty] | PAR | I | OLD | 3.3098 |  | RHNHPELC | 5 | 0.83333 | HOUPARRHNHPELCN05_OLDI_FHPELCE03 | 1 | HOUPARRHNHPELCN05_OLDI | HOUPARRHNHPELCE03_OLDI | HPELCE03 | HPELCN05 | PAR_OLDI | HPELCE03_HPELCN05 | 2 | 0 | 0.9 | Same
HOUPARRHNHPELCN05_OLDI_FHPELCE03_D83 | Residential heating technology - Heat pump, Air-to-water - leasing - single-family house - existing building - distributed level 0.83 | HOUELC, HOUAMB | HOUPARRHN_OLDI_DMD | MKr20 | 2050 | 8.0273 | 0.87038 | 0.29397 | [5 empty] | PAR | I | OLD | 3.4017 |  | RHNHPELC | 5 | 0.83333 | HOUPARRHNHPELCN05_OLDI_FHPELCE03 | 1 | HOUPARRHNHPELCN05_OLDI | HOUPARRHNHPELCE03_OLDI | HPELCE03 | HPELCN05 | PAR_OLDI | HPELCE03_HPELCN05 | 2 | 0 | 0.9 | Same
HOUPARRHNHPELCN04_OLDI_FHPELCE03_D83 | Residential heating technology - Heat pump, Ground source - single-family house - existing building - distributed level 0.83 | HOUELC, HOUAMB | HOUPARRHN_OLDI_DMD | MKr20 | 2020 | 31.2193 | 0.35501 | 0.31527 | [5 empty] | PAR | I | OLD | 3.1719 |  | RHNHPELC | 5 | 0.83333 | HOUPARRHNHPELCN04_OLDI_FHPELCE03 | 1 | HOUPARRHNHPELCN04_OLDI | HOUPARRHNHPELCE03_OLDI | HPELCE03 | HPELCN04 | PAR_OLDI | HPELCE03_HPELCN04 | 3 | 0 | 0.95 | Similar
HOUPARRHNHPELCN04_OLDI_FHPELCE03_D83 | Residential heating technology - Heat pump, Ground source - single-family house - existing building - distributed level 0.83 | HOUELC, HOUAMB | HOUPARRHN_OLDI_DMD | MKr20 | 2025 | 29.6583 | 0.25142 | 0.30639 | [5 empty] | PAR | I | OLD | 3.2638 |  | RHNHPELC | 5 | 0.83333 | HOUPARRHNHPELCN04_OLDI_FHPELCE03 | 1 | HOUPARRHNHPELCN04_OLDI | HOUPARRHNHPELCE03_OLDI | HPELCE03 | HPELCN04 | PAR_OLDI | HPELCE03_HPELCN04 | 3 | 0 | 0.95 | Similar
HOUPARRHNHPELCN04_OLDI_FHPELCE03_D83 | Residential heating technology - Heat pump, Ground source - single-family house - existing building - distributed level 0.83 | HOUELC, HOUAMB | HOUPARRHN_OLDI_DMD | MKr20 | 2030 | 28.0974 | 0.24736 | 0.298 | [5 empty] | PAR | I | OLD | 3.3557 |  | RHNHPELC | 5 | 0.83333 | HOUPARRHNHPELCN04_OLDI_FHPELCE03 | 1 | HOUPARRHNHPELCN04_OLDI | HOUPARRHNHPELCE03_OLDI | HPELCE03 | HPELCN04 | PAR_OLDI | HPELCE03_HPELCN04 | 3 | 0 | 0.95 | Similar
HOUPARRHNHPELCN04_OLDI_FHPELCE03_D83 | Residential heating technology - Heat pump, Ground source - single-family house - existing building - distributed level 0.83 | HOUELC, HOUAMB | HOUPARRHN_OLDI_DMD | MKr20 | 2040 | 26.6925 | 0.23984 | 0.28623 | [5 empty] | PAR | I | OLD | 3.4936 |  | RHNHPELC | 5 | 0.83333 | HOUPARRHNHPELCN04_OLDI_FHPELCE03 | 1 | HOUPARRHNHPELCN04_OLDI | HOUPARRHNHPELCE03_OLDI | HPELCE03 | HPELCN04 | PAR_OLDI | HPELCE03_HPELCN04 | 3 | 0 | 0.95 | Similar
HOUPARRHNHPELCN04_OLDI_FHPELCE03_D83 | Residential heating technology - Heat pump, Ground source - single-family house - existing building - distributed level 0.83 | HOUELC, HOUAMB | HOUPARRHN_OLDI_DMD | MKr20 | 2050 | 25.2876 | 0.23231 | 0.28252 | [5 empty] | PAR | I | OLD | 3.5396 |  | RHNHPELC | 5 | 0.83333 | HOUPARRHNHPELCN04_OLDI_FHPELCE03 | 1 | HOUPARRHNHPELCN04_OLDI | HOUPARRHNHPELCE03_OLDI | HPELCE03 | HPELCN04 | PAR_OLDI | HPELCE03_HPELCN04 | 3 | 0 | 0.95 | Similar
HOUPARRHNHPELCN03_OLDI_FHPELCE03_D83 | Residential heating technology - Heat pump, Air-to-water - single-family house - existing building - distributed level 0.83 | HOUELC, HOUAMB | HOUPARRHN_OLDI_DMD | MKr20 | 2020 | 22.3327 | 0.38487 | 0.3453 | [5 empty] | PAR | I | OLD | 2.8961 |  | RHNHPELC | 5 | 0.83333 | HOUPARRHNHPELCN03_OLDI_FHPELCE03 | 1 | HOUPARRHNHPELCN03_OLDI | HOUPARRHNHPELCE03_OLDI | HPELCE03 | HPELCN03 | PAR_OLDI | HPELCE03_HPELCN03 | 2 | 0 | 0.9 | Same
HOUPARRHNHPELCN03_OLDI_FHPELCE03_D83 | Residential heating technology - Heat pump, Air-to-water - single-family house - existing building - distributed level 0.83 | HOUELC, HOUAMB | HOUPARRHN_OLDI_DMD | MKr20 | 2025 | 20.5994 | 0.28128 | 0.3296 | [5 empty] | PAR | I | OLD | 3.034 |  | RHNHPELC | 5 | 0.83333 | HOUPARRHNHPELCN03_OLDI_FHPELCE03 | 1 | HOUPARRHNHPELCN03_OLDI | HOUPARRHNHPELCE03_OLDI | HPELCE03 | HPELCN03 | PAR_OLDI | HPELCE03_HPELCN03 | 2 | 0 | 0.9 | Same
HOUPARRHNHPELCN03_OLDI_FHPELCE03_D83 | Residential heating technology - Heat pump, Air-to-water - single-family house - existing building - distributed level 0.83 | HOUELC, HOUAMB | HOUPARRHN_OLDI_DMD | MKr20 | 2030 | 18.8662 | 0.27722 | 0.31527 | [5 empty] | PAR | I | OLD | 3.1719 |  | RHNHPELC | 5 | 0.83333 | HOUPARRHNHPELCN03_OLDI_FHPELCE03 | 1 | HOUPARRHNHPELCN03_OLDI | HOUPARRHNHPELCE03_OLDI | HPELCE03 | HPELCN03 | PAR_OLDI | HPELCE03_HPELCN03 | 2 | 0 | 0.9 | Same
HOUPARRHNHPELCN03_OLDI_FHPELCE03_D83 | Residential heating technology - Heat pump, Air-to-water - single-family house - existing building - distributed level 0.83 | HOUELC, HOUAMB | HOUPARRHN_OLDI_DMD | MKr20 | 2040 | 17.4604 | 0.2697 | 0.30214 | [5 empty] | PAR | I | OLD | 3.3098 |  | RHNHPELC | 5 | 0.83333 | HOUPARRHNHPELCN03_OLDI_FHPELCE03 | 1 | HOUPARRHNHPELCN03_OLDI | HOUPARRHNHPELCE03_OLDI | HPELCE03 | HPELCN03 | PAR_OLDI | HPELCE03_HPELCN03 | 2 | 0 | 0.9 | Same
HOUPARRHNHPELCN03_OLDI_FHPELCE03_D83 | Residential heating technology - Heat pump, Air-to-water - single-family house - existing building - distributed level 0.83 | HOUELC, HOUAMB | HOUPARRHN_OLDI_DMD | MKr20 | 2050 | 16.0546 | 0.26217 | 0.29397 | [5 empty] | PAR | I | OLD | 3.4017 |  | RHNHPELC | 5 | 0.83333 | HOUPARRHNHPELCN03_OLDI_FHPELCE03 | 1 | HOUPARRHNHPELCN03_OLDI | HOUPARRHNHPELCE03_OLDI | HPELCE03 | HPELCN03 | PAR_OLDI | HPELCE03_HPELCN03 | 2 | 0 | 0.9 | Same
HOUPARRHNHPELCN02_OLDI_FHPELCE03_D83 | Residential heating technology - Heat pump, Air-to-air - single-family house - existing building - distributed level 0.83 | HOUELC, HOUAMB | HOUPARRHN_OLDI_DMD | MKr20 | 2020 | 4.557 | 0.20009 | 0.22427 | [5 empty] | PAR | I | OLD | 4.459 |  | RHNHPELC | 5 | 0.83333 | HOUPARRHNHPELCN02_OLDI_FHPELCE03 | 1 | HOUPARRHNHPELCN02_OLDI | HOUPARRHNHPELCE03_OLDI | HPELCE03 | HPELCN02 | PAR_OLDI | HPELCE03_HPELCN02 | 5 | 0 | 1.1 | Unlikely
HOUPARRHNHPELCN02_OLDI_FHPELCE03_D83 | Residential heating technology - Heat pump, Air-to-air - single-family house - existing building - distributed level 0.83 | HOUELC, HOUAMB | HOUPARRHN_OLDI_DMD | MKr20 | 2025 | 4.4456 | 0.13594 | 0.21327 | [5 empty] | PAR | I | OLD | 4.6888 |  | RHNHPELC | 5 | 0.83333 | HOUPARRHNHPELCN02_OLDI_FHPELCE03 | 1 | HOUPARRHNHPELCN02_OLDI | HOUPARRHNHPELCE03_OLDI | HPELCE03 | HPELCN02 | PAR_OLDI | HPELCE03_HPELCN02 | 5 | 0 | 1.1 | Unlikely
HOUPARRHNHPELCN02_OLDI_FHPELCE03_D83 | Residential heating technology - Heat pump, Air-to-air - single-family house - existing building - distributed level 0.83 | HOUELC, HOUAMB | HOUPARRHN_OLDI_DMD | MKr20 | 2030 | 4.3342 | 0.13343 | 0.20522 | [5 empty] | PAR | I | OLD | 4.8727 |  | RHNHPELC | 5 | 0.83333 | HOUPARRHNHPELCN02_OLDI_FHPELCE03 | 1 | HOUPARRHNHPELCN02_OLDI | HOUPARRHNHPELCE03_OLDI | HPELCE03 | HPELCN02 | PAR_OLDI | HPELCE03_HPELCN02 | 5 | 0 | 1.1 | Unlikely
HOUPARRHNHPELCN02_OLDI_FHPELCE03_D83 | Residential heating technology - Heat pump, Air-to-air - single-family house - existing building - distributed level 0.83 | HOUELC, HOUAMB | HOUPARRHN_OLDI_DMD | MKr20 | 2040 | 4.1275 | 0.12877 | 0.19776 | [5 empty] | PAR | I | OLD | 5.0566 |  | RHNHPELC | 5 | 0.83333 | HOUPARRHNHPELCN02_OLDI_FHPELCE03 | 1 | HOUPARRHNHPELCN02_OLDI | HOUPARRHNHPELCE03_OLDI | HPELCE03 | HPELCN02 | PAR_OLDI | HPELCE03_HPELCN02 | 5 | 0 | 1.1 | Unlikely
HOUPARRHNHPELCN02_OLDI_FHPELCE03_D83 | Residential heating technology - Heat pump, Air-to-air - single-family house - existing building - distributed level 0.83 | HOUELC, HOUAMB | HOUPARRHN_OLDI_DMD | MKr20 | 2050 | 3.9207 | 0.12411 | 0.19423 | [5 empty] | PAR | I | OLD | 5.1485 |  | RHNHPELC | 5 | 0.83333 | HOUPARRHNHPELCN02_OLDI_FHPELCE03 | 1 | HOUPARRHNHPELCN02_OLDI | HOUPARRHNHPELCE03_OLDI | HPELCE03 | HPELCN02 | PAR_OLDI | HPELCE03_HPELCN02 | 5 | 0 | 1.1 | Unlikely
HOUPARRHNDIELCN06_OLDI_FHPELCE03_D83 | Residential heating technology - Electric heating - electric panel from Bauhaus - single-family house - new building - distributed level 0.83 | HOUELC | HOUPARRHN_OLDI_DMD | MKr20 | 2020 | 0.70255 | 0 | [6 empty] | PAR | I | OLD |  |  | RHNDIELC | 5 | 0.83333 | HOUPARRHNDIELCN06_OLDI_FHPELCE03 | 1 | HOUPARRHNDIELCN06_OLDI | HOUPARRHNHPELCE03_OLDI | HPELCE03 | DIELCN06 | PAR_OLDI | HPELCE03_DIELCN06 | 5 | 0 | 1.1 | Unlikely
HOUPARRHNDIELCN06_OLDI_FHPELCE03_D83 | Residential heating technology - Electric heating - electric panel from Bauhaus - single-family house - new building - distributed level 0.83 | HOUELC | HOUPARRHN_OLDI_DMD | MKr20 | 2025 | 0.70255 | 0 | [6 empty] | PAR | I | OLD |  |  | RHNDIELC | 5 | 0.83333 | HOUPARRHNDIELCN06_OLDI_FHPELCE03 | 1 | HOUPARRHNDIELCN06_OLDI | HOUPARRHNHPELCE03_OLDI | HPELCE03 | DIELCN06 | PAR_OLDI | HPELCE03_DIELCN06 | 5 | 0 | 1.1 | Unlikely
HOUPARRHNDIELCN06_OLDI_FHPELCE03_D83 | Residential heating technology - Electric heating - electric panel from Bauhaus - single-family house - new building - distributed level 0.83 | HOUELC | HOUPARRHN_OLDI_DMD | MKr20 | 2030 | 0.70255 | 0 | [6 empty] | PAR | I | OLD |  |  | RHNDIELC | 5 | 0.83333 | HOUPARRHNDIELCN06_OLDI_FHPELCE03 | 1 | HOUPARRHNDIELCN06_OLDI | HOUPARRHNHPELCE03_OLDI | HPELCE03 | DIELCN06 | PAR_OLDI | HPELCE03_DIELCN06 | 5 | 0 | 1.1 | Unlikely
HOUPARRHNDIELCN06_OLDI_FHPELCE03_D83 | Residential heating technology - Electric heating - electric panel from Bauhaus - single-family house - new building - distributed level 0.83 | HOUELC | HOUPARRHN_OLDI_DMD | MKr20 | 2040 | 0.70255 | 0 | [6 empty] | PAR | I | OLD |  |  | RHNDIELC | 5 | 0.83333 | HOUPARRHNDIELCN06_OLDI_FHPELCE03 | 1 | HOUPARRHNDIELCN06_OLDI | HOUPARRHNHPELCE03_OLDI | HPELCE03 | DIELCN06 | PAR_OLDI | HPELCE03_DIELCN06 | 5 | 0 | 1.1 | Unlikely
HOUPARRHNDIELCN06_OLDI_FHPELCE03_D83 | Residential heating technology - Electric heating - electric panel from Bauhaus - single-family house - new building - distributed level 0.83 | HOUELC | HOUPARRHN_OLDI_DMD | MKr20 | 2050 | 0.70255 | 0 | [6 empty] | PAR | I | OLD |  |  | RHNDIELC | 5 | 0.83333 | HOUPARRHNDIELCN06_OLDI_FHPELCE03 | 1 | HOUPARRHNDIELCN06_OLDI | HOUPARRHNHPELCE03_OLDI | HPELCE03 | DIELCN06 | PAR_OLDI | HPELCE03_DIELCN06 | 5 | 0 | 1.1 | Unlikely
HOUPARRHNDIELCN01_OLDI_FHPELCE03_D83 | Residential heating technology - Electric heating - single-family house - new building - distributed level 0.83 | HOUELC | HOUPARRHN_OLDI_DMD | MKr20 | 2020 | 8.5362 | 0.06921 | [6 empty] | PAR | I | OLD |  |  | RHNDIELC | 5 | 0.83333 | HOUPARRHNDIELCN01_OLDI_FHPELCE03 | 1 | HOUPARRHNDIELCN01_OLDI | HOUPARRHNHPELCE03_OLDI | HPELCE03 | DIELCN01 | PAR_OLDI | HPELCE03_DIELCN01 | 5 | 0 | 1.1 | Unlikely
HOUPARRHNDIELCN01_OLDI_FHPELCE03_D83 | Residential heating technology - Electric heating - single-family house - new building - distributed level 0.83 | HOUELC | HOUPARRHN_OLDI_DMD | MKr20 | 2025 | 8.3249 | 0.06921 | [6 empty] | PAR | I | OLD |  |  | RHNDIELC | 5 | 0.83333 | HOUPARRHNDIELCN01_OLDI_FHPELCE03 | 1 | HOUPARRHNDIELCN01_OLDI | HOUPARRHNHPELCE03_OLDI | HPELCE03 | DIELCN01 | PAR_OLDI | HPELCE03_DIELCN01 | 5 | 0 | 1.1 | Unlikely
HOUPARRHNDIELCN01_OLDI_FHPELCE03_D83 | Residential heating technology - Electric heating - single-family house - new building - distributed level 0.83 | HOUELC | HOUPARRHN_OLDI_DMD | MKr20 | 2030 | 8.1188 | 0.066326 | [6 empty] | PAR | I | OLD |  |  | RHNDIELC | 5 | 0.83333 | HOUPARRHNDIELCN01_OLDI_FHPELCE03 | 1 | HOUPARRHNDIELCN01_OLDI | HOUPARRHNHPELCE03_OLDI | HPELCE03 | DIELCN01 | PAR_OLDI | HPELCE03_DIELCN01 | 5 | 0 | 1.1 | Unlikely
HOUPARRHNDIELCN01_OLDI_FHPELCE03_D83 | Residential heating technology - Electric heating - single-family house - new building - distributed level 0.83 | HOUELC | HOUPARRHN_OLDI_DMD | MKr20 | 2040 | 7.7219 | 0.063442 | [6 empty] | PAR | I | OLD |  |  | RHNDIELC | 5 | 0.83333 | HOUPARRHNDIELCN01_OLDI_FHPELCE03 | 1 | HOUPARRHNDIELCN01_OLDI | HOUPARRHNHPELCE03_OLDI | HPELCE03 | DIELCN01 | PAR_OLDI | HPELCE03_DIELCN01 | 5 | 0 | 1.1 | Unlikely
HOUPARRHNDIELCN01_OLDI_FHPELCE03_D83 | Residential heating technology - Electric heating - single-family house - new building - distributed level 0.83 | HOUELC | HOUPARRHN_OLDI_DMD | MKr20 | 2050 | 7.3444 | 0.060559 | [6 empty] | PAR | I | OLD |  |  | RHNDIELC | 5 | 0.83333 | HOUPARRHNDIELCN01_OLDI_FHPELCE03 | 1 | HOUPARRHNDIELCN01_OLDI | HOUPARRHNHPELCE03_OLDI | HPELCE03 | DIELCN01 | PAR_OLDI | HPELCE03_DIELCN01 | 5 | 0 | 1.1 | Unlikely
HOUPARRHNBHSOLN01_OLDI_FHPELCE03_D83 | Residential heating technology - Solar heating system - single-family house - existing building - distributed level 0.83 | HOUSOL | HOUPARRHN_OLDI_DMD | MKr20 | 2020 | 9.3804 | 0.10804 | [6 empty] | PAR | I | OLD |  |  | RHNBHSOL | 5 | 0.83333 | HOUPARRHNBHSOLN01_OLDI_FHPELCE03 | 1 | HOUPARRHNBHSOLN01_OLDI | HOUPARRHNHPELCE03_OLDI | HPELCE03 | BHSOLN01 | PAR_OLDI | HPELCE03_BHSOLN01 | 5 | 0 | 1.1 | Unlikely
HOUPARRHNBHSOLN01_OLDI_FHPELCE03_D83 | Residential heating technology - Solar heating system - single-family house - existing building - distributed level 0.83 | HOUSOL | HOUPARRHN_OLDI_DMD | MKr20 | 2025 | 9.1482 | 0.10145 | [6 empty] | PAR | I | OLD |  |  | RHNBHSOL | 5 | 0.83333 | HOUPARRHNBHSOLN01_OLDI_FHPELCE03 | 1 | HOUPARRHNBHSOLN01_OLDI | HOUPARRHNHPELCE03_OLDI | HPELCE03 | BHSOLN01 | PAR_OLDI | HPELCE03_BHSOLN01 | 5 | 0 | 1.1 | Unlikely
HOUPARRHNBHSOLN01_OLDI_FHPELCE03_D83 | Residential heating technology - Solar heating system - single-family house - existing building - distributed level 0.83 | HOUSOL | HOUPARRHN_OLDI_DMD | MKr20 | 2030 | 8.9218 | 0.098974 | [6 empty] | PAR | I | OLD |  |  | RHNBHSOL | 5 | 0.83333 | HOUPARRHNBHSOLN01_OLDI_FHPELCE03 | 1 | HOUPARRHNBHSOLN01_OLDI | HOUPARRHNHPELCE03_OLDI | HPELCE03 | BHSOLN01 | PAR_OLDI | HPELCE03_BHSOLN01 | 5 | 0 | 1.1 | Unlikely
HOUPARRHNBHSOLN01_OLDI_FHPELCE03_D83 | Residential heating technology - Solar heating system - single-family house - existing building - distributed level 0.83 | HOUSOL | HOUPARRHN_OLDI_DMD | MKr20 | 2040 | 8.4856 | 0.093619 | [6 empty] | PAR | I | OLD |  |  | RHNBHSOL | 5 | 0.83333 | HOUPARRHNBHSOLN01_OLDI_FHPELCE03 | 1 | HOUPARRHNBHSOLN01_OLDI | HOUPARRHNHPELCE03_OLDI | HPELCE03 | BHSOLN01 | PAR_OLDI | HPELCE03_BHSOLN01 | 5 | 0 | 1.1 | Unlikely
HOUPARRHNBHSOLN01_OLDI_FHPELCE03_D83 | Residential heating technology - Solar heating system - single-family house - existing building - distributed level 0.83 | HOUSOL | HOUPARRHN_OLDI_DMD | MKr20 | 2050 | 8.0707 | 0.088263 | [6 empty] | PAR | I | OLD |  |  | RHNBHSOL | 5 | 0.83333 | HOUPARRHNBHSOLN01_OLDI_FHPELCE03 | 1 | HOUPARRHNBHSOLN01_OLDI | HOUPARRHNHPELCE03_OLDI | HPELCE03 | BHSOLN01 | PAR_OLDI | HPELCE03_BHSOLN01 | 5 | 0 | 1.1 | Unlikely
HOUPARRHNBHDHDN09_OLDI_FHPELCE03_D83 | Residential heating technology - Direct district heating substation - plus connection pipe - plus distribution (heating density: low ) - single-family house - existing building - distributed level 0.83 | HOUDHD | HOUPARRHN_OLDI_DMD | MKr20 | 2020 | 12.1462 | 0.035153 | [6 empty] | PAR | I | OLD |  |  | RHNBHDHD | 5 | 0.83333 | HOUPARRHNBHDHDN09_OLDI_FHPELCE03 | 1 | HOUPARRHNBHDHDN09_OLDI | HOUPARRHNHPELCE03_OLDI | HPELCE03 | BHDHDN09 | PAR_OLDI | HPELCE03_BHDHDN09 | 6 | 0 | 1 | New
HOUPARRHNBHDHDN09_OLDI_FHPELCE03_D83 | Residential heating technology - Direct district heating substation - plus connection pipe - plus distribution (heating density: low ) - single-family house - existing building - distributed level 0.83 | HOUDHD | HOUPARRHN_OLDI_DMD | MKr20 | 2025 | 12.1029 | 0.034893 | [6 empty] | PAR | I | OLD |  |  | RHNBHDHD | 5 | 0.83333 | HOUPARRHNBHDHDN09_OLDI_FHPELCE03 | 1 | HOUPARRHNBHDHDN09_OLDI | HOUPARRHNHPELCE03_OLDI | HPELCE03 | BHDHDN09 | PAR_OLDI | HPELCE03_BHDHDN09 | 6 | 0 | 1 | New
HOUPARRHNBHDHDN09_OLDI_FHPELCE03_D83 | Residential heating technology - Direct district heating substation - plus connection pipe - plus distribution (heating density: low ) - single-family house - existing building - distributed level 0.83 | HOUDHD | HOUPARRHN_OLDI_DMD | MKr20 | 2030 | 12.0669 | 0.03427 | [6 empty] | PAR | I | OLD |  |  | RHNBHDHD | 5 | 0.83333 | HOUPARRHNBHDHDN09_OLDI_FHPELCE03 | 1 | HOUPARRHNBHDHDN09_OLDI | HOUPARRHNHPELCE03_OLDI | HPELCE03 | BHDHDN09 | PAR_OLDI | HPELCE03_BHDHDN09 | 6 | 0 | 1 | New
HOUPARRHNBHDHDN09_OLDI_FHPELCE03_D83 | Residential heating technology - Direct district heating substation - plus connection pipe - plus distribution (heating density: low ) - single-family house - existing building - distributed level 0.83 | HOUDHD | HOUPARRHN_OLDI_DMD | MKr20 | 2040 | 12.002 | 0.032794 | [6 empty] | PAR | I | OLD |  |  | RHNBHDHD | 5 | 0.83333 | HOUPARRHNBHDHDN09_OLDI_FHPELCE03 | 1 | HOUPARRHNBHDHDN09_OLDI | HOUPARRHNHPELCE03_OLDI | HPELCE03 | BHDHDN09 | PAR_OLDI | HPELCE03_BHDHDN09 | 6 | 0 | 1 | New
HOUPARRHNBHDHDN09_OLDI_FHPELCE03_D83 | Residential heating technology - Direct district heating substation - plus connection pipe - plus distribution (heating density: low ) - single-family house - existing building - distributed level 0.83 | HOUDHD | HOUPARRHN_OLDI_DMD | MKr20 | 2050 | 11.9299 | 0.030647 | [6 empty] | PAR | I | OLD |  |  | RHNBHDHD | 5 | 0.83333 | HOUPARRHNBHDHDN09_OLDI_FHPELCE03 | 1 | HOUPARRHNBHDHDN09_OLDI | HOUPARRHNHPELCE03_OLDI | HPELCE03 | BHDHDN09 | PAR_OLDI | HPELCE03_BHDHDN09 | 6 | 0 | 1 | New
HOUPARRHNBHDHDN07_OLDI_FHPELCE03_D83 | Residential heating technology - Direct district heating substation - plus connection pipe - plus distribution (heating density: medium ) - single-family house - existing building - distributed level 0.83 | HOUDHD | HOUPARRHN_OLDI_DMD | MKr20 | 2020 | 4.8885 | 0.035153 | [6 empty] | PAR | I | OLD |  |  | RHNBHDHD | 5 | 0.83333 | HOUPARRHNBHDHDN07_OLDI_FHPELCE03 | 1 | HOUPARRHNBHDHDN07_OLDI | HOUPARRHNHPELCE03_OLDI | HPELCE03 | BHDHDN07 | PAR_OLDI | HPELCE03_BHDHDN07 | 6 | 0 | 1 | New
HOUPARRHNBHDHDN07_OLDI_FHPELCE03_D83 | Residential heating technology - Direct district heating substation - plus connection pipe - plus distribution (heating density: medium ) - single-family house - existing building - distributed level 0.83 | HOUDHD | HOUPARRHN_OLDI_DMD | MKr20 | 2025 | 4.8452 | 0.034893 | [6 empty] | PAR | I | OLD |  |  | RHNBHDHD | 5 | 0.83333 | HOUPARRHNBHDHDN07_OLDI_FHPELCE03 | 1 | HOUPARRHNBHDHDN07_OLDI | HOUPARRHNHPELCE03_OLDI | HPELCE03 | BHDHDN07 | PAR_OLDI | HPELCE03_BHDHDN07 | 6 | 0 | 1 | New
HOUPARRHNBHDHDN07_OLDI_FHPELCE03_D83 | Residential heating technology - Direct district heating substation - plus connection pipe - plus distribution (heating density: medium ) - single-family house - existing building - distributed level 0.83 | HOUDHD | HOUPARRHN_OLDI_DMD | MKr20 | 2030 | 4.8092 | 0.03427 | [6 empty] | PAR | I | OLD |  |  | RHNBHDHD | 5 | 0.83333 | HOUPARRHNBHDHDN07_OLDI_FHPELCE03 | 1 | HOUPARRHNBHDHDN07_OLDI | HOUPARRHNHPELCE03_OLDI | HPELCE03 | BHDHDN07 | PAR_OLDI | HPELCE03_BHDHDN07 | 6 | 0 | 1 | New
HOUPARRHNBHDHDN07_OLDI_FHPELCE03_D83 | Residential heating technology - Direct district heating substation - plus connection pipe - plus distribution (heating density: medium ) - single-family house - existing building - distributed level 0.83 | HOUDHD | HOUPARRHN_OLDI_DMD | MKr20 | 2040 | 4.7443 | 0.032794 | [6 empty] | PAR | I | OLD |  |  | RHNBHDHD | 5 | 0.83333 | HOUPARRHNBHDHDN07_OLDI_FHPELCE03 | 1 | HOUPARRHNBHDHDN07_OLDI | HOUPARRHNHPELCE03_OLDI | HPELCE03 | BHDHDN07 | PAR_OLDI | HPELCE03_BHDHDN07 | 6 | 0 | 1 | New
HOUPARRHNBHDHDN07_OLDI_FHPELCE03_D83 | Residential heating technology - Direct district heating substation - plus connection pipe - plus distribution (heating density: medium ) - single-family house - existing building - distributed level 0.83 | HOUDHD | HOUPARRHN_OLDI_DMD | MKr20 | 2050 | 4.6722 | 0.030647 | [6 empty] | PAR | I | OLD |  |  | RHNBHDHD | 5 | 0.83333 | HOUPARRHNBHDHDN07_OLDI_FHPELCE03 | 1 | HOUPARRHNBHDHDN07_OLDI | HOUPARRHNHPELCE03_OLDI | HPELCE03 | BHDHDN07 | PAR_OLDI | HPELCE03_BHDHDN07 | 6 | 0 | 1 | New
HOUPARRHNBHDHDN05_OLDI_FHPELCE03_D83 | Residential heating technology - Direct district heating substation - plus connection pipe - plus distribution (heating density: high ) - single-family house - existing building - distributed level 0.83 | HOUDHD | HOUPARRHN_OLDI_DMD | MKr20 | 2020 | 3.7272 | 0.035153 | [6 empty] | PAR | I | OLD |  |  | RHNBHDHD | 5 | 0.83333 | HOUPARRHNBHDHDN05_OLDI_FHPELCE03 | 1 | HOUPARRHNBHDHDN05_OLDI | HOUPARRHNHPELCE03_OLDI | HPELCE03 | BHDHDN05 | PAR_OLDI | HPELCE03_BHDHDN05 | 6 | 0 | 1 | New
HOUPARRHNBHDHDN05_OLDI_FHPELCE03_D83 | Residential heating technology - Direct district heating substation - plus connection pipe - plus distribution (heating density: high ) - single-family house - existing building - distributed level 0.83 | HOUDHD | HOUPARRHN_OLDI_DMD | MKr20 | 2025 | 3.684 | 0.034893 | [6 empty] | PAR | I | OLD |  |  | RHNBHDHD | 5 | 0.83333 | HOUPARRHNBHDHDN05_OLDI_FHPELCE03 | 1 | HOUPARRHNBHDHDN05_OLDI | HOUPARRHNHPELCE03_OLDI | HPELCE03 | BHDHDN05 | PAR_OLDI | HPELCE03_BHDHDN05 | 6 | 0 | 1 | New
HOUPARRHNBHDHDN05_OLDI_FHPELCE03_D83 | Residential heating technology - Direct district heating substation - plus connection pipe - plus distribution (heating density: high ) - single-family house - existing building - distributed level 0.83 | HOUDHD | HOUPARRHN_OLDI_DMD | MKr20 | 2030 | 3.6479 | 0.03427 | [6 empty] | PAR | I | OLD |  |  | RHNBHDHD | 5 | 0.83333 | HOUPARRHNBHDHDN05_OLDI_FHPELCE03 | 1 | HOUPARRHNBHDHDN05_OLDI | HOUPARRHNHPELCE03_OLDI | HPELCE03 | BHDHDN05 | PAR_OLDI | HPELCE03_BHDHDN05 | 6 | 0 | 1 | New
HOUPARRHNBHDHDN05_OLDI_FHPELCE03_D83 | Residential heating technology - Direct district heating substation - plus connection pipe - plus distribution (heating density: high ) - single-family house - existing building - distributed level 0.83 | HOUDHD | HOUPARRHN_OLDI_DMD | MKr20 | 2040 | 3.583 | 0.032794 | [6 empty] | PAR | I | OLD |  |  | RHNBHDHD | 5 | 0.83333 | HOUPARRHNBHDHDN05_OLDI_FHPELCE03 | 1 | HOUPARRHNBHDHDN05_OLDI | HOUPARRHNHPELCE03_OLDI | HPELCE03 | BHDHDN05 | PAR_OLDI | HPELCE03_BHDHDN05 | 6 | 0 | 1 | New
HOUPARRHNBHDHDN05_OLDI_FHPELCE03_D83 | Residential heating technology - Direct district heating substation - plus connection pipe - plus distribution (heating density: high ) - single-family house - existing building - distributed level 0.83 | HOUDHD | HOUPARRHN_OLDI_DMD | MKr20 | 2050 | 3.511 | 0.030647 | [6 empty] | PAR | I | OLD |  |  | RHNBHDHD | 5 | 0.83333 | HOUPARRHNBHDHDN05_OLDI_FHPELCE03 | 1 | HOUPARRHNBHDHDN05_OLDI | HOUPARRHNHPELCE03_OLDI | HPELCE03 | BHDHDN05 | PAR_OLDI | HPELCE03_BHDHDN05 | 6 | 0 | 1 | New
HOUPARRHNBHDHCN09_OLDI_FHPELCE03_D83 | Residential heating technology - Direct district heating substation - plus connection pipe - plus distribution (heating density: low ) - single-family house - existing building - distributed level 0.83 | HOUDHC | HOUPARRHN_OLDI_DMD | MKr20 | 2020 | 12.1462 | 0.035153 | [6 empty] | PAR | I | OLD |  |  | RHNBHDHC | 5 | 0.83333 | HOUPARRHNBHDHCN09_OLDI_FHPELCE03 | 1 | HOUPARRHNBHDHCN09_OLDI | HOUPARRHNHPELCE03_OLDI | HPELCE03 | BHDHCN09 | PAR_OLDI | HPELCE03_BHDHCN09 | 6 | 0 | 1 | New
HOUPARRHNBHDHCN09_OLDI_FHPELCE03_D83 | Residential heating technology - Direct district heating substation - plus connection pipe - plus distribution (heating density: low ) - single-family house - existing building - distributed level 0.83 | HOUDHC | HOUPARRHN_OLDI_DMD | MKr20 | 2025 | 12.1029 | 0.034893 | [6 empty] | PAR | I | OLD |  |  | RHNBHDHC | 5 | 0.83333 | HOUPARRHNBHDHCN09_OLDI_FHPELCE03 | 1 | HOUPARRHNBHDHCN09_OLDI | HOUPARRHNHPELCE03_OLDI | HPELCE03 | BHDHCN09 | PAR_OLDI | HPELCE03_BHDHCN09 | 6 | 0 | 1 | New
HOUPARRHNBHDHCN09_OLDI_FHPELCE03_D83 | Residential heating technology - Direct district heating substation - plus connection pipe - plus distribution (heating density: low ) - single-family house - existing building - distributed level 0.83 | HOUDHC | HOUPARRHN_OLDI_DMD | MKr20 | 2030 | 12.0669 | 0.03427 | [6 empty] | PAR | I | OLD |  |  | RHNBHDHC | 5 | 0.83333 | HOUPARRHNBHDHCN09_OLDI_FHPELCE03 | 1 | HOUPARRHNBHDHCN09_OLDI | HOUPARRHNHPELCE03_OLDI | HPELCE03 | BHDHCN09 | PAR_OLDI | HPELCE03_BHDHCN09 | 6 | 0 | 1 | New
HOUPARRHNBHDHCN09_OLDI_FHPELCE03_D83 | Residential heating technology - Direct district heating substation - plus connection pipe - plus distribution (heating density: low ) - single-family house - existing building - distributed level 0.83 | HOUDHC | HOUPARRHN_OLDI_DMD | MKr20 | 2040 | 12.002 | 0.032794 | [6 empty] | PAR | I | OLD |  |  | RHNBHDHC | 5 | 0.83333 | HOUPARRHNBHDHCN09_OLDI_FHPELCE03 | 1 | HOUPARRHNBHDHCN09_OLDI | HOUPARRHNHPELCE03_OLDI | HPELCE03 | BHDHCN09 | PAR_OLDI | HPELCE03_BHDHCN09 | 6 | 0 | 1 | New
HOUPARRHNBHDHCN09_OLDI_FHPELCE03_D83 | Residential heating technology - Direct district heating substation - plus connection pipe - plus distribution (heating density: low ) - single-family house - existing building - distributed level 0.83 | HOUDHC | HOUPARRHN_OLDI_DMD | MKr20 | 2050 | 11.9299 | 0.030647 | [6 empty] | PAR | I | OLD |  |  | RHNBHDHC | 5 | 0.83333 | HOUPARRHNBHDHCN09_OLDI_FHPELCE03 | 1 | HOUPARRHNBHDHCN09_OLDI | HOUPARRHNHPELCE03_OLDI | HPELCE03 | BHDHCN09 | PAR_OLDI | HPELCE03_BHDHCN09 | 6 | 0 | 1 | New
HOUPARRHNBHDHCN07_OLDI_FHPELCE03_D83 | Residential heating technology - Direct district heating substation - plus connection pipe - plus distribution (heating density: medium ) - single-family house - existing building - distributed level 0.83 | HOUDHC | HOUPARRHN_OLDI_DMD | MKr20 | 2020 | 4.8885 | 0.035153 | [6 empty] | PAR | I | OLD |  |  | RHNBHDHC | 5 | 0.83333 | HOUPARRHNBHDHCN07_OLDI_FHPELCE03 | 1 | HOUPARRHNBHDHCN07_OLDI | HOUPARRHNHPELCE03_OLDI | HPELCE03 | BHDHCN07 | PAR_OLDI | HPELCE03_BHDHCN07 | 6 | 0 | 1 | New
HOUPARRHNBHDHCN07_OLDI_FHPELCE03_D83 | Residential heating technology - Direct district heating substation - plus connection pipe - plus distribution (heating density: medium ) - single-family house - existing building - distributed level 0.83 | HOUDHC | HOUPARRHN_OLDI_DMD | MKr20 | 2025 | 4.8452 | 0.034893 | [6 empty] | PAR | I | OLD |  |  | RHNBHDHC | 5 | 0.83333 | HOUPARRHNBHDHCN07_OLDI_FHPELCE03 | 1 | HOUPARRHNBHDHCN07_OLDI | HOUPARRHNHPELCE03_OLDI | HPELCE03 | BHDHCN07 | PAR_OLDI | HPELCE03_BHDHCN07 | 6 | 0 | 1 | New
HOUPARRHNBHDHCN07_OLDI_FHPELCE03_D83 | Residential heating technology - Direct district heating substation - plus connection pipe - plus distribution (heating density: medium ) - single-family house - existing building - distributed level 0.83 | HOUDHC | HOUPARRHN_OLDI_DMD | MKr20 | 2030 | 4.8092 | 0.03427 | [6 empty] | PAR | I | OLD |  |  | RHNBHDHC | 5 | 0.83333 | HOUPARRHNBHDHCN07_OLDI_FHPELCE03 | 1 | HOUPARRHNBHDHCN07_OLDI | HOUPARRHNHPELCE03_OLDI | HPELCE03 | BHDHCN07 | PAR_OLDI | HPELCE03_BHDHCN07 | 6 | 0 | 1 | New
HOUPARRHNBHDHCN07_OLDI_FHPELCE03_D83 | Residential heating technology - Direct district heating substation - plus connection pipe - plus distribution (heating density: medium ) - single-family house - existing building - distributed level 0.83 | HOUDHC | HOUPARRHN_OLDI_DMD | MKr20 | 2040 | 4.7443 | 0.032794 | [6 empty] | PAR | I | OLD |  |  | RHNBHDHC | 5 | 0.83333 | HOUPARRHNBHDHCN07_OLDI_FHPELCE03 | 1 | HOUPARRHNBHDHCN07_OLDI | HOUPARRHNHPELCE03_OLDI | HPELCE03 | BHDHCN07 | PAR_OLDI | HPELCE03_BHDHCN07 | 6 | 0 | 1 | New
HOUPARRHNBHDHCN07_OLDI_FHPELCE03_D83 | Residential heating technology - Direct district heating substation - plus connection pipe - plus distribution (heating density: medium ) - single-family house - existing building - distributed level 0.83 | HOUDHC | HOUPARRHN_OLDI_DMD | MKr20 | 2050 | 4.6722 | 0.030647 | [6 empty] | PAR | I | OLD |  |  | RHNBHDHC | 5 | 0.83333 | HOUPARRHNBHDHCN07_OLDI_FHPELCE03 | 1 | HOUPARRHNBHDHCN07_OLDI | HOUPARRHNHPELCE03_OLDI | HPELCE03 | BHDHCN07 | PAR_OLDI | HPELCE03_BHDHCN07 | 6 | 0 | 1 | New
HOUPARRHNBHDHCN05_OLDI_FHPELCE03_D83 | Residential heating technology - Direct district heating substation - plus connection pipe - plus distribution (heating density: high ) - single-family house - existing building - distributed level 0.83 | HOUDHC | HOUPARRHN_OLDI_DMD | MKr20 | 2020 | 3.7272 | 0.035153 | [6 empty] | PAR | I | OLD |  |  | RHNBHDHC | 5 | 0.83333 | HOUPARRHNBHDHCN05_OLDI_FHPELCE03 | 1 | HOUPARRHNBHDHCN05_OLDI | HOUPARRHNHPELCE03_OLDI | HPELCE03 | BHDHCN05 | PAR_OLDI | HPELCE03_BHDHCN05 | 6 | 0 | 1 | New
HOUPARRHNBHDHCN05_OLDI_FHPELCE03_D83 | Residential heating technology - Direct district heating substation - plus connection pipe - plus distribution (heating density: high ) - single-family house - existing building - distributed level 0.83 | HOUDHC | HOUPARRHN_OLDI_DMD | MKr20 | 2025 | 3.684 | 0.034893 | [6 empty] | PAR | I | OLD |  |  | RHNBHDHC | 5 | 0.83333 | HOUPARRHNBHDHCN05_OLDI_FHPELCE03 | 1 | HOUPARRHNBHDHCN05_OLDI | HOUPARRHNHPELCE03_OLDI | HPELCE03 | BHDHCN05 | PAR_OLDI | HPELCE03_BHDHCN05 | 6 | 0 | 1 | New
HOUPARRHNBHDHCN05_OLDI_FHPELCE03_D83 | Residential heating technology - Direct district heating substation - plus connection pipe - plus distribution (heating density: high ) - single-family house - existing building - distributed level 0.83 | HOUDHC | HOUPARRHN_OLDI_DMD | MKr20 | 2030 | 3.6479 | 0.03427 | [6 empty] | PAR | I | OLD |  |  | RHNBHDHC | 5 | 0.83333 | HOUPARRHNBHDHCN05_OLDI_FHPELCE03 | 1 | HOUPARRHNBHDHCN05_OLDI | HOUPARRHNHPELCE03_OLDI | HPELCE03 | BHDHCN05 | PAR_OLDI | HPELCE03_BHDHCN05 | 6 | 0 | 1 | New
HOUPARRHNBHDHCN05_OLDI_FHPELCE03_D83 | Residential heating technology - Direct district heating substation - plus connection pipe - plus distribution (heating density: high ) - single-family house - existing building - distributed level 0.83 | HOUDHC | HOUPARRHN_OLDI_DMD | MKr20 | 2040 | 3.583 | 0.032794 | [6 empty] | PAR | I | OLD |  |  | RHNBHDHC | 5 | 0.83333 | HOUPARRHNBHDHCN05_OLDI_FHPELCE03 | 1 | HOUPARRHNBHDHCN05_OLDI | HOUPARRHNHPELCE03_OLDI | HPELCE03 | BHDHCN05 | PAR_OLDI | HPELCE03_BHDHCN05 | 6 | 0 | 1 | New
HOUPARRHNBHDHCN05_OLDI_FHPELCE03_D83 | Residential heating technology - Direct district heating substation - plus connection pipe - plus distribution (heating density: high ) - single-family house - existing building - distributed level 0.83 | HOUDHC | HOUPARRHN_OLDI_DMD | MKr20 | 2050 | 3.511 | 0.030647 | [6 empty] | PAR | I | OLD |  |  | RHNBHDHC | 5 | 0.83333 | HOUPARRHNBHDHCN05_OLDI_FHPELCE03 | 1 | HOUPARRHNBHDHCN05_OLDI | HOUPARRHNHPELCE03_OLDI | HPELCE03 | BHDHCN05 | PAR_OLDI | HPELCE03_BHDHCN05 | 6 | 0 | 1 | New
HOUPARRHNHPELCN07_OLDC_FHPELCE04_D83 | Residential heating technology - Heat pump, Air-to-water, low-price product - single-family house - existing building - distributed level 0.83 | HOUELC, HOUAMB | HOUPARRHN_OLDC_DMD | MKr20 | 2020 | 11.4938 | 0.44459 | 0.36256 | [5 empty] | PAR | C | OLD | 2.7581 |  | RHNHPELC | 5 | 0.83333 | HOUPARRHNHPELCN07_OLDC_FHPELCE04 | 1 | HOUPARRHNHPELCN07_OLDC | HOUPARRHNHPELCE04_OLDC | HPELCE04 | HPELCN07 | PAR_OLDC | HPELCE04_HPELCN07 | 3 | 0 | 0.95 | Similar
HOUPARRHNHPELCN07_OLDC_FHPELCE04_D83 | Residential heating technology - Heat pump, Air-to-water, low-price product - single-family house - existing building - distributed level 0.83 | HOUELC, HOUAMB | HOUPARRHN_OLDC_DMD | MKr20 | 2025 | 10.5148 | 0.341 | 0.3453 | [5 empty] | PAR | C | OLD | 2.8961 |  | RHNHPELC | 5 | 0.83333 | HOUPARRHNHPELCN07_OLDC_FHPELCE04 | 1 | HOUPARRHNHPELCN07_OLDC | HOUPARRHNHPELCE04_OLDC | HPELCE04 | HPELCN07 | PAR_OLDC | HPELCE04_HPELCN07 | 3 | 0 | 0.95 | Similar
HOUPARRHNHPELCN07_OLDC_FHPELCE04_D83 | Residential heating technology - Heat pump, Air-to-water, low-price product - single-family house - existing building - distributed level 0.83 | HOUELC, HOUAMB | HOUPARRHN_OLDC_DMD | MKr20 | 2030 | 9.5357 | 0.33694 | 0.3296 | [5 empty] | PAR | C | OLD | 3.034 |  | RHNHPELC | 5 | 0.83333 | HOUPARRHNHPELCN07_OLDC_FHPELCE04 | 1 | HOUPARRHNHPELCN07_OLDC | HOUPARRHNHPELCE04_OLDC | HPELCE04 | HPELCN07 | PAR_OLDC | HPELCE04_HPELCN07 | 3 | 0 | 0.95 | Similar
HOUPARRHNHPELCN07_OLDC_FHPELCE04_D83 | Residential heating technology - Heat pump, Air-to-water, low-price product - single-family house - existing building - distributed level 0.83 | HOUELC, HOUAMB | HOUPARRHN_OLDC_DMD | MKr20 | 2040 | 8.7556 | 0.32942 | 0.31527 | [5 empty] | PAR | C | OLD | 3.1719 |  | RHNHPELC | 5 | 0.83333 | HOUPARRHNHPELCN07_OLDC_FHPELCE04 | 1 | HOUPARRHNHPELCN07_OLDC | HOUPARRHNHPELCE04_OLDC | HPELCE04 | HPELCN07 | PAR_OLDC | HPELCE04_HPELCN07 | 3 | 0 | 0.95 | Similar
HOUPARRHNHPELCN07_OLDC_FHPELCE04_D83 | Residential heating technology - Heat pump, Air-to-water, low-price product - single-family house - existing building - distributed level 0.83 | HOUELC, HOUAMB | HOUPARRHN_OLDC_DMD | MKr20 | 2050 | 7.9756 | 0.32189 | 0.30639 | [5 empty] | PAR | C | OLD | 3.2638 |  | RHNHPELC | 5 | 0.83333 | HOUPARRHNHPELCN07_OLDC_FHPELCE04 | 1 | HOUPARRHNHPELCN07_OLDC | HOUPARRHNHPELCE04_OLDC | HPELCE04 | HPELCN07 | PAR_OLDC | HPELCE04_HPELCN07 | 3 | 0 | 0.95 | Similar
HOUPARRHNHPELCN05_OLDC_FHPELCE04_D83 | Residential heating technology - Heat pump, Air-to-water - leasing - single-family house - existing building - distributed level 0.83 | HOUELC, HOUAMB | HOUPARRHN_OLDC_DMD | MKr20 | 2020 | 11.7867 | 1.2309 | 0.3453 | [5 empty] | PAR | C | OLD | 2.8961 |  | RHNHPELC | 5 | 0.83333 | HOUPARRHNHPELCN05_OLDC_FHPELCE04 | 1 | HOUPARRHNHPELCN05_OLDC | HOUPARRHNHPELCE04_OLDC | HPELCE04 | HPELCN05 | PAR_OLDC | HPELCE04_HPELCN05 | 3 | 0 | 0.95 | Similar
HOUPARRHNHPELCN05_OLDC_FHPELCE04_D83 | Residential heating technology - Heat pump, Air-to-water - leasing - single-family house - existing building - distributed level 0.83 | HOUELC, HOUAMB | HOUPARRHN_OLDC_DMD | MKr20 | 2025 | 10.8719 | 1.0617 | 0.3296 | [5 empty] | PAR | C | OLD | 3.034 |  | RHNHPELC | 5 | 0.83333 | HOUPARRHNHPELCN05_OLDC_FHPELCE04 | 1 | HOUPARRHNHPELCN05_OLDC | HOUPARRHNHPELCE04_OLDC | HPELCE04 | HPELCN05 | PAR_OLDC | HPELCE04_HPELCN05 | 3 | 0 | 0.95 | Similar
HOUPARRHNHPELCN05_OLDC_FHPELCE04_D83 | Residential heating technology - Heat pump, Air-to-water - leasing - single-family house - existing building - distributed level 0.83 | HOUELC, HOUAMB | HOUPARRHN_OLDC_DMD | MKr20 | 2030 | 9.9571 | 0.99194 | 0.31527 | [5 empty] | PAR | C | OLD | 3.1719 |  | RHNHPELC | 5 | 0.83333 | HOUPARRHNHPELCN05_OLDC_FHPELCE04 | 1 | HOUPARRHNHPELCN05_OLDC | HOUPARRHNHPELCE04_OLDC | HPELCE04 | HPELCN05 | PAR_OLDC | HPELCE04_HPELCN05 | 3 | 0 | 0.95 | Similar
HOUPARRHNHPELCN05_OLDC_FHPELCE04_D83 | Residential heating technology - Heat pump, Air-to-water - leasing - single-family house - existing building - distributed level 0.83 | HOUELC, HOUAMB | HOUPARRHN_OLDC_DMD | MKr20 | 2040 | 9.2152 | 0.93116 | 0.30214 | [5 empty] | PAR | C | OLD | 3.3098 |  | RHNHPELC | 5 | 0.83333 | HOUPARRHNHPELCN05_OLDC_FHPELCE04 | 1 | HOUPARRHNHPELCN05_OLDC | HOUPARRHNHPELCE04_OLDC | HPELCE04 | HPELCN05 | PAR_OLDC | HPELCE04_HPELCN05 | 3 | 0 | 0.95 | Similar
HOUPARRHNHPELCN05_OLDC_FHPELCE04_D83 | Residential heating technology - Heat pump, Air-to-water - leasing - single-family house - existing building - distributed level 0.83 | HOUELC, HOUAMB | HOUPARRHN_OLDC_DMD | MKr20 | 2050 | 8.4733 | 0.87038 | 0.29397 | [5 empty] | PAR | C | OLD | 3.4017 |  | RHNHPELC | 5 | 0.83333 | HOUPARRHNHPELCN05_OLDC_FHPELCE04 | 1 | HOUPARRHNHPELCN05_OLDC | HOUPARRHNHPELCE04_OLDC | HPELCE04 | HPELCN05 | PAR_OLDC | HPELCE04_HPELCN05 | 3 | 0 | 0.95 | Similar
HOUPARRHNHPELCN04_OLDC_FHPELCE04_D83 | Residential heating technology - Heat pump, Ground source - single-family house - existing building - distributed level 0.83 | HOUELC, HOUAMB | HOUPARRHN_OLDC_DMD | MKr20 | 2020 | 29.5762 | 0.35501 | 0.31527 | [5 empty] | PAR | C | OLD | 3.1719 |  | RHNHPELC | 5 | 0.83333 | HOUPARRHNHPELCN04_OLDC_FHPELCE04 | 1 | HOUPARRHNHPELCN04_OLDC | HOUPARRHNHPELCE04_OLDC | HPELCE04 | HPELCN04 | PAR_OLDC | HPELCE04_HPELCN04 | 2 | 0 | 0.9 | Same
HOUPARRHNHPELCN04_OLDC_FHPELCE04_D83 | Residential heating technology - Heat pump, Ground source - single-family house - existing building - distributed level 0.83 | HOUELC, HOUAMB | HOUPARRHN_OLDC_DMD | MKr20 | 2025 | 28.0974 | 0.25142 | 0.30639 | [5 empty] | PAR | C | OLD | 3.2638 |  | RHNHPELC | 5 | 0.83333 | HOUPARRHNHPELCN04_OLDC_FHPELCE04 | 1 | HOUPARRHNHPELCN04_OLDC | HOUPARRHNHPELCE04_OLDC | HPELCE04 | HPELCN04 | PAR_OLDC | HPELCE04_HPELCN04 | 2 | 0 | 0.9 | Same
HOUPARRHNHPELCN04_OLDC_FHPELCE04_D83 | Residential heating technology - Heat pump, Ground source - single-family house - existing building - distributed level 0.83 | HOUELC, HOUAMB | HOUPARRHN_OLDC_DMD | MKr20 | 2030 | 26.6186 | 0.24736 | 0.298 | [5 empty] | PAR | C | OLD | 3.3557 |  | RHNHPELC | 5 | 0.83333 | HOUPARRHNHPELCN04_OLDC_FHPELCE04 | 1 | HOUPARRHNHPELCN04_OLDC | HOUPARRHNHPELCE04_OLDC | HPELCE04 | HPELCN04 | PAR_OLDC | HPELCE04_HPELCN04 | 2 | 0 | 0.9 | Same
HOUPARRHNHPELCN04_OLDC_FHPELCE04_D83 | Residential heating technology - Heat pump, Ground source - single-family house - existing building - distributed level 0.83 | HOUELC, HOUAMB | HOUPARRHN_OLDC_DMD | MKr20 | 2040 | 25.2876 | 0.23984 | 0.28623 | [5 empty] | PAR | C | OLD | 3.4936 |  | RHNHPELC | 5 | 0.83333 | HOUPARRHNHPELCN04_OLDC_FHPELCE04 | 1 | HOUPARRHNHPELCN04_OLDC | HOUPARRHNHPELCE04_OLDC | HPELCE04 | HPELCN04 | PAR_OLDC | HPELCE04_HPELCN04 | 2 | 0 | 0.9 | Same
HOUPARRHNHPELCN04_OLDC_FHPELCE04_D83 | Residential heating technology - Heat pump, Ground source - single-family house - existing building - distributed level 0.83 | HOUELC, HOUAMB | HOUPARRHN_OLDC_DMD | MKr20 | 2050 | 23.9567 | 0.23231 | 0.28252 | [5 empty] | PAR | C | OLD | 3.5396 |  | RHNHPELC | 5 | 0.83333 | HOUPARRHNHPELCN04_OLDC_FHPELCE04 | 1 | HOUPARRHNHPELCN04_OLDC | HOUPARRHNHPELCE04_OLDC | HPELCE04 | HPELCN04 | PAR_OLDC | HPELCE04_HPELCN04 | 2 | 0 | 0.9 | Same
HOUPARRHNHPELCN03_OLDC_FHPELCE04_D83 | Residential heating technology - Heat pump, Air-to-water - single-family house - existing building - distributed level 0.83 | HOUELC, HOUAMB | HOUPARRHN_OLDC_DMD | MKr20 | 2020 | 23.5734 | 0.38487 | 0.3453 | [5 empty] | PAR | C | OLD | 2.8961 |  | RHNHPELC | 5 | 0.83333 | HOUPARRHNHPELCN03_OLDC_FHPELCE04 | 1 | HOUPARRHNHPELCN03_OLDC | HOUPARRHNHPELCE04_OLDC | HPELCE04 | HPELCN03 | PAR_OLDC | HPELCE04_HPELCN03 | 3 | 0 | 0.95 | Similar
HOUPARRHNHPELCN03_OLDC_FHPELCE04_D83 | Residential heating technology - Heat pump, Air-to-water - single-family house - existing building - distributed level 0.83 | HOUELC, HOUAMB | HOUPARRHN_OLDC_DMD | MKr20 | 2025 | 21.7438 | 0.28128 | 0.3296 | [5 empty] | PAR | C | OLD | 3.034 |  | RHNHPELC | 5 | 0.83333 | HOUPARRHNHPELCN03_OLDC_FHPELCE04 | 1 | HOUPARRHNHPELCN03_OLDC | HOUPARRHNHPELCE04_OLDC | HPELCE04 | HPELCN03 | PAR_OLDC | HPELCE04_HPELCN03 | 3 | 0 | 0.95 | Similar
HOUPARRHNHPELCN03_OLDC_FHPELCE04_D83 | Residential heating technology - Heat pump, Air-to-water - single-family house - existing building - distributed level 0.83 | HOUELC, HOUAMB | HOUPARRHN_OLDC_DMD | MKr20 | 2030 | 19.9143 | 0.27722 | 0.31527 | [5 empty] | PAR | C | OLD | 3.1719 |  | RHNHPELC | 5 | 0.83333 | HOUPARRHNHPELCN03_OLDC_FHPELCE04 | 1 | HOUPARRHNHPELCN03_OLDC | HOUPARRHNHPELCE04_OLDC | HPELCE04 | HPELCN03 | PAR_OLDC | HPELCE04_HPELCN03 | 3 | 0 | 0.95 | Similar
HOUPARRHNHPELCN03_OLDC_FHPELCE04_D83 | Residential heating technology - Heat pump, Air-to-water - single-family house - existing building - distributed level 0.83 | HOUELC, HOUAMB | HOUPARRHN_OLDC_DMD | MKr20 | 2040 | 18.4304 | 0.2697 | 0.30214 | [5 empty] | PAR | C | OLD | 3.3098 |  | RHNHPELC | 5 | 0.83333 | HOUPARRHNHPELCN03_OLDC_FHPELCE04 | 1 | HOUPARRHNHPELCN03_OLDC | HOUPARRHNHPELCE04_OLDC | HPELCE04 | HPELCN03 | PAR_OLDC | HPELCE04_HPELCN03 | 3 | 0 | 0.95 | Similar
HOUPARRHNHPELCN03_OLDC_FHPELCE04_D83 | Residential heating technology - Heat pump, Air-to-water - single-family house - existing building - distributed level 0.83 | HOUELC, HOUAMB | HOUPARRHN_OLDC_DMD | MKr20 | 2050 | 16.9466 | 0.26217 | 0.29397 | [5 empty] | PAR | C | OLD | 3.4017 |  | RHNHPELC | 5 | 0.83333 | HOUPARRHNHPELCN03_OLDC_FHPELCE04 | 1 | HOUPARRHNHPELCN03_OLDC | HOUPARRHNHPELCE04_OLDC | HPELCE04 | HPELCN03 | PAR_OLDC | HPELCE04_HPELCN03 | 3 | 0 | 0.95 | Similar
HOUPARRHNHPELCN02_OLDC_FHPELCE04_D83 | Residential heating technology - Heat pump, Air-to-air - single-family house - existing building - distributed level 0.83 | HOUELC, HOUAMB | HOUPARRHN_OLDC_DMD | MKr20 | 2020 | 4.557 | 0.20009 | 0.22427 | [5 empty] | PAR | C | OLD | 4.459 |  | RHNHPELC | 5 | 0.83333 | HOUPARRHNHPELCN02_OLDC_FHPELCE04 | 1 | HOUPARRHNHPELCN02_OLDC | HOUPARRHNHPELCE04_OLDC | HPELCE04 | HPELCN02 | PAR_OLDC | HPELCE04_HPELCN02 | 5 | 0 | 1.1 | Unlikely
HOUPARRHNHPELCN02_OLDC_FHPELCE04_D83 | Residential heating technology - Heat pump, Air-to-air - single-family house - existing building - distributed level 0.83 | HOUELC, HOUAMB | HOUPARRHN_OLDC_DMD | MKr20 | 2025 | 4.4456 | 0.13594 | 0.21327 | [5 empty] | PAR | C | OLD | 4.6888 |  | RHNHPELC | 5 | 0.83333 | HOUPARRHNHPELCN02_OLDC_FHPELCE04 | 1 | HOUPARRHNHPELCN02_OLDC | HOUPARRHNHPELCE04_OLDC | HPELCE04 | HPELCN02 | PAR_OLDC | HPELCE04_HPELCN02 | 5 | 0 | 1.1 | Unlikely
HOUPARRHNHPELCN02_OLDC_FHPELCE04_D83 | Residential heating technology - Heat pump, Air-to-air - single-family house - existing building - distributed level 0.83 | HOUELC, HOUAMB | HOUPARRHN_OLDC_DMD | MKr20 | 2030 | 4.3342 | 0.13343 | 0.20522 | [5 empty] | PAR | C | OLD | 4.8727 |  | RHNHPELC | 5 | 0.83333 | HOUPARRHNHPELCN02_OLDC_FHPELCE04 | 1 | HOUPARRHNHPELCN02_OLDC | HOUPARRHNHPELCE04_OLDC | HPELCE04 | HPELCN02 | PAR_OLDC | HPELCE04_HPELCN02 | 5 | 0 | 1.1 | Unlikely
HOUPARRHNHPELCN02_OLDC_FHPELCE04_D83 | Residential heating technology - Heat pump, Air-to-air - single-family house - existing building - distributed level 0.83 | HOUELC, HOUAMB | HOUPARRHN_OLDC_DMD | MKr20 | 2040 | 4.1275 | 0.12877 | 0.19776 | [5 empty] | PAR | C | OLD | 5.0566 |  | RHNHPELC | 5 | 0.83333 | HOUPARRHNHPELCN02_OLDC_FHPELCE04 | 1 | HOUPARRHNHPELCN02_OLDC | HOUPARRHNHPELCE04_OLDC | HPELCE04 | HPELCN02 | PAR_OLDC | HPELCE04_HPELCN02 | 5 | 0 | 1.1 | Unlikely
HOUPARRHNHPELCN02_OLDC_FHPELCE04_D83 | Residential heating technology - Heat pump, Air-to-air - single-family house - existing building - distributed level 0.83 | HOUELC, HOUAMB | HOUPARRHN_OLDC_DMD | MKr20 | 2050 | 3.9207 | 0.12411 | 0.19423 | [5 empty] | PAR | C | OLD | 5.1485 |  | RHNHPELC | 5 | 0.83333 | HOUPARRHNHPELCN02_OLDC_FHPELCE04 | 1 | HOUPARRHNHPELCN02_OLDC | HOUPARRHNHPELCE04_OLDC | HPELCE04 | HPELCN02 | PAR_OLDC | HPELCE04_HPELCN02 | 5 | 0 | 1.1 | Unlikely
HOUPARRHNDIELCN06_OLDC_FHPELCE04_D83 | Residential heating technology - Electric heating - electric panel from Bauhaus - single-family house - new building - distributed level 0.83 | HOUELC | HOUPARRHN_OLDC_DMD | MKr20 | 2020 | 0.70255 | 0 | [6 empty] | PAR | C | OLD |  |  | RHNDIELC | 5 | 0.83333 | HOUPARRHNDIELCN06_OLDC_FHPELCE04 | 1 | HOUPARRHNDIELCN06_OLDC | HOUPARRHNHPELCE04_OLDC | HPELCE04 | DIELCN06 | PAR_OLDC | HPELCE04_DIELCN06 | 5 | 0 | 1.1 | Unlikely
HOUPARRHNDIELCN06_OLDC_FHPELCE04_D83 | Residential heating technology - Electric heating - electric panel from Bauhaus - single-family house - new building - distributed level 0.83 | HOUELC | HOUPARRHN_OLDC_DMD | MKr20 | 2025 | 0.70255 | 0 | [6 empty] | PAR | C | OLD |  |  | RHNDIELC | 5 | 0.83333 | HOUPARRHNDIELCN06_OLDC_FHPELCE04 | 1 | HOUPARRHNDIELCN06_OLDC | HOUPARRHNHPELCE04_OLDC | HPELCE04 | DIELCN06 | PAR_OLDC | HPELCE04_DIELCN06 | 5 | 0 | 1.1 | Unlikely
HOUPARRHNDIELCN06_OLDC_FHPELCE04_D83 | Residential heating technology - Electric heating - electric panel from Bauhaus - single-family house - new building - distributed level 0.83 | HOUELC | HOUPARRHN_OLDC_DMD | MKr20 | 2030 | 0.70255 | 0 | [6 empty] | PAR | C | OLD |  |  | RHNDIELC | 5 | 0.83333 | HOUPARRHNDIELCN06_OLDC_FHPELCE04 | 1 | HOUPARRHNDIELCN06_OLDC | HOUPARRHNHPELCE04_OLDC | HPELCE04 | DIELCN06 | PAR_OLDC | HPELCE04_DIELCN06 | 5 | 0 | 1.1 | Unlikely
HOUPARRHNDIELCN06_OLDC_FHPELCE04_D83 | Residential heating technology - Electric heating - electric panel from Bauhaus - single-family house - new building - distributed level 0.83 | HOUELC | HOUPARRHN_OLDC_DMD | MKr20 | 2040 | 0.70255 | 0 | [6 empty] | PAR | C | OLD |  |  | RHNDIELC | 5 | 0.83333 | HOUPARRHNDIELCN06_OLDC_FHPELCE04 | 1 | HOUPARRHNDIELCN06_OLDC | HOUPARRHNHPELCE04_OLDC | HPELCE04 | DIELCN06 | PAR_OLDC | HPELCE04_DIELCN06 | 5 | 0 | 1.1 | Unlikely
HOUPARRHNDIELCN06_OLDC_FHPELCE04_D83 | Residential heating technology - Electric heating - electric panel from Bauhaus - single-family house - new building - distributed level 0.83 | HOUELC | HOUPARRHN_OLDC_DMD | MKr20 | 2050 | 0.70255 | 0 | [6 empty] | PAR | C | OLD |  |  | RHNDIELC | 5 | 0.83333 | HOUPARRHNDIELCN06_OLDC_FHPELCE04 | 1 | HOUPARRHNDIELCN06_OLDC | HOUPARRHNHPELCE04_OLDC | HPELCE04 | DIELCN06 | PAR_OLDC | HPELCE04_DIELCN06 | 5 | 0 | 1.1 | Unlikely
HOUPARRHNDIELCN01_OLDC_FHPELCE04_D83 | Residential heating technology - Electric heating - single-family house - new building - distributed level 0.83 | HOUELC | HOUPARRHN_OLDC_DMD | MKr20 | 2020 | 8.5362 | 0.06921 | [6 empty] | PAR | C | OLD |  |  | RHNDIELC | 5 | 0.83333 | HOUPARRHNDIELCN01_OLDC_FHPELCE04 | 1 | HOUPARRHNDIELCN01_OLDC | HOUPARRHNHPELCE04_OLDC | HPELCE04 | DIELCN01 | PAR_OLDC | HPELCE04_DIELCN01 | 5 | 0 | 1.1 | Unlikely
HOUPARRHNDIELCN01_OLDC_FHPELCE04_D83 | Residential heating technology - Electric heating - single-family house - new building - distributed level 0.83 | HOUELC | HOUPARRHN_OLDC_DMD | MKr20 | 2025 | 8.3249 | 0.06921 | [6 empty] | PAR | C | OLD |  |  | RHNDIELC | 5 | 0.83333 | HOUPARRHNDIELCN01_OLDC_FHPELCE04 | 1 | HOUPARRHNDIELCN01_OLDC | HOUPARRHNHPELCE04_OLDC | HPELCE04 | DIELCN01 | PAR_OLDC | HPELCE04_DIELCN01 | 5 | 0 | 1.1 | Unlikely
HOUPARRHNDIELCN01_OLDC_FHPELCE04_D83 | Residential heating technology - Electric heating - single-family house - new building - distributed level 0.83 | HOUELC | HOUPARRHN_OLDC_DMD | MKr20 | 2030 | 8.1188 | 0.066326 | [6 empty] | PAR | C | OLD |  |  | RHNDIELC | 5 | 0.83333 | HOUPARRHNDIELCN01_OLDC_FHPELCE04 | 1 | HOUPARRHNDIELCN01_OLDC | HOUPARRHNHPELCE04_OLDC | HPELCE04 | DIELCN01 | PAR_OLDC | HPELCE04_DIELCN01 | 5 | 0 | 1.1 | Unlikely
HOUPARRHNDIELCN01_OLDC_FHPELCE04_D83 | Residential heating technology - Electric heating - single-family house - new building - distributed level 0.83 | HOUELC | HOUPARRHN_OLDC_DMD | MKr20 | 2040 | 7.7219 | 0.063442 | [6 empty] | PAR | C | OLD |  |  | RHNDIELC | 5 | 0.83333 | HOUPARRHNDIELCN01_OLDC_FHPELCE04 | 1 | HOUPARRHNDIELCN01_OLDC | HOUPARRHNHPELCE04_OLDC | HPELCE04 | DIELCN01 | PAR_OLDC | HPELCE04_DIELCN01 | 5 | 0 | 1.1 | Unlikely
HOUPARRHNDIELCN01_OLDC_FHPELCE04_D83 | Residential heating technology - Electric heating - single-family house - new building - distributed level 0.83 | HOUELC | HOUPARRHN_OLDC_DMD | MKr20 | 2050 | 7.3444 | 0.060559 | [6 empty] | PAR | C | OLD |  |  | RHNDIELC | 5 | 0.83333 | HOUPARRHNDIELCN01_OLDC_FHPELCE04 | 1 | HOUPARRHNDIELCN01_OLDC | HOUPARRHNHPELCE04_OLDC | HPELCE04 | DIELCN01 | PAR_OLDC | HPELCE04_DIELCN01 | 5 | 0 | 1.1 | Unlikely
HOUPARRHNBHSOLN01_OLDC_FHPELCE04_D83 | Residential heating technology - Solar heating system - single-family house - existing building - distributed level 0.83 | HOUSOL | HOUPARRHN_OLDC_DMD | MKr20 | 2020 | 9.3804 | 0.10804 | [6 empty] | PAR | C | OLD |  |  | RHNBHSOL | 5 | 0.83333 | HOUPARRHNBHSOLN01_OLDC_FHPELCE04 | 1 | HOUPARRHNBHSOLN01_OLDC | HOUPARRHNHPELCE04_OLDC | HPELCE04 | BHSOLN01 | PAR_OLDC | HPELCE04_BHSOLN01 | 5 | 0 | 1.1 | Unlikely
HOUPARRHNBHSOLN01_OLDC_FHPELCE04_D83 | Residential heating technology - Solar heating system - single-family house - existing building - distributed level 0.83 | HOUSOL | HOUPARRHN_OLDC_DMD | MKr20 | 2025 | 9.1482 | 0.10145 | [6 empty] | PAR | C | OLD |  |  | RHNBHSOL | 5 | 0.83333 | HOUPARRHNBHSOLN01_OLDC_FHPELCE04 | 1 | HOUPARRHNBHSOLN01_OLDC | HOUPARRHNHPELCE04_OLDC | HPELCE04 | BHSOLN01 | PAR_OLDC | HPELCE04_BHSOLN01 | 5 | 0 | 1.1 | Unlikely
HOUPARRHNBHSOLN01_OLDC_FHPELCE04_D83 | Residential heating technology - Solar heating system - single-family house - existing building - distributed level 0.83 | HOUSOL | HOUPARRHN_OLDC_DMD | MKr20 | 2030 | 8.9218 | 0.098974 | [6 empty] | PAR | C | OLD |  |  | RHNBHSOL | 5 | 0.83333 | HOUPARRHNBHSOLN01_OLDC_FHPELCE04 | 1 | HOUPARRHNBHSOLN01_OLDC | HOUPARRHNHPELCE04_OLDC | HPELCE04 | BHSOLN01 | PAR_OLDC | HPELCE04_BHSOLN01 | 5 | 0 | 1.1 | Unlikely
HOUPARRHNBHSOLN01_OLDC_FHPELCE04_D83 | Residential heating technology - Solar heating system - single-family house - existing building - distributed level 0.83 | HOUSOL | HOUPARRHN_OLDC_DMD | MKr20 | 2040 | 8.4856 | 0.093619 | [6 empty] | PAR | C | OLD |  |  | RHNBHSOL | 5 | 0.83333 | HOUPARRHNBHSOLN01_OLDC_FHPELCE04 | 1 | HOUPARRHNBHSOLN01_OLDC | HOUPARRHNHPELCE04_OLDC | HPELCE04 | BHSOLN01 | PAR_OLDC | HPELCE04_BHSOLN01 | 5 | 0 | 1.1 | Unlikely
HOUPARRHNBHSOLN01_OLDC_FHPELCE04_D83 | Residential heating technology - Solar heating system - single-family house - existing building - distributed level 0.83 | HOUSOL | HOUPARRHN_OLDC_DMD | MKr20 | 2050 | 8.0707 | 0.088263 | [6 empty] | PAR | C | OLD |  |  | RHNBHSOL | 5 | 0.83333 | HOUPARRHNBHSOLN01_OLDC_FHPELCE04 | 1 | HOUPARRHNBHSOLN01_OLDC | HOUPARRHNHPELCE04_OLDC | HPELCE04 | BHSOLN01 | PAR_OLDC | HPELCE04_BHSOLN01 | 5 | 0 | 1.1 | Unlikely
HOUPARRHNBHDHCN03_OLDC_FHPELCE04_D83 | Residential heating technology - Direct district heating substation - plus connection pipe - single-family house - existing building - distributed level 0.83 | HOUDHC | HOUPARRHN_OLDC_DMD | MKr20 | 2020 | 3.7272 | 0.035153 | [6 empty] | PAR | C | OLD |  |  | RHNBHDHC | 5 | 0.83333 | HOUPARRHNBHDHCN03_OLDC_FHPELCE04 | 1 | HOUPARRHNBHDHCN03_OLDC | HOUPARRHNHPELCE04_OLDC | HPELCE04 | BHDHCN03 | PAR_OLDC | HPELCE04_BHDHCN03 | 6 | 0 | 1 | New
HOUPARRHNBHDHCN03_OLDC_FHPELCE04_D83 | Residential heating technology - Direct district heating substation - plus connection pipe - single-family house - existing building - distributed level 0.83 | HOUDHC | HOUPARRHN_OLDC_DMD | MKr20 | 2025 | 3.684 | 0.034893 | [6 empty] | PAR | C | OLD |  |  | RHNBHDHC | 5 | 0.83333 | HOUPARRHNBHDHCN03_OLDC_FHPELCE04 | 1 | HOUPARRHNBHDHCN03_OLDC | HOUPARRHNHPELCE04_OLDC | HPELCE04 | BHDHCN03 | PAR_OLDC | HPELCE04_BHDHCN03 | 6 | 0 | 1 | New
HOUPARRHNBHDHCN03_OLDC_FHPELCE04_D83 | Residential heating technology - Direct district heating substation - plus connection pipe - single-family house - existing building - distributed level 0.83 | HOUDHC | HOUPARRHN_OLDC_DMD | MKr20 | 2030 | 3.6479 | 0.03427 | [6 empty] | PAR | C | OLD |  |  | RHNBHDHC | 5 | 0.83333 | HOUPARRHNBHDHCN03_OLDC_FHPELCE04 | 1 | HOUPARRHNBHDHCN03_OLDC | HOUPARRHNHPELCE04_OLDC | HPELCE04 | BHDHCN03 | PAR_OLDC | HPELCE04_BHDHCN03 | 6 | 0 | 1 | New
HOUPARRHNBHDHCN03_OLDC_FHPELCE04_D83 | Residential heating technology - Direct district heating substation - plus connection pipe - single-family house - existing building - distributed level 0.83 | HOUDHC | HOUPARRHN_OLDC_DMD | MKr20 | 2040 | 3.583 | 0.032794 | [6 empty] | PAR | C | OLD |  |  | RHNBHDHC | 5 | 0.83333 | HOUPARRHNBHDHCN03_OLDC_FHPELCE04 | 1 | HOUPARRHNBHDHCN03_OLDC | HOUPARRHNHPELCE04_OLDC | HPELCE04 | BHDHCN03 | PAR_OLDC | HPELCE04_BHDHCN03 | 6 | 0 | 1 | New
HOUPARRHNBHDHCN03_OLDC_FHPELCE04_D83 | Residential heating technology - Direct district heating substation - plus connection pipe - single-family house - existing building - distributed level 0.83 | HOUDHC | HOUPARRHN_OLDC_DMD | MKr20 | 2050 | 3.511 | 0.030647 | [6 empty] | PAR | C | OLD |  |  | RHNBHDHC | 5 | 0.83333 | HOUPARRHNBHDHCN03_OLDC_FHPELCE04 | 1 | HOUPARRHNBHDHCN03_OLDC | HOUPARRHNHPELCE04_OLDC | HPELCE04 | BHDHCN03 | PAR_OLDC | HPELCE04_BHDHCN03 | 6 | 0 | 1 | New
HOUPARRHNHPELCN07_OLDD_FHPELCE04_D83 | Residential heating technology - Heat pump, Air-to-water, low-price product - single-family house - existing building - distributed level 0.83 | HOUELC, HOUAMB | HOUPARRHN_OLDD_DMD | MKr20 | 2020 | 11.4938 | 0.44459 | 0.36256 | [5 empty] | PAR | D | OLD | 2.7581 |  | RHNHPELC | 5 | 0.83333 | HOUPARRHNHPELCN07_OLDD_FHPELCE04 | 1 | HOUPARRHNHPELCN07_OLDD | HOUPARRHNHPELCE04_OLDD | HPELCE04 | HPELCN07 | PAR_OLDD | HPELCE04_HPELCN07 | 3 | 0 | 0.95 | Similar
HOUPARRHNHPELCN07_OLDD_FHPELCE04_D83 | Residential heating technology - Heat pump, Air-to-water, low-price product - single-family house - existing building - distributed level 0.83 | HOUELC, HOUAMB | HOUPARRHN_OLDD_DMD | MKr20 | 2025 | 10.5148 | 0.341 | 0.3453 | [5 empty] | PAR | D | OLD | 2.8961 |  | RHNHPELC | 5 | 0.83333 | HOUPARRHNHPELCN07_OLDD_FHPELCE04 | 1 | HOUPARRHNHPELCN07_OLDD | HOUPARRHNHPELCE04_OLDD | HPELCE04 | HPELCN07 | PAR_OLDD | HPELCE04_HPELCN07 | 3 | 0 | 0.95 | Similar
HOUPARRHNHPELCN07_OLDD_FHPELCE04_D83 | Residential heating technology - Heat pump, Air-to-water, low-price product - single-family house - existing building - distributed level 0.83 | HOUELC, HOUAMB | HOUPARRHN_OLDD_DMD | MKr20 | 2030 | 9.5357 | 0.33694 | 0.3296 | [5 empty] | PAR | D | OLD | 3.034 |  | RHNHPELC | 5 | 0.83333 | HOUPARRHNHPELCN07_OLDD_FHPELCE04 | 1 | HOUPARRHNHPELCN07_OLDD | HOUPARRHNHPELCE04_OLDD | HPELCE04 | HPELCN07 | PAR_OLDD | HPELCE04_HPELCN07 | 3 | 0 | 0.95 | Similar
HOUPARRHNHPELCN07_OLDD_FHPELCE04_D83 | Residential heating technology - Heat pump, Air-to-water, low-price product - single-family house - existing building - distributed level 0.83 | HOUELC, HOUAMB | HOUPARRHN_OLDD_DMD | MKr20 | 2040 | 8.7556 | 0.32942 | 0.31527 | [5 empty] | PAR | D | OLD | 3.1719 |  | RHNHPELC | 5 | 0.83333 | HOUPARRHNHPELCN07_OLDD_FHPELCE04 | 1 | HOUPARRHNHPELCN07_OLDD | HOUPARRHNHPELCE04_OLDD | HPELCE04 | HPELCN07 | PAR_OLDD | HPELCE04_HPELCN07 | 3 | 0 | 0.95 | Similar
HOUPARRHNHPELCN07_OLDD_FHPELCE04_D83 | Residential heating technology - Heat pump, Air-to-water, low-price product - single-family house - existing building - distributed level 0.83 | HOUELC, HOUAMB | HOUPARRHN_OLDD_DMD | MKr20 | 2050 | 7.9756 | 0.32189 | 0.30639 | [5 empty] | PAR | D | OLD | 3.2638 |  | RHNHPELC | 5 | 0.83333 | HOUPARRHNHPELCN07_OLDD_FHPELCE04 | 1 | HOUPARRHNHPELCN07_OLDD | HOUPARRHNHPELCE04_OLDD | HPELCE04 | HPELCN07 | PAR_OLDD | HPELCE04_HPELCN07 | 3 | 0 | 0.95 | Similar
HOUPARRHNHPELCN05_OLDD_FHPELCE04_D83 | Residential heating technology - Heat pump, Air-to-water - leasing - single-family house - existing building - distributed level 0.83 | HOUELC, HOUAMB | HOUPARRHN_OLDD_DMD | MKr20 | 2020 | 11.7867 | 1.2309 | 0.3453 | [5 empty] | PAR | D | OLD | 2.8961 |  | RHNHPELC | 5 | 0.83333 | HOUPARRHNHPELCN05_OLDD_FHPELCE04 | 1 | HOUPARRHNHPELCN05_OLDD | HOUPARRHNHPELCE04_OLDD | HPELCE04 | HPELCN05 | PAR_OLDD | HPELCE04_HPELCN05 | 3 | 0 | 0.95 | Similar
HOUPARRHNHPELCN05_OLDD_FHPELCE04_D83 | Residential heating technology - Heat pump, Air-to-water - leasing - single-family house - existing building - distributed level 0.83 | HOUELC, HOUAMB | HOUPARRHN_OLDD_DMD | MKr20 | 2025 | 10.8719 | 1.0617 | 0.3296 | [5 empty] | PAR | D | OLD | 3.034 |  | RHNHPELC | 5 | 0.83333 | HOUPARRHNHPELCN05_OLDD_FHPELCE04 | 1 | HOUPARRHNHPELCN05_OLDD | HOUPARRHNHPELCE04_OLDD | HPELCE04 | HPELCN05 | PAR_OLDD | HPELCE04_HPELCN05 | 3 | 0 | 0.95 | Similar
HOUPARRHNHPELCN05_OLDD_FHPELCE04_D83 | Residential heating technology - Heat pump, Air-to-water - leasing - single-family house - existing building - distributed level 0.83 | HOUELC, HOUAMB | HOUPARRHN_OLDD_DMD | MKr20 | 2030 | 9.9571 | 0.99194 | 0.31527 | [5 empty] | PAR | D | OLD | 3.1719 |  | RHNHPELC | 5 | 0.83333 | HOUPARRHNHPELCN05_OLDD_FHPELCE04 | 1 | HOUPARRHNHPELCN05_OLDD | HOUPARRHNHPELCE04_OLDD | HPELCE04 | HPELCN05 | PAR_OLDD | HPELCE04_HPELCN05 | 3 | 0 | 0.95 | Similar
HOUPARRHNHPELCN05_OLDD_FHPELCE04_D83 | Residential heating technology - Heat pump, Air-to-water - leasing - single-family house - existing building - distributed level 0.83 | HOUELC, HOUAMB | HOUPARRHN_OLDD_DMD | MKr20 | 2040 | 9.2152 | 0.93116 | 0.30214 | [5 empty] | PAR | D | OLD | 3.3098 |  | RHNHPELC | 5 | 0.83333 | HOUPARRHNHPELCN05_OLDD_FHPELCE04 | 1 | HOUPARRHNHPELCN05_OLDD | HOUPARRHNHPELCE04_OLDD | HPELCE04 | HPELCN05 | PAR_OLDD | HPELCE04_HPELCN05 | 3 | 0 | 0.95 | Similar
HOUPARRHNHPELCN05_OLDD_FHPELCE04_D83 | Residential heating technology - Heat pump, Air-to-water - leasing - single-family house - existing building - distributed level 0.83 | HOUELC, HOUAMB | HOUPARRHN_OLDD_DMD | MKr20 | 2050 | 8.4733 | 0.87038 | 0.29397 | [5 empty] | PAR | D | OLD | 3.4017 |  | RHNHPELC | 5 | 0.83333 | HOUPARRHNHPELCN05_OLDD_FHPELCE04 | 1 | HOUPARRHNHPELCN05_OLDD | HOUPARRHNHPELCE04_OLDD | HPELCE04 | HPELCN05 | PAR_OLDD | HPELCE04_HPELCN05 | 3 | 0 | 0.95 | Similar
HOUPARRHNHPELCN04_OLDD_FHPELCE04_D83 | Residential heating technology - Heat pump, Ground source - single-family house - existing building - distributed level 0.83 | HOUELC, HOUAMB | HOUPARRHN_OLDD_DMD | MKr20 | 2020 | 29.5762 | 0.35501 | 0.31527 | [5 empty] | PAR | D | OLD | 3.1719 |  | RHNHPELC | 5 | 0.83333 | HOUPARRHNHPELCN04_OLDD_FHPELCE04 | 1 | HOUPARRHNHPELCN04_OLDD | HOUPARRHNHPELCE04_OLDD | HPELCE04 | HPELCN04 | PAR_OLDD | HPELCE04_HPELCN04 | 2 | 0 | 0.9 | Same
HOUPARRHNHPELCN04_OLDD_FHPELCE04_D83 | Residential heating technology - Heat pump, Ground source - single-family house - existing building - distributed level 0.83 | HOUELC, HOUAMB | HOUPARRHN_OLDD_DMD | MKr20 | 2025 | 28.0974 | 0.25142 | 0.30639 | [5 empty] | PAR | D | OLD | 3.2638 |  | RHNHPELC | 5 | 0.83333 | HOUPARRHNHPELCN04_OLDD_FHPELCE04 | 1 | HOUPARRHNHPELCN04_OLDD | HOUPARRHNHPELCE04_OLDD | HPELCE04 | HPELCN04 | PAR_OLDD | HPELCE04_HPELCN04 | 2 | 0 | 0.9 | Same
HOUPARRHNHPELCN04_OLDD_FHPELCE04_D83 | Residential heating technology - Heat pump, Ground source - single-family house - existing building - distributed level 0.83 | HOUELC, HOUAMB | HOUPARRHN_OLDD_DMD | MKr20 | 2030 | 26.6186 | 0.24736 | 0.298 | [5 empty] | PAR | D | OLD | 3.3557 |  | RHNHPELC | 5 | 0.83333 | HOUPARRHNHPELCN04_OLDD_FHPELCE04 | 1 | HOUPARRHNHPELCN04_OLDD | HOUPARRHNHPELCE04_OLDD | HPELCE04 | HPELCN04 | PAR_OLDD | HPELCE04_HPELCN04 | 2 | 0 | 0.9 | Same
HOUPARRHNHPELCN04_OLDD_FHPELCE04_D83 | Residential heating technology - Heat pump, Ground source - single-family house - existing building - distributed level 0.83 | HOUELC, HOUAMB | HOUPARRHN_OLDD_DMD | MKr20 | 2040 | 25.2876 | 0.23984 | 0.28623 | [5 empty] | PAR | D | OLD | 3.4936 |  | RHNHPELC | 5 | 0.83333 | HOUPARRHNHPELCN04_OLDD_FHPELCE04 | 1 | HOUPARRHNHPELCN04_OLDD | HOUPARRHNHPELCE04_OLDD | HPELCE04 | HPELCN04 | PAR_OLDD | HPELCE04_HPELCN04 | 2 | 0 | 0.9 | Same
HOUPARRHNHPELCN04_OLDD_FHPELCE04_D83 | Residential heating technology - Heat pump, Ground source - single-family house - existing building - distributed level 0.83 | HOUELC, HOUAMB | HOUPARRHN_OLDD_DMD | MKr20 | 2050 | 23.9567 | 0.23231 | 0.28252 | [5 empty] | PAR | D | OLD | 3.5396 |  | RHNHPELC | 5 | 0.83333 | HOUPARRHNHPELCN04_OLDD_FHPELCE04 | 1 | HOUPARRHNHPELCN04_OLDD | HOUPARRHNHPELCE04_OLDD | HPELCE04 | HPELCN04 | PAR_OLDD | HPELCE04_HPELCN04 | 2 | 0 | 0.9 | Same
HOUPARRHNHPELCN03_OLDD_FHPELCE04_D83 | Residential heating technology - Heat pump, Air-to-water - single-family house - existing building - distributed level 0.83 | HOUELC, HOUAMB | HOUPARRHN_OLDD_DMD | MKr20 | 2020 | 23.5734 | 0.38487 | 0.3453 | [5 empty] | PAR | D | OLD | 2.8961 |  | RHNHPELC | 5 | 0.83333 | HOUPARRHNHPELCN03_OLDD_FHPELCE04 | 1 | HOUPARRHNHPELCN03_OLDD | HOUPARRHNHPELCE04_OLDD | HPELCE04 | HPELCN03 | PAR_OLDD | HPELCE04_HPELCN03 | 3 | 0 | 0.95 | Similar
HOUPARRHNHPELCN03_OLDD_FHPELCE04_D83 | Residential heating technology - Heat pump, Air-to-water - single-family house - existing building - distributed level 0.83 | HOUELC, HOUAMB | HOUPARRHN_OLDD_DMD | MKr20 | 2025 | 21.7438 | 0.28128 | 0.3296 | [5 empty] | PAR | D | OLD | 3.034 |  | RHNHPELC | 5 | 0.83333 | HOUPARRHNHPELCN03_OLDD_FHPELCE04 | 1 | HOUPARRHNHPELCN03_OLDD | HOUPARRHNHPELCE04_OLDD | HPELCE04 | HPELCN03 | PAR_OLDD | HPELCE04_HPELCN03 | 3 | 0 | 0.95 | Similar
HOUPARRHNHPELCN03_OLDD_FHPELCE04_D83 | Residential heating technology - Heat pump, Air-to-water - single-family house - existing building - distributed level 0.83 | HOUELC, HOUAMB | HOUPARRHN_OLDD_DMD | MKr20 | 2030 | 19.9143 | 0.27722 | 0.31527 | [5 empty] | PAR | D | OLD | 3.1719 |  | RHNHPELC | 5 | 0.83333 | HOUPARRHNHPELCN03_OLDD_FHPELCE04 | 1 | HOUPARRHNHPELCN03_OLDD | HOUPARRHNHPELCE04_OLDD | HPELCE04 | HPELCN03 | PAR_OLDD | HPELCE04_HPELCN03 | 3 | 0 | 0.95 | Similar
HOUPARRHNHPELCN03_OLDD_FHPELCE04_D83 | Residential heating technology - Heat pump, Air-to-water - single-family house - existing building - distributed level 0.83 | HOUELC, HOUAMB | HOUPARRHN_OLDD_DMD | MKr20 | 2040 | 18.4304 | 0.2697 | 0.30214 | [5 empty] | PAR | D | OLD | 3.3098 |  | RHNHPELC | 5 | 0.83333 | HOUPARRHNHPELCN03_OLDD_FHPELCE04 | 1 | HOUPARRHNHPELCN03_OLDD | HOUPARRHNHPELCE04_OLDD | HPELCE04 | HPELCN03 | PAR_OLDD | HPELCE04_HPELCN03 | 3 | 0 | 0.95 | Similar
HOUPARRHNHPELCN03_OLDD_FHPELCE04_D83 | Residential heating technology - Heat pump, Air-to-water - single-family house - existing building - distributed level 0.83 | HOUELC, HOUAMB | HOUPARRHN_OLDD_DMD | MKr20 | 2050 | 16.9466 | 0.26217 | 0.29397 | [5 empty] | PAR | D | OLD | 3.4017 |  | RHNHPELC | 5 | 0.83333 | HOUPARRHNHPELCN03_OLDD_FHPELCE04 | 1 | HOUPARRHNHPELCN03_OLDD | HOUPARRHNHPELCE04_OLDD | HPELCE04 | HPELCN03 | PAR_OLDD | HPELCE04_HPELCN03 | 3 | 0 | 0.95 | Similar
HOUPARRHNHPELCN02_OLDD_FHPELCE04_D83 | Residential heating technology - Heat pump, Air-to-air - single-family house - existing building - distributed level 0.83 | HOUELC, HOUAMB | HOUPARRHN_OLDD_DMD | MKr20 | 2020 | 4.557 | 0.20009 | 0.22427 | [5 empty] | PAR | D | OLD | 4.459 |  | RHNHPELC | 5 | 0.83333 | HOUPARRHNHPELCN02_OLDD_FHPELCE04 | 1 | HOUPARRHNHPELCN02_OLDD | HOUPARRHNHPELCE04_OLDD | HPELCE04 | HPELCN02 | PAR_OLDD | HPELCE04_HPELCN02 | 5 | 0 | 1.1 | Unlikely
HOUPARRHNHPELCN02_OLDD_FHPELCE04_D83 | Residential heating technology - Heat pump, Air-to-air - single-family house - existing building - distributed level 0.83 | HOUELC, HOUAMB | HOUPARRHN_OLDD_DMD | MKr20 | 2025 | 4.4456 | 0.13594 | 0.21327 | [5 empty] | PAR | D | OLD | 4.6888 |  | RHNHPELC | 5 | 0.83333 | HOUPARRHNHPELCN02_OLDD_FHPELCE04 | 1 | HOUPARRHNHPELCN02_OLDD | HOUPARRHNHPELCE04_OLDD | HPELCE04 | HPELCN02 | PAR_OLDD | HPELCE04_HPELCN02 | 5 | 0 | 1.1 | Unlikely
HOUPARRHNHPELCN02_OLDD_FHPELCE04_D83 | Residential heating technology - Heat pump, Air-to-air - single-family house - existing building - distributed level 0.83 | HOUELC, HOUAMB | HOUPARRHN_OLDD_DMD | MKr20 | 2030 | 4.3342 | 0.13343 | 0.20522 | [5 empty] | PAR | D | OLD | 4.8727 |  | RHNHPELC | 5 | 0.83333 | HOUPARRHNHPELCN02_OLDD_FHPELCE04 | 1 | HOUPARRHNHPELCN02_OLDD | HOUPARRHNHPELCE04_OLDD | HPELCE04 | HPELCN02 | PAR_OLDD | HPELCE04_HPELCN02 | 5 | 0 | 1.1 | Unlikely
HOUPARRHNHPELCN02_OLDD_FHPELCE04_D83 | Residential heating technology - Heat pump, Air-to-air - single-family house - existing building - distributed level 0.83 | HOUELC, HOUAMB | HOUPARRHN_OLDD_DMD | MKr20 | 2040 | 4.1275 | 0.12877 | 0.19776 | [5 empty] | PAR | D | OLD | 5.0566 |  | RHNHPELC | 5 | 0.83333 | HOUPARRHNHPELCN02_OLDD_FHPELCE04 | 1 | HOUPARRHNHPELCN02_OLDD | HOUPARRHNHPELCE04_OLDD | HPELCE04 | HPELCN02 | PAR_OLDD | HPELCE04_HPELCN02 | 5 | 0 | 1.1 | Unlikely
HOUPARRHNHPELCN02_OLDD_FHPELCE04_D83 | Residential heating technology - Heat pump, Air-to-air - single-family house - existing building - distributed level 0.83 | HOUELC, HOUAMB | HOUPARRHN_OLDD_DMD | MKr20 | 2050 | 3.9207 | 0.12411 | 0.19423 | [5 empty] | PAR | D | OLD | 5.1485 |  | RHNHPELC | 5 | 0.83333 | HOUPARRHNHPELCN02_OLDD_FHPELCE04 | 1 | HOUPARRHNHPELCN02_OLDD | HOUPARRHNHPELCE04_OLDD | HPELCE04 | HPELCN02 | PAR_OLDD | HPELCE04_HPELCN02 | 5 | 0 | 1.1 | Unlikely
HOUPARRHNDIELCN06_OLDD_FHPELCE04_D83 | Residential heating technology - Electric heating - electric panel from Bauhaus - single-family house - new building - distributed level 0.83 | HOUELC | HOUPARRHN_OLDD_DMD | MKr20 | 2020 | 0.70255 | 0 | [6 empty] | PAR | D | OLD |  |  | RHNDIELC | 5 | 0.83333 | HOUPARRHNDIELCN06_OLDD_FHPELCE04 | 1 | HOUPARRHNDIELCN06_OLDD | HOUPARRHNHPELCE04_OLDD | HPELCE04 | DIELCN06 | PAR_OLDD | HPELCE04_DIELCN06 | 5 | 0 | 1.1 | Unlikely
HOUPARRHNDIELCN06_OLDD_FHPELCE04_D83 | Residential heating technology - Electric heating - electric panel from Bauhaus - single-family house - new building - distributed level 0.83 | HOUELC | HOUPARRHN_OLDD_DMD | MKr20 | 2025 | 0.70255 | 0 | [6 empty] | PAR | D | OLD |  |  | RHNDIELC | 5 | 0.83333 | HOUPARRHNDIELCN06_OLDD_FHPELCE04 | 1 | HOUPARRHNDIELCN06_OLDD | HOUPARRHNHPELCE04_OLDD | HPELCE04 | DIELCN06 | PAR_OLDD | HPELCE04_DIELCN06 | 5 | 0 | 1.1 | Unlikely
HOUPARRHNDIELCN06_OLDD_FHPELCE04_D83 | Residential heating technology - Electric heating - electric panel from Bauhaus - single-family house - new building - distributed level 0.83 | HOUELC | HOUPARRHN_OLDD_DMD | MKr20 | 2030 | 0.70255 | 0 | [6 empty] | PAR | D | OLD |  |  | RHNDIELC | 5 | 0.83333 | HOUPARRHNDIELCN06_OLDD_FHPELCE04 | 1 | HOUPARRHNDIELCN06_OLDD | HOUPARRHNHPELCE04_OLDD | HPELCE04 | DIELCN06 | PAR_OLDD | HPELCE04_DIELCN06 | 5 | 0 | 1.1 | Unlikely
HOUPARRHNDIELCN06_OLDD_FHPELCE04_D83 | Residential heating technology - Electric heating - electric panel from Bauhaus - single-family house - new building - distributed level 0.83 | HOUELC | HOUPARRHN_OLDD_DMD | MKr20 | 2040 | 0.70255 | 0 | [6 empty] | PAR | D | OLD |  |  | RHNDIELC | 5 | 0.83333 | HOUPARRHNDIELCN06_OLDD_FHPELCE04 | 1 | HOUPARRHNDIELCN06_OLDD | HOUPARRHNHPELCE04_OLDD | HPELCE04 | DIELCN06 | PAR_OLDD | HPELCE04_DIELCN06 | 5 | 0 | 1.1 | Unlikely
HOUPARRHNDIELCN06_OLDD_FHPELCE04_D83 | Residential heating technology - Electric heating - electric panel from Bauhaus - single-family house - new building - distributed level 0.83 | HOUELC | HOUPARRHN_OLDD_DMD | MKr20 | 2050 | 0.70255 | 0 | [6 empty] | PAR | D | OLD |  |  | RHNDIELC | 5 | 0.83333 | HOUPARRHNDIELCN06_OLDD_FHPELCE04 | 1 | HOUPARRHNDIELCN06_OLDD | HOUPARRHNHPELCE04_OLDD | HPELCE04 | DIELCN06 | PAR_OLDD | HPELCE04_DIELCN06 | 5 | 0 | 1.1 | Unlikely
HOUPARRHNDIELCN01_OLDD_FHPELCE04_D83 | Residential heating technology - Electric heating - single-family house - new building - distributed level 0.83 | HOUELC | HOUPARRHN_OLDD_DMD | MKr20 | 2020 | 8.5362 | 0.06921 | [6 empty] | PAR | D | OLD |  |  | RHNDIELC | 5 | 0.83333 | HOUPARRHNDIELCN01_OLDD_FHPELCE04 | 1 | HOUPARRHNDIELCN01_OLDD | HOUPARRHNHPELCE04_OLDD | HPELCE04 | DIELCN01 | PAR_OLDD | HPELCE04_DIELCN01 | 5 | 0 | 1.1 | Unlikely
HOUPARRHNDIELCN01_OLDD_FHPELCE04_D83 | Residential heating technology - Electric heating - single-family house - new building - distributed level 0.83 | HOUELC | HOUPARRHN_OLDD_DMD | MKr20 | 2025 | 8.3249 | 0.06921 | [6 empty] | PAR | D | OLD |  |  | RHNDIELC | 5 | 0.83333 | HOUPARRHNDIELCN01_OLDD_FHPELCE04 | 1 | HOUPARRHNDIELCN01_OLDD | HOUPARRHNHPELCE04_OLDD | HPELCE04 | DIELCN01 | PAR_OLDD | HPELCE04_DIELCN01 | 5 | 0 | 1.1 | Unlikely
HOUPARRHNDIELCN01_OLDD_FHPELCE04_D83 | Residential heating technology - Electric heating - single-family house - new building - distributed level 0.83 | HOUELC | HOUPARRHN_OLDD_DMD | MKr20 | 2030 | 8.1188 | 0.066326 | [6 empty] | PAR | D | OLD |  |  | RHNDIELC | 5 | 0.83333 | HOUPARRHNDIELCN01_OLDD_FHPELCE04 | 1 | HOUPARRHNDIELCN01_OLDD | HOUPARRHNHPELCE04_OLDD | HPELCE04 | DIELCN01 | PAR_OLDD | HPELCE04_DIELCN01 | 5 | 0 | 1.1 | Unlikely
HOUPARRHNDIELCN01_OLDD_FHPELCE04_D83 | Residential heating technology - Electric heating - single-family house - new building - distributed level 0.83 | HOUELC | HOUPARRHN_OLDD_DMD | MKr20 | 2040 | 7.7219 | 0.063442 | [6 empty] | PAR | D | OLD |  |  | RHNDIELC | 5 | 0.83333 | HOUPARRHNDIELCN01_OLDD_FHPELCE04 | 1 | HOUPARRHNDIELCN01_OLDD | HOUPARRHNHPELCE04_OLDD | HPELCE04 | DIELCN01 | PAR_OLDD | HPELCE04_DIELCN01 | 5 | 0 | 1.1 | Unlikely
HOUPARRHNDIELCN01_OLDD_FHPELCE04_D83 | Residential heating technology - Electric heating - single-family house - new building - distributed level 0.83 | HOUELC | HOUPARRHN_OLDD_DMD | MKr20 | 2050 | 7.3444 | 0.060559 | [6 empty] | PAR | D | OLD |  |  | RHNDIELC | 5 | 0.83333 | HOUPARRHNDIELCN01_OLDD_FHPELCE04 | 1 | HOUPARRHNDIELCN01_OLDD | HOUPARRHNHPELCE04_OLDD | HPELCE04 | DIELCN01 | PAR_OLDD | HPELCE04_DIELCN01 | 5 | 0 | 1.1 | Unlikely
HOUPARRHNBHSOLN01_OLDD_FHPELCE04_D83 | Residential heating technology - Solar heating system - single-family house - existing building - distributed level 0.83 | HOUSOL | HOUPARRHN_OLDD_DMD | MKr20 | 2020 | 9.3804 | 0.10804 | [6 empty] | PAR | D | OLD |  |  | RHNBHSOL | 5 | 0.83333 | HOUPARRHNBHSOLN01_OLDD_FHPELCE04 | 1 | HOUPARRHNBHSOLN01_OLDD | HOUPARRHNHPELCE04_OLDD | HPELCE04 | BHSOLN01 | PAR_OLDD | HPELCE04_BHSOLN01 | 5 | 0 | 1.1 | Unlikely
HOUPARRHNBHSOLN01_OLDD_FHPELCE04_D83 | Residential heating technology - Solar heating system - single-family house - existing building - distributed level 0.83 | HOUSOL | HOUPARRHN_OLDD_DMD | MKr20 | 2025 | 9.1482 | 0.10145 | [6 empty] | PAR | D | OLD |  |  | RHNBHSOL | 5 | 0.83333 | HOUPARRHNBHSOLN01_OLDD_FHPELCE04 | 1 | HOUPARRHNBHSOLN01_OLDD | HOUPARRHNHPELCE04_OLDD | HPELCE04 | BHSOLN01 | PAR_OLDD | HPELCE04_BHSOLN01 | 5 | 0 | 1.1 | Unlikely
HOUPARRHNBHSOLN01_OLDD_FHPELCE04_D83 | Residential heating technology - Solar heating system - single-family house - existing building - distributed level 0.83 | HOUSOL | HOUPARRHN_OLDD_DMD | MKr20 | 2030 | 8.9218 | 0.098974 | [6 empty] | PAR | D | OLD |  |  | RHNBHSOL | 5 | 0.83333 | HOUPARRHNBHSOLN01_OLDD_FHPELCE04 | 1 | HOUPARRHNBHSOLN01_OLDD | HOUPARRHNHPELCE04_OLDD | HPELCE04 | BHSOLN01 | PAR_OLDD | HPELCE04_BHSOLN01 | 5 | 0 | 1.1 | Unlikely
HOUPARRHNBHSOLN01_OLDD_FHPELCE04_D83 | Residential heating technology - Solar heating system - single-family house - existing building - distributed level 0.83 | HOUSOL | HOUPARRHN_OLDD_DMD | MKr20 | 2040 | 8.4856 | 0.093619 | [6 empty] | PAR | D | OLD |  |  | RHNBHSOL | 5 | 0.83333 | HOUPARRHNBHSOLN01_OLDD_FHPELCE04 | 1 | HOUPARRHNBHSOLN01_OLDD | HOUPARRHNHPELCE04_OLDD | HPELCE04 | BHSOLN01 | PAR_OLDD | HPELCE04_BHSOLN01 | 5 | 0 | 1.1 | Unlikely
HOUPARRHNBHSOLN01_OLDD_FHPELCE04_D83 | Residential heating technology - Solar heating system - single-family house - existing building - distributed level 0.83 | HOUSOL | HOUPARRHN_OLDD_DMD | MKr20 | 2050 | 8.0707 | 0.088263 | [6 empty] | PAR | D | OLD |  |  | RHNBHSOL | 5 | 0.83333 | HOUPARRHNBHSOLN01_OLDD_FHPELCE04 | 1 | HOUPARRHNBHSOLN01_OLDD | HOUPARRHNHPELCE04_OLDD | HPELCE04 | BHSOLN01 | PAR_OLDD | HPELCE04_BHSOLN01 | 5 | 0 | 1.1 | Unlikely
HOUPARRHNBHDHDN03_OLDD_FHPELCE04_D83 | Residential heating technology - Direct district heating substation - plus connection pipe - single-family house - existing building - distributed level 0.83 | HOUDHD | HOUPARRHN_OLDD_DMD | MKr20 | 2020 | 3.7272 | 0.035153 | [6 empty] | PAR | D | OLD |  |  | RHNBHDHD | 5 | 0.83333 | HOUPARRHNBHDHDN03_OLDD_FHPELCE04 | 1 | HOUPARRHNBHDHDN03_OLDD | HOUPARRHNHPELCE04_OLDD | HPELCE04 | BHDHDN03 | PAR_OLDD | HPELCE04_BHDHDN03 | 6 | 0 | 1 | New
HOUPARRHNBHDHDN03_OLDD_FHPELCE04_D83 | Residential heating technology - Direct district heating substation - plus connection pipe - single-family house - existing building - distributed level 0.83 | HOUDHD | HOUPARRHN_OLDD_DMD | MKr20 | 2025 | 3.684 | 0.034893 | [6 empty] | PAR | D | OLD |  |  | RHNBHDHD | 5 | 0.83333 | HOUPARRHNBHDHDN03_OLDD_FHPELCE04 | 1 | HOUPARRHNBHDHDN03_OLDD | HOUPARRHNHPELCE04_OLDD | HPELCE04 | BHDHDN03 | PAR_OLDD | HPELCE04_BHDHDN03 | 6 | 0 | 1 | New
HOUPARRHNBHDHDN03_OLDD_FHPELCE04_D83 | Residential heating technology - Direct district heating substation - plus connection pipe - single-family house - existing building - distributed level 0.83 | HOUDHD | HOUPARRHN_OLDD_DMD | MKr20 | 2030 | 3.6479 | 0.03427 | [6 empty] | PAR | D | OLD |  |  | RHNBHDHD | 5 | 0.83333 | HOUPARRHNBHDHDN03_OLDD_FHPELCE04 | 1 | HOUPARRHNBHDHDN03_OLDD | HOUPARRHNHPELCE04_OLDD | HPELCE04 | BHDHDN03 | PAR_OLDD | HPELCE04_BHDHDN03 | 6 | 0 | 1 | New
HOUPARRHNBHDHDN03_OLDD_FHPELCE04_D83 | Residential heating technology - Direct district heating substation - plus connection pipe - single-family house - existing building - distributed level 0.83 | HOUDHD | HOUPARRHN_OLDD_DMD | MKr20 | 2040 | 3.583 | 0.032794 | [6 empty] | PAR | D | OLD |  |  | RHNBHDHD | 5 | 0.83333 | HOUPARRHNBHDHDN03_OLDD_FHPELCE04 | 1 | HOUPARRHNBHDHDN03_OLDD | HOUPARRHNHPELCE04_OLDD | HPELCE04 | BHDHDN03 | PAR_OLDD | HPELCE04_BHDHDN03 | 6 | 0 | 1 | New
HOUPARRHNBHDHDN03_OLDD_FHPELCE04_D83 | Residential heating technology - Direct district heating substation - plus connection pipe - single-family house - existing building - distributed level 0.83 | HOUDHD | HOUPARRHN_OLDD_DMD | MKr20 | 2050 | 3.511 | 0.030647 | [6 empty] | PAR | D | OLD |  |  | RHNBHDHD | 5 | 0.83333 | HOUPARRHNBHDHDN03_OLDD_FHPELCE04 | 1 | HOUPARRHNBHDHDN03_OLDD | HOUPARRHNHPELCE04_OLDD | HPELCE04 | BHDHDN03 | PAR_OLDD | HPELCE04_BHDHDN03 | 6 | 0 | 1 | New
HOUPARRHNHPELCN07_OLDI_FHPELCE04_D83 | Residential heating technology - Heat pump, Air-to-water, low-price product - single-family house - existing building - distributed level 0.83 | HOUELC, HOUAMB | HOUPARRHN_OLDI_DMD | MKr20 | 2020 | 11.4938 | 0.44459 | 0.36256 | [5 empty] | PAR | I | OLD | 2.7581 |  | RHNHPELC | 5 | 0.83333 | HOUPARRHNHPELCN07_OLDI_FHPELCE04 | 1 | HOUPARRHNHPELCN07_OLDI | HOUPARRHNHPELCE04_OLDI | HPELCE04 | HPELCN07 | PAR_OLDI | HPELCE04_HPELCN07 | 3 | 0 | 0.95 | Similar
HOUPARRHNHPELCN07_OLDI_FHPELCE04_D83 | Residential heating technology - Heat pump, Air-to-water, low-price product - single-family house - existing building - distributed level 0.83 | HOUELC, HOUAMB | HOUPARRHN_OLDI_DMD | MKr20 | 2025 | 10.5148 | 0.341 | 0.3453 | [5 empty] | PAR | I | OLD | 2.8961 |  | RHNHPELC | 5 | 0.83333 | HOUPARRHNHPELCN07_OLDI_FHPELCE04 | 1 | HOUPARRHNHPELCN07_OLDI | HOUPARRHNHPELCE04_OLDI | HPELCE04 | HPELCN07 | PAR_OLDI | HPELCE04_HPELCN07 | 3 | 0 | 0.95 | Similar
HOUPARRHNHPELCN07_OLDI_FHPELCE04_D83 | Residential heating technology - Heat pump, Air-to-water, low-price product - single-family house - existing building - distributed level 0.83 | HOUELC, HOUAMB | HOUPARRHN_OLDI_DMD | MKr20 | 2030 | 9.5357 | 0.33694 | 0.3296 | [5 empty] | PAR | I | OLD | 3.034 |  | RHNHPELC | 5 | 0.83333 | HOUPARRHNHPELCN07_OLDI_FHPELCE04 | 1 | HOUPARRHNHPELCN07_OLDI | HOUPARRHNHPELCE04_OLDI | HPELCE04 | HPELCN07 | PAR_OLDI | HPELCE04_HPELCN07 | 3 | 0 | 0.95 | Similar
HOUPARRHNHPELCN07_OLDI_FHPELCE04_D83 | Residential heating technology - Heat pump, Air-to-water, low-price product - single-family house - existing building - distributed level 0.83 | HOUELC, HOUAMB | HOUPARRHN_OLDI_DMD | MKr20 | 2040 | 8.7556 | 0.32942 | 0.31527 | [5 empty] | PAR | I | OLD | 3.1719 |  | RHNHPELC | 5 | 0.83333 | HOUPARRHNHPELCN07_OLDI_FHPELCE04 | 1 | HOUPARRHNHPELCN07_OLDI | HOUPARRHNHPELCE04_OLDI | HPELCE04 | HPELCN07 | PAR_OLDI | HPELCE04_HPELCN07 | 3 | 0 | 0.95 | Similar
HOUPARRHNHPELCN07_OLDI_FHPELCE04_D83 | Residential heating technology - Heat pump, Air-to-water, low-price product - single-family house - existing building - distributed level 0.83 | HOUELC, HOUAMB | HOUPARRHN_OLDI_DMD | MKr20 | 2050 | 7.9756 | 0.32189 | 0.30639 | [5 empty] | PAR | I | OLD | 3.2638 |  | RHNHPELC | 5 | 0.83333 | HOUPARRHNHPELCN07_OLDI_FHPELCE04 | 1 | HOUPARRHNHPELCN07_OLDI | HOUPARRHNHPELCE04_OLDI | HPELCE04 | HPELCN07 | PAR_OLDI | HPELCE04_HPELCN07 | 3 | 0 | 0.95 | Similar
HOUPARRHNHPELCN05_OLDI_FHPELCE04_D83 | Residential heating technology - Heat pump, Air-to-water - leasing - single-family house - existing building - distributed level 0.83 | HOUELC, HOUAMB | HOUPARRHN_OLDI_DMD | MKr20 | 2020 | 11.7867 | 1.2309 | 0.3453 | [5 empty] | PAR | I | OLD | 2.8961 |  | RHNHPELC | 5 | 0.83333 | HOUPARRHNHPELCN05_OLDI_FHPELCE04 | 1 | HOUPARRHNHPELCN05_OLDI | HOUPARRHNHPELCE04_OLDI | HPELCE04 | HPELCN05 | PAR_OLDI | HPELCE04_HPELCN05 | 3 | 0 | 0.95 | Similar
HOUPARRHNHPELCN05_OLDI_FHPELCE04_D83 | Residential heating technology - Heat pump, Air-to-water - leasing - single-family house - existing building - distributed level 0.83 | HOUELC, HOUAMB | HOUPARRHN_OLDI_DMD | MKr20 | 2025 | 10.8719 | 1.0617 | 0.3296 | [5 empty] | PAR | I | OLD | 3.034 |  | RHNHPELC | 5 | 0.83333 | HOUPARRHNHPELCN05_OLDI_FHPELCE04 | 1 | HOUPARRHNHPELCN05_OLDI | HOUPARRHNHPELCE04_OLDI | HPELCE04 | HPELCN05 | PAR_OLDI | HPELCE04_HPELCN05 | 3 | 0 | 0.95 | Similar
HOUPARRHNHPELCN05_OLDI_FHPELCE04_D83 | Residential heating technology - Heat pump, Air-to-water - leasing - single-family house - existing building - distributed level 0.83 | HOUELC, HOUAMB | HOUPARRHN_OLDI_DMD | MKr20 | 2030 | 9.9571 | 0.99194 | 0.31527 | [5 empty] | PAR | I | OLD | 3.1719 |  | RHNHPELC | 5 | 0.83333 | HOUPARRHNHPELCN05_OLDI_FHPELCE04 | 1 | HOUPARRHNHPELCN05_OLDI | HOUPARRHNHPELCE04_OLDI | HPELCE04 | HPELCN05 | PAR_OLDI | HPELCE04_HPELCN05 | 3 | 0 | 0.95 | Similar
HOUPARRHNHPELCN05_OLDI_FHPELCE04_D83 | Residential heating technology - Heat pump, Air-to-water - leasing - single-family house - existing building - distributed level 0.83 | HOUELC, HOUAMB | HOUPARRHN_OLDI_DMD | MKr20 | 2040 | 9.2152 | 0.93116 | 0.30214 | [5 empty] | PAR | I | OLD | 3.3098 |  | RHNHPELC | 5 | 0.83333 | HOUPARRHNHPELCN05_OLDI_FHPELCE04 | 1 | HOUPARRHNHPELCN05_OLDI | HOUPARRHNHPELCE04_OLDI | HPELCE04 | HPELCN05 | PAR_OLDI | HPELCE04_HPELCN05 | 3 | 0 | 0.95 | Similar
HOUPARRHNHPELCN05_OLDI_FHPELCE04_D83 | Residential heating technology - Heat pump, Air-to-water - leasing - single-family house - existing building - distributed level 0.83 | HOUELC, HOUAMB | HOUPARRHN_OLDI_DMD | MKr20 | 2050 | 8.4733 | 0.87038 | 0.29397 | [5 empty] | PAR | I | OLD | 3.4017 |  | RHNHPELC | 5 | 0.83333 | HOUPARRHNHPELCN05_OLDI_FHPELCE04 | 1 | HOUPARRHNHPELCN05_OLDI | HOUPARRHNHPELCE04_OLDI | HPELCE04 | HPELCN05 | PAR_OLDI | HPELCE04_HPELCN05 | 3 | 0 | 0.95 | Similar
HOUPARRHNHPELCN04_OLDI_FHPELCE04_D83 | Residential heating technology - Heat pump, Ground source - single-family house - existing building - distributed level 0.83 | HOUELC, HOUAMB | HOUPARRHN_OLDI_DMD | MKr20 | 2020 | 29.5762 | 0.35501 | 0.31527 | [5 empty] | PAR | I | OLD | 3.1719 |  | RHNHPELC | 5 | 0.83333 | HOUPARRHNHPELCN04_OLDI_FHPELCE04 | 1 | HOUPARRHNHPELCN04_OLDI | HOUPARRHNHPELCE04_OLDI | HPELCE04 | HPELCN04 | PAR_OLDI | HPELCE04_HPELCN04 | 2 | 0 | 0.9 | Same
HOUPARRHNHPELCN04_OLDI_FHPELCE04_D83 | Residential heating technology - Heat pump, Ground source - single-family house - existing building - distributed level 0.83 | HOUELC, HOUAMB | HOUPARRHN_OLDI_DMD | MKr20 | 2025 | 28.0974 | 0.25142 | 0.30639 | [5 empty] | PAR | I | OLD | 3.2638 |  | RHNHPELC | 5 | 0.83333 | HOUPARRHNHPELCN04_OLDI_FHPELCE04 | 1 | HOUPARRHNHPELCN04_OLDI | HOUPARRHNHPELCE04_OLDI | HPELCE04 | HPELCN04 | PAR_OLDI | HPELCE04_HPELCN04 | 2 | 0 | 0.9 | Same
HOUPARRHNHPELCN04_OLDI_FHPELCE04_D83 | Residential heating technology - Heat pump, Ground source - single-family house - existing building - distributed level 0.83 | HOUELC, HOUAMB | HOUPARRHN_OLDI_DMD | MKr20 | 2030 | 26.6186 | 0.24736 | 0.298 | [5 empty] | PAR | I | OLD | 3.3557 |  | RHNHPELC | 5 | 0.83333 | HOUPARRHNHPELCN04_OLDI_FHPELCE04 | 1 | HOUPARRHNHPELCN04_OLDI | HOUPARRHNHPELCE04_OLDI | HPELCE04 | HPELCN04 | PAR_OLDI | HPELCE04_HPELCN04 | 2 | 0 | 0.9 | Same
HOUPARRHNHPELCN04_OLDI_FHPELCE04_D83 | Residential heating technology - Heat pump, Ground source - single-family house - existing building - distributed level 0.83 | HOUELC, HOUAMB | HOUPARRHN_OLDI_DMD | MKr20 | 2040 | 25.2876 | 0.23984 | 0.28623 | [5 empty] | PAR | I | OLD | 3.4936 |  | RHNHPELC | 5 | 0.83333 | HOUPARRHNHPELCN04_OLDI_FHPELCE04 | 1 | HOUPARRHNHPELCN04_OLDI | HOUPARRHNHPELCE04_OLDI | HPELCE04 | HPELCN04 | PAR_OLDI | HPELCE04_HPELCN04 | 2 | 0 | 0.9 | Same
HOUPARRHNHPELCN04_OLDI_FHPELCE04_D83 | Residential heating technology - Heat pump, Ground source - single-family house - existing building - distributed level 0.83 | HOUELC, HOUAMB | HOUPARRHN_OLDI_DMD | MKr20 | 2050 | 23.9567 | 0.23231 | 0.28252 | [5 empty] | PAR | I | OLD | 3.5396 |  | RHNHPELC | 5 | 0.83333 | HOUPARRHNHPELCN04_OLDI_FHPELCE04 | 1 | HOUPARRHNHPELCN04_OLDI | HOUPARRHNHPELCE04_OLDI | HPELCE04 | HPELCN04 | PAR_OLDI | HPELCE04_HPELCN04 | 2 | 0 | 0.9 | Same
HOUPARRHNHPELCN03_OLDI_FHPELCE04_D83 | Residential heating technology - Heat pump, Air-to-water - single-family house - existing building - distributed level 0.83 | HOUELC, HOUAMB | HOUPARRHN_OLDI_DMD | MKr20 | 2020 | 23.5734 | 0.38487 | 0.3453 | [5 empty] | PAR | I | OLD | 2.8961 |  | RHNHPELC | 5 | 0.83333 | HOUPARRHNHPELCN03_OLDI_FHPELCE04 | 1 | HOUPARRHNHPELCN03_OLDI | HOUPARRHNHPELCE04_OLDI | HPELCE04 | HPELCN03 | PAR_OLDI | HPELCE04_HPELCN03 | 3 | 0 | 0.95 | Similar
HOUPARRHNHPELCN03_OLDI_FHPELCE04_D83 | Residential heating technology - Heat pump, Air-to-water - single-family house - existing building - distributed level 0.83 | HOUELC, HOUAMB | HOUPARRHN_OLDI_DMD | MKr20 | 2025 | 21.7438 | 0.28128 | 0.3296 | [5 empty] | PAR | I | OLD | 3.034 |  | RHNHPELC | 5 | 0.83333 | HOUPARRHNHPELCN03_OLDI_FHPELCE04 | 1 | HOUPARRHNHPELCN03_OLDI | HOUPARRHNHPELCE04_OLDI | HPELCE04 | HPELCN03 | PAR_OLDI | HPELCE04_HPELCN03 | 3 | 0 | 0.95 | Similar
HOUPARRHNHPELCN03_OLDI_FHPELCE04_D83 | Residential heating technology - Heat pump, Air-to-water - single-family house - existing building - distributed level 0.83 | HOUELC, HOUAMB | HOUPARRHN_OLDI_DMD | MKr20 | 2030 | 19.9143 | 0.27722 | 0.31527 | [5 empty] | PAR | I | OLD | 3.1719 |  | RHNHPELC | 5 | 0.83333 | HOUPARRHNHPELCN03_OLDI_FHPELCE04 | 1 | HOUPARRHNHPELCN03_OLDI | HOUPARRHNHPELCE04_OLDI | HPELCE04 | HPELCN03 | PAR_OLDI | HPELCE04_HPELCN03 | 3 | 0 | 0.95 | Similar
HOUPARRHNHPELCN03_OLDI_FHPELCE04_D83 | Residential heating technology - Heat pump, Air-to-water - single-family house - existing building - distributed level 0.83 | HOUELC, HOUAMB | HOUPARRHN_OLDI_DMD | MKr20 | 2040 | 18.4304 | 0.2697 | 0.30214 | [5 empty] | PAR | I | OLD | 3.3098 |  | RHNHPELC | 5 | 0.83333 | HOUPARRHNHPELCN03_OLDI_FHPELCE04 | 1 | HOUPARRHNHPELCN03_OLDI | HOUPARRHNHPELCE04_OLDI | HPELCE04 | HPELCN03 | PAR_OLDI | HPELCE04_HPELCN03 | 3 | 0 | 0.95 | Similar
HOUPARRHNHPELCN03_OLDI_FHPELCE04_D83 | Residential heating technology - Heat pump, Air-to-water - single-family house - existing building - distributed level 0.83 | HOUELC, HOUAMB | HOUPARRHN_OLDI_DMD | MKr20 | 2050 | 16.9466 | 0.26217 | 0.29397 | [5 empty] | PAR | I | OLD | 3.4017 |  | RHNHPELC | 5 | 0.83333 | HOUPARRHNHPELCN03_OLDI_FHPELCE04 | 1 | HOUPARRHNHPELCN03_OLDI | HOUPARRHNHPELCE04_OLDI | HPELCE04 | HPELCN03 | PAR_OLDI | HPELCE04_HPELCN03 | 3 | 0 | 0.95 | Similar
HOUPARRHNHPELCN02_OLDI_FHPELCE04_D83 | Residential heating technology - Heat pump, Air-to-air - single-family house - existing building - distributed level 0.83 | HOUELC, HOUAMB | HOUPARRHN_OLDI_DMD | MKr20 | 2020 | 4.557 | 0.20009 | 0.22427 | [5 empty] | PAR | I | OLD | 4.459 |  | RHNHPELC | 5 | 0.83333 | HOUPARRHNHPELCN02_OLDI_FHPELCE04 | 1 | HOUPARRHNHPELCN02_OLDI | HOUPARRHNHPELCE04_OLDI | HPELCE04 | HPELCN02 | PAR_OLDI | HPELCE04_HPELCN02 | 5 | 0 | 1.1 | Unlikely
HOUPARRHNHPELCN02_OLDI_FHPELCE04_D83 | Residential heating technology - Heat pump, Air-to-air - single-family house - existing building - distributed level 0.83 | HOUELC, HOUAMB | HOUPARRHN_OLDI_DMD | MKr20 | 2025 | 4.4456 | 0.13594 | 0.21327 | [5 empty] | PAR | I | OLD | 4.6888 |  | RHNHPELC | 5 | 0.83333 | HOUPARRHNHPELCN02_OLDI_FHPELCE04 | 1 | HOUPARRHNHPELCN02_OLDI | HOUPARRHNHPELCE04_OLDI | HPELCE04 | HPELCN02 | PAR_OLDI | HPELCE04_HPELCN02 | 5 | 0 | 1.1 | Unlikely
HOUPARRHNHPELCN02_OLDI_FHPELCE04_D83 | Residential heating technology - Heat pump, Air-to-air - single-family house - existing building - distributed level 0.83 | HOUELC, HOUAMB | HOUPARRHN_OLDI_DMD | MKr20 | 2030 | 4.3342 | 0.13343 | 0.20522 | [5 empty] | PAR | I | OLD | 4.8727 |  | RHNHPELC | 5 | 0.83333 | HOUPARRHNHPELCN02_OLDI_FHPELCE04 | 1 | HOUPARRHNHPELCN02_OLDI | HOUPARRHNHPELCE04_OLDI | HPELCE04 | HPELCN02 | PAR_OLDI | HPELCE04_HPELCN02 | 5 | 0 | 1.1 | Unlikely
HOUPARRHNHPELCN02_OLDI_FHPELCE04_D83 | Residential heating technology - Heat pump, Air-to-air - single-family house - existing building - distributed level 0.83 | HOUELC, HOUAMB | HOUPARRHN_OLDI_DMD | MKr20 | 2040 | 4.1275 | 0.12877 | 0.19776 | [5 empty] | PAR | I | OLD | 5.0566 |  | RHNHPELC | 5 | 0.83333 | HOUPARRHNHPELCN02_OLDI_FHPELCE04 | 1 | HOUPARRHNHPELCN02_OLDI | HOUPARRHNHPELCE04_OLDI | HPELCE04 | HPELCN02 | PAR_OLDI | HPELCE04_HPELCN02 | 5 | 0 | 1.1 | Unlikely
HOUPARRHNHPELCN02_OLDI_FHPELCE04_D83 | Residential heating technology - Heat pump, Air-to-air - single-family house - existing building - distributed level 0.83 | HOUELC, HOUAMB | HOUPARRHN_OLDI_DMD | MKr20 | 2050 | 3.9207 | 0.12411 | 0.19423 | [5 empty] | PAR | I | OLD | 5.1485 |  | RHNHPELC | 5 | 0.83333 | HOUPARRHNHPELCN02_OLDI_FHPELCE04 | 1 | HOUPARRHNHPELCN02_OLDI | HOUPARRHNHPELCE04_OLDI | HPELCE04 | HPELCN02 | PAR_OLDI | HPELCE04_HPELCN02 | 5 | 0 | 1.1 | Unlikely
HOUPARRHNDIELCN06_OLDI_FHPELCE04_D83 | Residential heating technology - Electric heating - electric panel from Bauhaus - single-family house - new building - distributed level 0.83 | HOUELC | HOUPARRHN_OLDI_DMD | MKr20 | 2020 | 0.70255 | 0 | [6 empty] | PAR | I | OLD |  |  | RHNDIELC | 5 | 0.83333 | HOUPARRHNDIELCN06_OLDI_FHPELCE04 | 1 | HOUPARRHNDIELCN06_OLDI | HOUPARRHNHPELCE04_OLDI | HPELCE04 | DIELCN06 | PAR_OLDI | HPELCE04_DIELCN06 | 5 | 0 | 1.1 | Unlikely
HOUPARRHNDIELCN06_OLDI_FHPELCE04_D83 | Residential heating technology - Electric heating - electric panel from Bauhaus - single-family house - new building - distributed level 0.83 | HOUELC | HOUPARRHN_OLDI_DMD | MKr20 | 2025 | 0.70255 | 0 | [6 empty] | PAR | I | OLD |  |  | RHNDIELC | 5 | 0.83333 | HOUPARRHNDIELCN06_OLDI_FHPELCE04 | 1 | HOUPARRHNDIELCN06_OLDI | HOUPARRHNHPELCE04_OLDI | HPELCE04 | DIELCN06 | PAR_OLDI | HPELCE04_DIELCN06 | 5 | 0 | 1.1 | Unlikely
HOUPARRHNDIELCN06_OLDI_FHPELCE04_D83 | Residential heating technology - Electric heating - electric panel from Bauhaus - single-family house - new building - distributed level 0.83 | HOUELC | HOUPARRHN_OLDI_DMD | MKr20 | 2030 | 0.70255 | 0 | [6 empty] | PAR | I | OLD |  |  | RHNDIELC | 5 | 0.83333 | HOUPARRHNDIELCN06_OLDI_FHPELCE04 | 1 | HOUPARRHNDIELCN06_OLDI | HOUPARRHNHPELCE04_OLDI | HPELCE04 | DIELCN06 | PAR_OLDI | HPELCE04_DIELCN06 | 5 | 0 | 1.1 | Unlikely
HOUPARRHNDIELCN06_OLDI_FHPELCE04_D83 | Residential heating technology - Electric heating - electric panel from Bauhaus - single-family house - new building - distributed level 0.83 | HOUELC | HOUPARRHN_OLDI_DMD | MKr20 | 2040 | 0.70255 | 0 | [6 empty] | PAR | I | OLD |  |  | RHNDIELC | 5 | 0.83333 | HOUPARRHNDIELCN06_OLDI_FHPELCE04 | 1 | HOUPARRHNDIELCN06_OLDI | HOUPARRHNHPELCE04_OLDI | HPELCE04 | DIELCN06 | PAR_OLDI | HPELCE04_DIELCN06 | 5 | 0 | 1.1 | Unlikely
HOUPARRHNDIELCN06_OLDI_FHPELCE04_D83 | Residential heating technology - Electric heating - electric panel from Bauhaus - single-family house - new building - distributed level 0.83 | HOUELC | HOUPARRHN_OLDI_DMD | MKr20 | 2050 | 0.70255 | 0 | [6 empty] | PAR | I | OLD |  |  | RHNDIELC | 5 | 0.83333 | HOUPARRHNDIELCN06_OLDI_FHPELCE04 | 1 | HOUPARRHNDIELCN06_OLDI | HOUPARRHNHPELCE04_OLDI | HPELCE04 | DIELCN06 | PAR_OLDI | HPELCE04_DIELCN06 | 5 | 0 | 1.1 | Unlikely
HOUPARRHNDIELCN01_OLDI_FHPELCE04_D83 | Residential heating technology - Electric heating - single-family house - new building - distributed level 0.83 | HOUELC | HOUPARRHN_OLDI_DMD | MKr20 | 2020 | 8.5362 | 0.06921 | [6 empty] | PAR | I | OLD |  |  | RHNDIELC | 5 | 0.83333 | HOUPARRHNDIELCN01_OLDI_FHPELCE04 | 1 | HOUPARRHNDIELCN01_OLDI | HOUPARRHNHPELCE04_OLDI | HPELCE04 | DIELCN01 | PAR_OLDI | HPELCE04_DIELCN01 | 5 | 0 | 1.1 | Unlikely
HOUPARRHNDIELCN01_OLDI_FHPELCE04_D83 | Residential heating technology - Electric heating - single-family house - new building - distributed level 0.83 | HOUELC | HOUPARRHN_OLDI_DMD | MKr20 | 2025 | 8.3249 | 0.06921 | [6 empty] | PAR | I | OLD |  |  | RHNDIELC | 5 | 0.83333 | HOUPARRHNDIELCN01_OLDI_FHPELCE04 | 1 | HOUPARRHNDIELCN01_OLDI | HOUPARRHNHPELCE04_OLDI | HPELCE04 | DIELCN01 | PAR_OLDI | HPELCE04_DIELCN01 | 5 | 0 | 1.1 | Unlikely
HOUPARRHNDIELCN01_OLDI_FHPELCE04_D83 | Residential heating technology - Electric heating - single-family house - new building - distributed level 0.83 | HOUELC | HOUPARRHN_OLDI_DMD | MKr20 | 2030 | 8.1188 | 0.066326 | [6 empty] | PAR | I | OLD |  |  | RHNDIELC | 5 | 0.83333 | HOUPARRHNDIELCN01_OLDI_FHPELCE04 | 1 | HOUPARRHNDIELCN01_OLDI | HOUPARRHNHPELCE04_OLDI | HPELCE04 | DIELCN01 | PAR_OLDI | HPELCE04_DIELCN01 | 5 | 0 | 1.1 | Unlikely
HOUPARRHNDIELCN01_OLDI_FHPELCE04_D83 | Residential heating technology - Electric heating - single-family house - new building - distributed level 0.83 | HOUELC | HOUPARRHN_OLDI_DMD | MKr20 | 2040 | 7.7219 | 0.063442 | [6 empty] | PAR | I | OLD |  |  | RHNDIELC | 5 | 0.83333 | HOUPARRHNDIELCN01_OLDI_FHPELCE04 | 1 | HOUPARRHNDIELCN01_OLDI | HOUPARRHNHPELCE04_OLDI | HPELCE04 | DIELCN01 | PAR_OLDI | HPELCE04_DIELCN01 | 5 | 0 | 1.1 | Unlikely
HOUPARRHNDIELCN01_OLDI_FHPELCE04_D83 | Residential heating technology - Electric heating - single-family house - new building - distributed level 0.83 | HOUELC | HOUPARRHN_OLDI_DMD | MKr20 | 2050 | 7.3444 | 0.060559 | [6 empty] | PAR | I | OLD |  |  | RHNDIELC | 5 | 0.83333 | HOUPARRHNDIELCN01_OLDI_FHPELCE04 | 1 | HOUPARRHNDIELCN01_OLDI | HOUPARRHNHPELCE04_OLDI | HPELCE04 | DIELCN01 | PAR_OLDI | HPELCE04_DIELCN01 | 5 | 0 | 1.1 | Unlikely
HOUPARRHNBHSOLN01_OLDI_FHPELCE04_D83 | Residential heating technology - Solar heating system - single-family house - existing building - distributed level 0.83 | HOUSOL | HOUPARRHN_OLDI_DMD | MKr20 | 2020 | 9.3804 | 0.10804 | [6 empty] | PAR | I | OLD |  |  | RHNBHSOL | 5 | 0.83333 | HOUPARRHNBHSOLN01_OLDI_FHPELCE04 | 1 | HOUPARRHNBHSOLN01_OLDI | HOUPARRHNHPELCE04_OLDI | HPELCE04 | BHSOLN01 | PAR_OLDI | HPELCE04_BHSOLN01 | 5 | 0 | 1.1 | Unlikely
HOUPARRHNBHSOLN01_OLDI_FHPELCE04_D83 | Residential heating technology - Solar heating system - single-family house - existing building - distributed level 0.83 | HOUSOL | HOUPARRHN_OLDI_DMD | MKr20 | 2025 | 9.1482 | 0.10145 | [6 empty] | PAR | I | OLD |  |  | RHNBHSOL | 5 | 0.83333 | HOUPARRHNBHSOLN01_OLDI_FHPELCE04 | 1 | HOUPARRHNBHSOLN01_OLDI | HOUPARRHNHPELCE04_OLDI | HPELCE04 | BHSOLN01 | PAR_OLDI | HPELCE04_BHSOLN01 | 5 | 0 | 1.1 | Unlikely
HOUPARRHNBHSOLN01_OLDI_FHPELCE04_D83 | Residential heating technology - Solar heating system - single-family house - existing building - distributed level 0.83 | HOUSOL | HOUPARRHN_OLDI_DMD | MKr20 | 2030 | 8.9218 | 0.098974 | [6 empty] | PAR | I | OLD |  |  | RHNBHSOL | 5 | 0.83333 | HOUPARRHNBHSOLN01_OLDI_FHPELCE04 | 1 | HOUPARRHNBHSOLN01_OLDI | HOUPARRHNHPELCE04_OLDI | HPELCE04 | BHSOLN01 | PAR_OLDI | HPELCE04_BHSOLN01 | 5 | 0 | 1.1 | Unlikely
HOUPARRHNBHSOLN01_OLDI_FHPELCE04_D83 | Residential heating technology - Solar heating system - single-family house - existing building - distributed level 0.83 | HOUSOL | HOUPARRHN_OLDI_DMD | MKr20 | 2040 | 8.4856 | 0.093619 | [6 empty] | PAR | I | OLD |  |  | RHNBHSOL | 5 | 0.83333 | HOUPARRHNBHSOLN01_OLDI_FHPELCE04 | 1 | HOUPARRHNBHSOLN01_OLDI | HOUPARRHNHPELCE04_OLDI | HPELCE04 | BHSOLN01 | PAR_OLDI | HPELCE04_BHSOLN01 | 5 | 0 | 1.1 | Unlikely
HOUPARRHNBHSOLN01_OLDI_FHPELCE04_D83 | Residential heating technology - Solar heating system - single-family house - existing building - distributed level 0.83 | HOUSOL | HOUPARRHN_OLDI_DMD | MKr20 | 2050 | 8.0707 | 0.088263 | [6 empty] | PAR | I | OLD |  |  | RHNBHSOL | 5 | 0.83333 | HOUPARRHNBHSOLN01_OLDI_FHPELCE04 | 1 | HOUPARRHNBHSOLN01_OLDI | HOUPARRHNHPELCE04_OLDI | HPELCE04 | BHSOLN01 | PAR_OLDI | HPELCE04_BHSOLN01 | 5 | 0 | 1.1 | Unlikely
HOUPARRHNBHDHDN09_OLDI_FHPELCE04_D83 | Residential heating technology - Direct district heating substation - plus connection pipe - plus distribution (heating density: low ) - single-family house - existing building - distributed level 0.83 | HOUDHD | HOUPARRHN_OLDI_DMD | MKr20 | 2020 | 12.1462 | 0.035153 | [6 empty] | PAR | I | OLD |  |  | RHNBHDHD | 5 | 0.83333 | HOUPARRHNBHDHDN09_OLDI_FHPELCE04 | 1 | HOUPARRHNBHDHDN09_OLDI | HOUPARRHNHPELCE04_OLDI | HPELCE04 | BHDHDN09 | PAR_OLDI | HPELCE04_BHDHDN09 | 6 | 0 | 1 | New
HOUPARRHNBHDHDN09_OLDI_FHPELCE04_D83 | Residential heating technology - Direct district heating substation - plus connection pipe - plus distribution (heating density: low ) - single-family house - existing building - distributed level 0.83 | HOUDHD | HOUPARRHN_OLDI_DMD | MKr20 | 2025 | 12.1029 | 0.034893 | [6 empty] | PAR | I | OLD |  |  | RHNBHDHD | 5 | 0.83333 | HOUPARRHNBHDHDN09_OLDI_FHPELCE04 | 1 | HOUPARRHNBHDHDN09_OLDI | HOUPARRHNHPELCE04_OLDI | HPELCE04 | BHDHDN09 | PAR_OLDI | HPELCE04_BHDHDN09 | 6 | 0 | 1 | New
HOUPARRHNBHDHDN09_OLDI_FHPELCE04_D83 | Residential heating technology - Direct district heating substation - plus connection pipe - plus distribution (heating density: low ) - single-family house - existing building - distributed level 0.83 | HOUDHD | HOUPARRHN_OLDI_DMD | MKr20 | 2030 | 12.0669 | 0.03427 | [6 empty] | PAR | I | OLD |  |  | RHNBHDHD | 5 | 0.83333 | HOUPARRHNBHDHDN09_OLDI_FHPELCE04 | 1 | HOUPARRHNBHDHDN09_OLDI | HOUPARRHNHPELCE04_OLDI | HPELCE04 | BHDHDN09 | PAR_OLDI | HPELCE04_BHDHDN09 | 6 | 0 | 1 | New
HOUPARRHNBHDHDN09_OLDI_FHPELCE04_D83 | Residential heating technology - Direct district heating substation - plus connection pipe - plus distribution (heating density: low ) - single-family house - existing building - distributed level 0.83 | HOUDHD | HOUPARRHN_OLDI_DMD | MKr20 | 2040 | 12.002 | 0.032794 | [6 empty] | PAR | I | OLD |  |  | RHNBHDHD | 5 | 0.83333 | HOUPARRHNBHDHDN09_OLDI_FHPELCE04 | 1 | HOUPARRHNBHDHDN09_OLDI | HOUPARRHNHPELCE04_OLDI | HPELCE04 | BHDHDN09 | PAR_OLDI | HPELCE04_BHDHDN09 | 6 | 0 | 1 | New
HOUPARRHNBHDHDN09_OLDI_FHPELCE04_D83 | Residential heating technology - Direct district heating substation - plus connection pipe - plus distribution (heating density: low ) - single-family house - existing building - distributed level 0.83 | HOUDHD | HOUPARRHN_OLDI_DMD | MKr20 | 2050 | 11.9299 | 0.030647 | [6 empty] | PAR | I | OLD |  |  | RHNBHDHD | 5 | 0.83333 | HOUPARRHNBHDHDN09_OLDI_FHPELCE04 | 1 | HOUPARRHNBHDHDN09_OLDI | HOUPARRHNHPELCE04_OLDI | HPELCE04 | BHDHDN09 | PAR_OLDI | HPELCE04_BHDHDN09 | 6 | 0 | 1 | New
HOUPARRHNBHDHDN07_OLDI_FHPELCE04_D83 | Residential heating technology - Direct district heating substation - plus connection pipe - plus distribution (heating density: medium ) - single-family house - existing building - distributed level 0.83 | HOUDHD | HOUPARRHN_OLDI_DMD | MKr20 | 2020 | 4.8885 | 0.035153 | [6 empty] | PAR | I | OLD |  |  | RHNBHDHD | 5 | 0.83333 | HOUPARRHNBHDHDN07_OLDI_FHPELCE04 | 1 | HOUPARRHNBHDHDN07_OLDI | HOUPARRHNHPELCE04_OLDI | HPELCE04 | BHDHDN07 | PAR_OLDI | HPELCE04_BHDHDN07 | 6 | 0 | 1 | New
HOUPARRHNBHDHDN07_OLDI_FHPELCE04_D83 | Residential heating technology - Direct district heating substation - plus connection pipe - plus distribution (heating density: medium ) - single-family house - existing building - distributed level 0.83 | HOUDHD | HOUPARRHN_OLDI_DMD | MKr20 | 2025 | 4.8452 | 0.034893 | [6 empty] | PAR | I | OLD |  |  | RHNBHDHD | 5 | 0.83333 | HOUPARRHNBHDHDN07_OLDI_FHPELCE04 | 1 | HOUPARRHNBHDHDN07_OLDI | HOUPARRHNHPELCE04_OLDI | HPELCE04 | BHDHDN07 | PAR_OLDI | HPELCE04_BHDHDN07 | 6 | 0 | 1 | New
HOUPARRHNBHDHDN07_OLDI_FHPELCE04_D83 | Residential heating technology - Direct district heating substation - plus connection pipe - plus distribution (heating density: medium ) - single-family house - existing building - distributed level 0.83 | HOUDHD | HOUPARRHN_OLDI_DMD | MKr20 | 2030 | 4.8092 | 0.03427 | [6 empty] | PAR | I | OLD |  |  | RHNBHDHD | 5 | 0.83333 | HOUPARRHNBHDHDN07_OLDI_FHPELCE04 | 1 | HOUPARRHNBHDHDN07_OLDI | HOUPARRHNHPELCE04_OLDI | HPELCE04 | BHDHDN07 | PAR_OLDI | HPELCE04_BHDHDN07 | 6 | 0 | 1 | New
HOUPARRHNBHDHDN07_OLDI_FHPELCE04_D83 | Residential heating technology - Direct district heating substation - plus connection pipe - plus distribution (heating density: medium ) - single-family house - existing building - distributed level 0.83 | HOUDHD | HOUPARRHN_OLDI_DMD | MKr20 | 2040 | 4.7443 | 0.032794 | [6 empty] | PAR | I | OLD |  |  | RHNBHDHD | 5 | 0.83333 | HOUPARRHNBHDHDN07_OLDI_FHPELCE04 | 1 | HOUPARRHNBHDHDN07_OLDI | HOUPARRHNHPELCE04_OLDI | HPELCE04 | BHDHDN07 | PAR_OLDI | HPELCE04_BHDHDN07 | 6 | 0 | 1 | New
HOUPARRHNBHDHDN07_OLDI_FHPELCE04_D83 | Residential heating technology - Direct district heating substation - plus connection pipe - plus distribution (heating density: medium ) - single-family house - existing building - distributed level 0.83 | HOUDHD | HOUPARRHN_OLDI_DMD | MKr20 | 2050 | 4.6722 | 0.030647 | [6 empty] | PAR | I | OLD |  |  | RHNBHDHD | 5 | 0.83333 | HOUPARRHNBHDHDN07_OLDI_FHPELCE04 | 1 | HOUPARRHNBHDHDN07_OLDI | HOUPARRHNHPELCE04_OLDI | HPELCE04 | BHDHDN07 | PAR_OLDI | HPELCE04_BHDHDN07 | 6 | 0 | 1 | New
HOUPARRHNBHDHDN05_OLDI_FHPELCE04_D83 | Residential heating technology - Direct district heating substation - plus connection pipe - plus distribution (heating density: high ) - single-family house - existing building - distributed level 0.83 | HOUDHD | HOUPARRHN_OLDI_DMD | MKr20 | 2020 | 3.7272 | 0.035153 | [6 empty] | PAR | I | OLD |  |  | RHNBHDHD | 5 | 0.83333 | HOUPARRHNBHDHDN05_OLDI_FHPELCE04 | 1 | HOUPARRHNBHDHDN05_OLDI | HOUPARRHNHPELCE04_OLDI | HPELCE04 | BHDHDN05 | PAR_OLDI | HPELCE04_BHDHDN05 | 6 | 0 | 1 | New
HOUPARRHNBHDHDN05_OLDI_FHPELCE04_D83 | Residential heating technology - Direct district heating substation - plus connection pipe - plus distribution (heating density: high ) - single-family house - existing building - distributed level 0.83 | HOUDHD | HOUPARRHN_OLDI_DMD | MKr20 | 2025 | 3.684 | 0.034893 | [6 empty] | PAR | I | OLD |  |  | RHNBHDHD | 5 | 0.83333 | HOUPARRHNBHDHDN05_OLDI_FHPELCE04 | 1 | HOUPARRHNBHDHDN05_OLDI | HOUPARRHNHPELCE04_OLDI | HPELCE04 | BHDHDN05 | PAR_OLDI | HPELCE04_BHDHDN05 | 6 | 0 | 1 | New
HOUPARRHNBHDHDN05_OLDI_FHPELCE04_D83 | Residential heating technology - Direct district heating substation - plus connection pipe - plus distribution (heating density: high ) - single-family house - existing building - distributed level 0.83 | HOUDHD | HOUPARRHN_OLDI_DMD | MKr20 | 2030 | 3.6479 | 0.03427 | [6 empty] | PAR | I | OLD |  |  | RHNBHDHD | 5 | 0.83333 | HOUPARRHNBHDHDN05_OLDI_FHPELCE04 | 1 | HOUPARRHNBHDHDN05_OLDI | HOUPARRHNHPELCE04_OLDI | HPELCE04 | BHDHDN05 | PAR_OLDI | HPELCE04_BHDHDN05 | 6 | 0 | 1 | New
HOUPARRHNBHDHDN05_OLDI_FHPELCE04_D83 | Residential heating technology - Direct district heating substation - plus connection pipe - plus distribution (heating density: high ) - single-family house - existing building - distributed level 0.83 | HOUDHD | HOUPARRHN_OLDI_DMD | MKr20 | 2040 | 3.583 | 0.032794 | [6 empty] | PAR | I | OLD |  |  | RHNBHDHD | 5 | 0.83333 | HOUPARRHNBHDHDN05_OLDI_FHPELCE04 | 1 | HOUPARRHNBHDHDN05_OLDI | HOUPARRHNHPELCE04_OLDI | HPELCE04 | BHDHDN05 | PAR_OLDI | HPELCE04_BHDHDN05 | 6 | 0 | 1 | New
HOUPARRHNBHDHDN05_OLDI_FHPELCE04_D83 | Residential heating technology - Direct district heating substation - plus connection pipe - plus distribution (heating density: high ) - single-family house - existing building - distributed level 0.83 | HOUDHD | HOUPARRHN_OLDI_DMD | MKr20 | 2050 | 3.511 | 0.030647 | [6 empty] | PAR | I | OLD |  |  | RHNBHDHD | 5 | 0.83333 | HOUPARRHNBHDHDN05_OLDI_FHPELCE04 | 1 | HOUPARRHNBHDHDN05_OLDI | HOUPARRHNHPELCE04_OLDI | HPELCE04 | BHDHDN05 | PAR_OLDI | HPELCE04_BHDHDN05 | 6 | 0 | 1 | New
HOUPARRHNBHDHCN09_OLDI_FHPELCE04_D83 | Residential heating technology - Direct district heating substation - plus connection pipe - plus distribution (heating density: low ) - single-family house - existing building - distributed level 0.83 | HOUDHC | HOUPARRHN_OLDI_DMD | MKr20 | 2020 | 12.1462 | 0.035153 | [6 empty] | PAR | I | OLD |  |  | RHNBHDHC | 5 | 0.83333 | HOUPARRHNBHDHCN09_OLDI_FHPELCE04 | 1 | HOUPARRHNBHDHCN09_OLDI | HOUPARRHNHPELCE04_OLDI | HPELCE04 | BHDHCN09 | PAR_OLDI | HPELCE04_BHDHCN09 | 6 | 0 | 1 | New
HOUPARRHNBHDHCN09_OLDI_FHPELCE04_D83 | Residential heating technology - Direct district heating substation - plus connection pipe - plus distribution (heating density: low ) - single-family house - existing building - distributed level 0.83 | HOUDHC | HOUPARRHN_OLDI_DMD | MKr20 | 2025 | 12.1029 | 0.034893 | [6 empty] | PAR | I | OLD |  |  | RHNBHDHC | 5 | 0.83333 | HOUPARRHNBHDHCN09_OLDI_FHPELCE04 | 1 | HOUPARRHNBHDHCN09_OLDI | HOUPARRHNHPELCE04_OLDI | HPELCE04 | BHDHCN09 | PAR_OLDI | HPELCE04_BHDHCN09 | 6 | 0 | 1 | New
HOUPARRHNBHDHCN09_OLDI_FHPELCE04_D83 | Residential heating technology - Direct district heating substation - plus connection pipe - plus distribution (heating density: low ) - single-family house - existing building - distributed level 0.83 | HOUDHC | HOUPARRHN_OLDI_DMD | MKr20 | 2030 | 12.0669 | 0.03427 | [6 empty] | PAR | I | OLD |  |  | RHNBHDHC | 5 | 0.83333 | HOUPARRHNBHDHCN09_OLDI_FHPELCE04 | 1 | HOUPARRHNBHDHCN09_OLDI | HOUPARRHNHPELCE04_OLDI | HPELCE04 | BHDHCN09 | PAR_OLDI | HPELCE04_BHDHCN09 | 6 | 0 | 1 | New
HOUPARRHNBHDHCN09_OLDI_FHPELCE04_D83 | Residential heating technology - Direct district heating substation - plus connection pipe - plus distribution (heating density: low ) - single-family house - existing building - distributed level 0.83 | HOUDHC | HOUPARRHN_OLDI_DMD | MKr20 | 2040 | 12.002 | 0.032794 | [6 empty] | PAR | I | OLD |  |  | RHNBHDHC | 5 | 0.83333 | HOUPARRHNBHDHCN09_OLDI_FHPELCE04 | 1 | HOUPARRHNBHDHCN09_OLDI | HOUPARRHNHPELCE04_OLDI | HPELCE04 | BHDHCN09 | PAR_OLDI | HPELCE04_BHDHCN09 | 6 | 0 | 1 | New
HOUPARRHNBHDHCN09_OLDI_FHPELCE04_D83 | Residential heating technology - Direct district heating substation - plus connection pipe - plus distribution (heating density: low ) - single-family house - existing building - distributed level 0.83 | HOUDHC | HOUPARRHN_OLDI_DMD | MKr20 | 2050 | 11.9299 | 0.030647 | [6 empty] | PAR | I | OLD |  |  | RHNBHDHC | 5 | 0.83333 | HOUPARRHNBHDHCN09_OLDI_FHPELCE04 | 1 | HOUPARRHNBHDHCN09_OLDI | HOUPARRHNHPELCE04_OLDI | HPELCE04 | BHDHCN09 | PAR_OLDI | HPELCE04_BHDHCN09 | 6 | 0 | 1 | New
HOUPARRHNBHDHCN07_OLDI_FHPELCE04_D83 | Residential heating technology - Direct district heating substation - plus connection pipe - plus distribution (heating density: medium ) - single-family house - existing building - distributed level 0.83 | HOUDHC | HOUPARRHN_OLDI_DMD | MKr20 | 2020 | 4.8885 | 0.035153 | [6 empty] | PAR | I | OLD |  |  | RHNBHDHC | 5 | 0.83333 | HOUPARRHNBHDHCN07_OLDI_FHPELCE04 | 1 | HOUPARRHNBHDHCN07_OLDI | HOUPARRHNHPELCE04_OLDI | HPELCE04 | BHDHCN07 | PAR_OLDI | HPELCE04_BHDHCN07 | 6 | 0 | 1 | New
HOUPARRHNBHDHCN07_OLDI_FHPELCE04_D83 | Residential heating technology - Direct district heating substation - plus connection pipe - plus distribution (heating density: medium ) - single-family house - existing building - distributed level 0.83 | HOUDHC | HOUPARRHN_OLDI_DMD | MKr20 | 2025 | 4.8452 | 0.034893 | [6 empty] | PAR | I | OLD |  |  | RHNBHDHC | 5 | 0.83333 | HOUPARRHNBHDHCN07_OLDI_FHPELCE04 | 1 | HOUPARRHNBHDHCN07_OLDI | HOUPARRHNHPELCE04_OLDI | HPELCE04 | BHDHCN07 | PAR_OLDI | HPELCE04_BHDHCN07 | 6 | 0 | 1 | New
HOUPARRHNBHDHCN07_OLDI_FHPELCE04_D83 | Residential heating technology - Direct district heating substation - plus connection pipe - plus distribution (heating density: medium ) - single-family house - existing building - distributed level 0.83 | HOUDHC | HOUPARRHN_OLDI_DMD | MKr20 | 2030 | 4.8092 | 0.03427 | [6 empty] | PAR | I | OLD |  |  | RHNBHDHC | 5 | 0.83333 | HOUPARRHNBHDHCN07_OLDI_FHPELCE04 | 1 | HOUPARRHNBHDHCN07_OLDI | HOUPARRHNHPELCE04_OLDI | HPELCE04 | BHDHCN07 | PAR_OLDI | HPELCE04_BHDHCN07 | 6 | 0 | 1 | New
HOUPARRHNBHDHCN07_OLDI_FHPELCE04_D83 | Residential heating technology - Direct district heating substation - plus connection pipe - plus distribution (heating density: medium ) - single-family house - existing building - distributed level 0.83 | HOUDHC | HOUPARRHN_OLDI_DMD | MKr20 | 2040 | 4.7443 | 0.032794 | [6 empty] | PAR | I | OLD |  |  | RHNBHDHC | 5 | 0.83333 | HOUPARRHNBHDHCN07_OLDI_FHPELCE04 | 1 | HOUPARRHNBHDHCN07_OLDI | HOUPARRHNHPELCE04_OLDI | HPELCE04 | BHDHCN07 | PAR_OLDI | HPELCE04_BHDHCN07 | 6 | 0 | 1 | New
HOUPARRHNBHDHCN07_OLDI_FHPELCE04_D83 | Residential heating technology - Direct district heating substation - plus connection pipe - plus distribution (heating density: medium ) - single-family house - existing building - distributed level 0.83 | HOUDHC | HOUPARRHN_OLDI_DMD | MKr20 | 2050 | 4.6722 | 0.030647 | [6 empty] | PAR | I | OLD |  |  | RHNBHDHC | 5 | 0.83333 | HOUPARRHNBHDHCN07_OLDI_FHPELCE04 | 1 | HOUPARRHNBHDHCN07_OLDI | HOUPARRHNHPELCE04_OLDI | HPELCE04 | BHDHCN07 | PAR_OLDI | HPELCE04_BHDHCN07 | 6 | 0 | 1 | New
HOUPARRHNBHDHCN05_OLDI_FHPELCE04_D83 | Residential heating technology - Direct district heating substation - plus connection pipe - plus distribution (heating density: high ) - single-family house - existing building - distributed level 0.83 | HOUDHC | HOUPARRHN_OLDI_DMD | MKr20 | 2020 | 3.7272 | 0.035153 | [6 empty] | PAR | I | OLD |  |  | RHNBHDHC | 5 | 0.83333 | HOUPARRHNBHDHCN05_OLDI_FHPELCE04 | 1 | HOUPARRHNBHDHCN05_OLDI | HOUPARRHNHPELCE04_OLDI | HPELCE04 | BHDHCN05 | PAR_OLDI | HPELCE04_BHDHCN05 | 6 | 0 | 1 | New
HOUPARRHNBHDHCN05_OLDI_FHPELCE04_D83 | Residential heating technology - Direct district heating substation - plus connection pipe - plus distribution (heating density: high ) - single-family house - existing building - distributed level 0.83 | HOUDHC | HOUPARRHN_OLDI_DMD | MKr20 | 2025 | 3.684 | 0.034893 | [6 empty] | PAR | I | OLD |  |  | RHNBHDHC | 5 | 0.83333 | HOUPARRHNBHDHCN05_OLDI_FHPELCE04 | 1 | HOUPARRHNBHDHCN05_OLDI | HOUPARRHNHPELCE04_OLDI | HPELCE04 | BHDHCN05 | PAR_OLDI | HPELCE04_BHDHCN05 | 6 | 0 | 1 | New
HOUPARRHNBHDHCN05_OLDI_FHPELCE04_D83 | Residential heating technology - Direct district heating substation - plus connection pipe - plus distribution (heating density: high ) - single-family house - existing building - distributed level 0.83 | HOUDHC | HOUPARRHN_OLDI_DMD | MKr20 | 2030 | 3.6479 | 0.03427 | [6 empty] | PAR | I | OLD |  |  | RHNBHDHC | 5 | 0.83333 | HOUPARRHNBHDHCN05_OLDI_FHPELCE04 | 1 | HOUPARRHNBHDHCN05_OLDI | HOUPARRHNHPELCE04_OLDI | HPELCE04 | BHDHCN05 | PAR_OLDI | HPELCE04_BHDHCN05 | 6 | 0 | 1 | New
HOUPARRHNBHDHCN05_OLDI_FHPELCE04_D83 | Residential heating technology - Direct district heating substation - plus connection pipe - plus distribution (heating density: high ) - single-family house - existing building - distributed level 0.83 | HOUDHC | HOUPARRHN_OLDI_DMD | MKr20 | 2040 | 3.583 | 0.032794 | [6 empty] | PAR | I | OLD |  |  | RHNBHDHC | 5 | 0.83333 | HOUPARRHNBHDHCN05_OLDI_FHPELCE04 | 1 | HOUPARRHNBHDHCN05_OLDI | HOUPARRHNHPELCE04_OLDI | HPELCE04 | BHDHCN05 | PAR_OLDI | HPELCE04_BHDHCN05 | 6 | 0 | 1 | New
HOUPARRHNBHDHCN05_OLDI_FHPELCE04_D83 | Residential heating technology - Direct district heating substation - plus connection pipe - plus distribution (heating density: high ) - single-family house - existing building - distributed level 0.83 | HOUDHC | HOUPARRHN_OLDI_DMD | MKr20 | 2050 | 3.511 | 0.030647 | [6 empty] | PAR | I | OLD |  |  | RHNBHDHC | 5 | 0.83333 | HOUPARRHNBHDHCN05_OLDI_FHPELCE04 | 1 | HOUPARRHNBHDHCN05_OLDI | HOUPARRHNHPELCE04_OLDI | HPELCE04 | BHDHCN05 | PAR_OLDI | HPELCE04_BHDHCN05 | 6 | 0 | 1 | New
HOUETARHNHPELCN05_OLDC_FBHWPEE01_D83 | Residential heating technology - Heat pump, Air-to-water - leasing - apartment complex - existing building - distributed level 0.83 | HOUELC, HOUAMB | HOUETARHN_OLDC_DMD | MKr20 | 2020 | 5.4547 | 0.39127 | 0.37506 | [5 empty] | ETA | C | OLD | 2.6662 |  | RHNHPELC | 5 | 0.83333 | HOUETARHNHPELCN05_OLDC_FBHWPEE01 | 0.75 | HOUETARHNHPELCN05_OLDC | HOUETARHNBHWPEE01_OLDC | BHWPEE01 | HPELCN05 | ETA_OLDC | BHWPEE01_HPELCN05 | 6 | 0 | 1 | New
HOUETARHNHPELCN05_OLDC_FBHWPEE01_D83 | Residential heating technology - Heat pump, Air-to-water - leasing - apartment complex - existing building - distributed level 0.83 | HOUELC, HOUAMB | HOUETARHN_OLDC_DMD | MKr20 | 2025 | 4.8843 | 0.35969 | 0.35662 | [5 empty] | ETA | C | OLD | 2.8041 |  | RHNHPELC | 5 | 0.83333 | HOUETARHNHPELCN05_OLDC_FBHWPEE01 | 0.75 | HOUETARHNHPELCN05_OLDC | HOUETARHNBHWPEE01_OLDC | BHWPEE01 | HPELCN05 | ETA_OLDC | BHWPEE01_HPELCN05 | 6 | 0 | 1 | New
HOUETARHNHPELCN05_OLDC_FBHWPEE01_D83 | Residential heating technology - Heat pump, Air-to-water - leasing - apartment complex - existing building - distributed level 0.83 | HOUELC, HOUAMB | HOUETARHN_OLDC_DMD | MKr20 | 2030 | 4.3139 | 0.32807 | 0.3399 | [5 empty] | ETA | C | OLD | 2.942 |  | RHNHPELC | 5 | 0.83333 | HOUETARHNHPELCN05_OLDC_FBHWPEE01 | 0.75 | HOUETARHNHPELCN05_OLDC | HOUETARHNBHWPEE01_OLDC | BHWPEE01 | HPELCN05 | ETA_OLDC | BHWPEE01_HPELCN05 | 6 | 0 | 1 | New
HOUETARHNHPELCN05_OLDC_FBHWPEE01_D83 | Residential heating technology - Heat pump, Air-to-water - leasing - apartment complex - existing building - distributed level 0.83 | HOUELC, HOUAMB | HOUETARHN_OLDC_DMD | MKr20 | 2040 | 3.8638 | 0.30236 | 0.32468 | [5 empty] | ETA | C | OLD | 3.0799 |  | RHNHPELC | 5 | 0.83333 | HOUETARHNHPELCN05_OLDC_FBHWPEE01 | 0.75 | HOUETARHNHPELCN05_OLDC | HOUETARHNBHWPEE01_OLDC | BHWPEE01 | HPELCN05 | ETA_OLDC | BHWPEE01_HPELCN05 | 6 | 0 | 1 | New
HOUETARHNHPELCN05_OLDC_FBHWPEE01_D83 | Residential heating technology - Heat pump, Air-to-water - leasing - apartment complex - existing building - distributed level 0.83 | HOUELC, HOUAMB | HOUETARHN_OLDC_DMD | MKr20 | 2050 | 3.4137 | 0.27662 | 0.31077 | [5 empty] | ETA | C | OLD | 3.2178 |  | RHNHPELC | 5 | 0.83333 | HOUETARHNHPELCN05_OLDC_FBHWPEE01 | 0.75 | HOUETARHNHPELCN05_OLDC | HOUETARHNBHWPEE01_OLDC | BHWPEE01 | HPELCN05 | ETA_OLDC | BHWPEE01_HPELCN05 | 6 | 0 | 1 | New
HOUETARHNHPELCN04_OLDC_FBHWPEE01_D83 | Residential heating technology - Heat pump, Ground source - apartment complex - existing building - distributed level 0.83 | HOUELC, HOUAMB | HOUETARHN_OLDC_DMD | MKr20 | 2020 | 10.1643 | 0.057983 | 0.3399 | [5 empty] | ETA | C | OLD | 2.942 |  | RHNHPELC | 5 | 0.83333 | HOUETARHNHPELCN04_OLDC_FBHWPEE01 | 0.75 | HOUETARHNHPELCN04_OLDC | HOUETARHNBHWPEE01_OLDC | BHWPEE01 | HPELCN04 | ETA_OLDC | BHWPEE01_HPELCN04 | 6 | 0 | 1 | New
HOUETARHNHPELCN04_OLDC_FBHWPEE01_D83 | Residential heating technology - Heat pump, Ground source - apartment complex - existing building - distributed level 0.83 | HOUELC, HOUAMB | HOUETARHN_OLDC_DMD | MKr20 | 2025 | 9.402 | 0.057525 | 0.3296 | [5 empty] | ETA | C | OLD | 3.034 |  | RHNHPELC | 5 | 0.83333 | HOUETARHNHPELCN04_OLDC_FBHWPEE01 | 0.75 | HOUETARHNHPELCN04_OLDC | HOUETARHNBHWPEE01_OLDC | BHWPEE01 | HPELCN04 | ETA_OLDC | BHWPEE01_HPELCN04 | 6 | 0 | 1 | New
HOUETARHNHPELCN04_OLDC_FBHWPEE01_D83 | Residential heating technology - Heat pump, Ground source - apartment complex - existing building - distributed level 0.83 | HOUELC, HOUAMB | HOUETARHN_OLDC_DMD | MKr20 | 2030 | 8.6397 | 0.057023 | 0.31991 | [5 empty] | ETA | C | OLD | 3.1259 |  | RHNHPELC | 5 | 0.83333 | HOUETARHNHPELCN04_OLDC_FBHWPEE01 | 0.75 | HOUETARHNHPELCN04_OLDC | HOUETARHNBHWPEE01_OLDC | BHWPEE01 | HPELCN04 | ETA_OLDC | BHWPEE01_HPELCN04 | 6 | 0 | 1 | New
HOUETARHNHPELCN04_OLDC_FBHWPEE01_D83 | Residential heating technology - Heat pump, Ground source - apartment complex - existing building - distributed level 0.83 | HOUELC, HOUAMB | HOUETARHN_OLDC_DMD | MKr20 | 2040 | 7.9917 | 0.055864 | 0.30639 | [5 empty] | ETA | C | OLD | 3.2638 |  | RHNHPELC | 5 | 0.83333 | HOUETARHNHPELCN04_OLDC_FBHWPEE01 | 0.75 | HOUETARHNHPELCN04_OLDC | HOUETARHNBHWPEE01_OLDC | BHWPEE01 | HPELCN04 | ETA_OLDC | BHWPEE01_HPELCN04 | 6 | 0 | 1 | New
HOUETARHNHPELCN04_OLDC_FBHWPEE01_D83 | Residential heating technology - Heat pump, Ground source - apartment complex - existing building - distributed level 0.83 | HOUELC, HOUAMB | HOUETARHN_OLDC_DMD | MKr20 | 2050 | 7.3437 | 0.054684 | 0.30214 | [5 empty] | ETA | C | OLD | 3.3098 |  | RHNHPELC | 5 | 0.83333 | HOUETARHNHPELCN04_OLDC_FBHWPEE01 | 0.75 | HOUETARHNHPELCN04_OLDC | HOUETARHNBHWPEE01_OLDC | BHWPEE01 | HPELCN04 | ETA_OLDC | BHWPEE01_HPELCN04 | 6 | 0 | 1 | New
HOUETARHNHPELCN03_OLDC_FBHWPEE01_D83 | Residential heating technology - Heat pump, Air-to-water - apartment complex - existing building - distributed level 0.83 | HOUELC, HOUAMB | HOUETARHN_OLDC_DMD | MKr20 | 2020 | 10.9094 | 0.0937 | 0.37506 | [5 empty] | ETA | C | OLD | 2.6662 |  | RHNHPELC | 5 | 0.83333 | HOUETARHNHPELCN03_OLDC_FBHWPEE01 | 0.75 | HOUETARHNHPELCN03_OLDC | HOUETARHNBHWPEE01_OLDC | BHWPEE01 | HPELCN03 | ETA_OLDC | BHWPEE01_HPELCN03 | 6 | 0 | 1 | New
HOUETARHNHPELCN03_OLDC_FBHWPEE01_D83 | Residential heating technology - Heat pump, Air-to-water - apartment complex - existing building - distributed level 0.83 | HOUELC, HOUAMB | HOUETARHN_OLDC_DMD | MKr20 | 2025 | 9.7685 | 0.093241 | 0.35662 | [5 empty] | ETA | C | OLD | 2.8041 |  | RHNHPELC | 5 | 0.83333 | HOUETARHNHPELCN03_OLDC_FBHWPEE01 | 0.75 | HOUETARHNHPELCN03_OLDC | HOUETARHNBHWPEE01_OLDC | BHWPEE01 | HPELCN03 | ETA_OLDC | BHWPEE01_HPELCN03 | 6 | 0 | 1 | New
HOUETARHNHPELCN03_OLDC_FBHWPEE01_D83 | Residential heating technology - Heat pump, Air-to-water - apartment complex - existing building - distributed level 0.83 | HOUELC, HOUAMB | HOUETARHN_OLDC_DMD | MKr20 | 2030 | 8.6277 | 0.092739 | 0.3399 | [5 empty] | ETA | C | OLD | 2.942 |  | RHNHPELC | 5 | 0.83333 | HOUETARHNHPELCN03_OLDC_FBHWPEE01 | 0.75 | HOUETARHNHPELCN03_OLDC | HOUETARHNBHWPEE01_OLDC | BHWPEE01 | HPELCN03 | ETA_OLDC | BHWPEE01_HPELCN03 | 6 | 0 | 1 | New
HOUETARHNHPELCN03_OLDC_FBHWPEE01_D83 | Residential heating technology - Heat pump, Air-to-water - apartment complex - existing building - distributed level 0.83 | HOUELC, HOUAMB | HOUETARHN_OLDC_DMD | MKr20 | 2040 | 7.7275 | 0.091581 | 0.32468 | [5 empty] | ETA | C | OLD | 3.0799 |  | RHNHPELC | 5 | 0.83333 | HOUETARHNHPELCN03_OLDC_FBHWPEE01 | 0.75 | HOUETARHNHPELCN03_OLDC | HOUETARHNBHWPEE01_OLDC | BHWPEE01 | HPELCN03 | ETA_OLDC | BHWPEE01_HPELCN03 | 6 | 0 | 1 | New
HOUETARHNHPELCN03_OLDC_FBHWPEE01_D83 | Residential heating technology - Heat pump, Air-to-water - apartment complex - existing building - distributed level 0.83 | HOUELC, HOUAMB | HOUETARHN_OLDC_DMD | MKr20 | 2050 | 6.8273 | 0.0904 | 0.31077 | [5 empty] | ETA | C | OLD | 3.2178 |  | RHNHPELC | 5 | 0.83333 | HOUETARHNHPELCN03_OLDC_FBHWPEE01 | 0.75 | HOUETARHNHPELCN03_OLDC | HOUETARHNBHWPEE01_OLDC | BHWPEE01 | HPELCN03 | ETA_OLDC | BHWPEE01_HPELCN03 | 6 | 0 | 1 | New
HOUETARHNHPELCN02_OLDC_FBHWPEE01_D83 | Residential heating technology - Heat pump, Air-to-air - single-family house - existing building - distributed level 0.83 | HOUELC, HOUAMB | HOUETARHN_OLDC_DMD | MKr20 | 2020 | 4.557 | 0.20009 | 0.22427 | [5 empty] | ETA | C | OLD | 4.459 |  | RHNHPELC | 5 | 0.83333 | HOUETARHNHPELCN02_OLDC_FBHWPEE01 | 0.75 | HOUETARHNHPELCN02_OLDC | HOUETARHNBHWPEE01_OLDC | BHWPEE01 | HPELCN02 | ETA_OLDC | BHWPEE01_HPELCN02 | 5 | 0 | 1.1 | Unlikely
HOUETARHNHPELCN02_OLDC_FBHWPEE01_D83 | Residential heating technology - Heat pump, Air-to-air - single-family house - existing building - distributed level 0.83 | HOUELC, HOUAMB | HOUETARHN_OLDC_DMD | MKr20 | 2025 | 4.4456 | 0.13594 | 0.21327 | [5 empty] | ETA | C | OLD | 4.6888 |  | RHNHPELC | 5 | 0.83333 | HOUETARHNHPELCN02_OLDC_FBHWPEE01 | 0.75 | HOUETARHNHPELCN02_OLDC | HOUETARHNBHWPEE01_OLDC | BHWPEE01 | HPELCN02 | ETA_OLDC | BHWPEE01_HPELCN02 | 5 | 0 | 1.1 | Unlikely
HOUETARHNHPELCN02_OLDC_FBHWPEE01_D83 | Residential heating technology - Heat pump, Air-to-air - single-family house - existing building - distributed level 0.83 | HOUELC, HOUAMB | HOUETARHN_OLDC_DMD | MKr20 | 2030 | 4.3342 | 0.13343 | 0.20522 | [5 empty] | ETA | C | OLD | 4.8727 |  | RHNHPELC | 5 | 0.83333 | HOUETARHNHPELCN02_OLDC_FBHWPEE01 | 0.75 | HOUETARHNHPELCN02_OLDC | HOUETARHNBHWPEE01_OLDC | BHWPEE01 | HPELCN02 | ETA_OLDC | BHWPEE01_HPELCN02 | 5 | 0 | 1.1 | Unlikely
HOUETARHNHPELCN02_OLDC_FBHWPEE01_D83 | Residential heating technology - Heat pump, Air-to-air - single-family house - existing building - distributed level 0.83 | HOUELC, HOUAMB | HOUETARHN_OLDC_DMD | MKr20 | 2040 | 4.1275 | 0.12877 | 0.19776 | [5 empty] | ETA | C | OLD | 5.0566 |  | RHNHPELC | 5 | 0.83333 | HOUETARHNHPELCN02_OLDC_FBHWPEE01 | 0.75 | HOUETARHNHPELCN02_OLDC | HOUETARHNBHWPEE01_OLDC | BHWPEE01 | HPELCN02 | ETA_OLDC | BHWPEE01_HPELCN02 | 5 | 0 | 1.1 | Unlikely
HOUETARHNHPELCN02_OLDC_FBHWPEE01_D83 | Residential heating technology - Heat pump, Air-to-air - single-family house - existing building - distributed level 0.83 | HOUELC, HOUAMB | HOUETARHN_OLDC_DMD | MKr20 | 2050 | 3.9207 | 0.12411 | 0.19423 | [5 empty] | ETA | C | OLD | 5.1485 |  | RHNHPELC | 5 | 0.83333 | HOUETARHNHPELCN02_OLDC_FBHWPEE01 | 0.75 | HOUETARHNHPELCN02_OLDC | HOUETARHNBHWPEE01_OLDC | BHWPEE01 | HPELCN02 | ETA_OLDC | BHWPEE01_HPELCN02 | 5 | 0 | 1.1 | Unlikely
HOUETARHNDIELCN06_OLDC_FBHWPEE01_D83 | Residential heating technology - Electric heating - electric panel from Bauhaus - apartment complex - new building - distributed level 0.83 | HOUELC | HOUETARHN_OLDC_DMD | MKr20 | 2020 | 0.70255 | 0 | [6 empty] | ETA | C | OLD |  |  | RHNDIELC | 5 | 0.83333 | HOUETARHNDIELCN06_OLDC_FBHWPEE01 | 0.75 | HOUETARHNDIELCN06_OLDC | HOUETARHNBHWPEE01_OLDC | BHWPEE01 | DIELCN06 | ETA_OLDC | BHWPEE01_DIELCN06 | 5 | 0 | 1.1 | Unlikely
HOUETARHNDIELCN06_OLDC_FBHWPEE01_D83 | Residential heating technology - Electric heating - electric panel from Bauhaus - apartment complex - new building - distributed level 0.83 | HOUELC | HOUETARHN_OLDC_DMD | MKr20 | 2025 | 0.70255 | 0 | [6 empty] | ETA | C | OLD |  |  | RHNDIELC | 5 | 0.83333 | HOUETARHNDIELCN06_OLDC_FBHWPEE01 | 0.75 | HOUETARHNDIELCN06_OLDC | HOUETARHNBHWPEE01_OLDC | BHWPEE01 | DIELCN06 | ETA_OLDC | BHWPEE01_DIELCN06 | 5 | 0 | 1.1 | Unlikely
HOUETARHNDIELCN06_OLDC_FBHWPEE01_D83 | Residential heating technology - Electric heating - electric panel from Bauhaus - apartment complex - new building - distributed level 0.83 | HOUELC | HOUETARHN_OLDC_DMD | MKr20 | 2030 | 0.70255 | 0 | [6 empty] | ETA | C | OLD |  |  | RHNDIELC | 5 | 0.83333 | HOUETARHNDIELCN06_OLDC_FBHWPEE01 | 0.75 | HOUETARHNDIELCN06_OLDC | HOUETARHNBHWPEE01_OLDC | BHWPEE01 | DIELCN06 | ETA_OLDC | BHWPEE01_DIELCN06 | 5 | 0 | 1.1 | Unlikely
HOUETARHNDIELCN06_OLDC_FBHWPEE01_D83 | Residential heating technology - Electric heating - electric panel from Bauhaus - apartment complex - new building - distributed level 0.83 | HOUELC | HOUETARHN_OLDC_DMD | MKr20 | 2040 | 0.70255 | 0 | [6 empty] | ETA | C | OLD |  |  | RHNDIELC | 5 | 0.83333 | HOUETARHNDIELCN06_OLDC_FBHWPEE01 | 0.75 | HOUETARHNDIELCN06_OLDC | HOUETARHNBHWPEE01_OLDC | BHWPEE01 | DIELCN06 | ETA_OLDC | BHWPEE01_DIELCN06 | 5 | 0 | 1.1 | Unlikely
HOUETARHNDIELCN06_OLDC_FBHWPEE01_D83 | Residential heating technology - Electric heating - electric panel from Bauhaus - apartment complex - new building - distributed level 0.83 | HOUELC | HOUETARHN_OLDC_DMD | MKr20 | 2050 | 0.70255 | 0 | [6 empty] | ETA | C | OLD |  |  | RHNDIELC | 5 | 0.83333 | HOUETARHNDIELCN06_OLDC_FBHWPEE01 | 0.75 | HOUETARHNDIELCN06_OLDC | HOUETARHNBHWPEE01_OLDC | BHWPEE01 | DIELCN06 | ETA_OLDC | BHWPEE01_DIELCN06 | 5 | 0 | 1.1 | Unlikely
HOUETARHNDIELCN01_OLDC_FBHWPEE01_D83 | Residential heating technology - Electric heating - apartment complex - new building - distributed level 0.83 | HOUELC | HOUETARHN_OLDC_DMD | MKr20 | 2020 | 6.5252 | 0.0026494 | [6 empty] | ETA | C | OLD |  |  | RHNDIELC | 5 | 0.83333 | HOUETARHNDIELCN01_OLDC_FBHWPEE01 | 0.75 | HOUETARHNDIELCN01_OLDC | HOUETARHNBHWPEE01_OLDC | BHWPEE01 | DIELCN01 | ETA_OLDC | BHWPEE01_DIELCN01 | 5 | 0 | 1.1 | Unlikely
HOUETARHNDIELCN01_OLDC_FBHWPEE01_D83 | Residential heating technology - Electric heating - apartment complex - new building - distributed level 0.83 | HOUELC | HOUETARHN_OLDC_DMD | MKr20 | 2025 | 6.3637 | 0.0025413 | [6 empty] | ETA | C | OLD |  |  | RHNDIELC | 5 | 0.83333 | HOUETARHNDIELCN01_OLDC_FBHWPEE01 | 0.75 | HOUETARHNDIELCN01_OLDC | HOUETARHNBHWPEE01_OLDC | BHWPEE01 | DIELCN01 | ETA_OLDC | BHWPEE01_DIELCN01 | 5 | 0 | 1.1 | Unlikely
HOUETARHNDIELCN01_OLDC_FBHWPEE01_D83 | Residential heating technology - Electric heating - apartment complex - new building - distributed level 0.83 | HOUELC | HOUETARHN_OLDC_DMD | MKr20 | 2030 | 6.2062 | 0.0024872 | [6 empty] | ETA | C | OLD |  |  | RHNDIELC | 5 | 0.83333 | HOUETARHNDIELCN01_OLDC_FBHWPEE01 | 0.75 | HOUETARHNDIELCN01_OLDC | HOUETARHNBHWPEE01_OLDC | BHWPEE01 | DIELCN01 | ETA_OLDC | BHWPEE01_DIELCN01 | 5 | 0 | 1.1 | Unlikely
HOUETARHNDIELCN01_OLDC_FBHWPEE01_D83 | Residential heating technology - Electric heating - apartment complex - new building - distributed level 0.83 | HOUELC | HOUETARHN_OLDC_DMD | MKr20 | 2040 | 5.9028 | 0.0023791 | [6 empty] | ETA | C | OLD |  |  | RHNDIELC | 5 | 0.83333 | HOUETARHNDIELCN01_OLDC_FBHWPEE01 | 0.75 | HOUETARHNDIELCN01_OLDC | HOUETARHNBHWPEE01_OLDC | BHWPEE01 | DIELCN01 | ETA_OLDC | BHWPEE01_DIELCN01 | 5 | 0 | 1.1 | Unlikely
HOUETARHNDIELCN01_OLDC_FBHWPEE01_D83 | Residential heating technology - Electric heating - apartment complex - new building - distributed level 0.83 | HOUELC | HOUETARHN_OLDC_DMD | MKr20 | 2050 | 5.6142 | 0.0022709 | [6 empty] | ETA | C | OLD |  |  | RHNDIELC | 5 | 0.83333 | HOUETARHNDIELCN01_OLDC_FBHWPEE01 | 0.75 | HOUETARHNDIELCN01_OLDC | HOUETARHNBHWPEE01_OLDC | BHWPEE01 | DIELCN01 | ETA_OLDC | BHWPEE01_DIELCN01 | 5 | 0 | 1.1 | Unlikely
HOUETARHNBHWPEN01_OLDC_FBHWPEE01_D83 | Residential heating technology - Biomass boiler, automatic stoking , wood pellets or wood chips - apartment complex - existing building - distributed level 0.83 | HOUWPE | HOUETARHN_OLDC_DMD | MKr20 | 2020 | 1.4949 | 0.032472 |  | 25 | 14 | 70 | 2 | 4 | ETA | C | OLD |  |  | RHNBHWPE | 5 | 0.83333 | HOUETARHNBHWPEN01_OLDC_FBHWPEE01 | 0.75 | HOUETARHNBHWPEN01_OLDC | HOUETARHNBHWPEE01_OLDC | BHWPEE01 | BHWPEN01 | ETA_OLDC | BHWPEE01_BHWPEN01 | 2 | 0 | 0.9 | Same
HOUETARHNBHWPEN01_OLDC_FBHWPEE01_D83 | Residential heating technology - Biomass boiler, automatic stoking , wood pellets or wood chips - apartment complex - existing building - distributed level 0.83 | HOUWPE | HOUETARHN_OLDC_DMD | MKr20 | 2025 | 1.4579 | 0.032242 |  | 25 | 14 | 60 | 2 | 4 | ETA | C | OLD |  |  | RHNBHWPE | 5 | 0.83333 | HOUETARHNBHWPEN01_OLDC_FBHWPEE01 | 0.75 | HOUETARHNBHWPEN01_OLDC | HOUETARHNBHWPEE01_OLDC | BHWPEE01 | BHWPEN01 | ETA_OLDC | BHWPEE01_BHWPEN01 | 2 | 0 | 0.9 | Same
HOUETARHNBHWPEN01_OLDC_FBHWPEE01_D83 | Residential heating technology - Biomass boiler, automatic stoking , wood pellets or wood chips - apartment complex - existing building - distributed level 0.83 | HOUWPE | HOUETARHN_OLDC_DMD | MKr20 | 2030 | 1.4218 | 0.032386 |  | 25 | 11 | 50 | 1 | 4 | ETA | C | OLD |  |  | RHNBHWPE | 5 | 0.83333 | HOUETARHNBHWPEN01_OLDC_FBHWPEE01 | 0.75 | HOUETARHNBHWPEN01_OLDC | HOUETARHNBHWPEE01_OLDC | BHWPEE01 | BHWPEN01 | ETA_OLDC | BHWPEE01_BHWPEN01 | 2 | 0 | 0.9 | Same
HOUETARHNBHWPEN01_OLDC_FBHWPEE01_D83 | Residential heating technology - Biomass boiler, automatic stoking , wood pellets or wood chips - apartment complex - existing building - distributed level 0.83 | HOUWPE | HOUETARHN_OLDC_DMD | MKr20 | 2040 | 1.3523 | 0.031352 |  | 25 | 9 | 45 | 1 | 4 | ETA | C | OLD |  |  | RHNBHWPE | 5 | 0.83333 | HOUETARHNBHWPEN01_OLDC_FBHWPEE01 | 0.75 | HOUETARHNBHWPEN01_OLDC | HOUETARHNBHWPEE01_OLDC | BHWPEE01 | BHWPEN01 | ETA_OLDC | BHWPEE01_BHWPEN01 | 2 | 0 | 0.9 | Same
HOUETARHNBHWPEN01_OLDC_FBHWPEE01_D83 | Residential heating technology - Biomass boiler, automatic stoking , wood pellets or wood chips - apartment complex - existing building - distributed level 0.83 | HOUWPE | HOUETARHN_OLDC_DMD | MKr20 | 2050 | 1.2862 | 0.030002 |  | 25 | 9 | 40 | 0 | 4 | ETA | C | OLD |  |  | RHNBHWPE | 5 | 0.83333 | HOUETARHNBHWPEN01_OLDC_FBHWPEE01 | 0.75 | HOUETARHNBHWPEN01_OLDC | HOUETARHNBHWPEE01_OLDC | BHWPEE01 | BHWPEN01 | ETA_OLDC | BHWPEE01_BHWPEN01 | 2 | 0 | 0.9 | Same
HOUETARHNBHSOLN01_OLDC_FBHWPEE01_D83 | Residential heating technology - Solar heating system - apartment complex - existing building - distributed level 0.83 | HOUSOL | HOUETARHN_OLDC_DMD | MKr20 | 2020 | 5.5059 | 0.025768 | [6 empty] | ETA | C | OLD |  |  | RHNBHSOL | 5 | 0.83333 | HOUETARHNBHSOLN01_OLDC_FBHWPEE01 | 0.75 | HOUETARHNBHSOLN01_OLDC | HOUETARHNBHWPEE01_OLDC | BHWPEE01 | BHSOLN01 | ETA_OLDC | BHWPEE01_BHSOLN01 | 5 | 0 | 1.1 | Unlikely
HOUETARHNBHSOLN01_OLDC_FBHWPEE01_D83 | Residential heating technology - Solar heating system - apartment complex - existing building - distributed level 0.83 | HOUSOL | HOUETARHN_OLDC_DMD | MKr20 | 2025 | 5.268 | 0.027313 | [6 empty] | ETA | C | OLD |  |  | RHNBHSOL | 5 | 0.83333 | HOUETARHNBHSOLN01_OLDC_FBHWPEE01 | 0.75 | HOUETARHNBHSOLN01_OLDC | HOUETARHNBHWPEE01_OLDC | BHWPEE01 | BHSOLN01 | ETA_OLDC | BHWPEE01_BHSOLN01 | 5 | 0 | 1.1 | Unlikely
HOUETARHNBHSOLN01_OLDC_FBHWPEE01_D83 | Residential heating technology - Solar heating system - apartment complex - existing building - distributed level 0.83 | HOUSOL | HOUETARHN_OLDC_DMD | MKr20 | 2030 | 5.0301 | 0.0279 | [6 empty] | ETA | C | OLD |  |  | RHNBHSOL | 5 | 0.83333 | HOUETARHNBHSOLN01_OLDC_FBHWPEE01 | 0.75 | HOUETARHNBHSOLN01_OLDC | HOUETARHNBHWPEE01_OLDC | BHWPEE01 | BHSOLN01 | ETA_OLDC | BHWPEE01_BHSOLN01 | 5 | 0 | 1.1 | Unlikely
HOUETARHNBHSOLN01_OLDC_FBHWPEE01_D83 | Residential heating technology - Solar heating system - apartment complex - existing building - distributed level 0.83 | HOUSOL | HOUETARHN_OLDC_DMD | MKr20 | 2040 | 4.7922 | 0.027143 | [6 empty] | ETA | C | OLD |  |  | RHNBHSOL | 5 | 0.83333 | HOUETARHNBHSOLN01_OLDC_FBHWPEE01 | 0.75 | HOUETARHNBHSOLN01_OLDC | HOUETARHNBHWPEE01_OLDC | BHWPEE01 | BHSOLN01 | ETA_OLDC | BHWPEE01_BHSOLN01 | 5 | 0 | 1.1 | Unlikely
HOUETARHNBHSOLN01_OLDC_FBHWPEE01_D83 | Residential heating technology - Solar heating system - apartment complex - existing building - distributed level 0.83 | HOUSOL | HOUETARHN_OLDC_DMD | MKr20 | 2050 | 4.5542 | 0.025768 | [6 empty] | ETA | C | OLD |  |  | RHNBHSOL | 5 | 0.83333 | HOUETARHNBHSOLN01_OLDC_FBHWPEE01 | 0.75 | HOUETARHNBHSOLN01_OLDC | HOUETARHNBHWPEE01_OLDC | BHWPEE01 | BHSOLN01 | ETA_OLDC | BHWPEE01_BHSOLN01 | 5 | 0 | 1.1 | Unlikely
HOUETARHNBHDHCN03_OLDC_FBHWPEE01_D83 | Residential heating technology - Direct district heating substation - plus connection pipe - apartment complex - existing building - distributed level 0.83 | HOUDHC | HOUETARHN_OLDC_DMD | MKr20 | 2020 | 0.35289 | 0.0019206 | [6 empty] | ETA | C | OLD |  |  | RHNBHDHC | 5 | 0.83333 | HOUETARHNBHDHCN03_OLDC_FBHWPEE01 | 0.75 | HOUETARHNBHDHCN03_OLDC | HOUETARHNBHWPEE01_OLDC | BHWPEE01 | BHDHCN03 | ETA_OLDC | BHWPEE01_BHDHCN03 | 6 | 0 | 1 | New
HOUETARHNBHDHCN03_OLDC_FBHWPEE01_D83 | Residential heating technology - Direct district heating substation - plus connection pipe - apartment complex - existing building - distributed level 0.83 | HOUDHC | HOUETARHN_OLDC_DMD | MKr20 | 2025 | 0.3463 | 0.0019465 | [6 empty] | ETA | C | OLD |  |  | RHNBHDHC | 5 | 0.83333 | HOUETARHNBHDHCN03_OLDC_FBHWPEE01 | 0.75 | HOUETARHNBHDHCN03_OLDC | HOUETARHNBHWPEE01_OLDC | BHWPEE01 | BHDHCN03 | ETA_OLDC | BHWPEE01_BHDHCN03 | 6 | 0 | 1 | New
HOUETARHNBHDHCN03_OLDC_FBHWPEE01_D83 | Residential heating technology - Direct district heating substation - plus connection pipe - apartment complex - existing building - distributed level 0.83 | HOUDHC | HOUETARHN_OLDC_DMD | MKr20 | 2030 | 0.33987 | 0.0019179 | [6 empty] | ETA | C | OLD |  |  | RHNBHDHC | 5 | 0.83333 | HOUETARHNBHDHCN03_OLDC_FBHWPEE01 | 0.75 | HOUETARHNBHDHCN03_OLDC | HOUETARHNBHWPEE01_OLDC | BHWPEE01 | BHDHCN03 | ETA_OLDC | BHWPEE01_BHDHCN03 | 6 | 0 | 1 | New
HOUETARHNBHDHCN03_OLDC_FBHWPEE01_D83 | Residential heating technology - Direct district heating substation - plus connection pipe - apartment complex - existing building - distributed level 0.83 | HOUDHC | HOUETARHN_OLDC_DMD | MKr20 | 2040 | 0.32748 | 0.0018597 | [6 empty] | ETA | C | OLD |  |  | RHNBHDHC | 5 | 0.83333 | HOUETARHNBHDHCN03_OLDC_FBHWPEE01 | 0.75 | HOUETARHNBHDHCN03_OLDC | HOUETARHNBHWPEE01_OLDC | BHWPEE01 | BHDHCN03 | ETA_OLDC | BHWPEE01_BHDHCN03 | 6 | 0 | 1 | New
HOUETARHNBHDHCN03_OLDC_FBHWPEE01_D83 | Residential heating technology - Direct district heating substation - plus connection pipe - apartment complex - existing building - distributed level 0.83 | HOUDHC | HOUETARHN_OLDC_DMD | MKr20 | 2050 | 0.3157 | 0.0017854 | [6 empty] | ETA | C | OLD |  |  | RHNBHDHC | 5 | 0.83333 | HOUETARHNBHDHCN03_OLDC_FBHWPEE01 | 0.75 | HOUETARHNBHDHCN03_OLDC | HOUETARHNBHWPEE01_OLDC | BHWPEE01 | BHDHCN03 | ETA_OLDC | BHWPEE01_BHDHCN03 | 6 | 0 | 1 | New
HOUETARHNHPELCN05_OLDD_FBHWPEE01_D83 | Residential heating technology - Heat pump, Air-to-water - leasing - apartment complex - existing building - distributed level 0.83 | HOUELC, HOUAMB | HOUETARHN_OLDD_DMD | MKr20 | 2020 | 5.4547 | 0.39127 | 0.37506 | [5 empty] | ETA | D | OLD | 2.6662 |  | RHNHPELC | 5 | 0.83333 | HOUETARHNHPELCN05_OLDD_FBHWPEE01 | 0.75 | HOUETARHNHPELCN05_OLDD | HOUETARHNBHWPEE01_OLDD | BHWPEE01 | HPELCN05 | ETA_OLDD | BHWPEE01_HPELCN05 | 6 | 0 | 1 | New
HOUETARHNHPELCN05_OLDD_FBHWPEE01_D83 | Residential heating technology - Heat pump, Air-to-water - leasing - apartment complex - existing building - distributed level 0.83 | HOUELC, HOUAMB | HOUETARHN_OLDD_DMD | MKr20 | 2025 | 4.8843 | 0.35969 | 0.35662 | [5 empty] | ETA | D | OLD | 2.8041 |  | RHNHPELC | 5 | 0.83333 | HOUETARHNHPELCN05_OLDD_FBHWPEE01 | 0.75 | HOUETARHNHPELCN05_OLDD | HOUETARHNBHWPEE01_OLDD | BHWPEE01 | HPELCN05 | ETA_OLDD | BHWPEE01_HPELCN05 | 6 | 0 | 1 | New
HOUETARHNHPELCN05_OLDD_FBHWPEE01_D83 | Residential heating technology - Heat pump, Air-to-water - leasing - apartment complex - existing building - distributed level 0.83 | HOUELC, HOUAMB | HOUETARHN_OLDD_DMD | MKr20 | 2030 | 4.3139 | 0.32807 | 0.3399 | [5 empty] | ETA | D | OLD | 2.942 |  | RHNHPELC | 5 | 0.83333 | HOUETARHNHPELCN05_OLDD_FBHWPEE01 | 0.75 | HOUETARHNHPELCN05_OLDD | HOUETARHNBHWPEE01_OLDD | BHWPEE01 | HPELCN05 | ETA_OLDD | BHWPEE01_HPELCN05 | 6 | 0 | 1 | New
HOUETARHNHPELCN05_OLDD_FBHWPEE01_D83 | Residential heating technology - Heat pump, Air-to-water - leasing - apartment complex - existing building - distributed level 0.83 | HOUELC, HOUAMB | HOUETARHN_OLDD_DMD | MKr20 | 2040 | 3.8638 | 0.30236 | 0.32468 | [5 empty] | ETA | D | OLD | 3.0799 |  | RHNHPELC | 5 | 0.83333 | HOUETARHNHPELCN05_OLDD_FBHWPEE01 | 0.75 | HOUETARHNHPELCN05_OLDD | HOUETARHNBHWPEE01_OLDD | BHWPEE01 | HPELCN05 | ETA_OLDD | BHWPEE01_HPELCN05 | 6 | 0 | 1 | New
HOUETARHNHPELCN05_OLDD_FBHWPEE01_D83 | Residential heating technology - Heat pump, Air-to-water - leasing - apartment complex - existing building - distributed level 0.83 | HOUELC, HOUAMB | HOUETARHN_OLDD_DMD | MKr20 | 2050 | 3.4137 | 0.27662 | 0.31077 | [5 empty] | ETA | D | OLD | 3.2178 |  | RHNHPELC | 5 | 0.83333 | HOUETARHNHPELCN05_OLDD_FBHWPEE01 | 0.75 | HOUETARHNHPELCN05_OLDD | HOUETARHNBHWPEE01_OLDD | BHWPEE01 | HPELCN05 | ETA_OLDD | BHWPEE01_HPELCN05 | 6 | 0 | 1 | New
HOUETARHNHPELCN04_OLDD_FBHWPEE01_D83 | Residential heating technology - Heat pump, Ground source - apartment complex - existing building - distributed level 0.83 | HOUELC, HOUAMB | HOUETARHN_OLDD_DMD | MKr20 | 2020 | 10.1643 | 0.057983 | 0.3399 | [5 empty] | ETA | D | OLD | 2.942 |  | RHNHPELC | 5 | 0.83333 | HOUETARHNHPELCN04_OLDD_FBHWPEE01 | 0.75 | HOUETARHNHPELCN04_OLDD | HOUETARHNBHWPEE01_OLDD | BHWPEE01 | HPELCN04 | ETA_OLDD | BHWPEE01_HPELCN04 | 6 | 0 | 1 | New
HOUETARHNHPELCN04_OLDD_FBHWPEE01_D83 | Residential heating technology - Heat pump, Ground source - apartment complex - existing building - distributed level 0.83 | HOUELC, HOUAMB | HOUETARHN_OLDD_DMD | MKr20 | 2025 | 9.402 | 0.057525 | 0.3296 | [5 empty] | ETA | D | OLD | 3.034 |  | RHNHPELC | 5 | 0.83333 | HOUETARHNHPELCN04_OLDD_FBHWPEE01 | 0.75 | HOUETARHNHPELCN04_OLDD | HOUETARHNBHWPEE01_OLDD | BHWPEE01 | HPELCN04 | ETA_OLDD | BHWPEE01_HPELCN04 | 6 | 0 | 1 | New
HOUETARHNHPELCN04_OLDD_FBHWPEE01_D83 | Residential heating technology - Heat pump, Ground source - apartment complex - existing building - distributed level 0.83 | HOUELC, HOUAMB | HOUETARHN_OLDD_DMD | MKr20 | 2030 | 8.6397 | 0.057023 | 0.31991 | [5 empty] | ETA | D | OLD | 3.1259 |  | RHNHPELC | 5 | 0.83333 | HOUETARHNHPELCN04_OLDD_FBHWPEE01 | 0.75 | HOUETARHNHPELCN04_OLDD | HOUETARHNBHWPEE01_OLDD | BHWPEE01 | HPELCN04 | ETA_OLDD | BHWPEE01_HPELCN04 | 6 | 0 | 1 | New
HOUETARHNHPELCN04_OLDD_FBHWPEE01_D83 | Residential heating technology - Heat pump, Ground source - apartment complex - existing building - distributed level 0.83 | HOUELC, HOUAMB | HOUETARHN_OLDD_DMD | MKr20 | 2040 | 7.9917 | 0.055864 | 0.30639 | [5 empty] | ETA | D | OLD | 3.2638 |  | RHNHPELC | 5 | 0.83333 | HOUETARHNHPELCN04_OLDD_FBHWPEE01 | 0.75 | HOUETARHNHPELCN04_OLDD | HOUETARHNBHWPEE01_OLDD | BHWPEE01 | HPELCN04 | ETA_OLDD | BHWPEE01_HPELCN04 | 6 | 0 | 1 | New
HOUETARHNHPELCN04_OLDD_FBHWPEE01_D83 | Residential heating technology - Heat pump, Ground source - apartment complex - existing building - distributed level 0.83 | HOUELC, HOUAMB | HOUETARHN_OLDD_DMD | MKr20 | 2050 | 7.3437 | 0.054684 | 0.30214 | [5 empty] | ETA | D | OLD | 3.3098 |  | RHNHPELC | 5 | 0.83333 | HOUETARHNHPELCN04_OLDD_FBHWPEE01 | 0.75 | HOUETARHNHPELCN04_OLDD | HOUETARHNBHWPEE01_OLDD | BHWPEE01 | HPELCN04 | ETA_OLDD | BHWPEE01_HPELCN04 | 6 | 0 | 1 | New
HOUETARHNHPELCN03_OLDD_FBHWPEE01_D83 | Residential heating technology - Heat pump, Air-to-water - apartment complex - existing building - distributed level 0.83 | HOUELC, HOUAMB | HOUETARHN_OLDD_DMD | MKr20 | 2020 | 10.9094 | 0.0937 | 0.37506 | [5 empty] | ETA | D | OLD | 2.6662 |  | RHNHPELC | 5 | 0.83333 | HOUETARHNHPELCN03_OLDD_FBHWPEE01 | 0.75 | HOUETARHNHPELCN03_OLDD | HOUETARHNBHWPEE01_OLDD | BHWPEE01 | HPELCN03 | ETA_OLDD | BHWPEE01_HPELCN03 | 6 | 0 | 1 | New
HOUETARHNHPELCN03_OLDD_FBHWPEE01_D83 | Residential heating technology - Heat pump, Air-to-water - apartment complex - existing building - distributed level 0.83 | HOUELC, HOUAMB | HOUETARHN_OLDD_DMD | MKr20 | 2025 | 9.7685 | 0.093241 | 0.35662 | [5 empty] | ETA | D | OLD | 2.8041 |  | RHNHPELC | 5 | 0.83333 | HOUETARHNHPELCN03_OLDD_FBHWPEE01 | 0.75 | HOUETARHNHPELCN03_OLDD | HOUETARHNBHWPEE01_OLDD | BHWPEE01 | HPELCN03 | ETA_OLDD | BHWPEE01_HPELCN03 | 6 | 0 | 1 | New
HOUETARHNHPELCN03_OLDD_FBHWPEE01_D83 | Residential heating technology - Heat pump, Air-to-water - apartment complex - existing building - distributed level 0.83 | HOUELC, HOUAMB | HOUETARHN_OLDD_DMD | MKr20 | 2030 | 8.6277 | 0.092739 | 0.3399 | [5 empty] | ETA | D | OLD | 2.942 |  | RHNHPELC | 5 | 0.83333 | HOUETARHNHPELCN03_OLDD_FBHWPEE01 | 0.75 | HOUETARHNHPELCN03_OLDD | HOUETARHNBHWPEE01_OLDD | BHWPEE01 | HPELCN03 | ETA_OLDD | BHWPEE01_HPELCN03 | 6 | 0 | 1 | New
HOUETARHNHPELCN03_OLDD_FBHWPEE01_D83 | Residential heating technology - Heat pump, Air-to-water - apartment complex - existing building - distributed level 0.83 | HOUELC, HOUAMB | HOUETARHN_OLDD_DMD | MKr20 | 2040 | 7.7275 | 0.091581 | 0.32468 | [5 empty] | ETA | D | OLD | 3.0799 |  | RHNHPELC | 5 | 0.83333 | HOUETARHNHPELCN03_OLDD_FBHWPEE01 | 0.75 | HOUETARHNHPELCN03_OLDD | HOUETARHNBHWPEE01_OLDD | BHWPEE01 | HPELCN03 | ETA_OLDD | BHWPEE01_HPELCN03 | 6 | 0 | 1 | New
HOUETARHNHPELCN03_OLDD_FBHWPEE01_D83 | Residential heating technology - Heat pump, Air-to-water - apartment complex - existing building - distributed level 0.83 | HOUELC, HOUAMB | HOUETARHN_OLDD_DMD | MKr20 | 2050 | 6.8273 | 0.0904 | 0.31077 | [5 empty] | ETA | D | OLD | 3.2178 |  | RHNHPELC | 5 | 0.83333 | HOUETARHNHPELCN03_OLDD_FBHWPEE01 | 0.75 | HOUETARHNHPELCN03_OLDD | HOUETARHNBHWPEE01_OLDD | BHWPEE01 | HPELCN03 | ETA_OLDD | BHWPEE01_HPELCN03 | 6 | 0 | 1 | New
HOUETARHNHPELCN02_OLDD_FBHWPEE01_D83 | Residential heating technology - Heat pump, Air-to-air - single-family house - existing building - distributed level 0.83 | HOUELC, HOUAMB | HOUETARHN_OLDD_DMD | MKr20 | 2020 | 4.557 | 0.20009 | 0.22427 | [5 empty] | ETA | D | OLD | 4.459 |  | RHNHPELC | 5 | 0.83333 | HOUETARHNHPELCN02_OLDD_FBHWPEE01 | 0.75 | HOUETARHNHPELCN02_OLDD | HOUETARHNBHWPEE01_OLDD | BHWPEE01 | HPELCN02 | ETA_OLDD | BHWPEE01_HPELCN02 | 5 | 0 | 1.1 | Unlikely
HOUETARHNHPELCN02_OLDD_FBHWPEE01_D83 | Residential heating technology - Heat pump, Air-to-air - single-family house - existing building - distributed level 0.83 | HOUELC, HOUAMB | HOUETARHN_OLDD_DMD | MKr20 | 2025 | 4.4456 | 0.13594 | 0.21327 | [5 empty] | ETA | D | OLD | 4.6888 |  | RHNHPELC | 5 | 0.83333 | HOUETARHNHPELCN02_OLDD_FBHWPEE01 | 0.75 | HOUETARHNHPELCN02_OLDD | HOUETARHNBHWPEE01_OLDD | BHWPEE01 | HPELCN02 | ETA_OLDD | BHWPEE01_HPELCN02 | 5 | 0 | 1.1 | Unlikely
HOUETARHNHPELCN02_OLDD_FBHWPEE01_D83 | Residential heating technology - Heat pump, Air-to-air - single-family house - existing building - distributed level 0.83 | HOUELC, HOUAMB | HOUETARHN_OLDD_DMD | MKr20 | 2030 | 4.3342 | 0.13343 | 0.20522 | [5 empty] | ETA | D | OLD | 4.8727 |  | RHNHPELC | 5 | 0.83333 | HOUETARHNHPELCN02_OLDD_FBHWPEE01 | 0.75 | HOUETARHNHPELCN02_OLDD | HOUETARHNBHWPEE01_OLDD | BHWPEE01 | HPELCN02 | ETA_OLDD | BHWPEE01_HPELCN02 | 5 | 0 | 1.1 | Unlikely
HOUETARHNHPELCN02_OLDD_FBHWPEE01_D83 | Residential heating technology - Heat pump, Air-to-air - single-family house - existing building - distributed level 0.83 | HOUELC, HOUAMB | HOUETARHN_OLDD_DMD | MKr20 | 2040 | 4.1275 | 0.12877 | 0.19776 | [5 empty] | ETA | D | OLD | 5.0566 |  | RHNHPELC | 5 | 0.83333 | HOUETARHNHPELCN02_OLDD_FBHWPEE01 | 0.75 | HOUETARHNHPELCN02_OLDD | HOUETARHNBHWPEE01_OLDD | BHWPEE01 | HPELCN02 | ETA_OLDD | BHWPEE01_HPELCN02 | 5 | 0 | 1.1 | Unlikely
HOUETARHNHPELCN02_OLDD_FBHWPEE01_D83 | Residential heating technology - Heat pump, Air-to-air - single-family house - existing building - distributed level 0.83 | HOUELC, HOUAMB | HOUETARHN_OLDD_DMD | MKr20 | 2050 | 3.9207 | 0.12411 | 0.19423 | [5 empty] | ETA | D | OLD | 5.1485 |  | RHNHPELC | 5 | 0.83333 | HOUETARHNHPELCN02_OLDD_FBHWPEE01 | 0.75 | HOUETARHNHPELCN02_OLDD | HOUETARHNBHWPEE01_OLDD | BHWPEE01 | HPELCN02 | ETA_OLDD | BHWPEE01_HPELCN02 | 5 | 0 | 1.1 | Unlikely
HOUETARHNDIELCN06_OLDD_FBHWPEE01_D83 | Residential heating technology - Electric heating - electric panel from Bauhaus - apartment complex - new building - distributed level 0.83 | HOUELC | HOUETARHN_OLDD_DMD | MKr20 | 2020 | 0.70255 | 0 | [6 empty] | ETA | D | OLD |  |  | RHNDIELC | 5 | 0.83333 | HOUETARHNDIELCN06_OLDD_FBHWPEE01 | 0.75 | HOUETARHNDIELCN06_OLDD | HOUETARHNBHWPEE01_OLDD | BHWPEE01 | DIELCN06 | ETA_OLDD | BHWPEE01_DIELCN06 | 5 | 0 | 1.1 | Unlikely
HOUETARHNDIELCN06_OLDD_FBHWPEE01_D83 | Residential heating technology - Electric heating - electric panel from Bauhaus - apartment complex - new building - distributed level 0.83 | HOUELC | HOUETARHN_OLDD_DMD | MKr20 | 2025 | 0.70255 | 0 | [6 empty] | ETA | D | OLD |  |  | RHNDIELC | 5 | 0.83333 | HOUETARHNDIELCN06_OLDD_FBHWPEE01 | 0.75 | HOUETARHNDIELCN06_OLDD | HOUETARHNBHWPEE01_OLDD | BHWPEE01 | DIELCN06 | ETA_OLDD | BHWPEE01_DIELCN06 | 5 | 0 | 1.1 | Unlikely
HOUETARHNDIELCN06_OLDD_FBHWPEE01_D83 | Residential heating technology - Electric heating - electric panel from Bauhaus - apartment complex - new building - distributed level 0.83 | HOUELC | HOUETARHN_OLDD_DMD | MKr20 | 2030 | 0.70255 | 0 | [6 empty] | ETA | D | OLD |  |  | RHNDIELC | 5 | 0.83333 | HOUETARHNDIELCN06_OLDD_FBHWPEE01 | 0.75 | HOUETARHNDIELCN06_OLDD | HOUETARHNBHWPEE01_OLDD | BHWPEE01 | DIELCN06 | ETA_OLDD | BHWPEE01_DIELCN06 | 5 | 0 | 1.1 | Unlikely
HOUETARHNDIELCN06_OLDD_FBHWPEE01_D83 | Residential heating technology - Electric heating - electric panel from Bauhaus - apartment complex - new building - distributed level 0.83 | HOUELC | HOUETARHN_OLDD_DMD | MKr20 | 2040 | 0.70255 | 0 | [6 empty] | ETA | D | OLD |  |  | RHNDIELC | 5 | 0.83333 | HOUETARHNDIELCN06_OLDD_FBHWPEE01 | 0.75 | HOUETARHNDIELCN06_OLDD | HOUETARHNBHWPEE01_OLDD | BHWPEE01 | DIELCN06 | ETA_OLDD | BHWPEE01_DIELCN06 | 5 | 0 | 1.1 | Unlikely
HOUETARHNDIELCN06_OLDD_FBHWPEE01_D83 | Residential heating technology - Electric heating - electric panel from Bauhaus - apartment complex - new building - distributed level 0.83 | HOUELC | HOUETARHN_OLDD_DMD | MKr20 | 2050 | 0.70255 | 0 | [6 empty] | ETA | D | OLD |  |  | RHNDIELC | 5 | 0.83333 | HOUETARHNDIELCN06_OLDD_FBHWPEE01 | 0.75 | HOUETARHNDIELCN06_OLDD | HOUETARHNBHWPEE01_OLDD | BHWPEE01 | DIELCN06 | ETA_OLDD | BHWPEE01_DIELCN06 | 5 | 0 | 1.1 | Unlikely
HOUETARHNDIELCN01_OLDD_FBHWPEE01_D83 | Residential heating technology - Electric heating - apartment complex - new building - distributed level 0.83 | HOUELC | HOUETARHN_OLDD_DMD | MKr20 | 2020 | 6.5252 | 0.0026494 | [6 empty] | ETA | D | OLD |  |  | RHNDIELC | 5 | 0.83333 | HOUETARHNDIELCN01_OLDD_FBHWPEE01 | 0.75 | HOUETARHNDIELCN01_OLDD | HOUETARHNBHWPEE01_OLDD | BHWPEE01 | DIELCN01 | ETA_OLDD | BHWPEE01_DIELCN01 | 5 | 0 | 1.1 | Unlikely
HOUETARHNDIELCN01_OLDD_FBHWPEE01_D83 | Residential heating technology - Electric heating - apartment complex - new building - distributed level 0.83 | HOUELC | HOUETARHN_OLDD_DMD | MKr20 | 2025 | 6.3637 | 0.0025413 | [6 empty] | ETA | D | OLD |  |  | RHNDIELC | 5 | 0.83333 | HOUETARHNDIELCN01_OLDD_FBHWPEE01 | 0.75 | HOUETARHNDIELCN01_OLDD | HOUETARHNBHWPEE01_OLDD | BHWPEE01 | DIELCN01 | ETA_OLDD | BHWPEE01_DIELCN01 | 5 | 0 | 1.1 | Unlikely
HOUETARHNDIELCN01_OLDD_FBHWPEE01_D83 | Residential heating technology - Electric heating - apartment complex - new building - distributed level 0.83 | HOUELC | HOUETARHN_OLDD_DMD | MKr20 | 2030 | 6.2062 | 0.0024872 | [6 empty] | ETA | D | OLD |  |  | RHNDIELC | 5 | 0.83333 | HOUETARHNDIELCN01_OLDD_FBHWPEE01 | 0.75 | HOUETARHNDIELCN01_OLDD | HOUETARHNBHWPEE01_OLDD | BHWPEE01 | DIELCN01 | ETA_OLDD | BHWPEE01_DIELCN01 | 5 | 0 | 1.1 | Unlikely
HOUETARHNDIELCN01_OLDD_FBHWPEE01_D83 | Residential heating technology - Electric heating - apartment complex - new building - distributed level 0.83 | HOUELC | HOUETARHN_OLDD_DMD | MKr20 | 2040 | 5.9028 | 0.0023791 | [6 empty] | ETA | D | OLD |  |  | RHNDIELC | 5 | 0.83333 | HOUETARHNDIELCN01_OLDD_FBHWPEE01 | 0.75 | HOUETARHNDIELCN01_OLDD | HOUETARHNBHWPEE01_OLDD | BHWPEE01 | DIELCN01 | ETA_OLDD | BHWPEE01_DIELCN01 | 5 | 0 | 1.1 | Unlikely
HOUETARHNDIELCN01_OLDD_FBHWPEE01_D83 | Residential heating technology - Electric heating - apartment complex - new building - distributed level 0.83 | HOUELC | HOUETARHN_OLDD_DMD | MKr20 | 2050 | 5.6142 | 0.0022709 | [6 empty] | ETA | D | OLD |  |  | RHNDIELC | 5 | 0.83333 | HOUETARHNDIELCN01_OLDD_FBHWPEE01 | 0.75 | HOUETARHNDIELCN01_OLDD | HOUETARHNBHWPEE01_OLDD | BHWPEE01 | DIELCN01 | ETA_OLDD | BHWPEE01_DIELCN01 | 5 | 0 | 1.1 | Unlikely
HOUETARHNBHWPEN01_OLDD_FBHWPEE01_D83 | Residential heating technology - Biomass boiler, automatic stoking , wood pellets or wood chips - apartment complex - existing building - distributed level 0.83 | HOUWPE | HOUETARHN_OLDD_DMD | MKr20 | 2020 | 1.4949 | 0.032472 |  | 25 | 14 | 70 | 2 | 4 | ETA | D | OLD |  |  | RHNBHWPE | 5 | 0.83333 | HOUETARHNBHWPEN01_OLDD_FBHWPEE01 | 0.75 | HOUETARHNBHWPEN01_OLDD | HOUETARHNBHWPEE01_OLDD | BHWPEE01 | BHWPEN01 | ETA_OLDD | BHWPEE01_BHWPEN01 | 2 | 0 | 0.9 | Same
HOUETARHNBHWPEN01_OLDD_FBHWPEE01_D83 | Residential heating technology - Biomass boiler, automatic stoking , wood pellets or wood chips - apartment complex - existing building - distributed level 0.83 | HOUWPE | HOUETARHN_OLDD_DMD | MKr20 | 2025 | 1.4579 | 0.032242 |  | 25 | 14 | 60 | 2 | 4 | ETA | D | OLD |  |  | RHNBHWPE | 5 | 0.83333 | HOUETARHNBHWPEN01_OLDD_FBHWPEE01 | 0.75 | HOUETARHNBHWPEN01_OLDD | HOUETARHNBHWPEE01_OLDD | BHWPEE01 | BHWPEN01 | ETA_OLDD | BHWPEE01_BHWPEN01 | 2 | 0 | 0.9 | Same
HOUETARHNBHWPEN01_OLDD_FBHWPEE01_D83 | Residential heating technology - Biomass boiler, automatic stoking , wood pellets or wood chips - apartment complex - existing building - distributed level 0.83 | HOUWPE | HOUETARHN_OLDD_DMD | MKr20 | 2030 | 1.4218 | 0.032386 |  | 25 | 11 | 50 | 1 | 4 | ETA | D | OLD |  |  | RHNBHWPE | 5 | 0.83333 | HOUETARHNBHWPEN01_OLDD_FBHWPEE01 | 0.75 | HOUETARHNBHWPEN01_OLDD | HOUETARHNBHWPEE01_OLDD | BHWPEE01 | BHWPEN01 | ETA_OLDD | BHWPEE01_BHWPEN01 | 2 | 0 | 0.9 | Same
HOUETARHNBHWPEN01_OLDD_FBHWPEE01_D83 | Residential heating technology - Biomass boiler, automatic stoking , wood pellets or wood chips - apartment complex - existing building - distributed level 0.83 | HOUWPE | HOUETARHN_OLDD_DMD | MKr20 | 2040 | 1.3523 | 0.031352 |  | 25 | 9 | 45 | 1 | 4 | ETA | D | OLD |  |  | RHNBHWPE | 5 | 0.83333 | HOUETARHNBHWPEN01_OLDD_FBHWPEE01 | 0.75 | HOUETARHNBHWPEN01_OLDD | HOUETARHNBHWPEE01_OLDD | BHWPEE01 | BHWPEN01 | ETA_OLDD | BHWPEE01_BHWPEN01 | 2 | 0 | 0.9 | Same
HOUETARHNBHWPEN01_OLDD_FBHWPEE01_D83 | Residential heating technology - Biomass boiler, automatic stoking , wood pellets or wood chips - apartment complex - existing building - distributed level 0.83 | HOUWPE | HOUETARHN_OLDD_DMD | MKr20 | 2050 | 1.2862 | 0.030002 |  | 25 | 9 | 40 | 0 | 4 | ETA | D | OLD |  |  | RHNBHWPE | 5 | 0.83333 | HOUETARHNBHWPEN01_OLDD_FBHWPEE01 | 0.75 | HOUETARHNBHWPEN01_OLDD | HOUETARHNBHWPEE01_OLDD | BHWPEE01 | BHWPEN01 | ETA_OLDD | BHWPEE01_BHWPEN01 | 2 | 0 | 0.9 | Same
HOUETARHNBHSOLN01_OLDD_FBHWPEE01_D83 | Residential heating technology - Solar heating system - apartment complex - existing building - distributed level 0.83 | HOUSOL | HOUETARHN_OLDD_DMD | MKr20 | 2020 | 5.5059 | 0.025768 | [6 empty] | ETA | D | OLD |  |  | RHNBHSOL | 5 | 0.83333 | HOUETARHNBHSOLN01_OLDD_FBHWPEE01 | 0.75 | HOUETARHNBHSOLN01_OLDD | HOUETARHNBHWPEE01_OLDD | BHWPEE01 | BHSOLN01 | ETA_OLDD | BHWPEE01_BHSOLN01 | 5 | 0 | 1.1 | Unlikely
HOUETARHNBHSOLN01_OLDD_FBHWPEE01_D83 | Residential heating technology - Solar heating system - apartment complex - existing building - distributed level 0.83 | HOUSOL | HOUETARHN_OLDD_DMD | MKr20 | 2025 | 5.268 | 0.027313 | [6 empty] | ETA | D | OLD |  |  | RHNBHSOL | 5 | 0.83333 | HOUETARHNBHSOLN01_OLDD_FBHWPEE01 | 0.75 | HOUETARHNBHSOLN01_OLDD | HOUETARHNBHWPEE01_OLDD | BHWPEE01 | BHSOLN01 | ETA_OLDD | BHWPEE01_BHSOLN01 | 5 | 0 | 1.1 | Unlikely
HOUETARHNBHSOLN01_OLDD_FBHWPEE01_D83 | Residential heating technology - Solar heating system - apartment complex - existing building - distributed level 0.83 | HOUSOL | HOUETARHN_OLDD_DMD | MKr20 | 2030 | 5.0301 | 0.0279 | [6 empty] | ETA | D | OLD |  |  | RHNBHSOL | 5 | 0.83333 | HOUETARHNBHSOLN01_OLDD_FBHWPEE01 | 0.75 | HOUETARHNBHSOLN01_OLDD | HOUETARHNBHWPEE01_OLDD | BHWPEE01 | BHSOLN01 | ETA_OLDD | BHWPEE01_BHSOLN01 | 5 | 0 | 1.1 | Unlikely
HOUETARHNBHSOLN01_OLDD_FBHWPEE01_D83 | Residential heating technology - Solar heating system - apartment complex - existing building - distributed level 0.83 | HOUSOL | HOUETARHN_OLDD_DMD | MKr20 | 2040 | 4.7922 | 0.027143 | [6 empty] | ETA | D | OLD |  |  | RHNBHSOL | 5 | 0.83333 | HOUETARHNBHSOLN01_OLDD_FBHWPEE01 | 0.75 | HOUETARHNBHSOLN01_OLDD | HOUETARHNBHWPEE01_OLDD | BHWPEE01 | BHSOLN01 | ETA_OLDD | BHWPEE01_BHSOLN01 | 5 | 0 | 1.1 | Unlikely
HOUETARHNBHSOLN01_OLDD_FBHWPEE01_D83 | Residential heating technology - Solar heating system - apartment complex - existing building - distributed level 0.83 | HOUSOL | HOUETARHN_OLDD_DMD | MKr20 | 2050 | 4.5542 | 0.025768 | [6 empty] | ETA | D | OLD |  |  | RHNBHSOL | 5 | 0.83333 | HOUETARHNBHSOLN01_OLDD_FBHWPEE01 | 0.75 | HOUETARHNBHSOLN01_OLDD | HOUETARHNBHWPEE01_OLDD | BHWPEE01 | BHSOLN01 | ETA_OLDD | BHWPEE01_BHSOLN01 | 5 | 0 | 1.1 | Unlikely
HOUETARHNBHDHDN03_OLDD_FBHWPEE01_D83 | Residential heating technology - Direct district heating substation - plus connection pipe - apartment complex - existing building - distributed level 0.83 | HOUDHD | HOUETARHN_OLDD_DMD | MKr20 | 2020 | 0.35289 | 0.0019206 | [6 empty] | ETA | D | OLD |  |  | RHNBHDHD | 5 | 0.83333 | HOUETARHNBHDHDN03_OLDD_FBHWPEE01 | 0.75 | HOUETARHNBHDHDN03_OLDD | HOUETARHNBHWPEE01_OLDD | BHWPEE01 | BHDHDN03 | ETA_OLDD | BHWPEE01_BHDHDN03 | 6 | 0 | 1 | New
HOUETARHNBHDHDN03_OLDD_FBHWPEE01_D83 | Residential heating technology - Direct district heating substation - plus connection pipe - apartment complex - existing building - distributed level 0.83 | HOUDHD | HOUETARHN_OLDD_DMD | MKr20 | 2025 | 0.3463 | 0.0019465 | [6 empty] | ETA | D | OLD |  |  | RHNBHDHD | 5 | 0.83333 | HOUETARHNBHDHDN03_OLDD_FBHWPEE01 | 0.75 | HOUETARHNBHDHDN03_OLDD | HOUETARHNBHWPEE01_OLDD | BHWPEE01 | BHDHDN03 | ETA_OLDD | BHWPEE01_BHDHDN03 | 6 | 0 | 1 | New
HOUETARHNBHDHDN03_OLDD_FBHWPEE01_D83 | Residential heating technology - Direct district heating substation - plus connection pipe - apartment complex - existing building - distributed level 0.83 | HOUDHD | HOUETARHN_OLDD_DMD | MKr20 | 2030 | 0.33987 | 0.0019179 | [6 empty] | ETA | D | OLD |  |  | RHNBHDHD | 5 | 0.83333 | HOUETARHNBHDHDN03_OLDD_FBHWPEE01 | 0.75 | HOUETARHNBHDHDN03_OLDD | HOUETARHNBHWPEE01_OLDD | BHWPEE01 | BHDHDN03 | ETA_OLDD | BHWPEE01_BHDHDN03 | 6 | 0 | 1 | New
HOUETARHNBHDHDN03_OLDD_FBHWPEE01_D83 | Residential heating technology - Direct district heating substation - plus connection pipe - apartment complex - existing building - distributed level 0.83 | HOUDHD | HOUETARHN_OLDD_DMD | MKr20 | 2040 | 0.32748 | 0.0018597 | [6 empty] | ETA | D | OLD |  |  | RHNBHDHD | 5 | 0.83333 | HOUETARHNBHDHDN03_OLDD_FBHWPEE01 | 0.75 | HOUETARHNBHDHDN03_OLDD | HOUETARHNBHWPEE01_OLDD | BHWPEE01 | BHDHDN03 | ETA_OLDD | BHWPEE01_BHDHDN03 | 6 | 0 | 1 | New
HOUETARHNBHDHDN03_OLDD_FBHWPEE01_D83 | Residential heating technology - Direct district heating substation - plus connection pipe - apartment complex - existing building - distributed level 0.83 | HOUDHD | HOUETARHN_OLDD_DMD | MKr20 | 2050 | 0.3157 | 0.0017854 | [6 empty] | ETA | D | OLD |  |  | RHNBHDHD | 5 | 0.83333 | HOUETARHNBHDHDN03_OLDD_FBHWPEE01 | 0.75 | HOUETARHNBHDHDN03_OLDD | HOUETARHNBHWPEE01_OLDD | BHWPEE01 | BHDHDN03 | ETA_OLDD | BHWPEE01_BHDHDN03 | 6 | 0 | 1 | New
HOUETARHNHPELCN05_OLDI_FBHWPEE01_D83 | Residential heating technology - Heat pump, Air-to-water - leasing - apartment complex - existing building - distributed level 0.83 | HOUELC, HOUAMB | HOUETARHN_OLDI_DMD | MKr20 | 2020 | 5.4547 | 0.39127 | 0.37506 | [5 empty] | ETA | I | OLD | 2.6662 |  | RHNHPELC | 5 | 0.83333 | HOUETARHNHPELCN05_OLDI_FBHWPEE01 | 0.75 | HOUETARHNHPELCN05_OLDI | HOUETARHNBHWPEE01_OLDI | BHWPEE01 | HPELCN05 | ETA_OLDI | BHWPEE01_HPELCN05 | 6 | 0 | 1 | New
HOUETARHNHPELCN05_OLDI_FBHWPEE01_D83 | Residential heating technology - Heat pump, Air-to-water - leasing - apartment complex - existing building - distributed level 0.83 | HOUELC, HOUAMB | HOUETARHN_OLDI_DMD | MKr20 | 2025 | 4.8843 | 0.35969 | 0.35662 | [5 empty] | ETA | I | OLD | 2.8041 |  | RHNHPELC | 5 | 0.83333 | HOUETARHNHPELCN05_OLDI_FBHWPEE01 | 0.75 | HOUETARHNHPELCN05_OLDI | HOUETARHNBHWPEE01_OLDI | BHWPEE01 | HPELCN05 | ETA_OLDI | BHWPEE01_HPELCN05 | 6 | 0 | 1 | New
HOUETARHNHPELCN05_OLDI_FBHWPEE01_D83 | Residential heating technology - Heat pump, Air-to-water - leasing - apartment complex - existing building - distributed level 0.83 | HOUELC, HOUAMB | HOUETARHN_OLDI_DMD | MKr20 | 2030 | 4.3139 | 0.32807 | 0.3399 | [5 empty] | ETA | I | OLD | 2.942 |  | RHNHPELC | 5 | 0.83333 | HOUETARHNHPELCN05_OLDI_FBHWPEE01 | 0.75 | HOUETARHNHPELCN05_OLDI | HOUETARHNBHWPEE01_OLDI | BHWPEE01 | HPELCN05 | ETA_OLDI | BHWPEE01_HPELCN05 | 6 | 0 | 1 | New
HOUETARHNHPELCN05_OLDI_FBHWPEE01_D83 | Residential heating technology - Heat pump, Air-to-water - leasing - apartment complex - existing building - distributed level 0.83 | HOUELC, HOUAMB | HOUETARHN_OLDI_DMD | MKr20 | 2040 | 3.8638 | 0.30236 | 0.32468 | [5 empty] | ETA | I | OLD | 3.0799 |  | RHNHPELC | 5 | 0.83333 | HOUETARHNHPELCN05_OLDI_FBHWPEE01 | 0.75 | HOUETARHNHPELCN05_OLDI | HOUETARHNBHWPEE01_OLDI | BHWPEE01 | HPELCN05 | ETA_OLDI | BHWPEE01_HPELCN05 | 6 | 0 | 1 | New
HOUETARHNHPELCN05_OLDI_FBHWPEE01_D83 | Residential heating technology - Heat pump, Air-to-water - leasing - apartment complex - existing building - distributed level 0.83 | HOUELC, HOUAMB | HOUETARHN_OLDI_DMD | MKr20 | 2050 | 3.4137 | 0.27662 | 0.31077 | [5 empty] | ETA | I | OLD | 3.2178 |  | RHNHPELC | 5 | 0.83333 | HOUETARHNHPELCN05_OLDI_FBHWPEE01 | 0.75 | HOUETARHNHPELCN05_OLDI | HOUETARHNBHWPEE01_OLDI | BHWPEE01 | HPELCN05 | ETA_OLDI | BHWPEE01_HPELCN05 | 6 | 0 | 1 | New
HOUETARHNHPELCN04_OLDI_FBHWPEE01_D83 | Residential heating technology - Heat pump, Ground source - apartment complex - existing building - distributed level 0.83 | HOUELC, HOUAMB | HOUETARHN_OLDI_DMD | MKr20 | 2020 | 10.1643 | 0.057983 | 0.3399 | [5 empty] | ETA | I | OLD | 2.942 |  | RHNHPELC | 5 | 0.83333 | HOUETARHNHPELCN04_OLDI_FBHWPEE01 | 0.75 | HOUETARHNHPELCN04_OLDI | HOUETARHNBHWPEE01_OLDI | BHWPEE01 | HPELCN04 | ETA_OLDI | BHWPEE01_HPELCN04 | 6 | 0 | 1 | New
HOUETARHNHPELCN04_OLDI_FBHWPEE01_D83 | Residential heating technology - Heat pump, Ground source - apartment complex - existing building - distributed level 0.83 | HOUELC, HOUAMB | HOUETARHN_OLDI_DMD | MKr20 | 2025 | 9.402 | 0.057525 | 0.3296 | [5 empty] | ETA | I | OLD | 3.034 |  | RHNHPELC | 5 | 0.83333 | HOUETARHNHPELCN04_OLDI_FBHWPEE01 | 0.75 | HOUETARHNHPELCN04_OLDI | HOUETARHNBHWPEE01_OLDI | BHWPEE01 | HPELCN04 | ETA_OLDI | BHWPEE01_HPELCN04 | 6 | 0 | 1 | New
HOUETARHNHPELCN04_OLDI_FBHWPEE01_D83 | Residential heating technology - Heat pump, Ground source - apartment complex - existing building - distributed level 0.83 | HOUELC, HOUAMB | HOUETARHN_OLDI_DMD | MKr20 | 2030 | 8.6397 | 0.057023 | 0.31991 | [5 empty] | ETA | I | OLD | 3.1259 |  | RHNHPELC | 5 | 0.83333 | HOUETARHNHPELCN04_OLDI_FBHWPEE01 | 0.75 | HOUETARHNHPELCN04_OLDI | HOUETARHNBHWPEE01_OLDI | BHWPEE01 | HPELCN04 | ETA_OLDI | BHWPEE01_HPELCN04 | 6 | 0 | 1 | New
HOUETARHNHPELCN04_OLDI_FBHWPEE01_D83 | Residential heating technology - Heat pump, Ground source - apartment complex - existing building - distributed level 0.83 | HOUELC, HOUAMB | HOUETARHN_OLDI_DMD | MKr20 | 2040 | 7.9917 | 0.055864 | 0.30639 | [5 empty] | ETA | I | OLD | 3.2638 |  | RHNHPELC | 5 | 0.83333 | HOUETARHNHPELCN04_OLDI_FBHWPEE01 | 0.75 | HOUETARHNHPELCN04_OLDI | HOUETARHNBHWPEE01_OLDI | BHWPEE01 | HPELCN04 | ETA_OLDI | BHWPEE01_HPELCN04 | 6 | 0 | 1 | New
HOUETARHNHPELCN04_OLDI_FBHWPEE01_D83 | Residential heating technology - Heat pump, Ground source - apartment complex - existing building - distributed level 0.83 | HOUELC, HOUAMB | HOUETARHN_OLDI_DMD | MKr20 | 2050 | 7.3437 | 0.054684 | 0.30214 | [5 empty] | ETA | I | OLD | 3.3098 |  | RHNHPELC | 5 | 0.83333 | HOUETARHNHPELCN04_OLDI_FBHWPEE01 | 0.75 | HOUETARHNHPELCN04_OLDI | HOUETARHNBHWPEE01_OLDI | BHWPEE01 | HPELCN04 | ETA_OLDI | BHWPEE01_HPELCN04 | 6 | 0 | 1 | New
HOUETARHNHPELCN03_OLDI_FBHWPEE01_D83 | Residential heating technology - Heat pump, Air-to-water - apartment complex - existing building - distributed level 0.83 | HOUELC, HOUAMB | HOUETARHN_OLDI_DMD | MKr20 | 2020 | 10.9094 | 0.0937 | 0.37506 | [5 empty] | ETA | I | OLD | 2.6662 |  | RHNHPELC | 5 | 0.83333 | HOUETARHNHPELCN03_OLDI_FBHWPEE01 | 0.75 | HOUETARHNHPELCN03_OLDI | HOUETARHNBHWPEE01_OLDI | BHWPEE01 | HPELCN03 | ETA_OLDI | BHWPEE01_HPELCN03 | 6 | 0 | 1 | New
HOUETARHNHPELCN03_OLDI_FBHWPEE01_D83 | Residential heating technology - Heat pump, Air-to-water - apartment complex - existing building - distributed level 0.83 | HOUELC, HOUAMB | HOUETARHN_OLDI_DMD | MKr20 | 2025 | 9.7685 | 0.093241 | 0.35662 | [5 empty] | ETA | I | OLD | 2.8041 |  | RHNHPELC | 5 | 0.83333 | HOUETARHNHPELCN03_OLDI_FBHWPEE01 | 0.75 | HOUETARHNHPELCN03_OLDI | HOUETARHNBHWPEE01_OLDI | BHWPEE01 | HPELCN03 | ETA_OLDI | BHWPEE01_HPELCN03 | 6 | 0 | 1 | New
HOUETARHNHPELCN03_OLDI_FBHWPEE01_D83 | Residential heating technology - Heat pump, Air-to-water - apartment complex - existing building - distributed level 0.83 | HOUELC, HOUAMB | HOUETARHN_OLDI_DMD | MKr20 | 2030 | 8.6277 | 0.092739 | 0.3399 | [5 empty] | ETA | I | OLD | 2.942 |  | RHNHPELC | 5 | 0.83333 | HOUETARHNHPELCN03_OLDI_FBHWPEE01 | 0.75 | HOUETARHNHPELCN03_OLDI | HOUETARHNBHWPEE01_OLDI | BHWPEE01 | HPELCN03 | ETA_OLDI | BHWPEE01_HPELCN03 | 6 | 0 | 1 | New
HOUETARHNHPELCN03_OLDI_FBHWPEE01_D83 | Residential heating technology - Heat pump, Air-to-water - apartment complex - existing building - distributed level 0.83 | HOUELC, HOUAMB | HOUETARHN_OLDI_DMD | MKr20 | 2040 | 7.7275 | 0.091581 | 0.32468 | [5 empty] | ETA | I | OLD | 3.0799 |  | RHNHPELC | 5 | 0.83333 | HOUETARHNHPELCN03_OLDI_FBHWPEE01 | 0.75 | HOUETARHNHPELCN03_OLDI | HOUETARHNBHWPEE01_OLDI | BHWPEE01 | HPELCN03 | ETA_OLDI | BHWPEE01_HPELCN03 | 6 | 0 | 1 | New
HOUETARHNHPELCN03_OLDI_FBHWPEE01_D83 | Residential heating technology - Heat pump, Air-to-water - apartment complex - existing building - distributed level 0.83 | HOUELC, HOUAMB | HOUETARHN_OLDI_DMD | MKr20 | 2050 | 6.8273 | 0.0904 | 0.31077 | [5 empty] | ETA | I | OLD | 3.2178 |  | RHNHPELC | 5 | 0.83333 | HOUETARHNHPELCN03_OLDI_FBHWPEE01 | 0.75 | HOUETARHNHPELCN03_OLDI | HOUETARHNBHWPEE01_OLDI | BHWPEE01 | HPELCN03 | ETA_OLDI | BHWPEE01_HPELCN03 | 6 | 0 | 1 | New
HOUETARHNHPELCN02_OLDI_FBHWPEE01_D83 | Residential heating technology - Heat pump, Air-to-air - single-family house - existing building - distributed level 0.83 | HOUELC, HOUAMB | HOUETARHN_OLDI_DMD | MKr20 | 2020 | 4.557 | 0.20009 | 0.22427 | [5 empty] | ETA | I | OLD | 4.459 |  | RHNHPELC | 5 | 0.83333 | HOUETARHNHPELCN02_OLDI_FBHWPEE01 | 0.75 | HOUETARHNHPELCN02_OLDI | HOUETARHNBHWPEE01_OLDI | BHWPEE01 | HPELCN02 | ETA_OLDI | BHWPEE01_HPELCN02 | 5 | 0 | 1.1 | Unlikely
HOUETARHNHPELCN02_OLDI_FBHWPEE01_D83 | Residential heating technology - Heat pump, Air-to-air - single-family house - existing building - distributed level 0.83 | HOUELC, HOUAMB | HOUETARHN_OLDI_DMD | MKr20 | 2025 | 4.4456 | 0.13594 | 0.21327 | [5 empty] | ETA | I | OLD | 4.6888 |  | RHNHPELC | 5 | 0.83333 | HOUETARHNHPELCN02_OLDI_FBHWPEE01 | 0.75 | HOUETARHNHPELCN02_OLDI | HOUETARHNBHWPEE01_OLDI | BHWPEE01 | HPELCN02 | ETA_OLDI | BHWPEE01_HPELCN02 | 5 | 0 | 1.1 | Unlikely
HOUETARHNHPELCN02_OLDI_FBHWPEE01_D83 | Residential heating technology - Heat pump, Air-to-air - single-family house - existing building - distributed level 0.83 | HOUELC, HOUAMB | HOUETARHN_OLDI_DMD | MKr20 | 2030 | 4.3342 | 0.13343 | 0.20522 | [5 empty] | ETA | I | OLD | 4.8727 |  | RHNHPELC | 5 | 0.83333 | HOUETARHNHPELCN02_OLDI_FBHWPEE01 | 0.75 | HOUETARHNHPELCN02_OLDI | HOUETARHNBHWPEE01_OLDI | BHWPEE01 | HPELCN02 | ETA_OLDI | BHWPEE01_HPELCN02 | 5 | 0 | 1.1 | Unlikely
HOUETARHNHPELCN02_OLDI_FBHWPEE01_D83 | Residential heating technology - Heat pump, Air-to-air - single-family house - existing building - distributed level 0.83 | HOUELC, HOUAMB | HOUETARHN_OLDI_DMD | MKr20 | 2040 | 4.1275 | 0.12877 | 0.19776 | [5 empty] | ETA | I | OLD | 5.0566 |  | RHNHPELC | 5 | 0.83333 | HOUETARHNHPELCN02_OLDI_FBHWPEE01 | 0.75 | HOUETARHNHPELCN02_OLDI | HOUETARHNBHWPEE01_OLDI | BHWPEE01 | HPELCN02 | ETA_OLDI | BHWPEE01_HPELCN02 | 5 | 0 | 1.1 | Unlikely
HOUETARHNHPELCN02_OLDI_FBHWPEE01_D83 | Residential heating technology - Heat pump, Air-to-air - single-family house - existing building - distributed level 0.83 | HOUELC, HOUAMB | HOUETARHN_OLDI_DMD | MKr20 | 2050 | 3.9207 | 0.12411 | 0.19423 | [5 empty] | ETA | I | OLD | 5.1485 |  | RHNHPELC | 5 | 0.83333 | HOUETARHNHPELCN02_OLDI_FBHWPEE01 | 0.75 | HOUETARHNHPELCN02_OLDI | HOUETARHNBHWPEE01_OLDI | BHWPEE01 | HPELCN02 | ETA_OLDI | BHWPEE01_HPELCN02 | 5 | 0 | 1.1 | Unlikely
HOUETARHNDIELCN06_OLDI_FBHWPEE01_D83 | Residential heating technology - Electric heating - electric panel from Bauhaus - apartment complex - new building - distributed level 0.83 | HOUELC | HOUETARHN_OLDI_DMD | MKr20 | 2020 | 0.70255 | 0 | [6 empty] | ETA | I | OLD |  |  | RHNDIELC | 5 | 0.83333 | HOUETARHNDIELCN06_OLDI_FBHWPEE01 | 0.75 | HOUETARHNDIELCN06_OLDI | HOUETARHNBHWPEE01_OLDI | BHWPEE01 | DIELCN06 | ETA_OLDI | BHWPEE01_DIELCN06 | 5 | 0 | 1.1 | Unlikely
HOUETARHNDIELCN06_OLDI_FBHWPEE01_D83 | Residential heating technology - Electric heating - electric panel from Bauhaus - apartment complex - new building - distributed level 0.83 | HOUELC | HOUETARHN_OLDI_DMD | MKr20 | 2025 | 0.70255 | 0 | [6 empty] | ETA | I | OLD |  |  | RHNDIELC | 5 | 0.83333 | HOUETARHNDIELCN06_OLDI_FBHWPEE01 | 0.75 | HOUETARHNDIELCN06_OLDI | HOUETARHNBHWPEE01_OLDI | BHWPEE01 | DIELCN06 | ETA_OLDI | BHWPEE01_DIELCN06 | 5 | 0 | 1.1 | Unlikely
HOUETARHNDIELCN06_OLDI_FBHWPEE01_D83 | Residential heating technology - Electric heating - electric panel from Bauhaus - apartment complex - new building - distributed level 0.83 | HOUELC | HOUETARHN_OLDI_DMD | MKr20 | 2030 | 0.70255 | 0 | [6 empty] | ETA | I | OLD |  |  | RHNDIELC | 5 | 0.83333 | HOUETARHNDIELCN06_OLDI_FBHWPEE01 | 0.75 | HOUETARHNDIELCN06_OLDI | HOUETARHNBHWPEE01_OLDI | BHWPEE01 | DIELCN06 | ETA_OLDI | BHWPEE01_DIELCN06 | 5 | 0 | 1.1 | Unlikely
HOUETARHNDIELCN06_OLDI_FBHWPEE01_D83 | Residential heating technology - Electric heating - electric panel from Bauhaus - apartment complex - new building - distributed level 0.83 | HOUELC | HOUETARHN_OLDI_DMD | MKr20 | 2040 | 0.70255 | 0 | [6 empty] | ETA | I | OLD |  |  | RHNDIELC | 5 | 0.83333 | HOUETARHNDIELCN06_OLDI_FBHWPEE01 | 0.75 | HOUETARHNDIELCN06_OLDI | HOUETARHNBHWPEE01_OLDI | BHWPEE01 | DIELCN06 | ETA_OLDI | BHWPEE01_DIELCN06 | 5 | 0 | 1.1 | Unlikely
HOUETARHNDIELCN06_OLDI_FBHWPEE01_D83 | Residential heating technology - Electric heating - electric panel from Bauhaus - apartment complex - new building - distributed level 0.83 | HOUELC | HOUETARHN_OLDI_DMD | MKr20 | 2050 | 0.70255 | 0 | [6 empty] | ETA | I | OLD |  |  | RHNDIELC | 5 | 0.83333 | HOUETARHNDIELCN06_OLDI_FBHWPEE01 | 0.75 | HOUETARHNDIELCN06_OLDI | HOUETARHNBHWPEE01_OLDI | BHWPEE01 | DIELCN06 | ETA_OLDI | BHWPEE01_DIELCN06 | 5 | 0 | 1.1 | Unlikely
HOUETARHNDIELCN01_OLDI_FBHWPEE01_D83 | Residential heating technology - Electric heating - apartment complex - new building - distributed level 0.83 | HOUELC | HOUETARHN_OLDI_DMD | MKr20 | 2020 | 6.5252 | 0.0026494 | [6 empty] | ETA | I | OLD |  |  | RHNDIELC | 5 | 0.83333 | HOUETARHNDIELCN01_OLDI_FBHWPEE01 | 0.75 | HOUETARHNDIELCN01_OLDI | HOUETARHNBHWPEE01_OLDI | BHWPEE01 | DIELCN01 | ETA_OLDI | BHWPEE01_DIELCN01 | 5 | 0 | 1.1 | Unlikely
HOUETARHNDIELCN01_OLDI_FBHWPEE01_D83 | Residential heating technology - Electric heating - apartment complex - new building - distributed level 0.83 | HOUELC | HOUETARHN_OLDI_DMD | MKr20 | 2025 | 6.3637 | 0.0025413 | [6 empty] | ETA | I | OLD |  |  | RHNDIELC | 5 | 0.83333 | HOUETARHNDIELCN01_OLDI_FBHWPEE01 | 0.75 | HOUETARHNDIELCN01_OLDI | HOUETARHNBHWPEE01_OLDI | BHWPEE01 | DIELCN01 | ETA_OLDI | BHWPEE01_DIELCN01 | 5 | 0 | 1.1 | Unlikely
HOUETARHNDIELCN01_OLDI_FBHWPEE01_D83 | Residential heating technology - Electric heating - apartment complex - new building - distributed level 0.83 | HOUELC | HOUETARHN_OLDI_DMD | MKr20 | 2030 | 6.2062 | 0.0024872 | [6 empty] | ETA | I | OLD |  |  | RHNDIELC | 5 | 0.83333 | HOUETARHNDIELCN01_OLDI_FBHWPEE01 | 0.75 | HOUETARHNDIELCN01_OLDI | HOUETARHNBHWPEE01_OLDI | BHWPEE01 | DIELCN01 | ETA_OLDI | BHWPEE01_DIELCN01 | 5 | 0 | 1.1 | Unlikely
HOUETARHNDIELCN01_OLDI_FBHWPEE01_D83 | Residential heating technology - Electric heating - apartment complex - new building - distributed level 0.83 | HOUELC | HOUETARHN_OLDI_DMD | MKr20 | 2040 | 5.9028 | 0.0023791 | [6 empty] | ETA | I | OLD |  |  | RHNDIELC | 5 | 0.83333 | HOUETARHNDIELCN01_OLDI_FBHWPEE01 | 0.75 | HOUETARHNDIELCN01_OLDI | HOUETARHNBHWPEE01_OLDI | BHWPEE01 | DIELCN01 | ETA_OLDI | BHWPEE01_DIELCN01 | 5 | 0 | 1.1 | Unlikely
HOUETARHNDIELCN01_OLDI_FBHWPEE01_D83 | Residential heating technology - Electric heating - apartment complex - new building - distributed level 0.83 | HOUELC | HOUETARHN_OLDI_DMD | MKr20 | 2050 | 5.6142 | 0.0022709 | [6 empty] | ETA | I | OLD |  |  | RHNDIELC | 5 | 0.83333 | HOUETARHNDIELCN01_OLDI_FBHWPEE01 | 0.75 | HOUETARHNDIELCN01_OLDI | HOUETARHNBHWPEE01_OLDI | BHWPEE01 | DIELCN01 | ETA_OLDI | BHWPEE01_DIELCN01 | 5 | 0 | 1.1 | Unlikely
HOUETARHNBHWPEN01_OLDI_FBHWPEE01_D83 | Residential heating technology - Biomass boiler, automatic stoking , wood pellets or wood chips - apartment complex - existing building - distributed level 0.83 | HOUWPE | HOUETARHN_OLDI_DMD | MKr20 | 2020 | 1.4949 | 0.032472 |  | 25 | 14 | 70 | 2 | 4 | ETA | I | OLD |  |  | RHNBHWPE | 5 | 0.83333 | HOUETARHNBHWPEN01_OLDI_FBHWPEE01 | 0.75 | HOUETARHNBHWPEN01_OLDI | HOUETARHNBHWPEE01_OLDI | BHWPEE01 | BHWPEN01 | ETA_OLDI | BHWPEE01_BHWPEN01 | 2 | 0 | 0.9 | Same
HOUETARHNBHWPEN01_OLDI_FBHWPEE01_D83 | Residential heating technology - Biomass boiler, automatic stoking , wood pellets or wood chips - apartment complex - existing building - distributed level 0.83 | HOUWPE | HOUETARHN_OLDI_DMD | MKr20 | 2025 | 1.4579 | 0.032242 |  | 25 | 14 | 60 | 2 | 4 | ETA | I | OLD |  |  | RHNBHWPE | 5 | 0.83333 | HOUETARHNBHWPEN01_OLDI_FBHWPEE01 | 0.75 | HOUETARHNBHWPEN01_OLDI | HOUETARHNBHWPEE01_OLDI | BHWPEE01 | BHWPEN01 | ETA_OLDI | BHWPEE01_BHWPEN01 | 2 | 0 | 0.9 | Same
HOUETARHNBHWPEN01_OLDI_FBHWPEE01_D83 | Residential heating technology - Biomass boiler, automatic stoking , wood pellets or wood chips - apartment complex - existing building - distributed level 0.83 | HOUWPE | HOUETARHN_OLDI_DMD | MKr20 | 2030 | 1.4218 | 0.032386 |  | 25 | 11 | 50 | 1 | 4 | ETA | I | OLD |  |  | RHNBHWPE | 5 | 0.83333 | HOUETARHNBHWPEN01_OLDI_FBHWPEE01 | 0.75 | HOUETARHNBHWPEN01_OLDI | HOUETARHNBHWPEE01_OLDI | BHWPEE01 | BHWPEN01 | ETA_OLDI | BHWPEE01_BHWPEN01 | 2 | 0 | 0.9 | Same
HOUETARHNBHWPEN01_OLDI_FBHWPEE01_D83 | Residential heating technology - Biomass boiler, automatic stoking , wood pellets or wood chips - apartment complex - existing building - distributed level 0.83 | HOUWPE | HOUETARHN_OLDI_DMD | MKr20 | 2040 | 1.3523 | 0.031352 |  | 25 | 9 | 45 | 1 | 4 | ETA | I | OLD |  |  | RHNBHWPE | 5 | 0.83333 | HOUETARHNBHWPEN01_OLDI_FBHWPEE01 | 0.75 | HOUETARHNBHWPEN01_OLDI | HOUETARHNBHWPEE01_OLDI | BHWPEE01 | BHWPEN01 | ETA_OLDI | BHWPEE01_BHWPEN01 | 2 | 0 | 0.9 | Same
HOUETARHNBHWPEN01_OLDI_FBHWPEE01_D83 | Residential heating technology - Biomass boiler, automatic stoking , wood pellets or wood chips - apartment complex - existing building - distributed level 0.83 | HOUWPE | HOUETARHN_OLDI_DMD | MKr20 | 2050 | 1.2862 | 0.030002 |  | 25 | 9 | 40 | 0 | 4 | ETA | I | OLD |  |  | RHNBHWPE | 5 | 0.83333 | HOUETARHNBHWPEN01_OLDI_FBHWPEE01 | 0.75 | HOUETARHNBHWPEN01_OLDI | HOUETARHNBHWPEE01_OLDI | BHWPEE01 | BHWPEN01 | ETA_OLDI | BHWPEE01_BHWPEN01 | 2 | 0 | 0.9 | Same
HOUETARHNBHSOLN01_OLDI_FBHWPEE01_D83 | Residential heating technology - Solar heating system - apartment complex - existing building - distributed level 0.83 | HOUSOL | HOUETARHN_OLDI_DMD | MKr20 | 2020 | 5.5059 | 0.025768 | [6 empty] | ETA | I | OLD |  |  | RHNBHSOL | 5 | 0.83333 | HOUETARHNBHSOLN01_OLDI_FBHWPEE01 | 0.75 | HOUETARHNBHSOLN01_OLDI | HOUETARHNBHWPEE01_OLDI | BHWPEE01 | BHSOLN01 | ETA_OLDI | BHWPEE01_BHSOLN01 | 5 | 0 | 1.1 | Unlikely
HOUETARHNBHSOLN01_OLDI_FBHWPEE01_D83 | Residential heating technology - Solar heating system - apartment complex - existing building - distributed level 0.83 | HOUSOL | HOUETARHN_OLDI_DMD | MKr20 | 2025 | 5.268 | 0.027313 | [6 empty] | ETA | I | OLD |  |  | RHNBHSOL | 5 | 0.83333 | HOUETARHNBHSOLN01_OLDI_FBHWPEE01 | 0.75 | HOUETARHNBHSOLN01_OLDI | HOUETARHNBHWPEE01_OLDI | BHWPEE01 | BHSOLN01 | ETA_OLDI | BHWPEE01_BHSOLN01 | 5 | 0 | 1.1 | Unlikely
HOUETARHNBHSOLN01_OLDI_FBHWPEE01_D83 | Residential heating technology - Solar heating system - apartment complex - existing building - distributed level 0.83 | HOUSOL | HOUETARHN_OLDI_DMD | MKr20 | 2030 | 5.0301 | 0.0279 | [6 empty] | ETA | I | OLD |  |  | RHNBHSOL | 5 | 0.83333 | HOUETARHNBHSOLN01_OLDI_FBHWPEE01 | 0.75 | HOUETARHNBHSOLN01_OLDI | HOUETARHNBHWPEE01_OLDI | BHWPEE01 | BHSOLN01 | ETA_OLDI | BHWPEE01_BHSOLN01 | 5 | 0 | 1.1 | Unlikely
HOUETARHNBHSOLN01_OLDI_FBHWPEE01_D83 | Residential heating technology - Solar heating system - apartment complex - existing building - distributed level 0.83 | HOUSOL | HOUETARHN_OLDI_DMD | MKr20 | 2040 | 4.7922 | 0.027143 | [6 empty] | ETA | I | OLD |  |  | RHNBHSOL | 5 | 0.83333 | HOUETARHNBHSOLN01_OLDI_FBHWPEE01 | 0.75 | HOUETARHNBHSOLN01_OLDI | HOUETARHNBHWPEE01_OLDI | BHWPEE01 | BHSOLN01 | ETA_OLDI | BHWPEE01_BHSOLN01 | 5 | 0 | 1.1 | Unlikely
HOUETARHNBHSOLN01_OLDI_FBHWPEE01_D83 | Residential heating technology - Solar heating system - apartment complex - existing building - distributed level 0.83 | HOUSOL | HOUETARHN_OLDI_DMD | MKr20 | 2050 | 4.5542 | 0.025768 | [6 empty] | ETA | I | OLD |  |  | RHNBHSOL | 5 | 0.83333 | HOUETARHNBHSOLN01_OLDI_FBHWPEE01 | 0.75 | HOUETARHNBHSOLN01_OLDI | HOUETARHNBHWPEE01_OLDI | BHWPEE01 | BHSOLN01 | ETA_OLDI | BHWPEE01_BHSOLN01 | 5 | 0 | 1.1 | Unlikely
HOUETARHNBHDHDN09_OLDI_FBHWPEE01_D83 | Residential heating technology - Direct district heating substation - plus connection pipe - plus distribution (heating density: low ) - apartment complex - existing building - distributed level 0.83 | HOUDHD | HOUETARHN_OLDI_DMD | MKr20 | 2020 | 0.49805 | 0.0019206 | [6 empty] | ETA | I | OLD |  |  | RHNBHDHD | 5 | 0.83333 | HOUETARHNBHDHDN09_OLDI_FBHWPEE01 | 0.75 | HOUETARHNBHDHDN09_OLDI | HOUETARHNBHWPEE01_OLDI | BHWPEE01 | BHDHDN09 | ETA_OLDI | BHWPEE01_BHDHDN09 | 6 | 0 | 1 | New
HOUETARHNBHDHDN09_OLDI_FBHWPEE01_D83 | Residential heating technology - Direct district heating substation - plus connection pipe - plus distribution (heating density: low ) - apartment complex - existing building - distributed level 0.83 | HOUDHD | HOUETARHN_OLDI_DMD | MKr20 | 2025 | 0.49146 | 0.0019465 | [6 empty] | ETA | I | OLD |  |  | RHNBHDHD | 5 | 0.83333 | HOUETARHNBHDHDN09_OLDI_FBHWPEE01 | 0.75 | HOUETARHNBHDHDN09_OLDI | HOUETARHNBHWPEE01_OLDI | BHWPEE01 | BHDHDN09 | ETA_OLDI | BHWPEE01_BHDHDN09 | 6 | 0 | 1 | New
HOUETARHNBHDHDN09_OLDI_FBHWPEE01_D83 | Residential heating technology - Direct district heating substation - plus connection pipe - plus distribution (heating density: low ) - apartment complex - existing building - distributed level 0.83 | HOUDHD | HOUETARHN_OLDI_DMD | MKr20 | 2030 | 0.48503 | 0.0019179 | [6 empty] | ETA | I | OLD |  |  | RHNBHDHD | 5 | 0.83333 | HOUETARHNBHDHDN09_OLDI_FBHWPEE01 | 0.75 | HOUETARHNBHDHDN09_OLDI | HOUETARHNBHWPEE01_OLDI | BHWPEE01 | BHDHDN09 | ETA_OLDI | BHWPEE01_BHDHDN09 | 6 | 0 | 1 | New
HOUETARHNBHDHDN09_OLDI_FBHWPEE01_D83 | Residential heating technology - Direct district heating substation - plus connection pipe - plus distribution (heating density: low ) - apartment complex - existing building - distributed level 0.83 | HOUDHD | HOUETARHN_OLDI_DMD | MKr20 | 2040 | 0.47264 | 0.0018597 | [6 empty] | ETA | I | OLD |  |  | RHNBHDHD | 5 | 0.83333 | HOUETARHNBHDHDN09_OLDI_FBHWPEE01 | 0.75 | HOUETARHNBHDHDN09_OLDI | HOUETARHNBHWPEE01_OLDI | BHWPEE01 | BHDHDN09 | ETA_OLDI | BHWPEE01_BHDHDN09 | 6 | 0 | 1 | New
HOUETARHNBHDHDN09_OLDI_FBHWPEE01_D83 | Residential heating technology - Direct district heating substation - plus connection pipe - plus distribution (heating density: low ) - apartment complex - existing building - distributed level 0.83 | HOUDHD | HOUETARHN_OLDI_DMD | MKr20 | 2050 | 0.46086 | 0.0017854 | [6 empty] | ETA | I | OLD |  |  | RHNBHDHD | 5 | 0.83333 | HOUETARHNBHDHDN09_OLDI_FBHWPEE01 | 0.75 | HOUETARHNBHDHDN09_OLDI | HOUETARHNBHWPEE01_OLDI | BHWPEE01 | BHDHDN09 | ETA_OLDI | BHWPEE01_BHDHDN09 | 6 | 0 | 1 | New
HOUETARHNBHDHDN07_OLDI_FBHWPEE01_D83 | Residential heating technology - Direct district heating substation - plus connection pipe - plus distribution (heating density: medium ) - apartment complex - existing building - distributed level 0.83 | HOUDHD | HOUETARHN_OLDI_DMD | MKr20 | 2020 | 0.42547 | 0.0019206 | [6 empty] | ETA | I | OLD |  |  | RHNBHDHD | 5 | 0.83333 | HOUETARHNBHDHDN07_OLDI_FBHWPEE01 | 0.75 | HOUETARHNBHDHDN07_OLDI | HOUETARHNBHWPEE01_OLDI | BHWPEE01 | BHDHDN07 | ETA_OLDI | BHWPEE01_BHDHDN07 | 6 | 0 | 1 | New
HOUETARHNBHDHDN07_OLDI_FBHWPEE01_D83 | Residential heating technology - Direct district heating substation - plus connection pipe - plus distribution (heating density: medium ) - apartment complex - existing building - distributed level 0.83 | HOUDHD | HOUETARHN_OLDI_DMD | MKr20 | 2025 | 0.41888 | 0.0019465 | [6 empty] | ETA | I | OLD |  |  | RHNBHDHD | 5 | 0.83333 | HOUETARHNBHDHDN07_OLDI_FBHWPEE01 | 0.75 | HOUETARHNBHDHDN07_OLDI | HOUETARHNBHWPEE01_OLDI | BHWPEE01 | BHDHDN07 | ETA_OLDI | BHWPEE01_BHDHDN07 | 6 | 0 | 1 | New
HOUETARHNBHDHDN07_OLDI_FBHWPEE01_D83 | Residential heating technology - Direct district heating substation - plus connection pipe - plus distribution (heating density: medium ) - apartment complex - existing building - distributed level 0.83 | HOUDHD | HOUETARHN_OLDI_DMD | MKr20 | 2030 | 0.41245 | 0.0019179 | [6 empty] | ETA | I | OLD |  |  | RHNBHDHD | 5 | 0.83333 | HOUETARHNBHDHDN07_OLDI_FBHWPEE01 | 0.75 | HOUETARHNBHDHDN07_OLDI | HOUETARHNBHWPEE01_OLDI | BHWPEE01 | BHDHDN07 | ETA_OLDI | BHWPEE01_BHDHDN07 | 6 | 0 | 1 | New
HOUETARHNBHDHDN07_OLDI_FBHWPEE01_D83 | Residential heating technology - Direct district heating substation - plus connection pipe - plus distribution (heating density: medium ) - apartment complex - existing building - distributed level 0.83 | HOUDHD | HOUETARHN_OLDI_DMD | MKr20 | 2040 | 0.40006 | 0.0018597 | [6 empty] | ETA | I | OLD |  |  | RHNBHDHD | 5 | 0.83333 | HOUETARHNBHDHDN07_OLDI_FBHWPEE01 | 0.75 | HOUETARHNBHDHDN07_OLDI | HOUETARHNBHWPEE01_OLDI | BHWPEE01 | BHDHDN07 | ETA_OLDI | BHWPEE01_BHDHDN07 | 6 | 0 | 1 | New
HOUETARHNBHDHDN07_OLDI_FBHWPEE01_D83 | Residential heating technology - Direct district heating substation - plus connection pipe - plus distribution (heating density: medium ) - apartment complex - existing building - distributed level 0.83 | HOUDHD | HOUETARHN_OLDI_DMD | MKr20 | 2050 | 0.38828 | 0.0017854 | [6 empty] | ETA | I | OLD |  |  | RHNBHDHD | 5 | 0.83333 | HOUETARHNBHDHDN07_OLDI_FBHWPEE01 | 0.75 | HOUETARHNBHDHDN07_OLDI | HOUETARHNBHWPEE01_OLDI | BHWPEE01 | BHDHDN07 | ETA_OLDI | BHWPEE01_BHDHDN07 | 6 | 0 | 1 | New
HOUETARHNBHDHDN05_OLDI_FBHWPEE01_D83 | Residential heating technology - Direct district heating substation - plus connection pipe - plus distribution (heating density: high ) - apartment complex - existing building - distributed level 0.83 | HOUDHD | HOUETARHN_OLDI_DMD | MKr20 | 2020 | 0.35289 | 0.0019206 | [6 empty] | ETA | I | OLD |  |  | RHNBHDHD | 5 | 0.83333 | HOUETARHNBHDHDN05_OLDI_FBHWPEE01 | 0.75 | HOUETARHNBHDHDN05_OLDI | HOUETARHNBHWPEE01_OLDI | BHWPEE01 | BHDHDN05 | ETA_OLDI | BHWPEE01_BHDHDN05 | 6 | 0 | 1 | New
HOUETARHNBHDHDN05_OLDI_FBHWPEE01_D83 | Residential heating technology - Direct district heating substation - plus connection pipe - plus distribution (heating density: high ) - apartment complex - existing building - distributed level 0.83 | HOUDHD | HOUETARHN_OLDI_DMD | MKr20 | 2025 | 0.3463 | 0.0019465 | [6 empty] | ETA | I | OLD |  |  | RHNBHDHD | 5 | 0.83333 | HOUETARHNBHDHDN05_OLDI_FBHWPEE01 | 0.75 | HOUETARHNBHDHDN05_OLDI | HOUETARHNBHWPEE01_OLDI | BHWPEE01 | BHDHDN05 | ETA_OLDI | BHWPEE01_BHDHDN05 | 6 | 0 | 1 | New
HOUETARHNBHDHDN05_OLDI_FBHWPEE01_D83 | Residential heating technology - Direct district heating substation - plus connection pipe - plus distribution (heating density: high ) - apartment complex - existing building - distributed level 0.83 | HOUDHD | HOUETARHN_OLDI_DMD | MKr20 | 2030 | 0.33987 | 0.0019179 | [6 empty] | ETA | I | OLD |  |  | RHNBHDHD | 5 | 0.83333 | HOUETARHNBHDHDN05_OLDI_FBHWPEE01 | 0.75 | HOUETARHNBHDHDN05_OLDI | HOUETARHNBHWPEE01_OLDI | BHWPEE01 | BHDHDN05 | ETA_OLDI | BHWPEE01_BHDHDN05 | 6 | 0 | 1 | New
HOUETARHNBHDHDN05_OLDI_FBHWPEE01_D83 | Residential heating technology - Direct district heating substation - plus connection pipe - plus distribution (heating density: high ) - apartment complex - existing building - distributed level 0.83 | HOUDHD | HOUETARHN_OLDI_DMD | MKr20 | 2040 | 0.32748 | 0.0018597 | [6 empty] | ETA | I | OLD |  |  | RHNBHDHD | 5 | 0.83333 | HOUETARHNBHDHDN05_OLDI_FBHWPEE01 | 0.75 | HOUETARHNBHDHDN05_OLDI | HOUETARHNBHWPEE01_OLDI | BHWPEE01 | BHDHDN05 | ETA_OLDI | BHWPEE01_BHDHDN05 | 6 | 0 | 1 | New
HOUETARHNBHDHDN05_OLDI_FBHWPEE01_D83 | Residential heating technology - Direct district heating substation - plus connection pipe - plus distribution (heating density: high ) - apartment complex - existing building - distributed level 0.83 | HOUDHD | HOUETARHN_OLDI_DMD | MKr20 | 2050 | 0.3157 | 0.0017854 | [6 empty] | ETA | I | OLD |  |  | RHNBHDHD | 5 | 0.83333 | HOUETARHNBHDHDN05_OLDI_FBHWPEE01 | 0.75 | HOUETARHNBHDHDN05_OLDI | HOUETARHNBHWPEE01_OLDI | BHWPEE01 | BHDHDN05 | ETA_OLDI | BHWPEE01_BHDHDN05 | 6 | 0 | 1 | New
HOUETARHNBHDHCN09_OLDI_FBHWPEE01_D83 | Residential heating technology - Direct district heating substation - plus connection pipe - plus distribution (heating density: low ) - apartment complex - existing building - distributed level 0.83 | HOUDHC | HOUETARHN_OLDI_DMD | MKr20 | 2020 | 0.49805 | 0.0019206 | [6 empty] | ETA | I | OLD |  |  | RHNBHDHC | 5 | 0.83333 | HOUETARHNBHDHCN09_OLDI_FBHWPEE01 | 0.75 | HOUETARHNBHDHCN09_OLDI | HOUETARHNBHWPEE01_OLDI | BHWPEE01 | BHDHCN09 | ETA_OLDI | BHWPEE01_BHDHCN09 | 6 | 0 | 1 | New
HOUETARHNBHDHCN09_OLDI_FBHWPEE01_D83 | Residential heating technology - Direct district heating substation - plus connection pipe - plus distribution (heating density: low ) - apartment complex - existing building - distributed level 0.83 | HOUDHC | HOUETARHN_OLDI_DMD | MKr20 | 2025 | 0.49146 | 0.0019465 | [6 empty] | ETA | I | OLD |  |  | RHNBHDHC | 5 | 0.83333 | HOUETARHNBHDHCN09_OLDI_FBHWPEE01 | 0.75 | HOUETARHNBHDHCN09_OLDI | HOUETARHNBHWPEE01_OLDI | BHWPEE01 | BHDHCN09 | ETA_OLDI | BHWPEE01_BHDHCN09 | 6 | 0 | 1 | New
HOUETARHNBHDHCN09_OLDI_FBHWPEE01_D83 | Residential heating technology - Direct district heating substation - plus connection pipe - plus distribution (heating density: low ) - apartment complex - existing building - distributed level 0.83 | HOUDHC | HOUETARHN_OLDI_DMD | MKr20 | 2030 | 0.48503 | 0.0019179 | [6 empty] | ETA | I | OLD |  |  | RHNBHDHC | 5 | 0.83333 | HOUETARHNBHDHCN09_OLDI_FBHWPEE01 | 0.75 | HOUETARHNBHDHCN09_OLDI | HOUETARHNBHWPEE01_OLDI | BHWPEE01 | BHDHCN09 | ETA_OLDI | BHWPEE01_BHDHCN09 | 6 | 0 | 1 | New
HOUETARHNBHDHCN09_OLDI_FBHWPEE01_D83 | Residential heating technology - Direct district heating substation - plus connection pipe - plus distribution (heating density: low ) - apartment complex - existing building - distributed level 0.83 | HOUDHC | HOUETARHN_OLDI_DMD | MKr20 | 2040 | 0.47264 | 0.0018597 | [6 empty] | ETA | I | OLD |  |  | RHNBHDHC | 5 | 0.83333 | HOUETARHNBHDHCN09_OLDI_FBHWPEE01 | 0.75 | HOUETARHNBHDHCN09_OLDI | HOUETARHNBHWPEE01_OLDI | BHWPEE01 | BHDHCN09 | ETA_OLDI | BHWPEE01_BHDHCN09 | 6 | 0 | 1 | New
HOUETARHNBHDHCN09_OLDI_FBHWPEE01_D83 | Residential heating technology - Direct district heating substation - plus connection pipe - plus distribution (heating density: low ) - apartment complex - existing building - distributed level 0.83 | HOUDHC | HOUETARHN_OLDI_DMD | MKr20 | 2050 | 0.46086 | 0.0017854 | [6 empty] | ETA | I | OLD |  |  | RHNBHDHC | 5 | 0.83333 | HOUETARHNBHDHCN09_OLDI_FBHWPEE01 | 0.75 | HOUETARHNBHDHCN09_OLDI | HOUETARHNBHWPEE01_OLDI | BHWPEE01 | BHDHCN09 | ETA_OLDI | BHWPEE01_BHDHCN09 | 6 | 0 | 1 | New
HOUETARHNBHDHCN07_OLDI_FBHWPEE01_D83 | Residential heating technology - Direct district heating substation - plus connection pipe - plus distribution (heating density: medium ) - apartment complex - existing building - distributed level 0.83 | HOUDHC | HOUETARHN_OLDI_DMD | MKr20 | 2020 | 0.42547 | 0.0019206 | [6 empty] | ETA | I | OLD |  |  | RHNBHDHC | 5 | 0.83333 | HOUETARHNBHDHCN07_OLDI_FBHWPEE01 | 0.75 | HOUETARHNBHDHCN07_OLDI | HOUETARHNBHWPEE01_OLDI | BHWPEE01 | BHDHCN07 | ETA_OLDI | BHWPEE01_BHDHCN07 | 6 | 0 | 1 | New
HOUETARHNBHDHCN07_OLDI_FBHWPEE01_D83 | Residential heating technology - Direct district heating substation - plus connection pipe - plus distribution (heating density: medium ) - apartment complex - existing building - distributed level 0.83 | HOUDHC | HOUETARHN_OLDI_DMD | MKr20 | 2025 | 0.41888 | 0.0019465 | [6 empty] | ETA | I | OLD |  |  | RHNBHDHC | 5 | 0.83333 | HOUETARHNBHDHCN07_OLDI_FBHWPEE01 | 0.75 | HOUETARHNBHDHCN07_OLDI | HOUETARHNBHWPEE01_OLDI | BHWPEE01 | BHDHCN07 | ETA_OLDI | BHWPEE01_BHDHCN07 | 6 | 0 | 1 | New
HOUETARHNBHDHCN07_OLDI_FBHWPEE01_D83 | Residential heating technology - Direct district heating substation - plus connection pipe - plus distribution (heating density: medium ) - apartment complex - existing building - distributed level 0.83 | HOUDHC | HOUETARHN_OLDI_DMD | MKr20 | 2030 | 0.41245 | 0.0019179 | [6 empty] | ETA | I | OLD |  |  | RHNBHDHC | 5 | 0.83333 | HOUETARHNBHDHCN07_OLDI_FBHWPEE01 | 0.75 | HOUETARHNBHDHCN07_OLDI | HOUETARHNBHWPEE01_OLDI | BHWPEE01 | BHDHCN07 | ETA_OLDI | BHWPEE01_BHDHCN07 | 6 | 0 | 1 | New
HOUETARHNBHDHCN07_OLDI_FBHWPEE01_D83 | Residential heating technology - Direct district heating substation - plus connection pipe - plus distribution (heating density: medium ) - apartment complex - existing building - distributed level 0.83 | HOUDHC | HOUETARHN_OLDI_DMD | MKr20 | 2040 | 0.40006 | 0.0018597 | [6 empty] | ETA | I | OLD |  |  | RHNBHDHC | 5 | 0.83333 | HOUETARHNBHDHCN07_OLDI_FBHWPEE01 | 0.75 | HOUETARHNBHDHCN07_OLDI | HOUETARHNBHWPEE01_OLDI | BHWPEE01 | BHDHCN07 | ETA_OLDI | BHWPEE01_BHDHCN07 | 6 | 0 | 1 | New
HOUETARHNBHDHCN07_OLDI_FBHWPEE01_D83 | Residential heating technology - Direct district heating substation - plus connection pipe - plus distribution (heating density: medium ) - apartment complex - existing building - distributed level 0.83 | HOUDHC | HOUETARHN_OLDI_DMD | MKr20 | 2050 | 0.38828 | 0.0017854 | [6 empty] | ETA | I | OLD |  |  | RHNBHDHC | 5 | 0.83333 | HOUETARHNBHDHCN07_OLDI_FBHWPEE01 | 0.75 | HOUETARHNBHDHCN07_OLDI | HOUETARHNBHWPEE01_OLDI | BHWPEE01 | BHDHCN07 | ETA_OLDI | BHWPEE01_BHDHCN07 | 6 | 0 | 1 | New
HOUETARHNBHDHCN05_OLDI_FBHWPEE01_D83 | Residential heating technology - Direct district heating substation - plus connection pipe - plus distribution (heating density: high ) - apartment complex - existing building - distributed level 0.83 | HOUDHC | HOUETARHN_OLDI_DMD | MKr20 | 2020 | 0.35289 | 0.0019206 | [6 empty] | ETA | I | OLD |  |  | RHNBHDHC | 5 | 0.83333 | HOUETARHNBHDHCN05_OLDI_FBHWPEE01 | 0.75 | HOUETARHNBHDHCN05_OLDI | HOUETARHNBHWPEE01_OLDI | BHWPEE01 | BHDHCN05 | ETA_OLDI | BHWPEE01_BHDHCN05 | 6 | 0 | 1 | New
HOUETARHNBHDHCN05_OLDI_FBHWPEE01_D83 | Residential heating technology - Direct district heating substation - plus connection pipe - plus distribution (heating density: high ) - apartment complex - existing building - distributed level 0.83 | HOUDHC | HOUETARHN_OLDI_DMD | MKr20 | 2025 | 0.3463 | 0.0019465 | [6 empty] | ETA | I | OLD |  |  | RHNBHDHC | 5 | 0.83333 | HOUETARHNBHDHCN05_OLDI_FBHWPEE01 | 0.75 | HOUETARHNBHDHCN05_OLDI | HOUETARHNBHWPEE01_OLDI | BHWPEE01 | BHDHCN05 | ETA_OLDI | BHWPEE01_BHDHCN05 | 6 | 0 | 1 | New
HOUETARHNBHDHCN05_OLDI_FBHWPEE01_D83 | Residential heating technology - Direct district heating substation - plus connection pipe - plus distribution (heating density: high ) - apartment complex - existing building - distributed level 0.83 | HOUDHC | HOUETARHN_OLDI_DMD | MKr20 | 2030 | 0.33987 | 0.0019179 | [6 empty] | ETA | I | OLD |  |  | RHNBHDHC | 5 | 0.83333 | HOUETARHNBHDHCN05_OLDI_FBHWPEE01 | 0.75 | HOUETARHNBHDHCN05_OLDI | HOUETARHNBHWPEE01_OLDI | BHWPEE01 | BHDHCN05 | ETA_OLDI | BHWPEE01_BHDHCN05 | 6 | 0 | 1 | New
HOUETARHNBHDHCN05_OLDI_FBHWPEE01_D83 | Residential heating technology - Direct district heating substation - plus connection pipe - plus distribution (heating density: high ) - apartment complex - existing building - distributed level 0.83 | HOUDHC | HOUETARHN_OLDI_DMD | MKr20 | 2040 | 0.32748 | 0.0018597 | [6 empty] | ETA | I | OLD |  |  | RHNBHDHC | 5 | 0.83333 | HOUETARHNBHDHCN05_OLDI_FBHWPEE01 | 0.75 | HOUETARHNBHDHCN05_OLDI | HOUETARHNBHWPEE01_OLDI | BHWPEE01 | BHDHCN05 | ETA_OLDI | BHWPEE01_BHDHCN05 | 6 | 0 | 1 | New
HOUETARHNBHDHCN05_OLDI_FBHWPEE01_D83 | Residential heating technology - Direct district heating substation - plus connection pipe - plus distribution (heating density: high ) - apartment complex - existing building - distributed level 0.83 | HOUDHC | HOUETARHN_OLDI_DMD | MKr20 | 2050 | 0.3157 | 0.0017854 | [6 empty] | ETA | I | OLD |  |  | RHNBHDHC | 5 | 0.83333 | HOUETARHNBHDHCN05_OLDI_FBHWPEE01 | 0.75 | HOUETARHNBHDHCN05_OLDI | HOUETARHNBHWPEE01_OLDI | BHWPEE01 | BHDHCN05 | ETA_OLDI | BHWPEE01_BHDHCN05 | 6 | 0 | 1 | New
HOUPARRHNHPELCN07_OLDC_FBHWPEE01_D83 | Residential heating technology - Heat pump, Air-to-water, low-price product - single-family house - existing building - distributed level 0.83 | HOUELC, HOUAMB | HOUPARRHN_OLDC_DMD | MKr20 | 2020 | 12.0987 | 0.44459 | 0.36256 | [5 empty] | PAR | C | OLD | 2.7581 |  | RHNHPELC | 5 | 0.83333 | HOUPARRHNHPELCN07_OLDC_FBHWPEE01 | 0.75 | HOUPARRHNHPELCN07_OLDC | HOUPARRHNBHWPEE01_OLDC | BHWPEE01 | HPELCN07 | PAR_OLDC | BHWPEE01_HPELCN07 | 6 | 0 | 1 | New
HOUPARRHNHPELCN07_OLDC_FBHWPEE01_D83 | Residential heating technology - Heat pump, Air-to-water, low-price product - single-family house - existing building - distributed level 0.83 | HOUELC, HOUAMB | HOUPARRHN_OLDC_DMD | MKr20 | 2025 | 11.0682 | 0.341 | 0.3453 | [5 empty] | PAR | C | OLD | 2.8961 |  | RHNHPELC | 5 | 0.83333 | HOUPARRHNHPELCN07_OLDC_FBHWPEE01 | 0.75 | HOUPARRHNHPELCN07_OLDC | HOUPARRHNBHWPEE01_OLDC | BHWPEE01 | HPELCN07 | PAR_OLDC | BHWPEE01_HPELCN07 | 6 | 0 | 1 | New
HOUPARRHNHPELCN07_OLDC_FBHWPEE01_D83 | Residential heating technology - Heat pump, Air-to-water, low-price product - single-family house - existing building - distributed level 0.83 | HOUELC, HOUAMB | HOUPARRHN_OLDC_DMD | MKr20 | 2030 | 10.0376 | 0.33694 | 0.3296 | [5 empty] | PAR | C | OLD | 3.034 |  | RHNHPELC | 5 | 0.83333 | HOUPARRHNHPELCN07_OLDC_FBHWPEE01 | 0.75 | HOUPARRHNHPELCN07_OLDC | HOUPARRHNBHWPEE01_OLDC | BHWPEE01 | HPELCN07 | PAR_OLDC | BHWPEE01_HPELCN07 | 6 | 0 | 1 | New
HOUPARRHNHPELCN07_OLDC_FBHWPEE01_D83 | Residential heating technology - Heat pump, Air-to-water, low-price product - single-family house - existing building - distributed level 0.83 | HOUELC, HOUAMB | HOUPARRHN_OLDC_DMD | MKr20 | 2040 | 9.2165 | 0.32942 | 0.31527 | [5 empty] | PAR | C | OLD | 3.1719 |  | RHNHPELC | 5 | 0.83333 | HOUPARRHNHPELCN07_OLDC_FBHWPEE01 | 0.75 | HOUPARRHNHPELCN07_OLDC | HOUPARRHNBHWPEE01_OLDC | BHWPEE01 | HPELCN07 | PAR_OLDC | BHWPEE01_HPELCN07 | 6 | 0 | 1 | New
HOUPARRHNHPELCN07_OLDC_FBHWPEE01_D83 | Residential heating technology - Heat pump, Air-to-water, low-price product - single-family house - existing building - distributed level 0.83 | HOUELC, HOUAMB | HOUPARRHN_OLDC_DMD | MKr20 | 2050 | 8.3953 | 0.32189 | 0.30639 | [5 empty] | PAR | C | OLD | 3.2638 |  | RHNHPELC | 5 | 0.83333 | HOUPARRHNHPELCN07_OLDC_FBHWPEE01 | 0.75 | HOUPARRHNHPELCN07_OLDC | HOUPARRHNBHWPEE01_OLDC | BHWPEE01 | HPELCN07 | PAR_OLDC | BHWPEE01_HPELCN07 | 6 | 0 | 1 | New
HOUPARRHNHPELCN05_OLDC_FBHWPEE01_D83 | Residential heating technology - Heat pump, Air-to-water - leasing - single-family house - existing building - distributed level 0.83 | HOUELC, HOUAMB | HOUPARRHN_OLDC_DMD | MKr20 | 2020 | 12.407 | 1.2309 | 0.3453 | [5 empty] | PAR | C | OLD | 2.8961 |  | RHNHPELC | 5 | 0.83333 | HOUPARRHNHPELCN05_OLDC_FBHWPEE01 | 0.75 | HOUPARRHNHPELCN05_OLDC | HOUPARRHNBHWPEE01_OLDC | BHWPEE01 | HPELCN05 | PAR_OLDC | BHWPEE01_HPELCN05 | 6 | 0 | 1 | New
HOUPARRHNHPELCN05_OLDC_FBHWPEE01_D83 | Residential heating technology - Heat pump, Air-to-water - leasing - single-family house - existing building - distributed level 0.83 | HOUELC, HOUAMB | HOUPARRHN_OLDC_DMD | MKr20 | 2025 | 11.4441 | 1.0617 | 0.3296 | [5 empty] | PAR | C | OLD | 3.034 |  | RHNHPELC | 5 | 0.83333 | HOUPARRHNHPELCN05_OLDC_FBHWPEE01 | 0.75 | HOUPARRHNHPELCN05_OLDC | HOUPARRHNBHWPEE01_OLDC | BHWPEE01 | HPELCN05 | PAR_OLDC | BHWPEE01_HPELCN05 | 6 | 0 | 1 | New
HOUPARRHNHPELCN05_OLDC_FBHWPEE01_D83 | Residential heating technology - Heat pump, Air-to-water - leasing - single-family house - existing building - distributed level 0.83 | HOUELC, HOUAMB | HOUPARRHN_OLDC_DMD | MKr20 | 2030 | 10.4812 | 0.99194 | 0.31527 | [5 empty] | PAR | C | OLD | 3.1719 |  | RHNHPELC | 5 | 0.83333 | HOUPARRHNHPELCN05_OLDC_FBHWPEE01 | 0.75 | HOUPARRHNHPELCN05_OLDC | HOUPARRHNBHWPEE01_OLDC | BHWPEE01 | HPELCN05 | PAR_OLDC | BHWPEE01_HPELCN05 | 6 | 0 | 1 | New
HOUPARRHNHPELCN05_OLDC_FBHWPEE01_D83 | Residential heating technology - Heat pump, Air-to-water - leasing - single-family house - existing building - distributed level 0.83 | HOUELC, HOUAMB | HOUPARRHN_OLDC_DMD | MKr20 | 2040 | 9.7002 | 0.93116 | 0.30214 | [5 empty] | PAR | C | OLD | 3.3098 |  | RHNHPELC | 5 | 0.83333 | HOUPARRHNHPELCN05_OLDC_FBHWPEE01 | 0.75 | HOUPARRHNHPELCN05_OLDC | HOUPARRHNBHWPEE01_OLDC | BHWPEE01 | HPELCN05 | PAR_OLDC | BHWPEE01_HPELCN05 | 6 | 0 | 1 | New
HOUPARRHNHPELCN05_OLDC_FBHWPEE01_D83 | Residential heating technology - Heat pump, Air-to-water - leasing - single-family house - existing building - distributed level 0.83 | HOUELC, HOUAMB | HOUPARRHN_OLDC_DMD | MKr20 | 2050 | 8.9192 | 0.87038 | 0.29397 | [5 empty] | PAR | C | OLD | 3.4017 |  | RHNHPELC | 5 | 0.83333 | HOUPARRHNHPELCN05_OLDC_FBHWPEE01 | 0.75 | HOUPARRHNHPELCN05_OLDC | HOUPARRHNBHWPEE01_OLDC | BHWPEE01 | HPELCN05 | PAR_OLDC | BHWPEE01_HPELCN05 | 6 | 0 | 1 | New
HOUPARRHNHPELCN04_OLDC_FBHWPEE01_D83 | Residential heating technology - Heat pump, Ground source - single-family house - existing building - distributed level 0.83 | HOUELC, HOUAMB | HOUPARRHN_OLDC_DMD | MKr20 | 2020 | 32.8624 | 0.35501 | 0.31527 | [5 empty] | PAR | C | OLD | 3.1719 |  | RHNHPELC | 5 | 0.83333 | HOUPARRHNHPELCN04_OLDC_FBHWPEE01 | 0.75 | HOUPARRHNHPELCN04_OLDC | HOUPARRHNBHWPEE01_OLDC | BHWPEE01 | HPELCN04 | PAR_OLDC | BHWPEE01_HPELCN04 | 6 | 0 | 1 | New
HOUPARRHNHPELCN04_OLDC_FBHWPEE01_D83 | Residential heating technology - Heat pump, Ground source - single-family house - existing building - distributed level 0.83 | HOUELC, HOUAMB | HOUPARRHN_OLDC_DMD | MKr20 | 2025 | 31.2193 | 0.25142 | 0.30639 | [5 empty] | PAR | C | OLD | 3.2638 |  | RHNHPELC | 5 | 0.83333 | HOUPARRHNHPELCN04_OLDC_FBHWPEE01 | 0.75 | HOUPARRHNHPELCN04_OLDC | HOUPARRHNBHWPEE01_OLDC | BHWPEE01 | HPELCN04 | PAR_OLDC | BHWPEE01_HPELCN04 | 6 | 0 | 1 | New
HOUPARRHNHPELCN04_OLDC_FBHWPEE01_D83 | Residential heating technology - Heat pump, Ground source - single-family house - existing building - distributed level 0.83 | HOUELC, HOUAMB | HOUPARRHN_OLDC_DMD | MKr20 | 2030 | 29.5762 | 0.24736 | 0.298 | [5 empty] | PAR | C | OLD | 3.3557 |  | RHNHPELC | 5 | 0.83333 | HOUPARRHNHPELCN04_OLDC_FBHWPEE01 | 0.75 | HOUPARRHNHPELCN04_OLDC | HOUPARRHNBHWPEE01_OLDC | BHWPEE01 | HPELCN04 | PAR_OLDC | BHWPEE01_HPELCN04 | 6 | 0 | 1 | New
HOUPARRHNHPELCN04_OLDC_FBHWPEE01_D83 | Residential heating technology - Heat pump, Ground source - single-family house - existing building - distributed level 0.83 | HOUELC, HOUAMB | HOUPARRHN_OLDC_DMD | MKr20 | 2040 | 28.0974 | 0.23984 | 0.28623 | [5 empty] | PAR | C | OLD | 3.4936 |  | RHNHPELC | 5 | 0.83333 | HOUPARRHNHPELCN04_OLDC_FBHWPEE01 | 0.75 | HOUPARRHNHPELCN04_OLDC | HOUPARRHNBHWPEE01_OLDC | BHWPEE01 | HPELCN04 | PAR_OLDC | BHWPEE01_HPELCN04 | 6 | 0 | 1 | New
HOUPARRHNHPELCN04_OLDC_FBHWPEE01_D83 | Residential heating technology - Heat pump, Ground source - single-family house - existing building - distributed level 0.83 | HOUELC, HOUAMB | HOUPARRHN_OLDC_DMD | MKr20 | 2050 | 26.6186 | 0.23231 | 0.28252 | [5 empty] | PAR | C | OLD | 3.5396 |  | RHNHPELC | 5 | 0.83333 | HOUPARRHNHPELCN04_OLDC_FBHWPEE01 | 0.75 | HOUPARRHNHPELCN04_OLDC | HOUPARRHNBHWPEE01_OLDC | BHWPEE01 | HPELCN04 | PAR_OLDC | BHWPEE01_HPELCN04 | 6 | 0 | 1 | New
HOUPARRHNHPELCN03_OLDC_FBHWPEE01_D83 | Residential heating technology - Heat pump, Air-to-water - single-family house - existing building - distributed level 0.83 | HOUELC, HOUAMB | HOUPARRHN_OLDC_DMD | MKr20 | 2020 | 24.8141 | 0.38487 | 0.3453 | [5 empty] | PAR | C | OLD | 2.8961 |  | RHNHPELC | 5 | 0.83333 | HOUPARRHNHPELCN03_OLDC_FBHWPEE01 | 0.75 | HOUPARRHNHPELCN03_OLDC | HOUPARRHNBHWPEE01_OLDC | BHWPEE01 | HPELCN03 | PAR_OLDC | BHWPEE01_HPELCN03 | 6 | 0 | 1 | New
HOUPARRHNHPELCN03_OLDC_FBHWPEE01_D83 | Residential heating technology - Heat pump, Air-to-water - single-family house - existing building - distributed level 0.83 | HOUELC, HOUAMB | HOUPARRHN_OLDC_DMD | MKr20 | 2025 | 22.8882 | 0.28128 | 0.3296 | [5 empty] | PAR | C | OLD | 3.034 |  | RHNHPELC | 5 | 0.83333 | HOUPARRHNHPELCN03_OLDC_FBHWPEE01 | 0.75 | HOUPARRHNHPELCN03_OLDC | HOUPARRHNBHWPEE01_OLDC | BHWPEE01 | HPELCN03 | PAR_OLDC | BHWPEE01_HPELCN03 | 6 | 0 | 1 | New
HOUPARRHNHPELCN03_OLDC_FBHWPEE01_D83 | Residential heating technology - Heat pump, Air-to-water - single-family house - existing building - distributed level 0.83 | HOUELC, HOUAMB | HOUPARRHN_OLDC_DMD | MKr20 | 2030 | 20.9624 | 0.27722 | 0.31527 | [5 empty] | PAR | C | OLD | 3.1719 |  | RHNHPELC | 5 | 0.83333 | HOUPARRHNHPELCN03_OLDC_FBHWPEE01 | 0.75 | HOUPARRHNHPELCN03_OLDC | HOUPARRHNBHWPEE01_OLDC | BHWPEE01 | HPELCN03 | PAR_OLDC | BHWPEE01_HPELCN03 | 6 | 0 | 1 | New
HOUPARRHNHPELCN03_OLDC_FBHWPEE01_D83 | Residential heating technology - Heat pump, Air-to-water - single-family house - existing building - distributed level 0.83 | HOUELC, HOUAMB | HOUPARRHN_OLDC_DMD | MKr20 | 2040 | 19.4005 | 0.2697 | 0.30214 | [5 empty] | PAR | C | OLD | 3.3098 |  | RHNHPELC | 5 | 0.83333 | HOUPARRHNHPELCN03_OLDC_FBHWPEE01 | 0.75 | HOUPARRHNHPELCN03_OLDC | HOUPARRHNBHWPEE01_OLDC | BHWPEE01 | HPELCN03 | PAR_OLDC | BHWPEE01_HPELCN03 | 6 | 0 | 1 | New
HOUPARRHNHPELCN03_OLDC_FBHWPEE01_D83 | Residential heating technology - Heat pump, Air-to-water - single-family house - existing building - distributed level 0.83 | HOUELC, HOUAMB | HOUPARRHN_OLDC_DMD | MKr20 | 2050 | 17.8385 | 0.26217 | 0.29397 | [5 empty] | PAR | C | OLD | 3.4017 |  | RHNHPELC | 5 | 0.83333 | HOUPARRHNHPELCN03_OLDC_FBHWPEE01 | 0.75 | HOUPARRHNHPELCN03_OLDC | HOUPARRHNBHWPEE01_OLDC | BHWPEE01 | HPELCN03 | PAR_OLDC | BHWPEE01_HPELCN03 | 6 | 0 | 1 | New
HOUPARRHNHPELCN02_OLDC_FBHWPEE01_D83 | Residential heating technology - Heat pump, Air-to-air - single-family house - existing building - distributed level 0.83 | HOUELC, HOUAMB | HOUPARRHN_OLDC_DMD | MKr20 | 2020 | 4.557 | 0.20009 | 0.22427 | [5 empty] | PAR | C | OLD | 4.459 |  | RHNHPELC | 5 | 0.83333 | HOUPARRHNHPELCN02_OLDC_FBHWPEE01 | 0.75 | HOUPARRHNHPELCN02_OLDC | HOUPARRHNBHWPEE01_OLDC | BHWPEE01 | HPELCN02 | PAR_OLDC | BHWPEE01_HPELCN02 | 5 | 0 | 1.1 | Unlikely
HOUPARRHNHPELCN02_OLDC_FBHWPEE01_D83 | Residential heating technology - Heat pump, Air-to-air - single-family house - existing building - distributed level 0.83 | HOUELC, HOUAMB | HOUPARRHN_OLDC_DMD | MKr20 | 2025 | 4.4456 | 0.13594 | 0.21327 | [5 empty] | PAR | C | OLD | 4.6888 |  | RHNHPELC | 5 | 0.83333 | HOUPARRHNHPELCN02_OLDC_FBHWPEE01 | 0.75 | HOUPARRHNHPELCN02_OLDC | HOUPARRHNBHWPEE01_OLDC | BHWPEE01 | HPELCN02 | PAR_OLDC | BHWPEE01_HPELCN02 | 5 | 0 | 1.1 | Unlikely