HOUPARRHNHPELCN02_OLDC_FBHWPEE01_D83 | Residential heating technology - Heat pump, Air-to-air - single-family house - existing building - distributed level 0.83 | HOUELC, HOUAMB | HOUPARRHN_OLDC_DMD | MKr20 | 2030 | 4.3342 | 0.13343 | 0.20522 | [5 empty] | PAR | C | OLD | 4.8727 |  | RHNHPELC | 5 | 0.83333 | HOUPARRHNHPELCN02_OLDC_FBHWPEE01 | 0.75 | HOUPARRHNHPELCN02_OLDC | HOUPARRHNBHWPEE01_OLDC | BHWPEE01 | HPELCN02 | PAR_OLDC | BHWPEE01_HPELCN02 | 5 | 0 | 1.1 | Unlikely
HOUPARRHNHPELCN02_OLDC_FBHWPEE01_D83 | Residential heating technology - Heat pump, Air-to-air - single-family house - existing building - distributed level 0.83 | HOUELC, HOUAMB | HOUPARRHN_OLDC_DMD | MKr20 | 2040 | 4.1275 | 0.12877 | 0.19776 | [5 empty] | PAR | C | OLD | 5.0566 |  | RHNHPELC | 5 | 0.83333 | HOUPARRHNHPELCN02_OLDC_FBHWPEE01 | 0.75 | HOUPARRHNHPELCN02_OLDC | HOUPARRHNBHWPEE01_OLDC | BHWPEE01 | HPELCN02 | PAR_OLDC | BHWPEE01_HPELCN02 | 5 | 0 | 1.1 | Unlikely
HOUPARRHNHPELCN02_OLDC_FBHWPEE01_D83 | Residential heating technology - Heat pump, Air-to-air - single-family house - existing building - distributed level 0.83 | HOUELC, HOUAMB | HOUPARRHN_OLDC_DMD | MKr20 | 2050 | 3.9207 | 0.12411 | 0.19423 | [5 empty] | PAR | C | OLD | 5.1485 |  | RHNHPELC | 5 | 0.83333 | HOUPARRHNHPELCN02_OLDC_FBHWPEE01 | 0.75 | HOUPARRHNHPELCN02_OLDC | HOUPARRHNBHWPEE01_OLDC | BHWPEE01 | HPELCN02 | PAR_OLDC | BHWPEE01_HPELCN02 | 5 | 0 | 1.1 | Unlikely
HOUPARRHNDIELCN06_OLDC_FBHWPEE01_D83 | Residential heating technology - Electric heating - electric panel from Bauhaus - single-family house - new building - distributed level 0.83 | HOUELC | HOUPARRHN_OLDC_DMD | MKr20 | 2020 | 0.70255 | 0 | [6 empty] | PAR | C | OLD |  |  | RHNDIELC | 5 | 0.83333 | HOUPARRHNDIELCN06_OLDC_FBHWPEE01 | 0.75 | HOUPARRHNDIELCN06_OLDC | HOUPARRHNBHWPEE01_OLDC | BHWPEE01 | DIELCN06 | PAR_OLDC | BHWPEE01_DIELCN06 | 5 | 0 | 1.1 | Unlikely
HOUPARRHNDIELCN06_OLDC_FBHWPEE01_D83 | Residential heating technology - Electric heating - electric panel from Bauhaus - single-family house - new building - distributed level 0.83 | HOUELC | HOUPARRHN_OLDC_DMD | MKr20 | 2025 | 0.70255 | 0 | [6 empty] | PAR | C | OLD |  |  | RHNDIELC | 5 | 0.83333 | HOUPARRHNDIELCN06_OLDC_FBHWPEE01 | 0.75 | HOUPARRHNDIELCN06_OLDC | HOUPARRHNBHWPEE01_OLDC | BHWPEE01 | DIELCN06 | PAR_OLDC | BHWPEE01_DIELCN06 | 5 | 0 | 1.1 | Unlikely
HOUPARRHNDIELCN06_OLDC_FBHWPEE01_D83 | Residential heating technology - Electric heating - electric panel from Bauhaus - single-family house - new building - distributed level 0.83 | HOUELC | HOUPARRHN_OLDC_DMD | MKr20 | 2030 | 0.70255 | 0 | [6 empty] | PAR | C | OLD |  |  | RHNDIELC | 5 | 0.83333 | HOUPARRHNDIELCN06_OLDC_FBHWPEE01 | 0.75 | HOUPARRHNDIELCN06_OLDC | HOUPARRHNBHWPEE01_OLDC | BHWPEE01 | DIELCN06 | PAR_OLDC | BHWPEE01_DIELCN06 | 5 | 0 | 1.1 | Unlikely
HOUPARRHNDIELCN06_OLDC_FBHWPEE01_D83 | Residential heating technology - Electric heating - electric panel from Bauhaus - single-family house - new building - distributed level 0.83 | HOUELC | HOUPARRHN_OLDC_DMD | MKr20 | 2040 | 0.70255 | 0 | [6 empty] | PAR | C | OLD |  |  | RHNDIELC | 5 | 0.83333 | HOUPARRHNDIELCN06_OLDC_FBHWPEE01 | 0.75 | HOUPARRHNDIELCN06_OLDC | HOUPARRHNBHWPEE01_OLDC | BHWPEE01 | DIELCN06 | PAR_OLDC | BHWPEE01_DIELCN06 | 5 | 0 | 1.1 | Unlikely
HOUPARRHNDIELCN06_OLDC_FBHWPEE01_D83 | Residential heating technology - Electric heating - electric panel from Bauhaus - single-family house - new building - distributed level 0.83 | HOUELC | HOUPARRHN_OLDC_DMD | MKr20 | 2050 | 0.70255 | 0 | [6 empty] | PAR | C | OLD |  |  | RHNDIELC | 5 | 0.83333 | HOUPARRHNDIELCN06_OLDC_FBHWPEE01 | 0.75 | HOUPARRHNDIELCN06_OLDC | HOUPARRHNBHWPEE01_OLDC | BHWPEE01 | DIELCN06 | PAR_OLDC | BHWPEE01_DIELCN06 | 5 | 0 | 1.1 | Unlikely
HOUPARRHNDIELCN01_OLDC_FBHWPEE01_D83 | Residential heating technology - Electric heating - single-family house - new building - distributed level 0.83 | HOUELC | HOUPARRHN_OLDC_DMD | MKr20 | 2020 | 8.5362 | 0.06921 | [6 empty] | PAR | C | OLD |  |  | RHNDIELC | 5 | 0.83333 | HOUPARRHNDIELCN01_OLDC_FBHWPEE01 | 0.75 | HOUPARRHNDIELCN01_OLDC | HOUPARRHNBHWPEE01_OLDC | BHWPEE01 | DIELCN01 | PAR_OLDC | BHWPEE01_DIELCN01 | 5 | 0 | 1.1 | Unlikely
HOUPARRHNDIELCN01_OLDC_FBHWPEE01_D83 | Residential heating technology - Electric heating - single-family house - new building - distributed level 0.83 | HOUELC | HOUPARRHN_OLDC_DMD | MKr20 | 2025 | 8.3249 | 0.06921 | [6 empty] | PAR | C | OLD |  |  | RHNDIELC | 5 | 0.83333 | HOUPARRHNDIELCN01_OLDC_FBHWPEE01 | 0.75 | HOUPARRHNDIELCN01_OLDC | HOUPARRHNBHWPEE01_OLDC | BHWPEE01 | DIELCN01 | PAR_OLDC | BHWPEE01_DIELCN01 | 5 | 0 | 1.1 | Unlikely
HOUPARRHNDIELCN01_OLDC_FBHWPEE01_D83 | Residential heating technology - Electric heating - single-family house - new building - distributed level 0.83 | HOUELC | HOUPARRHN_OLDC_DMD | MKr20 | 2030 | 8.1188 | 0.066326 | [6 empty] | PAR | C | OLD |  |  | RHNDIELC | 5 | 0.83333 | HOUPARRHNDIELCN01_OLDC_FBHWPEE01 | 0.75 | HOUPARRHNDIELCN01_OLDC | HOUPARRHNBHWPEE01_OLDC | BHWPEE01 | DIELCN01 | PAR_OLDC | BHWPEE01_DIELCN01 | 5 | 0 | 1.1 | Unlikely
HOUPARRHNDIELCN01_OLDC_FBHWPEE01_D83 | Residential heating technology - Electric heating - single-family house - new building - distributed level 0.83 | HOUELC | HOUPARRHN_OLDC_DMD | MKr20 | 2040 | 7.7219 | 0.063442 | [6 empty] | PAR | C | OLD |  |  | RHNDIELC | 5 | 0.83333 | HOUPARRHNDIELCN01_OLDC_FBHWPEE01 | 0.75 | HOUPARRHNDIELCN01_OLDC | HOUPARRHNBHWPEE01_OLDC | BHWPEE01 | DIELCN01 | PAR_OLDC | BHWPEE01_DIELCN01 | 5 | 0 | 1.1 | Unlikely
HOUPARRHNDIELCN01_OLDC_FBHWPEE01_D83 | Residential heating technology - Electric heating - single-family house - new building - distributed level 0.83 | HOUELC | HOUPARRHN_OLDC_DMD | MKr20 | 2050 | 7.3444 | 0.060559 | [6 empty] | PAR | C | OLD |  |  | RHNDIELC | 5 | 0.83333 | HOUPARRHNDIELCN01_OLDC_FBHWPEE01 | 0.75 | HOUPARRHNDIELCN01_OLDC | HOUPARRHNBHWPEE01_OLDC | BHWPEE01 | DIELCN01 | PAR_OLDC | BHWPEE01_DIELCN01 | 5 | 0 | 1.1 | Unlikely
HOUPARRHNBHWPEN01_OLDC_FBHWPEE01_D83 | Residential heating technology - Biomass boiler, automatic stoking , wood pellets or wood chips - single-family house - existing building - distributed level 0.83 | HOUWPE | HOUPARRHN_OLDC_DMD | MKr20 | 2020 | 3.3055 | 0.32368 |  | 25 | 14 | 70 | 2 | 4 | PAR | C | OLD |  |  | RHNBHWPE | 5 | 0.83333 | HOUPARRHNBHWPEN01_OLDC_FBHWPEE01 | 0.75 | HOUPARRHNBHWPEN01_OLDC | HOUPARRHNBHWPEE01_OLDC | BHWPEE01 | BHWPEN01 | PAR_OLDC | BHWPEE01_BHWPEN01 | 2 | 0 | 0.9 | Same
HOUPARRHNBHWPEN01_OLDC_FBHWPEE01_D83 | Residential heating technology - Biomass boiler, automatic stoking , wood pellets or wood chips - single-family house - existing building - distributed level 0.83 | HOUWPE | HOUPARRHN_OLDC_DMD | MKr20 | 2025 | 3.2237 | 0.31808 |  | 25 | 14 | 60 | 2 | 4 | PAR | C | OLD |  |  | RHNBHWPE | 5 | 0.83333 | HOUPARRHNBHWPEN01_OLDC_FBHWPEE01 | 0.75 | HOUPARRHNBHWPEN01_OLDC | HOUPARRHNBHWPEE01_OLDC | BHWPEE01 | BHWPEN01 | PAR_OLDC | BHWPEE01_BHWPEN01 | 2 | 0 | 0.9 | Same
HOUPARRHNBHWPEN01_OLDC_FBHWPEE01_D83 | Residential heating technology - Biomass boiler, automatic stoking , wood pellets or wood chips - single-family house - existing building - distributed level 0.83 | HOUWPE | HOUPARRHN_OLDC_DMD | MKr20 | 2030 | 3.1439 | 0.31383 |  | 25 | 11 | 50 | 1 | 4 | PAR | C | OLD |  |  | RHNBHWPE | 5 | 0.83333 | HOUPARRHNBHWPEN01_OLDC_FBHWPEE01 | 0.75 | HOUPARRHNBHWPEN01_OLDC | HOUPARRHNBHWPEE01_OLDC | BHWPEE01 | BHWPEN01 | PAR_OLDC | BHWPEE01_BHWPEN01 | 2 | 0 | 0.9 | Same
HOUPARRHNBHWPEN01_OLDC_FBHWPEE01_D83 | Residential heating technology - Biomass boiler, automatic stoking , wood pellets or wood chips - single-family house - existing building - distributed level 0.83 | HOUWPE | HOUPARRHN_OLDC_DMD | MKr20 | 2040 | 2.9902 | 0.29995 |  | 25 | 9 | 45 | 1 | 4 | PAR | C | OLD |  |  | RHNBHWPE | 5 | 0.83333 | HOUPARRHNBHWPEN01_OLDC_FBHWPEE01 | 0.75 | HOUPARRHNBHWPEN01_OLDC | HOUPARRHNBHWPEE01_OLDC | BHWPEE01 | BHWPEN01 | PAR_OLDC | BHWPEE01_BHWPEN01 | 2 | 0 | 0.9 | Same
HOUPARRHNBHWPEN01_OLDC_FBHWPEE01_D83 | Residential heating technology - Biomass boiler, automatic stoking , wood pellets or wood chips - single-family house - existing building - distributed level 0.83 | HOUWPE | HOUPARRHN_OLDC_DMD | MKr20 | 2050 | 3.555 | 0.35834 |  | 25 | 9 | 40 | 0 | 4 | PAR | C | OLD |  |  | RHNBHWPE | 5 | 0.83333 | HOUPARRHNBHWPEN01_OLDC_FBHWPEE01 | 0.75 | HOUPARRHNBHWPEN01_OLDC | HOUPARRHNBHWPEE01_OLDC | BHWPEE01 | BHWPEN01 | PAR_OLDC | BHWPEE01_BHWPEN01 | 2 | 0 | 0.9 | Same
HOUPARRHNBHSOLN01_OLDC_FBHWPEE01_D83 | Residential heating technology - Solar heating system - single-family house - existing building - distributed level 0.83 | HOUSOL | HOUPARRHN_OLDC_DMD | MKr20 | 2020 | 9.3804 | 0.10804 | [6 empty] | PAR | C | OLD |  |  | RHNBHSOL | 5 | 0.83333 | HOUPARRHNBHSOLN01_OLDC_FBHWPEE01 | 0.75 | HOUPARRHNBHSOLN01_OLDC | HOUPARRHNBHWPEE01_OLDC | BHWPEE01 | BHSOLN01 | PAR_OLDC | BHWPEE01_BHSOLN01 | 5 | 0 | 1.1 | Unlikely
HOUPARRHNBHSOLN01_OLDC_FBHWPEE01_D83 | Residential heating technology - Solar heating system - single-family house - existing building - distributed level 0.83 | HOUSOL | HOUPARRHN_OLDC_DMD | MKr20 | 2025 | 9.1482 | 0.10145 | [6 empty] | PAR | C | OLD |  |  | RHNBHSOL | 5 | 0.83333 | HOUPARRHNBHSOLN01_OLDC_FBHWPEE01 | 0.75 | HOUPARRHNBHSOLN01_OLDC | HOUPARRHNBHWPEE01_OLDC | BHWPEE01 | BHSOLN01 | PAR_OLDC | BHWPEE01_BHSOLN01 | 5 | 0 | 1.1 | Unlikely
HOUPARRHNBHSOLN01_OLDC_FBHWPEE01_D83 | Residential heating technology - Solar heating system - single-family house - existing building - distributed level 0.83 | HOUSOL | HOUPARRHN_OLDC_DMD | MKr20 | 2030 | 8.9218 | 0.098974 | [6 empty] | PAR | C | OLD |  |  | RHNBHSOL | 5 | 0.83333 | HOUPARRHNBHSOLN01_OLDC_FBHWPEE01 | 0.75 | HOUPARRHNBHSOLN01_OLDC | HOUPARRHNBHWPEE01_OLDC | BHWPEE01 | BHSOLN01 | PAR_OLDC | BHWPEE01_BHSOLN01 | 5 | 0 | 1.1 | Unlikely
HOUPARRHNBHSOLN01_OLDC_FBHWPEE01_D83 | Residential heating technology - Solar heating system - single-family house - existing building - distributed level 0.83 | HOUSOL | HOUPARRHN_OLDC_DMD | MKr20 | 2040 | 8.4856 | 0.093619 | [6 empty] | PAR | C | OLD |  |  | RHNBHSOL | 5 | 0.83333 | HOUPARRHNBHSOLN01_OLDC_FBHWPEE01 | 0.75 | HOUPARRHNBHSOLN01_OLDC | HOUPARRHNBHWPEE01_OLDC | BHWPEE01 | BHSOLN01 | PAR_OLDC | BHWPEE01_BHSOLN01 | 5 | 0 | 1.1 | Unlikely
HOUPARRHNBHSOLN01_OLDC_FBHWPEE01_D83 | Residential heating technology - Solar heating system - single-family house - existing building - distributed level 0.83 | HOUSOL | HOUPARRHN_OLDC_DMD | MKr20 | 2050 | 8.0707 | 0.088263 | [6 empty] | PAR | C | OLD |  |  | RHNBHSOL | 5 | 0.83333 | HOUPARRHNBHSOLN01_OLDC_FBHWPEE01 | 0.75 | HOUPARRHNBHSOLN01_OLDC | HOUPARRHNBHWPEE01_OLDC | BHWPEE01 | BHSOLN01 | PAR_OLDC | BHWPEE01_BHSOLN01 | 5 | 0 | 1.1 | Unlikely
HOUPARRHNBHDHCN03_OLDC_FBHWPEE01_D83 | Residential heating technology - Direct district heating substation - plus connection pipe - single-family house - existing building - distributed level 0.83 | HOUDHC | HOUPARRHN_OLDC_DMD | MKr20 | 2020 | 3.7272 | 0.035153 | [6 empty] | PAR | C | OLD |  |  | RHNBHDHC | 5 | 0.83333 | HOUPARRHNBHDHCN03_OLDC_FBHWPEE01 | 0.75 | HOUPARRHNBHDHCN03_OLDC | HOUPARRHNBHWPEE01_OLDC | BHWPEE01 | BHDHCN03 | PAR_OLDC | BHWPEE01_BHDHCN03 | 6 | 0 | 1 | New
HOUPARRHNBHDHCN03_OLDC_FBHWPEE01_D83 | Residential heating technology - Direct district heating substation - plus connection pipe - single-family house - existing building - distributed level 0.83 | HOUDHC | HOUPARRHN_OLDC_DMD | MKr20 | 2025 | 3.684 | 0.034893 | [6 empty] | PAR | C | OLD |  |  | RHNBHDHC | 5 | 0.83333 | HOUPARRHNBHDHCN03_OLDC_FBHWPEE01 | 0.75 | HOUPARRHNBHDHCN03_OLDC | HOUPARRHNBHWPEE01_OLDC | BHWPEE01 | BHDHCN03 | PAR_OLDC | BHWPEE01_BHDHCN03 | 6 | 0 | 1 | New
HOUPARRHNBHDHCN03_OLDC_FBHWPEE01_D83 | Residential heating technology - Direct district heating substation - plus connection pipe - single-family house - existing building - distributed level 0.83 | HOUDHC | HOUPARRHN_OLDC_DMD | MKr20 | 2030 | 3.6479 | 0.03427 | [6 empty] | PAR | C | OLD |  |  | RHNBHDHC | 5 | 0.83333 | HOUPARRHNBHDHCN03_OLDC_FBHWPEE01 | 0.75 | HOUPARRHNBHDHCN03_OLDC | HOUPARRHNBHWPEE01_OLDC | BHWPEE01 | BHDHCN03 | PAR_OLDC | BHWPEE01_BHDHCN03 | 6 | 0 | 1 | New
HOUPARRHNBHDHCN03_OLDC_FBHWPEE01_D83 | Residential heating technology - Direct district heating substation - plus connection pipe - single-family house - existing building - distributed level 0.83 | HOUDHC | HOUPARRHN_OLDC_DMD | MKr20 | 2040 | 3.583 | 0.032794 | [6 empty] | PAR | C | OLD |  |  | RHNBHDHC | 5 | 0.83333 | HOUPARRHNBHDHCN03_OLDC_FBHWPEE01 | 0.75 | HOUPARRHNBHDHCN03_OLDC | HOUPARRHNBHWPEE01_OLDC | BHWPEE01 | BHDHCN03 | PAR_OLDC | BHWPEE01_BHDHCN03 | 6 | 0 | 1 | New
HOUPARRHNBHDHCN03_OLDC_FBHWPEE01_D83 | Residential heating technology - Direct district heating substation - plus connection pipe - single-family house - existing building - distributed level 0.83 | HOUDHC | HOUPARRHN_OLDC_DMD | MKr20 | 2050 | 3.511 | 0.030647 | [6 empty] | PAR | C | OLD |  |  | RHNBHDHC | 5 | 0.83333 | HOUPARRHNBHDHCN03_OLDC_FBHWPEE01 | 0.75 | HOUPARRHNBHDHCN03_OLDC | HOUPARRHNBHWPEE01_OLDC | BHWPEE01 | BHDHCN03 | PAR_OLDC | BHWPEE01_BHDHCN03 | 6 | 0 | 1 | New
HOUPARRHNHPELCN07_OLDD_FBHWPEE01_D83 | Residential heating technology - Heat pump, Air-to-water, low-price product - single-family house - existing building - distributed level 0.83 | HOUELC, HOUAMB | HOUPARRHN_OLDD_DMD | MKr20 | 2020 | 12.0987 | 0.44459 | 0.36256 | [5 empty] | PAR | D | OLD | 2.7581 |  | RHNHPELC | 5 | 0.83333 | HOUPARRHNHPELCN07_OLDD_FBHWPEE01 | 0.75 | HOUPARRHNHPELCN07_OLDD | HOUPARRHNBHWPEE01_OLDD | BHWPEE01 | HPELCN07 | PAR_OLDD | BHWPEE01_HPELCN07 | 6 | 0 | 1 | New
HOUPARRHNHPELCN07_OLDD_FBHWPEE01_D83 | Residential heating technology - Heat pump, Air-to-water, low-price product - single-family house - existing building - distributed level 0.83 | HOUELC, HOUAMB | HOUPARRHN_OLDD_DMD | MKr20 | 2025 | 11.0682 | 0.341 | 0.3453 | [5 empty] | PAR | D | OLD | 2.8961 |  | RHNHPELC | 5 | 0.83333 | HOUPARRHNHPELCN07_OLDD_FBHWPEE01 | 0.75 | HOUPARRHNHPELCN07_OLDD | HOUPARRHNBHWPEE01_OLDD | BHWPEE01 | HPELCN07 | PAR_OLDD | BHWPEE01_HPELCN07 | 6 | 0 | 1 | New
HOUPARRHNHPELCN07_OLDD_FBHWPEE01_D83 | Residential heating technology - Heat pump, Air-to-water, low-price product - single-family house - existing building - distributed level 0.83 | HOUELC, HOUAMB | HOUPARRHN_OLDD_DMD | MKr20 | 2030 | 10.0376 | 0.33694 | 0.3296 | [5 empty] | PAR | D | OLD | 3.034 |  | RHNHPELC | 5 | 0.83333 | HOUPARRHNHPELCN07_OLDD_FBHWPEE01 | 0.75 | HOUPARRHNHPELCN07_OLDD | HOUPARRHNBHWPEE01_OLDD | BHWPEE01 | HPELCN07 | PAR_OLDD | BHWPEE01_HPELCN07 | 6 | 0 | 1 | New
HOUPARRHNHPELCN07_OLDD_FBHWPEE01_D83 | Residential heating technology - Heat pump, Air-to-water, low-price product - single-family house - existing building - distributed level 0.83 | HOUELC, HOUAMB | HOUPARRHN_OLDD_DMD | MKr20 | 2040 | 9.2165 | 0.32942 | 0.31527 | [5 empty] | PAR | D | OLD | 3.1719 |  | RHNHPELC | 5 | 0.83333 | HOUPARRHNHPELCN07_OLDD_FBHWPEE01 | 0.75 | HOUPARRHNHPELCN07_OLDD | HOUPARRHNBHWPEE01_OLDD | BHWPEE01 | HPELCN07 | PAR_OLDD | BHWPEE01_HPELCN07 | 6 | 0 | 1 | New
HOUPARRHNHPELCN07_OLDD_FBHWPEE01_D83 | Residential heating technology - Heat pump, Air-to-water, low-price product - single-family house - existing building - distributed level 0.83 | HOUELC, HOUAMB | HOUPARRHN_OLDD_DMD | MKr20 | 2050 | 8.3953 | 0.32189 | 0.30639 | [5 empty] | PAR | D | OLD | 3.2638 |  | RHNHPELC | 5 | 0.83333 | HOUPARRHNHPELCN07_OLDD_FBHWPEE01 | 0.75 | HOUPARRHNHPELCN07_OLDD | HOUPARRHNBHWPEE01_OLDD | BHWPEE01 | HPELCN07 | PAR_OLDD | BHWPEE01_HPELCN07 | 6 | 0 | 1 | New
HOUPARRHNHPELCN05_OLDD_FBHWPEE01_D83 | Residential heating technology - Heat pump, Air-to-water - leasing - single-family house - existing building - distributed level 0.83 | HOUELC, HOUAMB | HOUPARRHN_OLDD_DMD | MKr20 | 2020 | 12.407 | 1.2309 | 0.3453 | [5 empty] | PAR | D | OLD | 2.8961 |  | RHNHPELC | 5 | 0.83333 | HOUPARRHNHPELCN05_OLDD_FBHWPEE01 | 0.75 | HOUPARRHNHPELCN05_OLDD | HOUPARRHNBHWPEE01_OLDD | BHWPEE01 | HPELCN05 | PAR_OLDD | BHWPEE01_HPELCN05 | 6 | 0 | 1 | New
HOUPARRHNHPELCN05_OLDD_FBHWPEE01_D83 | Residential heating technology - Heat pump, Air-to-water - leasing - single-family house - existing building - distributed level 0.83 | HOUELC, HOUAMB | HOUPARRHN_OLDD_DMD | MKr20 | 2025 | 11.4441 | 1.0617 | 0.3296 | [5 empty] | PAR | D | OLD | 3.034 |  | RHNHPELC | 5 | 0.83333 | HOUPARRHNHPELCN05_OLDD_FBHWPEE01 | 0.75 | HOUPARRHNHPELCN05_OLDD | HOUPARRHNBHWPEE01_OLDD | BHWPEE01 | HPELCN05 | PAR_OLDD | BHWPEE01_HPELCN05 | 6 | 0 | 1 | New
HOUPARRHNHPELCN05_OLDD_FBHWPEE01_D83 | Residential heating technology - Heat pump, Air-to-water - leasing - single-family house - existing building - distributed level 0.83 | HOUELC, HOUAMB | HOUPARRHN_OLDD_DMD | MKr20 | 2030 | 10.4812 | 0.99194 | 0.31527 | [5 empty] | PAR | D | OLD | 3.1719 |  | RHNHPELC | 5 | 0.83333 | HOUPARRHNHPELCN05_OLDD_FBHWPEE01 | 0.75 | HOUPARRHNHPELCN05_OLDD | HOUPARRHNBHWPEE01_OLDD | BHWPEE01 | HPELCN05 | PAR_OLDD | BHWPEE01_HPELCN05 | 6 | 0 | 1 | New
HOUPARRHNHPELCN05_OLDD_FBHWPEE01_D83 | Residential heating technology - Heat pump, Air-to-water - leasing - single-family house - existing building - distributed level 0.83 | HOUELC, HOUAMB | HOUPARRHN_OLDD_DMD | MKr20 | 2040 | 9.7002 | 0.93116 | 0.30214 | [5 empty] | PAR | D | OLD | 3.3098 |  | RHNHPELC | 5 | 0.83333 | HOUPARRHNHPELCN05_OLDD_FBHWPEE01 | 0.75 | HOUPARRHNHPELCN05_OLDD | HOUPARRHNBHWPEE01_OLDD | BHWPEE01 | HPELCN05 | PAR_OLDD | BHWPEE01_HPELCN05 | 6 | 0 | 1 | New
HOUPARRHNHPELCN05_OLDD_FBHWPEE01_D83 | Residential heating technology - Heat pump, Air-to-water - leasing - single-family house - existing building - distributed level 0.83 | HOUELC, HOUAMB | HOUPARRHN_OLDD_DMD | MKr20 | 2050 | 8.9192 | 0.87038 | 0.29397 | [5 empty] | PAR | D | OLD | 3.4017 |  | RHNHPELC | 5 | 0.83333 | HOUPARRHNHPELCN05_OLDD_FBHWPEE01 | 0.75 | HOUPARRHNHPELCN05_OLDD | HOUPARRHNBHWPEE01_OLDD | BHWPEE01 | HPELCN05 | PAR_OLDD | BHWPEE01_HPELCN05 | 6 | 0 | 1 | New
HOUPARRHNHPELCN04_OLDD_FBHWPEE01_D83 | Residential heating technology - Heat pump, Ground source - single-family house - existing building - distributed level 0.83 | HOUELC, HOUAMB | HOUPARRHN_OLDD_DMD | MKr20 | 2020 | 32.8624 | 0.35501 | 0.31527 | [5 empty] | PAR | D | OLD | 3.1719 |  | RHNHPELC | 5 | 0.83333 | HOUPARRHNHPELCN04_OLDD_FBHWPEE01 | 0.75 | HOUPARRHNHPELCN04_OLDD | HOUPARRHNBHWPEE01_OLDD | BHWPEE01 | HPELCN04 | PAR_OLDD | BHWPEE01_HPELCN04 | 6 | 0 | 1 | New
HOUPARRHNHPELCN04_OLDD_FBHWPEE01_D83 | Residential heating technology - Heat pump, Ground source - single-family house - existing building - distributed level 0.83 | HOUELC, HOUAMB | HOUPARRHN_OLDD_DMD | MKr20 | 2025 | 31.2193 | 0.25142 | 0.30639 | [5 empty] | PAR | D | OLD | 3.2638 |  | RHNHPELC | 5 | 0.83333 | HOUPARRHNHPELCN04_OLDD_FBHWPEE01 | 0.75 | HOUPARRHNHPELCN04_OLDD | HOUPARRHNBHWPEE01_OLDD | BHWPEE01 | HPELCN04 | PAR_OLDD | BHWPEE01_HPELCN04 | 6 | 0 | 1 | New
HOUPARRHNHPELCN04_OLDD_FBHWPEE01_D83 | Residential heating technology - Heat pump, Ground source - single-family house - existing building - distributed level 0.83 | HOUELC, HOUAMB | HOUPARRHN_OLDD_DMD | MKr20 | 2030 | 29.5762 | 0.24736 | 0.298 | [5 empty] | PAR | D | OLD | 3.3557 |  | RHNHPELC | 5 | 0.83333 | HOUPARRHNHPELCN04_OLDD_FBHWPEE01 | 0.75 | HOUPARRHNHPELCN04_OLDD | HOUPARRHNBHWPEE01_OLDD | BHWPEE01 | HPELCN04 | PAR_OLDD | BHWPEE01_HPELCN04 | 6 | 0 | 1 | New
HOUPARRHNHPELCN04_OLDD_FBHWPEE01_D83 | Residential heating technology - Heat pump, Ground source - single-family house - existing building - distributed level 0.83 | HOUELC, HOUAMB | HOUPARRHN_OLDD_DMD | MKr20 | 2040 | 28.0974 | 0.23984 | 0.28623 | [5 empty] | PAR | D | OLD | 3.4936 |  | RHNHPELC | 5 | 0.83333 | HOUPARRHNHPELCN04_OLDD_FBHWPEE01 | 0.75 | HOUPARRHNHPELCN04_OLDD | HOUPARRHNBHWPEE01_OLDD | BHWPEE01 | HPELCN04 | PAR_OLDD | BHWPEE01_HPELCN04 | 6 | 0 | 1 | New
HOUPARRHNHPELCN04_OLDD_FBHWPEE01_D83 | Residential heating technology - Heat pump, Ground source - single-family house - existing building - distributed level 0.83 | HOUELC, HOUAMB | HOUPARRHN_OLDD_DMD | MKr20 | 2050 | 26.6186 | 0.23231 | 0.28252 | [5 empty] | PAR | D | OLD | 3.5396 |  | RHNHPELC | 5 | 0.83333 | HOUPARRHNHPELCN04_OLDD_FBHWPEE01 | 0.75 | HOUPARRHNHPELCN04_OLDD | HOUPARRHNBHWPEE01_OLDD | BHWPEE01 | HPELCN04 | PAR_OLDD | BHWPEE01_HPELCN04 | 6 | 0 | 1 | New
HOUPARRHNHPELCN03_OLDD_FBHWPEE01_D83 | Residential heating technology - Heat pump, Air-to-water - single-family house - existing building - distributed level 0.83 | HOUELC, HOUAMB | HOUPARRHN_OLDD_DMD | MKr20 | 2020 | 24.8141 | 0.38487 | 0.3453 | [5 empty] | PAR | D | OLD | 2.8961 |  | RHNHPELC | 5 | 0.83333 | HOUPARRHNHPELCN03_OLDD_FBHWPEE01 | 0.75 | HOUPARRHNHPELCN03_OLDD | HOUPARRHNBHWPEE01_OLDD | BHWPEE01 | HPELCN03 | PAR_OLDD | BHWPEE01_HPELCN03 | 6 | 0 | 1 | New
HOUPARRHNHPELCN03_OLDD_FBHWPEE01_D83 | Residential heating technology - Heat pump, Air-to-water - single-family house - existing building - distributed level 0.83 | HOUELC, HOUAMB | HOUPARRHN_OLDD_DMD | MKr20 | 2025 | 22.8882 | 0.28128 | 0.3296 | [5 empty] | PAR | D | OLD | 3.034 |  | RHNHPELC | 5 | 0.83333 | HOUPARRHNHPELCN03_OLDD_FBHWPEE01 | 0.75 | HOUPARRHNHPELCN03_OLDD | HOUPARRHNBHWPEE01_OLDD | BHWPEE01 | HPELCN03 | PAR_OLDD | BHWPEE01_HPELCN03 | 6 | 0 | 1 | New
HOUPARRHNHPELCN03_OLDD_FBHWPEE01_D83 | Residential heating technology - Heat pump, Air-to-water - single-family house - existing building - distributed level 0.83 | HOUELC, HOUAMB | HOUPARRHN_OLDD_DMD | MKr20 | 2030 | 20.9624 | 0.27722 | 0.31527 | [5 empty] | PAR | D | OLD | 3.1719 |  | RHNHPELC | 5 | 0.83333 | HOUPARRHNHPELCN03_OLDD_FBHWPEE01 | 0.75 | HOUPARRHNHPELCN03_OLDD | HOUPARRHNBHWPEE01_OLDD | BHWPEE01 | HPELCN03 | PAR_OLDD | BHWPEE01_HPELCN03 | 6 | 0 | 1 | New
HOUPARRHNHPELCN03_OLDD_FBHWPEE01_D83 | Residential heating technology - Heat pump, Air-to-water - single-family house - existing building - distributed level 0.83 | HOUELC, HOUAMB | HOUPARRHN_OLDD_DMD | MKr20 | 2040 | 19.4005 | 0.2697 | 0.30214 | [5 empty] | PAR | D | OLD | 3.3098 |  | RHNHPELC | 5 | 0.83333 | HOUPARRHNHPELCN03_OLDD_FBHWPEE01 | 0.75 | HOUPARRHNHPELCN03_OLDD | HOUPARRHNBHWPEE01_OLDD | BHWPEE01 | HPELCN03 | PAR_OLDD | BHWPEE01_HPELCN03 | 6 | 0 | 1 | New
HOUPARRHNHPELCN03_OLDD_FBHWPEE01_D83 | Residential heating technology - Heat pump, Air-to-water - single-family house - existing building - distributed level 0.83 | HOUELC, HOUAMB | HOUPARRHN_OLDD_DMD | MKr20 | 2050 | 17.8385 | 0.26217 | 0.29397 | [5 empty] | PAR | D | OLD | 3.4017 |  | RHNHPELC | 5 | 0.83333 | HOUPARRHNHPELCN03_OLDD_FBHWPEE01 | 0.75 | HOUPARRHNHPELCN03_OLDD | HOUPARRHNBHWPEE01_OLDD | BHWPEE01 | HPELCN03 | PAR_OLDD | BHWPEE01_HPELCN03 | 6 | 0 | 1 | New
HOUPARRHNHPELCN02_OLDD_FBHWPEE01_D83 | Residential heating technology - Heat pump, Air-to-air - single-family house - existing building - distributed level 0.83 | HOUELC, HOUAMB | HOUPARRHN_OLDD_DMD | MKr20 | 2020 | 4.557 | 0.20009 | 0.22427 | [5 empty] | PAR | D | OLD | 4.459 |  | RHNHPELC | 5 | 0.83333 | HOUPARRHNHPELCN02_OLDD_FBHWPEE01 | 0.75 | HOUPARRHNHPELCN02_OLDD | HOUPARRHNBHWPEE01_OLDD | BHWPEE01 | HPELCN02 | PAR_OLDD | BHWPEE01_HPELCN02 | 5 | 0 | 1.1 | Unlikely
HOUPARRHNHPELCN02_OLDD_FBHWPEE01_D83 | Residential heating technology - Heat pump, Air-to-air - single-family house - existing building - distributed level 0.83 | HOUELC, HOUAMB | HOUPARRHN_OLDD_DMD | MKr20 | 2025 | 4.4456 | 0.13594 | 0.21327 | [5 empty] | PAR | D | OLD | 4.6888 |  | RHNHPELC | 5 | 0.83333 | HOUPARRHNHPELCN02_OLDD_FBHWPEE01 | 0.75 | HOUPARRHNHPELCN02_OLDD | HOUPARRHNBHWPEE01_OLDD | BHWPEE01 | HPELCN02 | PAR_OLDD | BHWPEE01_HPELCN02 | 5 | 0 | 1.1 | Unlikely
HOUPARRHNHPELCN02_OLDD_FBHWPEE01_D83 | Residential heating technology - Heat pump, Air-to-air - single-family house - existing building - distributed level 0.83 | HOUELC, HOUAMB | HOUPARRHN_OLDD_DMD | MKr20 | 2030 | 4.3342 | 0.13343 | 0.20522 | [5 empty] | PAR | D | OLD | 4.8727 |  | RHNHPELC | 5 | 0.83333 | HOUPARRHNHPELCN02_OLDD_FBHWPEE01 | 0.75 | HOUPARRHNHPELCN02_OLDD | HOUPARRHNBHWPEE01_OLDD | BHWPEE01 | HPELCN02 | PAR_OLDD | BHWPEE01_HPELCN02 | 5 | 0 | 1.1 | Unlikely
HOUPARRHNHPELCN02_OLDD_FBHWPEE01_D83 | Residential heating technology - Heat pump, Air-to-air - single-family house - existing building - distributed level 0.83 | HOUELC, HOUAMB | HOUPARRHN_OLDD_DMD | MKr20 | 2040 | 4.1275 | 0.12877 | 0.19776 | [5 empty] | PAR | D | OLD | 5.0566 |  | RHNHPELC | 5 | 0.83333 | HOUPARRHNHPELCN02_OLDD_FBHWPEE01 | 0.75 | HOUPARRHNHPELCN02_OLDD | HOUPARRHNBHWPEE01_OLDD | BHWPEE01 | HPELCN02 | PAR_OLDD | BHWPEE01_HPELCN02 | 5 | 0 | 1.1 | Unlikely
HOUPARRHNHPELCN02_OLDD_FBHWPEE01_D83 | Residential heating technology - Heat pump, Air-to-air - single-family house - existing building - distributed level 0.83 | HOUELC, HOUAMB | HOUPARRHN_OLDD_DMD | MKr20 | 2050 | 3.9207 | 0.12411 | 0.19423 | [5 empty] | PAR | D | OLD | 5.1485 |  | RHNHPELC | 5 | 0.83333 | HOUPARRHNHPELCN02_OLDD_FBHWPEE01 | 0.75 | HOUPARRHNHPELCN02_OLDD | HOUPARRHNBHWPEE01_OLDD | BHWPEE01 | HPELCN02 | PAR_OLDD | BHWPEE01_HPELCN02 | 5 | 0 | 1.1 | Unlikely
HOUPARRHNDIELCN06_OLDD_FBHWPEE01_D83 | Residential heating technology - Electric heating - electric panel from Bauhaus - single-family house - new building - distributed level 0.83 | HOUELC | HOUPARRHN_OLDD_DMD | MKr20 | 2020 | 0.70255 | 0 | [6 empty] | PAR | D | OLD |  |  | RHNDIELC | 5 | 0.83333 | HOUPARRHNDIELCN06_OLDD_FBHWPEE01 | 0.75 | HOUPARRHNDIELCN06_OLDD | HOUPARRHNBHWPEE01_OLDD | BHWPEE01 | DIELCN06 | PAR_OLDD | BHWPEE01_DIELCN06 | 5 | 0 | 1.1 | Unlikely
HOUPARRHNDIELCN06_OLDD_FBHWPEE01_D83 | Residential heating technology - Electric heating - electric panel from Bauhaus - single-family house - new building - distributed level 0.83 | HOUELC | HOUPARRHN_OLDD_DMD | MKr20 | 2025 | 0.70255 | 0 | [6 empty] | PAR | D | OLD |  |  | RHNDIELC | 5 | 0.83333 | HOUPARRHNDIELCN06_OLDD_FBHWPEE01 | 0.75 | HOUPARRHNDIELCN06_OLDD | HOUPARRHNBHWPEE01_OLDD | BHWPEE01 | DIELCN06 | PAR_OLDD | BHWPEE01_DIELCN06 | 5 | 0 | 1.1 | Unlikely
HOUPARRHNDIELCN06_OLDD_FBHWPEE01_D83 | Residential heating technology - Electric heating - electric panel from Bauhaus - single-family house - new building - distributed level 0.83 | HOUELC | HOUPARRHN_OLDD_DMD | MKr20 | 2030 | 0.70255 | 0 | [6 empty] | PAR | D | OLD |  |  | RHNDIELC | 5 | 0.83333 | HOUPARRHNDIELCN06_OLDD_FBHWPEE01 | 0.75 | HOUPARRHNDIELCN06_OLDD | HOUPARRHNBHWPEE01_OLDD | BHWPEE01 | DIELCN06 | PAR_OLDD | BHWPEE01_DIELCN06 | 5 | 0 | 1.1 | Unlikely
HOUPARRHNDIELCN06_OLDD_FBHWPEE01_D83 | Residential heating technology - Electric heating - electric panel from Bauhaus - single-family house - new building - distributed level 0.83 | HOUELC | HOUPARRHN_OLDD_DMD | MKr20 | 2040 | 0.70255 | 0 | [6 empty] | PAR | D | OLD |  |  | RHNDIELC | 5 | 0.83333 | HOUPARRHNDIELCN06_OLDD_FBHWPEE01 | 0.75 | HOUPARRHNDIELCN06_OLDD | HOUPARRHNBHWPEE01_OLDD | BHWPEE01 | DIELCN06 | PAR_OLDD | BHWPEE01_DIELCN06 | 5 | 0 | 1.1 | Unlikely
HOUPARRHNDIELCN06_OLDD_FBHWPEE01_D83 | Residential heating technology - Electric heating - electric panel from Bauhaus - single-family house - new building - distributed level 0.83 | HOUELC | HOUPARRHN_OLDD_DMD | MKr20 | 2050 | 0.70255 | 0 | [6 empty] | PAR | D | OLD |  |  | RHNDIELC | 5 | 0.83333 | HOUPARRHNDIELCN06_OLDD_FBHWPEE01 | 0.75 | HOUPARRHNDIELCN06_OLDD | HOUPARRHNBHWPEE01_OLDD | BHWPEE01 | DIELCN06 | PAR_OLDD | BHWPEE01_DIELCN06 | 5 | 0 | 1.1 | Unlikely
HOUPARRHNDIELCN01_OLDD_FBHWPEE01_D83 | Residential heating technology - Electric heating - single-family house - new building - distributed level 0.83 | HOUELC | HOUPARRHN_OLDD_DMD | MKr20 | 2020 | 8.5362 | 0.06921 | [6 empty] | PAR | D | OLD |  |  | RHNDIELC | 5 | 0.83333 | HOUPARRHNDIELCN01_OLDD_FBHWPEE01 | 0.75 | HOUPARRHNDIELCN01_OLDD | HOUPARRHNBHWPEE01_OLDD | BHWPEE01 | DIELCN01 | PAR_OLDD | BHWPEE01_DIELCN01 | 5 | 0 | 1.1 | Unlikely
HOUPARRHNDIELCN01_OLDD_FBHWPEE01_D83 | Residential heating technology - Electric heating - single-family house - new building - distributed level 0.83 | HOUELC | HOUPARRHN_OLDD_DMD | MKr20 | 2025 | 8.3249 | 0.06921 | [6 empty] | PAR | D | OLD |  |  | RHNDIELC | 5 | 0.83333 | HOUPARRHNDIELCN01_OLDD_FBHWPEE01 | 0.75 | HOUPARRHNDIELCN01_OLDD | HOUPARRHNBHWPEE01_OLDD | BHWPEE01 | DIELCN01 | PAR_OLDD | BHWPEE01_DIELCN01 | 5 | 0 | 1.1 | Unlikely
HOUPARRHNDIELCN01_OLDD_FBHWPEE01_D83 | Residential heating technology - Electric heating - single-family house - new building - distributed level 0.83 | HOUELC | HOUPARRHN_OLDD_DMD | MKr20 | 2030 | 8.1188 | 0.066326 | [6 empty] | PAR | D | OLD |  |  | RHNDIELC | 5 | 0.83333 | HOUPARRHNDIELCN01_OLDD_FBHWPEE01 | 0.75 | HOUPARRHNDIELCN01_OLDD | HOUPARRHNBHWPEE01_OLDD | BHWPEE01 | DIELCN01 | PAR_OLDD | BHWPEE01_DIELCN01 | 5 | 0 | 1.1 | Unlikely
HOUPARRHNDIELCN01_OLDD_FBHWPEE01_D83 | Residential heating technology - Electric heating - single-family house - new building - distributed level 0.83 | HOUELC | HOUPARRHN_OLDD_DMD | MKr20 | 2040 | 7.7219 | 0.063442 | [6 empty] | PAR | D | OLD |  |  | RHNDIELC | 5 | 0.83333 | HOUPARRHNDIELCN01_OLDD_FBHWPEE01 | 0.75 | HOUPARRHNDIELCN01_OLDD | HOUPARRHNBHWPEE01_OLDD | BHWPEE01 | DIELCN01 | PAR_OLDD | BHWPEE01_DIELCN01 | 5 | 0 | 1.1 | Unlikely
HOUPARRHNDIELCN01_OLDD_FBHWPEE01_D83 | Residential heating technology - Electric heating - single-family house - new building - distributed level 0.83 | HOUELC | HOUPARRHN_OLDD_DMD | MKr20 | 2050 | 7.3444 | 0.060559 | [6 empty] | PAR | D | OLD |  |  | RHNDIELC | 5 | 0.83333 | HOUPARRHNDIELCN01_OLDD_FBHWPEE01 | 0.75 | HOUPARRHNDIELCN01_OLDD | HOUPARRHNBHWPEE01_OLDD | BHWPEE01 | DIELCN01 | PAR_OLDD | BHWPEE01_DIELCN01 | 5 | 0 | 1.1 | Unlikely
HOUPARRHNBHWPEN01_OLDD_FBHWPEE01_D83 | Residential heating technology - Biomass boiler, automatic stoking , wood pellets or wood chips - single-family house - existing building - distributed level 0.83 | HOUWPE | HOUPARRHN_OLDD_DMD | MKr20 | 2020 | 3.3055 | 0.32368 |  | 25 | 14 | 70 | 2 | 4 | PAR | D | OLD |  |  | RHNBHWPE | 5 | 0.83333 | HOUPARRHNBHWPEN01_OLDD_FBHWPEE01 | 0.75 | HOUPARRHNBHWPEN01_OLDD | HOUPARRHNBHWPEE01_OLDD | BHWPEE01 | BHWPEN01 | PAR_OLDD | BHWPEE01_BHWPEN01 | 2 | 0 | 0.9 | Same
HOUPARRHNBHWPEN01_OLDD_FBHWPEE01_D83 | Residential heating technology - Biomass boiler, automatic stoking , wood pellets or wood chips - single-family house - existing building - distributed level 0.83 | HOUWPE | HOUPARRHN_OLDD_DMD | MKr20 | 2025 | 3.2237 | 0.31808 |  | 25 | 14 | 60 | 2 | 4 | PAR | D | OLD |  |  | RHNBHWPE | 5 | 0.83333 | HOUPARRHNBHWPEN01_OLDD_FBHWPEE01 | 0.75 | HOUPARRHNBHWPEN01_OLDD | HOUPARRHNBHWPEE01_OLDD | BHWPEE01 | BHWPEN01 | PAR_OLDD | BHWPEE01_BHWPEN01 | 2 | 0 | 0.9 | Same
HOUPARRHNBHWPEN01_OLDD_FBHWPEE01_D83 | Residential heating technology - Biomass boiler, automatic stoking , wood pellets or wood chips - single-family house - existing building - distributed level 0.83 | HOUWPE | HOUPARRHN_OLDD_DMD | MKr20 | 2030 | 3.1439 | 0.31383 |  | 25 | 11 | 50 | 1 | 4 | PAR | D | OLD |  |  | RHNBHWPE | 5 | 0.83333 | HOUPARRHNBHWPEN01_OLDD_FBHWPEE01 | 0.75 | HOUPARRHNBHWPEN01_OLDD | HOUPARRHNBHWPEE01_OLDD | BHWPEE01 | BHWPEN01 | PAR_OLDD | BHWPEE01_BHWPEN01 | 2 | 0 | 0.9 | Same
HOUPARRHNBHWPEN01_OLDD_FBHWPEE01_D83 | Residential heating technology - Biomass boiler, automatic stoking , wood pellets or wood chips - single-family house - existing building - distributed level 0.83 | HOUWPE | HOUPARRHN_OLDD_DMD | MKr20 | 2040 | 2.9902 | 0.29995 |  | 25 | 9 | 45 | 1 | 4 | PAR | D | OLD |  |  | RHNBHWPE | 5 | 0.83333 | HOUPARRHNBHWPEN01_OLDD_FBHWPEE01 | 0.75 | HOUPARRHNBHWPEN01_OLDD | HOUPARRHNBHWPEE01_OLDD | BHWPEE01 | BHWPEN01 | PAR_OLDD | BHWPEE01_BHWPEN01 | 2 | 0 | 0.9 | Same
HOUPARRHNBHWPEN01_OLDD_FBHWPEE01_D83 | Residential heating technology - Biomass boiler, automatic stoking , wood pellets or wood chips - single-family house - existing building - distributed level 0.83 | HOUWPE | HOUPARRHN_OLDD_DMD | MKr20 | 2050 | 3.555 | 0.35834 |  | 25 | 9 | 40 | 0 | 4 | PAR | D | OLD |  |  | RHNBHWPE | 5 | 0.83333 | HOUPARRHNBHWPEN01_OLDD_FBHWPEE01 | 0.75 | HOUPARRHNBHWPEN01_OLDD | HOUPARRHNBHWPEE01_OLDD | BHWPEE01 | BHWPEN01 | PAR_OLDD | BHWPEE01_BHWPEN01 | 2 | 0 | 0.9 | Same
HOUPARRHNBHSOLN01_OLDD_FBHWPEE01_D83 | Residential heating technology - Solar heating system - single-family house - existing building - distributed level 0.83 | HOUSOL | HOUPARRHN_OLDD_DMD | MKr20 | 2020 | 9.3804 | 0.10804 | [6 empty] | PAR | D | OLD |  |  | RHNBHSOL | 5 | 0.83333 | HOUPARRHNBHSOLN01_OLDD_FBHWPEE01 | 0.75 | HOUPARRHNBHSOLN01_OLDD | HOUPARRHNBHWPEE01_OLDD | BHWPEE01 | BHSOLN01 | PAR_OLDD | BHWPEE01_BHSOLN01 | 5 | 0 | 1.1 | Unlikely
HOUPARRHNBHSOLN01_OLDD_FBHWPEE01_D83 | Residential heating technology - Solar heating system - single-family house - existing building - distributed level 0.83 | HOUSOL | HOUPARRHN_OLDD_DMD | MKr20 | 2025 | 9.1482 | 0.10145 | [6 empty] | PAR | D | OLD |  |  | RHNBHSOL | 5 | 0.83333 | HOUPARRHNBHSOLN01_OLDD_FBHWPEE01 | 0.75 | HOUPARRHNBHSOLN01_OLDD | HOUPARRHNBHWPEE01_OLDD | BHWPEE01 | BHSOLN01 | PAR_OLDD | BHWPEE01_BHSOLN01 | 5 | 0 | 1.1 | Unlikely
HOUPARRHNBHSOLN01_OLDD_FBHWPEE01_D83 | Residential heating technology - Solar heating system - single-family house - existing building - distributed level 0.83 | HOUSOL | HOUPARRHN_OLDD_DMD | MKr20 | 2030 | 8.9218 | 0.098974 | [6 empty] | PAR | D | OLD |  |  | RHNBHSOL | 5 | 0.83333 | HOUPARRHNBHSOLN01_OLDD_FBHWPEE01 | 0.75 | HOUPARRHNBHSOLN01_OLDD | HOUPARRHNBHWPEE01_OLDD | BHWPEE01 | BHSOLN01 | PAR_OLDD | BHWPEE01_BHSOLN01 | 5 | 0 | 1.1 | Unlikely
HOUPARRHNBHSOLN01_OLDD_FBHWPEE01_D83 | Residential heating technology - Solar heating system - single-family house - existing building - distributed level 0.83 | HOUSOL | HOUPARRHN_OLDD_DMD | MKr20 | 2040 | 8.4856 | 0.093619 | [6 empty] | PAR | D | OLD |  |  | RHNBHSOL | 5 | 0.83333 | HOUPARRHNBHSOLN01_OLDD_FBHWPEE01 | 0.75 | HOUPARRHNBHSOLN01_OLDD | HOUPARRHNBHWPEE01_OLDD | BHWPEE01 | BHSOLN01 | PAR_OLDD | BHWPEE01_BHSOLN01 | 5 | 0 | 1.1 | Unlikely
HOUPARRHNBHSOLN01_OLDD_FBHWPEE01_D83 | Residential heating technology - Solar heating system - single-family house - existing building - distributed level 0.83 | HOUSOL | HOUPARRHN_OLDD_DMD | MKr20 | 2050 | 8.0707 | 0.088263 | [6 empty] | PAR | D | OLD |  |  | RHNBHSOL | 5 | 0.83333 | HOUPARRHNBHSOLN01_OLDD_FBHWPEE01 | 0.75 | HOUPARRHNBHSOLN01_OLDD | HOUPARRHNBHWPEE01_OLDD | BHWPEE01 | BHSOLN01 | PAR_OLDD | BHWPEE01_BHSOLN01 | 5 | 0 | 1.1 | Unlikely
HOUPARRHNBHDHDN03_OLDD_FBHWPEE01_D83 | Residential heating technology - Direct district heating substation - plus connection pipe - single-family house - existing building - distributed level 0.83 | HOUDHD | HOUPARRHN_OLDD_DMD | MKr20 | 2020 | 3.7272 | 0.035153 | [6 empty] | PAR | D | OLD |  |  | RHNBHDHD | 5 | 0.83333 | HOUPARRHNBHDHDN03_OLDD_FBHWPEE01 | 0.75 | HOUPARRHNBHDHDN03_OLDD | HOUPARRHNBHWPEE01_OLDD | BHWPEE01 | BHDHDN03 | PAR_OLDD | BHWPEE01_BHDHDN03 | 6 | 0 | 1 | New
HOUPARRHNBHDHDN03_OLDD_FBHWPEE01_D83 | Residential heating technology - Direct district heating substation - plus connection pipe - single-family house - existing building - distributed level 0.83 | HOUDHD | HOUPARRHN_OLDD_DMD | MKr20 | 2025 | 3.684 | 0.034893 | [6 empty] | PAR | D | OLD |  |  | RHNBHDHD | 5 | 0.83333 | HOUPARRHNBHDHDN03_OLDD_FBHWPEE01 | 0.75 | HOUPARRHNBHDHDN03_OLDD | HOUPARRHNBHWPEE01_OLDD | BHWPEE01 | BHDHDN03 | PAR_OLDD | BHWPEE01_BHDHDN03 | 6 | 0 | 1 | New
HOUPARRHNBHDHDN03_OLDD_FBHWPEE01_D83 | Residential heating technology - Direct district heating substation - plus connection pipe - single-family house - existing building - distributed level 0.83 | HOUDHD | HOUPARRHN_OLDD_DMD | MKr20 | 2030 | 3.6479 | 0.03427 | [6 empty] | PAR | D | OLD |  |  | RHNBHDHD | 5 | 0.83333 | HOUPARRHNBHDHDN03_OLDD_FBHWPEE01 | 0.75 | HOUPARRHNBHDHDN03_OLDD | HOUPARRHNBHWPEE01_OLDD | BHWPEE01 | BHDHDN03 | PAR_OLDD | BHWPEE01_BHDHDN03 | 6 | 0 | 1 | New
HOUPARRHNBHDHDN03_OLDD_FBHWPEE01_D83 | Residential heating technology - Direct district heating substation - plus connection pipe - single-family house - existing building - distributed level 0.83 | HOUDHD | HOUPARRHN_OLDD_DMD | MKr20 | 2040 | 3.583 | 0.032794 | [6 empty] | PAR | D | OLD |  |  | RHNBHDHD | 5 | 0.83333 | HOUPARRHNBHDHDN03_OLDD_FBHWPEE01 | 0.75 | HOUPARRHNBHDHDN03_OLDD | HOUPARRHNBHWPEE01_OLDD | BHWPEE01 | BHDHDN03 | PAR_OLDD | BHWPEE01_BHDHDN03 | 6 | 0 | 1 | New
HOUPARRHNBHDHDN03_OLDD_FBHWPEE01_D83 | Residential heating technology - Direct district heating substation - plus connection pipe - single-family house - existing building - distributed level 0.83 | HOUDHD | HOUPARRHN_OLDD_DMD | MKr20 | 2050 | 3.511 | 0.030647 | [6 empty] | PAR | D | OLD |  |  | RHNBHDHD | 5 | 0.83333 | HOUPARRHNBHDHDN03_OLDD_FBHWPEE01 | 0.75 | HOUPARRHNBHDHDN03_OLDD | HOUPARRHNBHWPEE01_OLDD | BHWPEE01 | BHDHDN03 | PAR_OLDD | BHWPEE01_BHDHDN03 | 6 | 0 | 1 | New
HOUPARRHNHPELCN07_OLDI_FBHWPEE01_D83 | Residential heating technology - Heat pump, Air-to-water, low-price product - single-family house - existing building - distributed level 0.83 | HOUELC, HOUAMB | HOUPARRHN_OLDI_DMD | MKr20 | 2020 | 12.0987 | 0.44459 | 0.36256 | [5 empty] | PAR | I | OLD | 2.7581 |  | RHNHPELC | 5 | 0.83333 | HOUPARRHNHPELCN07_OLDI_FBHWPEE01 | 0.75 | HOUPARRHNHPELCN07_OLDI | HOUPARRHNBHWPEE01_OLDI | BHWPEE01 | HPELCN07 | PAR_OLDI | BHWPEE01_HPELCN07 | 6 | 0 | 1 | New
HOUPARRHNHPELCN07_OLDI_FBHWPEE01_D83 | Residential heating technology - Heat pump, Air-to-water, low-price product - single-family house - existing building - distributed level 0.83 | HOUELC, HOUAMB | HOUPARRHN_OLDI_DMD | MKr20 | 2025 | 11.0682 | 0.341 | 0.3453 | [5 empty] | PAR | I | OLD | 2.8961 |  | RHNHPELC | 5 | 0.83333 | HOUPARRHNHPELCN07_OLDI_FBHWPEE01 | 0.75 | HOUPARRHNHPELCN07_OLDI | HOUPARRHNBHWPEE01_OLDI | BHWPEE01 | HPELCN07 | PAR_OLDI | BHWPEE01_HPELCN07 | 6 | 0 | 1 | New
HOUPARRHNHPELCN07_OLDI_FBHWPEE01_D83 | Residential heating technology - Heat pump, Air-to-water, low-price product - single-family house - existing building - distributed level 0.83 | HOUELC, HOUAMB | HOUPARRHN_OLDI_DMD | MKr20 | 2030 | 10.0376 | 0.33694 | 0.3296 | [5 empty] | PAR | I | OLD | 3.034 |  | RHNHPELC | 5 | 0.83333 | HOUPARRHNHPELCN07_OLDI_FBHWPEE01 | 0.75 | HOUPARRHNHPELCN07_OLDI | HOUPARRHNBHWPEE01_OLDI | BHWPEE01 | HPELCN07 | PAR_OLDI | BHWPEE01_HPELCN07 | 6 | 0 | 1 | New
HOUPARRHNHPELCN07_OLDI_FBHWPEE01_D83 | Residential heating technology - Heat pump, Air-to-water, low-price product - single-family house - existing building - distributed level 0.83 | HOUELC, HOUAMB | HOUPARRHN_OLDI_DMD | MKr20 | 2040 | 9.2165 | 0.32942 | 0.31527 | [5 empty] | PAR | I | OLD | 3.1719 |  | RHNHPELC | 5 | 0.83333 | HOUPARRHNHPELCN07_OLDI_FBHWPEE01 | 0.75 | HOUPARRHNHPELCN07_OLDI | HOUPARRHNBHWPEE01_OLDI | BHWPEE01 | HPELCN07 | PAR_OLDI | BHWPEE01_HPELCN07 | 6 | 0 | 1 | New
HOUPARRHNHPELCN07_OLDI_FBHWPEE01_D83 | Residential heating technology - Heat pump, Air-to-water, low-price product - single-family house - existing building - distributed level 0.83 | HOUELC, HOUAMB | HOUPARRHN_OLDI_DMD | MKr20 | 2050 | 8.3953 | 0.32189 | 0.30639 | [5 empty] | PAR | I | OLD | 3.2638 |  | RHNHPELC | 5 | 0.83333 | HOUPARRHNHPELCN07_OLDI_FBHWPEE01 | 0.75 | HOUPARRHNHPELCN07_OLDI | HOUPARRHNBHWPEE01_OLDI | BHWPEE01 | HPELCN07 | PAR_OLDI | BHWPEE01_HPELCN07 | 6 | 0 | 1 | New
HOUPARRHNHPELCN05_OLDI_FBHWPEE01_D83 | Residential heating technology - Heat pump, Air-to-water - leasing - single-family house - existing building - distributed level 0.83 | HOUELC, HOUAMB | HOUPARRHN_OLDI_DMD | MKr20 | 2020 | 12.407 | 1.2309 | 0.3453 | [5 empty] | PAR | I | OLD | 2.8961 |  | RHNHPELC | 5 | 0.83333 | HOUPARRHNHPELCN05_OLDI_FBHWPEE01 | 0.75 | HOUPARRHNHPELCN05_OLDI | HOUPARRHNBHWPEE01_OLDI | BHWPEE01 | HPELCN05 | PAR_OLDI | BHWPEE01_HPELCN05 | 6 | 0 | 1 | New
HOUPARRHNHPELCN05_OLDI_FBHWPEE01_D83 | Residential heating technology - Heat pump, Air-to-water - leasing - single-family house - existing building - distributed level 0.83 | HOUELC, HOUAMB | HOUPARRHN_OLDI_DMD | MKr20 | 2025 | 11.4441 | 1.0617 | 0.3296 | [5 empty] | PAR | I | OLD | 3.034 |  | RHNHPELC | 5 | 0.83333 | HOUPARRHNHPELCN05_OLDI_FBHWPEE01 | 0.75 | HOUPARRHNHPELCN05_OLDI | HOUPARRHNBHWPEE01_OLDI | BHWPEE01 | HPELCN05 | PAR_OLDI | BHWPEE01_HPELCN05 | 6 | 0 | 1 | New
HOUPARRHNHPELCN05_OLDI_FBHWPEE01_D83 | Residential heating technology - Heat pump, Air-to-water - leasing - single-family house - existing building - distributed level 0.83 | HOUELC, HOUAMB | HOUPARRHN_OLDI_DMD | MKr20 | 2030 | 10.4812 | 0.99194 | 0.31527 | [5 empty] | PAR | I | OLD | 3.1719 |  | RHNHPELC | 5 | 0.83333 | HOUPARRHNHPELCN05_OLDI_FBHWPEE01 | 0.75 | HOUPARRHNHPELCN05_OLDI | HOUPARRHNBHWPEE01_OLDI | BHWPEE01 | HPELCN05 | PAR_OLDI | BHWPEE01_HPELCN05 | 6 | 0 | 1 | New
HOUPARRHNHPELCN05_OLDI_FBHWPEE01_D83 | Residential heating technology - Heat pump, Air-to-water - leasing - single-family house - existing building - distributed level 0.83 | HOUELC, HOUAMB | HOUPARRHN_OLDI_DMD | MKr20 | 2040 | 9.7002 | 0.93116 | 0.30214 | [5 empty] | PAR | I | OLD | 3.3098 |  | RHNHPELC | 5 | 0.83333 | HOUPARRHNHPELCN05_OLDI_FBHWPEE01 | 0.75 | HOUPARRHNHPELCN05_OLDI | HOUPARRHNBHWPEE01_OLDI | BHWPEE01 | HPELCN05 | PAR_OLDI | BHWPEE01_HPELCN05 | 6 | 0 | 1 | New
HOUPARRHNHPELCN05_OLDI_FBHWPEE01_D83 | Residential heating technology - Heat pump, Air-to-water - leasing - single-family house - existing building - distributed level 0.83 | HOUELC, HOUAMB | HOUPARRHN_OLDI_DMD | MKr20 | 2050 | 8.9192 | 0.87038 | 0.29397 | [5 empty] | PAR | I | OLD | 3.4017 |  | RHNHPELC | 5 | 0.83333 | HOUPARRHNHPELCN05_OLDI_FBHWPEE01 | 0.75 | HOUPARRHNHPELCN05_OLDI | HOUPARRHNBHWPEE01_OLDI | BHWPEE01 | HPELCN05 | PAR_OLDI | BHWPEE01_HPELCN05 | 6 | 0 | 1 | New
HOUPARRHNHPELCN04_OLDI_FBHWPEE01_D83 | Residential heating technology - Heat pump, Ground source - single-family house - existing building - distributed level 0.83 | HOUELC, HOUAMB | HOUPARRHN_OLDI_DMD | MKr20 | 2020 | 32.8624 | 0.35501 | 0.31527 | [5 empty] | PAR | I | OLD | 3.1719 |  | RHNHPELC | 5 | 0.83333 | HOUPARRHNHPELCN04_OLDI_FBHWPEE01 | 0.75 | HOUPARRHNHPELCN04_OLDI | HOUPARRHNBHWPEE01_OLDI | BHWPEE01 | HPELCN04 | PAR_OLDI | BHWPEE01_HPELCN04 | 6 | 0 | 1 | New
HOUPARRHNHPELCN04_OLDI_FBHWPEE01_D83 | Residential heating technology - Heat pump, Ground source - single-family house - existing building - distributed level 0.83 | HOUELC, HOUAMB | HOUPARRHN_OLDI_DMD | MKr20 | 2025 | 31.2193 | 0.25142 | 0.30639 | [5 empty] | PAR | I | OLD | 3.2638 |  | RHNHPELC | 5 | 0.83333 | HOUPARRHNHPELCN04_OLDI_FBHWPEE01 | 0.75 | HOUPARRHNHPELCN04_OLDI | HOUPARRHNBHWPEE01_OLDI | BHWPEE01 | HPELCN04 | PAR_OLDI | BHWPEE01_HPELCN04 | 6 | 0 | 1 | New
HOUPARRHNHPELCN04_OLDI_FBHWPEE01_D83 | Residential heating technology - Heat pump, Ground source - single-family house - existing building - distributed level 0.83 | HOUELC, HOUAMB | HOUPARRHN_OLDI_DMD | MKr20 | 2030 | 29.5762 | 0.24736 | 0.298 | [5 empty] | PAR | I | OLD | 3.3557 |  | RHNHPELC | 5 | 0.83333 | HOUPARRHNHPELCN04_OLDI_FBHWPEE01 | 0.75 | HOUPARRHNHPELCN04_OLDI | HOUPARRHNBHWPEE01_OLDI | BHWPEE01 | HPELCN04 | PAR_OLDI | BHWPEE01_HPELCN04 | 6 | 0 | 1 | New
HOUPARRHNHPELCN04_OLDI_FBHWPEE01_D83 | Residential heating technology - Heat pump, Ground source - single-family house - existing building - distributed level 0.83 | HOUELC, HOUAMB | HOUPARRHN_OLDI_DMD | MKr20 | 2040 | 28.0974 | 0.23984 | 0.28623 | [5 empty] | PAR | I | OLD | 3.4936 |  | RHNHPELC | 5 | 0.83333 | HOUPARRHNHPELCN04_OLDI_FBHWPEE01 | 0.75 | HOUPARRHNHPELCN04_OLDI | HOUPARRHNBHWPEE01_OLDI | BHWPEE01 | HPELCN04 | PAR_OLDI | BHWPEE01_HPELCN04 | 6 | 0 | 1 | New
HOUPARRHNHPELCN04_OLDI_FBHWPEE01_D83 | Residential heating technology - Heat pump, Ground source - single-family house - existing building - distributed level 0.83 | HOUELC, HOUAMB | HOUPARRHN_OLDI_DMD | MKr20 | 2050 | 26.6186 | 0.23231 | 0.28252 | [5 empty] | PAR | I | OLD | 3.5396 |  | RHNHPELC | 5 | 0.83333 | HOUPARRHNHPELCN04_OLDI_FBHWPEE01 | 0.75 | HOUPARRHNHPELCN04_OLDI | HOUPARRHNBHWPEE01_OLDI | BHWPEE01 | HPELCN04 | PAR_OLDI | BHWPEE01_HPELCN04 | 6 | 0 | 1 | New
HOUPARRHNHPELCN03_OLDI_FBHWPEE01_D83 | Residential heating technology - Heat pump, Air-to-water - single-family house - existing building - distributed level 0.83 | HOUELC, HOUAMB | HOUPARRHN_OLDI_DMD | MKr20 | 2020 | 24.8141 | 0.38487 | 0.3453 | [5 empty] | PAR | I | OLD | 2.8961 |  | RHNHPELC | 5 | 0.83333 | HOUPARRHNHPELCN03_OLDI_FBHWPEE01 | 0.75 | HOUPARRHNHPELCN03_OLDI | HOUPARRHNBHWPEE01_OLDI | BHWPEE01 | HPELCN03 | PAR_OLDI | BHWPEE01_HPELCN03 | 6 | 0 | 1 | New
HOUPARRHNHPELCN03_OLDI_FBHWPEE01_D83 | Residential heating technology - Heat pump, Air-to-water - single-family house - existing building - distributed level 0.83 | HOUELC, HOUAMB | HOUPARRHN_OLDI_DMD | MKr20 | 2025 | 22.8882 | 0.28128 | 0.3296 | [5 empty] | PAR | I | OLD | 3.034 |  | RHNHPELC | 5 | 0.83333 | HOUPARRHNHPELCN03_OLDI_FBHWPEE01 | 0.75 | HOUPARRHNHPELCN03_OLDI | HOUPARRHNBHWPEE01_OLDI | BHWPEE01 | HPELCN03 | PAR_OLDI | BHWPEE01_HPELCN03 | 6 | 0 | 1 | New
HOUPARRHNHPELCN03_OLDI_FBHWPEE01_D83 | Residential heating technology - Heat pump, Air-to-water - single-family house - existing building - distributed level 0.83 | HOUELC, HOUAMB | HOUPARRHN_OLDI_DMD | MKr20 | 2030 | 20.9624 | 0.27722 | 0.31527 | [5 empty] | PAR | I | OLD | 3.1719 |  | RHNHPELC | 5 | 0.83333 | HOUPARRHNHPELCN03_OLDI_FBHWPEE01 | 0.75 | HOUPARRHNHPELCN03_OLDI | HOUPARRHNBHWPEE01_OLDI | BHWPEE01 | HPELCN03 | PAR_OLDI | BHWPEE01_HPELCN03 | 6 | 0 | 1 | New
HOUPARRHNHPELCN03_OLDI_FBHWPEE01_D83 | Residential heating technology - Heat pump, Air-to-water - single-family house - existing building - distributed level 0.83 | HOUELC, HOUAMB | HOUPARRHN_OLDI_DMD | MKr20 | 2040 | 19.4005 | 0.2697 | 0.30214 | [5 empty] | PAR | I | OLD | 3.3098 |  | RHNHPELC | 5 | 0.83333 | HOUPARRHNHPELCN03_OLDI_FBHWPEE01 | 0.75 | HOUPARRHNHPELCN03_OLDI | HOUPARRHNBHWPEE01_OLDI | BHWPEE01 | HPELCN03 | PAR_OLDI | BHWPEE01_HPELCN03 | 6 | 0 | 1 | New
HOUPARRHNHPELCN03_OLDI_FBHWPEE01_D83 | Residential heating technology - Heat pump, Air-to-water - single-family house - existing building - distributed level 0.83 | HOUELC, HOUAMB | HOUPARRHN_OLDI_DMD | MKr20 | 2050 | 17.8385 | 0.26217 | 0.29397 | [5 empty] | PAR | I | OLD | 3.4017 |  | RHNHPELC | 5 | 0.83333 | HOUPARRHNHPELCN03_OLDI_FBHWPEE01 | 0.75 | HOUPARRHNHPELCN03_OLDI | HOUPARRHNBHWPEE01_OLDI | BHWPEE01 | HPELCN03 | PAR_OLDI | BHWPEE01_HPELCN03 | 6 | 0 | 1 | New
HOUPARRHNHPELCN02_OLDI_FBHWPEE01_D83 | Residential heating technology - Heat pump, Air-to-air - single-family house - existing building - distributed level 0.83 | HOUELC, HOUAMB | HOUPARRHN_OLDI_DMD | MKr20 | 2020 | 4.557 | 0.20009 | 0.22427 | [5 empty] | PAR | I | OLD | 4.459 |  | RHNHPELC | 5 | 0.83333 | HOUPARRHNHPELCN02_OLDI_FBHWPEE01 | 0.75 | HOUPARRHNHPELCN02_OLDI | HOUPARRHNBHWPEE01_OLDI | BHWPEE01 | HPELCN02 | PAR_OLDI | BHWPEE01_HPELCN02 | 5 | 0 | 1.1 | Unlikely
HOUPARRHNHPELCN02_OLDI_FBHWPEE01_D83 | Residential heating technology - Heat pump, Air-to-air - single-family house - existing building - distributed level 0.83 | HOUELC, HOUAMB | HOUPARRHN_OLDI_DMD | MKr20 | 2025 | 4.4456 | 0.13594 | 0.21327 | [5 empty] | PAR | I | OLD | 4.6888 |  | RHNHPELC | 5 | 0.83333 | HOUPARRHNHPELCN02_OLDI_FBHWPEE01 | 0.75 | HOUPARRHNHPELCN02_OLDI | HOUPARRHNBHWPEE01_OLDI | BHWPEE01 | HPELCN02 | PAR_OLDI | BHWPEE01_HPELCN02 | 5 | 0 | 1.1 | Unlikely
HOUPARRHNHPELCN02_OLDI_FBHWPEE01_D83 | Residential heating technology - Heat pump, Air-to-air - single-family house - existing building - distributed level 0.83 | HOUELC, HOUAMB | HOUPARRHN_OLDI_DMD | MKr20 | 2030 | 4.3342 | 0.13343 | 0.20522 | [5 empty] | PAR | I | OLD | 4.8727 |  | RHNHPELC | 5 | 0.83333 | HOUPARRHNHPELCN02_OLDI_FBHWPEE01 | 0.75 | HOUPARRHNHPELCN02_OLDI | HOUPARRHNBHWPEE01_OLDI | BHWPEE01 | HPELCN02 | PAR_OLDI | BHWPEE01_HPELCN02 | 5 | 0 | 1.1 | Unlikely
HOUPARRHNHPELCN02_OLDI_FBHWPEE01_D83 | Residential heating technology - Heat pump, Air-to-air - single-family house - existing building - distributed level 0.83 | HOUELC, HOUAMB | HOUPARRHN_OLDI_DMD | MKr20 | 2040 | 4.1275 | 0.12877 | 0.19776 | [5 empty] | PAR | I | OLD | 5.0566 |  | RHNHPELC | 5 | 0.83333 | HOUPARRHNHPELCN02_OLDI_FBHWPEE01 | 0.75 | HOUPARRHNHPELCN02_OLDI | HOUPARRHNBHWPEE01_OLDI | BHWPEE01 | HPELCN02 | PAR_OLDI | BHWPEE01_HPELCN02 | 5 | 0 | 1.1 | Unlikely
HOUPARRHNHPELCN02_OLDI_FBHWPEE01_D83 | Residential heating technology - Heat pump, Air-to-air - single-family house - existing building - distributed level 0.83 | HOUELC, HOUAMB | HOUPARRHN_OLDI_DMD | MKr20 | 2050 | 3.9207 | 0.12411 | 0.19423 | [5 empty] | PAR | I | OLD | 5.1485 |  | RHNHPELC | 5 | 0.83333 | HOUPARRHNHPELCN02_OLDI_FBHWPEE01 | 0.75 | HOUPARRHNHPELCN02_OLDI | HOUPARRHNBHWPEE01_OLDI | BHWPEE01 | HPELCN02 | PAR_OLDI | BHWPEE01_HPELCN02 | 5 | 0 | 1.1 | Unlikely
HOUPARRHNDIELCN06_OLDI_FBHWPEE01_D83 | Residential heating technology - Electric heating - electric panel from Bauhaus - single-family house - new building - distributed level 0.83 | HOUELC | HOUPARRHN_OLDI_DMD | MKr20 | 2020 | 0.70255 | 0 | [6 empty] | PAR | I | OLD |  |  | RHNDIELC | 5 | 0.83333 | HOUPARRHNDIELCN06_OLDI_FBHWPEE01 | 0.75 | HOUPARRHNDIELCN06_OLDI | HOUPARRHNBHWPEE01_OLDI | BHWPEE01 | DIELCN06 | PAR_OLDI | BHWPEE01_DIELCN06 | 5 | 0 | 1.1 | Unlikely
HOUPARRHNDIELCN06_OLDI_FBHWPEE01_D83 | Residential heating technology - Electric heating - electric panel from Bauhaus - single-family house - new building - distributed level 0.83 | HOUELC | HOUPARRHN_OLDI_DMD | MKr20 | 2025 | 0.70255 | 0 | [6 empty] | PAR | I | OLD |  |  | RHNDIELC | 5 | 0.83333 | HOUPARRHNDIELCN06_OLDI_FBHWPEE01 | 0.75 | HOUPARRHNDIELCN06_OLDI | HOUPARRHNBHWPEE01_OLDI | BHWPEE01 | DIELCN06 | PAR_OLDI | BHWPEE01_DIELCN06 | 5 | 0 | 1.1 | Unlikely
HOUPARRHNDIELCN06_OLDI_FBHWPEE01_D83 | Residential heating technology - Electric heating - electric panel from Bauhaus - single-family house - new building - distributed level 0.83 | HOUELC | HOUPARRHN_OLDI_DMD | MKr20 | 2030 | 0.70255 | 0 | [6 empty] | PAR | I | OLD |  |  | RHNDIELC | 5 | 0.83333 | HOUPARRHNDIELCN06_OLDI_FBHWPEE01 | 0.75 | HOUPARRHNDIELCN06_OLDI | HOUPARRHNBHWPEE01_OLDI | BHWPEE01 | DIELCN06 | PAR_OLDI | BHWPEE01_DIELCN06 | 5 | 0 | 1.1 | Unlikely
HOUPARRHNDIELCN06_OLDI_FBHWPEE01_D83 | Residential heating technology - Electric heating - electric panel from Bauhaus - single-family house - new building - distributed level 0.83 | HOUELC | HOUPARRHN_OLDI_DMD | MKr20 | 2040 | 0.70255 | 0 | [6 empty] | PAR | I | OLD |  |  | RHNDIELC | 5 | 0.83333 | HOUPARRHNDIELCN06_OLDI_FBHWPEE01 | 0.75 | HOUPARRHNDIELCN06_OLDI | HOUPARRHNBHWPEE01_OLDI | BHWPEE01 | DIELCN06 | PAR_OLDI | BHWPEE01_DIELCN06 | 5 | 0 | 1.1 | Unlikely
HOUPARRHNDIELCN06_OLDI_FBHWPEE01_D83 | Residential heating technology - Electric heating - electric panel from Bauhaus - single-family house - new building - distributed level 0.83 | HOUELC | HOUPARRHN_OLDI_DMD | MKr20 | 2050 | 0.70255 | 0 | [6 empty] | PAR | I | OLD |  |  | RHNDIELC | 5 | 0.83333 | HOUPARRHNDIELCN06_OLDI_FBHWPEE01 | 0.75 | HOUPARRHNDIELCN06_OLDI | HOUPARRHNBHWPEE01_OLDI | BHWPEE01 | DIELCN06 | PAR_OLDI | BHWPEE01_DIELCN06 | 5 | 0 | 1.1 | Unlikely
HOUPARRHNDIELCN01_OLDI_FBHWPEE01_D83 | Residential heating technology - Electric heating - single-family house - new building - distributed level 0.83 | HOUELC | HOUPARRHN_OLDI_DMD | MKr20 | 2020 | 8.5362 | 0.06921 | [6 empty] | PAR | I | OLD |  |  | RHNDIELC | 5 | 0.83333 | HOUPARRHNDIELCN01_OLDI_FBHWPEE01 | 0.75 | HOUPARRHNDIELCN01_OLDI | HOUPARRHNBHWPEE01_OLDI | BHWPEE01 | DIELCN01 | PAR_OLDI | BHWPEE01_DIELCN01 | 5 | 0 | 1.1 | Unlikely
HOUPARRHNDIELCN01_OLDI_FBHWPEE01_D83 | Residential heating technology - Electric heating - single-family house - new building - distributed level 0.83 | HOUELC | HOUPARRHN_OLDI_DMD | MKr20 | 2025 | 8.3249 | 0.06921 | [6 empty] | PAR | I | OLD |  |  | RHNDIELC | 5 | 0.83333 | HOUPARRHNDIELCN01_OLDI_FBHWPEE01 | 0.75 | HOUPARRHNDIELCN01_OLDI | HOUPARRHNBHWPEE01_OLDI | BHWPEE01 | DIELCN01 | PAR_OLDI | BHWPEE01_DIELCN01 | 5 | 0 | 1.1 | Unlikely
HOUPARRHNDIELCN01_OLDI_FBHWPEE01_D83 | Residential heating technology - Electric heating - single-family house - new building - distributed level 0.83 | HOUELC | HOUPARRHN_OLDI_DMD | MKr20 | 2030 | 8.1188 | 0.066326 | [6 empty] | PAR | I | OLD |  |  | RHNDIELC | 5 | 0.83333 | HOUPARRHNDIELCN01_OLDI_FBHWPEE01 | 0.75 | HOUPARRHNDIELCN01_OLDI | HOUPARRHNBHWPEE01_OLDI | BHWPEE01 | DIELCN01 | PAR_OLDI | BHWPEE01_DIELCN01 | 5 | 0 | 1.1 | Unlikely
HOUPARRHNDIELCN01_OLDI_FBHWPEE01_D83 | Residential heating technology - Electric heating - single-family house - new building - distributed level 0.83 | HOUELC | HOUPARRHN_OLDI_DMD | MKr20 | 2040 | 7.7219 | 0.063442 | [6 empty] | PAR | I | OLD |  |  | RHNDIELC | 5 | 0.83333 | HOUPARRHNDIELCN01_OLDI_FBHWPEE01 | 0.75 | HOUPARRHNDIELCN01_OLDI | HOUPARRHNBHWPEE01_OLDI | BHWPEE01 | DIELCN01 | PAR_OLDI | BHWPEE01_DIELCN01 | 5 | 0 | 1.1 | Unlikely
HOUPARRHNDIELCN01_OLDI_FBHWPEE01_D83 | Residential heating technology - Electric heating - single-family house - new building - distributed level 0.83 | HOUELC | HOUPARRHN_OLDI_DMD | MKr20 | 2050 | 7.3444 | 0.060559 | [6 empty] | PAR | I | OLD |  |  | RHNDIELC | 5 | 0.83333 | HOUPARRHNDIELCN01_OLDI_FBHWPEE01 | 0.75 | HOUPARRHNDIELCN01_OLDI | HOUPARRHNBHWPEE01_OLDI | BHWPEE01 | DIELCN01 | PAR_OLDI | BHWPEE01_DIELCN01 | 5 | 0 | 1.1 | Unlikely
HOUPARRHNBHWPEN01_OLDI_FBHWPEE01_D83 | Residential heating technology - Biomass boiler, automatic stoking , wood pellets or wood chips - single-family house - existing building - distributed level 0.83 | HOUWPE | HOUPARRHN_OLDI_DMD | MKr20 | 2020 | 3.3055 | 0.32368 |  | 25 | 14 | 70 | 2 | 4 | PAR | I | OLD |  |  | RHNBHWPE | 5 | 0.83333 | HOUPARRHNBHWPEN01_OLDI_FBHWPEE01 | 0.75 | HOUPARRHNBHWPEN01_OLDI | HOUPARRHNBHWPEE01_OLDI | BHWPEE01 | BHWPEN01 | PAR_OLDI | BHWPEE01_BHWPEN01 | 2 | 0 | 0.9 | Same
HOUPARRHNBHWPEN01_OLDI_FBHWPEE01_D83 | Residential heating technology - Biomass boiler, automatic stoking , wood pellets or wood chips - single-family house - existing building - distributed level 0.83 | HOUWPE | HOUPARRHN_OLDI_DMD | MKr20 | 2025 | 3.2237 | 0.31808 |  | 25 | 14 | 60 | 2 | 4 | PAR | I | OLD |  |  | RHNBHWPE | 5 | 0.83333 | HOUPARRHNBHWPEN01_OLDI_FBHWPEE01 | 0.75 | HOUPARRHNBHWPEN01_OLDI | HOUPARRHNBHWPEE01_OLDI | BHWPEE01 | BHWPEN01 | PAR_OLDI | BHWPEE01_BHWPEN01 | 2 | 0 | 0.9 | Same
HOUPARRHNBHWPEN01_OLDI_FBHWPEE01_D83 | Residential heating technology - Biomass boiler, automatic stoking , wood pellets or wood chips - single-family house - existing building - distributed level 0.83 | HOUWPE | HOUPARRHN_OLDI_DMD | MKr20 | 2030 | 3.1439 | 0.31383 |  | 25 | 11 | 50 | 1 | 4 | PAR | I | OLD |  |  | RHNBHWPE | 5 | 0.83333 | HOUPARRHNBHWPEN01_OLDI_FBHWPEE01 | 0.75 | HOUPARRHNBHWPEN01_OLDI | HOUPARRHNBHWPEE01_OLDI | BHWPEE01 | BHWPEN01 | PAR_OLDI | BHWPEE01_BHWPEN01 | 2 | 0 | 0.9 | Same
HOUPARRHNBHWPEN01_OLDI_FBHWPEE01_D83 | Residential heating technology - Biomass boiler, automatic stoking , wood pellets or wood chips - single-family house - existing building - distributed level 0.83 | HOUWPE | HOUPARRHN_OLDI_DMD | MKr20 | 2040 | 2.9902 | 0.29995 |  | 25 | 9 | 45 | 1 | 4 | PAR | I | OLD |  |  | RHNBHWPE | 5 | 0.83333 | HOUPARRHNBHWPEN01_OLDI_FBHWPEE01 | 0.75 | HOUPARRHNBHWPEN01_OLDI | HOUPARRHNBHWPEE01_OLDI | BHWPEE01 | BHWPEN01 | PAR_OLDI | BHWPEE01_BHWPEN01 | 2 | 0 | 0.9 | Same
HOUPARRHNBHWPEN01_OLDI_FBHWPEE01_D83 | Residential heating technology - Biomass boiler, automatic stoking , wood pellets or wood chips - single-family house - existing building - distributed level 0.83 | HOUWPE | HOUPARRHN_OLDI_DMD | MKr20 | 2050 | 3.555 | 0.35834 |  | 25 | 9 | 40 | 0 | 4 | PAR | I | OLD |  |  | RHNBHWPE | 5 | 0.83333 | HOUPARRHNBHWPEN01_OLDI_FBHWPEE01 | 0.75 | HOUPARRHNBHWPEN01_OLDI | HOUPARRHNBHWPEE01_OLDI | BHWPEE01 | BHWPEN01 | PAR_OLDI | BHWPEE01_BHWPEN01 | 2 | 0 | 0.9 | Same
HOUPARRHNBHSOLN01_OLDI_FBHWPEE01_D83 | Residential heating technology - Solar heating system - single-family house - existing building - distributed level 0.83 | HOUSOL | HOUPARRHN_OLDI_DMD | MKr20 | 2020 | 9.3804 | 0.10804 | [6 empty] | PAR | I | OLD |  |  | RHNBHSOL | 5 | 0.83333 | HOUPARRHNBHSOLN01_OLDI_FBHWPEE01 | 0.75 | HOUPARRHNBHSOLN01_OLDI | HOUPARRHNBHWPEE01_OLDI | BHWPEE01 | BHSOLN01 | PAR_OLDI | BHWPEE01_BHSOLN01 | 5 | 0 | 1.1 | Unlikely
HOUPARRHNBHSOLN01_OLDI_FBHWPEE01_D83 | Residential heating technology - Solar heating system - single-family house - existing building - distributed level 0.83 | HOUSOL | HOUPARRHN_OLDI_DMD | MKr20 | 2025 | 9.1482 | 0.10145 | [6 empty] | PAR | I | OLD |  |  | RHNBHSOL | 5 | 0.83333 | HOUPARRHNBHSOLN01_OLDI_FBHWPEE01 | 0.75 | HOUPARRHNBHSOLN01_OLDI | HOUPARRHNBHWPEE01_OLDI | BHWPEE01 | BHSOLN01 | PAR_OLDI | BHWPEE01_BHSOLN01 | 5 | 0 | 1.1 | Unlikely
HOUPARRHNBHSOLN01_OLDI_FBHWPEE01_D83 | Residential heating technology - Solar heating system - single-family house - existing building - distributed level 0.83 | HOUSOL | HOUPARRHN_OLDI_DMD | MKr20 | 2030 | 8.9218 | 0.098974 | [6 empty] | PAR | I | OLD |  |  | RHNBHSOL | 5 | 0.83333 | HOUPARRHNBHSOLN01_OLDI_FBHWPEE01 | 0.75 | HOUPARRHNBHSOLN01_OLDI | HOUPARRHNBHWPEE01_OLDI | BHWPEE01 | BHSOLN01 | PAR_OLDI | BHWPEE01_BHSOLN01 | 5 | 0 | 1.1 | Unlikely
HOUPARRHNBHSOLN01_OLDI_FBHWPEE01_D83 | Residential heating technology - Solar heating system - single-family house - existing building - distributed level 0.83 | HOUSOL | HOUPARRHN_OLDI_DMD | MKr20 | 2040 | 8.4856 | 0.093619 | [6 empty] | PAR | I | OLD |  |  | RHNBHSOL | 5 | 0.83333 | HOUPARRHNBHSOLN01_OLDI_FBHWPEE01 | 0.75 | HOUPARRHNBHSOLN01_OLDI | HOUPARRHNBHWPEE01_OLDI | BHWPEE01 | BHSOLN01 | PAR_OLDI | BHWPEE01_BHSOLN01 | 5 | 0 | 1.1 | Unlikely
HOUPARRHNBHSOLN01_OLDI_FBHWPEE01_D83 | Residential heating technology - Solar heating system - single-family house - existing building - distributed level 0.83 | HOUSOL | HOUPARRHN_OLDI_DMD | MKr20 | 2050 | 8.0707 | 0.088263 | [6 empty] | PAR | I | OLD |  |  | RHNBHSOL | 5 | 0.83333 | HOUPARRHNBHSOLN01_OLDI_FBHWPEE01 | 0.75 | HOUPARRHNBHSOLN01_OLDI | HOUPARRHNBHWPEE01_OLDI | BHWPEE01 | BHSOLN01 | PAR_OLDI | BHWPEE01_BHSOLN01 | 5 | 0 | 1.1 | Unlikely
HOUPARRHNBHDHDN09_OLDI_FBHWPEE01_D83 | Residential heating technology - Direct district heating substation - plus connection pipe - plus distribution (heating density: low ) - single-family house - existing building - distributed level 0.83 | HOUDHD | HOUPARRHN_OLDI_DMD | MKr20 | 2020 | 12.1462 | 0.035153 | [6 empty] | PAR | I | OLD |  |  | RHNBHDHD | 5 | 0.83333 | HOUPARRHNBHDHDN09_OLDI_FBHWPEE01 | 0.75 | HOUPARRHNBHDHDN09_OLDI | HOUPARRHNBHWPEE01_OLDI | BHWPEE01 | BHDHDN09 | PAR_OLDI | BHWPEE01_BHDHDN09 | 6 | 0 | 1 | New
HOUPARRHNBHDHDN09_OLDI_FBHWPEE01_D83 | Residential heating technology - Direct district heating substation - plus connection pipe - plus distribution (heating density: low ) - single-family house - existing building - distributed level 0.83 | HOUDHD | HOUPARRHN_OLDI_DMD | MKr20 | 2025 | 12.1029 | 0.034893 | [6 empty] | PAR | I | OLD |  |  | RHNBHDHD | 5 | 0.83333 | HOUPARRHNBHDHDN09_OLDI_FBHWPEE01 | 0.75 | HOUPARRHNBHDHDN09_OLDI | HOUPARRHNBHWPEE01_OLDI | BHWPEE01 | BHDHDN09 | PAR_OLDI | BHWPEE01_BHDHDN09 | 6 | 0 | 1 | New
HOUPARRHNBHDHDN09_OLDI_FBHWPEE01_D83 | Residential heating technology - Direct district heating substation - plus connection pipe - plus distribution (heating density: low ) - single-family house - existing building - distributed level 0.83 | HOUDHD | HOUPARRHN_OLDI_DMD | MKr20 | 2030 | 12.0669 | 0.03427 | [6 empty] | PAR | I | OLD |  |  | RHNBHDHD | 5 | 0.83333 | HOUPARRHNBHDHDN09_OLDI_FBHWPEE01 | 0.75 | HOUPARRHNBHDHDN09_OLDI | HOUPARRHNBHWPEE01_OLDI | BHWPEE01 | BHDHDN09 | PAR_OLDI | BHWPEE01_BHDHDN09 | 6 | 0 | 1 | New
HOUPARRHNBHDHDN09_OLDI_FBHWPEE01_D83 | Residential heating technology - Direct district heating substation - plus connection pipe - plus distribution (heating density: low ) - single-family house - existing building - distributed level 0.83 | HOUDHD | HOUPARRHN_OLDI_DMD | MKr20 | 2040 | 12.002 | 0.032794 | [6 empty] | PAR | I | OLD |  |  | RHNBHDHD | 5 | 0.83333 | HOUPARRHNBHDHDN09_OLDI_FBHWPEE01 | 0.75 | HOUPARRHNBHDHDN09_OLDI | HOUPARRHNBHWPEE01_OLDI | BHWPEE01 | BHDHDN09 | PAR_OLDI | BHWPEE01_BHDHDN09 | 6 | 0 | 1 | New
HOUPARRHNBHDHDN09_OLDI_FBHWPEE01_D83 | Residential heating technology - Direct district heating substation - plus connection pipe - plus distribution (heating density: low ) - single-family house - existing building - distributed level 0.83 | HOUDHD | HOUPARRHN_OLDI_DMD | MKr20 | 2050 | 11.9299 | 0.030647 | [6 empty] | PAR | I | OLD |  |  | RHNBHDHD | 5 | 0.83333 | HOUPARRHNBHDHDN09_OLDI_FBHWPEE01 | 0.75 | HOUPARRHNBHDHDN09_OLDI | HOUPARRHNBHWPEE01_OLDI | BHWPEE01 | BHDHDN09 | PAR_OLDI | BHWPEE01_BHDHDN09 | 6 | 0 | 1 | New
HOUPARRHNBHDHDN07_OLDI_FBHWPEE01_D83 | Residential heating technology - Direct district heating substation - plus connection pipe - plus distribution (heating density: medium ) - single-family house - existing building - distributed level 0.83 | HOUDHD | HOUPARRHN_OLDI_DMD | MKr20 | 2020 | 4.8885 | 0.035153 | [6 empty] | PAR | I | OLD |  |  | RHNBHDHD | 5 | 0.83333 | HOUPARRHNBHDHDN07_OLDI_FBHWPEE01 | 0.75 | HOUPARRHNBHDHDN07_OLDI | HOUPARRHNBHWPEE01_OLDI | BHWPEE01 | BHDHDN07 | PAR_OLDI | BHWPEE01_BHDHDN07 | 6 | 0 | 1 | New
HOUPARRHNBHDHDN07_OLDI_FBHWPEE01_D83 | Residential heating technology - Direct district heating substation - plus connection pipe - plus distribution (heating density: medium ) - single-family house - existing building - distributed level 0.83 | HOUDHD | HOUPARRHN_OLDI_DMD | MKr20 | 2025 | 4.8452 | 0.034893 | [6 empty] | PAR | I | OLD |  |  | RHNBHDHD | 5 | 0.83333 | HOUPARRHNBHDHDN07_OLDI_FBHWPEE01 | 0.75 | HOUPARRHNBHDHDN07_OLDI | HOUPARRHNBHWPEE01_OLDI | BHWPEE01 | BHDHDN07 | PAR_OLDI | BHWPEE01_BHDHDN07 | 6 | 0 | 1 | New
HOUPARRHNBHDHDN07_OLDI_FBHWPEE01_D83 | Residential heating technology - Direct district heating substation - plus connection pipe - plus distribution (heating density: medium ) - single-family house - existing building - distributed level 0.83 | HOUDHD | HOUPARRHN_OLDI_DMD | MKr20 | 2030 | 4.8092 | 0.03427 | [6 empty] | PAR | I | OLD |  |  | RHNBHDHD | 5 | 0.83333 | HOUPARRHNBHDHDN07_OLDI_FBHWPEE01 | 0.75 | HOUPARRHNBHDHDN07_OLDI | HOUPARRHNBHWPEE01_OLDI | BHWPEE01 | BHDHDN07 | PAR_OLDI | BHWPEE01_BHDHDN07 | 6 | 0 | 1 | New
HOUPARRHNBHDHDN07_OLDI_FBHWPEE01_D83 | Residential heating technology - Direct district heating substation - plus connection pipe - plus distribution (heating density: medium ) - single-family house - existing building - distributed level 0.83 | HOUDHD | HOUPARRHN_OLDI_DMD | MKr20 | 2040 | 4.7443 | 0.032794 | [6 empty] | PAR | I | OLD |  |  | RHNBHDHD | 5 | 0.83333 | HOUPARRHNBHDHDN07_OLDI_FBHWPEE01 | 0.75 | HOUPARRHNBHDHDN07_OLDI | HOUPARRHNBHWPEE01_OLDI | BHWPEE01 | BHDHDN07 | PAR_OLDI | BHWPEE01_BHDHDN07 | 6 | 0 | 1 | New
HOUPARRHNBHDHDN07_OLDI_FBHWPEE01_D83 | Residential heating technology - Direct district heating substation - plus connection pipe - plus distribution (heating density: medium ) - single-family house - existing building - distributed level 0.83 | HOUDHD | HOUPARRHN_OLDI_DMD | MKr20 | 2050 | 4.6722 | 0.030647 | [6 empty] | PAR | I | OLD |  |  | RHNBHDHD | 5 | 0.83333 | HOUPARRHNBHDHDN07_OLDI_FBHWPEE01 | 0.75 | HOUPARRHNBHDHDN07_OLDI | HOUPARRHNBHWPEE01_OLDI | BHWPEE01 | BHDHDN07 | PAR_OLDI | BHWPEE01_BHDHDN07 | 6 | 0 | 1 | New
HOUPARRHNBHDHDN05_OLDI_FBHWPEE01_D83 | Residential heating technology - Direct district heating substation - plus connection pipe - plus distribution (heating density: high ) - single-family house - existing building - distributed level 0.83 | HOUDHD | HOUPARRHN_OLDI_DMD | MKr20 | 2020 | 3.7272 | 0.035153 | [6 empty] | PAR | I | OLD |  |  | RHNBHDHD | 5 | 0.83333 | HOUPARRHNBHDHDN05_OLDI_FBHWPEE01 | 0.75 | HOUPARRHNBHDHDN05_OLDI | HOUPARRHNBHWPEE01_OLDI | BHWPEE01 | BHDHDN05 | PAR_OLDI | BHWPEE01_BHDHDN05 | 6 | 0 | 1 | New
HOUPARRHNBHDHDN05_OLDI_FBHWPEE01_D83 | Residential heating technology - Direct district heating substation - plus connection pipe - plus distribution (heating density: high ) - single-family house - existing building - distributed level 0.83 | HOUDHD | HOUPARRHN_OLDI_DMD | MKr20 | 2025 | 3.684 | 0.034893 | [6 empty] | PAR | I | OLD |  |  | RHNBHDHD | 5 | 0.83333 | HOUPARRHNBHDHDN05_OLDI_FBHWPEE01 | 0.75 | HOUPARRHNBHDHDN05_OLDI | HOUPARRHNBHWPEE01_OLDI | BHWPEE01 | BHDHDN05 | PAR_OLDI | BHWPEE01_BHDHDN05 | 6 | 0 | 1 | New
HOUPARRHNBHDHDN05_OLDI_FBHWPEE01_D83 | Residential heating technology - Direct district heating substation - plus connection pipe - plus distribution (heating density: high ) - single-family house - existing building - distributed level 0.83 | HOUDHD | HOUPARRHN_OLDI_DMD | MKr20 | 2030 | 3.6479 | 0.03427 | [6 empty] | PAR | I | OLD |  |  | RHNBHDHD | 5 | 0.83333 | HOUPARRHNBHDHDN05_OLDI_FBHWPEE01 | 0.75 | HOUPARRHNBHDHDN05_OLDI | HOUPARRHNBHWPEE01_OLDI | BHWPEE01 | BHDHDN05 | PAR_OLDI | BHWPEE01_BHDHDN05 | 6 | 0 | 1 | New
HOUPARRHNBHDHDN05_OLDI_FBHWPEE01_D83 | Residential heating technology - Direct district heating substation - plus connection pipe - plus distribution (heating density: high ) - single-family house - existing building - distributed level 0.83 | HOUDHD | HOUPARRHN_OLDI_DMD | MKr20 | 2040 | 3.583 | 0.032794 | [6 empty] | PAR | I | OLD |  |  | RHNBHDHD | 5 | 0.83333 | HOUPARRHNBHDHDN05_OLDI_FBHWPEE01 | 0.75 | HOUPARRHNBHDHDN05_OLDI | HOUPARRHNBHWPEE01_OLDI | BHWPEE01 | BHDHDN05 | PAR_OLDI | BHWPEE01_BHDHDN05 | 6 | 0 | 1 | New
HOUPARRHNBHDHDN05_OLDI_FBHWPEE01_D83 | Residential heating technology - Direct district heating substation - plus connection pipe - plus distribution (heating density: high ) - single-family house - existing building - distributed level 0.83 | HOUDHD | HOUPARRHN_OLDI_DMD | MKr20 | 2050 | 3.511 | 0.030647 | [6 empty] | PAR | I | OLD |  |  | RHNBHDHD | 5 | 0.83333 | HOUPARRHNBHDHDN05_OLDI_FBHWPEE01 | 0.75 | HOUPARRHNBHDHDN05_OLDI | HOUPARRHNBHWPEE01_OLDI | BHWPEE01 | BHDHDN05 | PAR_OLDI | BHWPEE01_BHDHDN05 | 6 | 0 | 1 | New
HOUPARRHNBHDHCN09_OLDI_FBHWPEE01_D83 | Residential heating technology - Direct district heating substation - plus connection pipe - plus distribution (heating density: low ) - single-family house - existing building - distributed level 0.83 | HOUDHC | HOUPARRHN_OLDI_DMD | MKr20 | 2020 | 12.1462 | 0.035153 | [6 empty] | PAR | I | OLD |  |  | RHNBHDHC | 5 | 0.83333 | HOUPARRHNBHDHCN09_OLDI_FBHWPEE01 | 0.75 | HOUPARRHNBHDHCN09_OLDI | HOUPARRHNBHWPEE01_OLDI | BHWPEE01 | BHDHCN09 | PAR_OLDI | BHWPEE01_BHDHCN09 | 6 | 0 | 1 | New
HOUPARRHNBHDHCN09_OLDI_FBHWPEE01_D83 | Residential heating technology - Direct district heating substation - plus connection pipe - plus distribution (heating density: low ) - single-family house - existing building - distributed level 0.83 | HOUDHC | HOUPARRHN_OLDI_DMD | MKr20 | 2025 | 12.1029 | 0.034893 | [6 empty] | PAR | I | OLD |  |  | RHNBHDHC | 5 | 0.83333 | HOUPARRHNBHDHCN09_OLDI_FBHWPEE01 | 0.75 | HOUPARRHNBHDHCN09_OLDI | HOUPARRHNBHWPEE01_OLDI | BHWPEE01 | BHDHCN09 | PAR_OLDI | BHWPEE01_BHDHCN09 | 6 | 0 | 1 | New
HOUPARRHNBHDHCN09_OLDI_FBHWPEE01_D83 | Residential heating technology - Direct district heating substation - plus connection pipe - plus distribution (heating density: low ) - single-family house - existing building - distributed level 0.83 | HOUDHC | HOUPARRHN_OLDI_DMD | MKr20 | 2030 | 12.0669 | 0.03427 | [6 empty] | PAR | I | OLD |  |  | RHNBHDHC | 5 | 0.83333 | HOUPARRHNBHDHCN09_OLDI_FBHWPEE01 | 0.75 | HOUPARRHNBHDHCN09_OLDI | HOUPARRHNBHWPEE01_OLDI | BHWPEE01 | BHDHCN09 | PAR_OLDI | BHWPEE01_BHDHCN09 | 6 | 0 | 1 | New
HOUPARRHNBHDHCN09_OLDI_FBHWPEE01_D83 | Residential heating technology - Direct district heating substation - plus connection pipe - plus distribution (heating density: low ) - single-family house - existing building - distributed level 0.83 | HOUDHC | HOUPARRHN_OLDI_DMD | MKr20 | 2040 | 12.002 | 0.032794 | [6 empty] | PAR | I | OLD |  |  | RHNBHDHC | 5 | 0.83333 | HOUPARRHNBHDHCN09_OLDI_FBHWPEE01 | 0.75 | HOUPARRHNBHDHCN09_OLDI | HOUPARRHNBHWPEE01_OLDI | BHWPEE01 | BHDHCN09 | PAR_OLDI | BHWPEE01_BHDHCN09 | 6 | 0 | 1 | New
HOUPARRHNBHDHCN09_OLDI_FBHWPEE01_D83 | Residential heating technology - Direct district heating substation - plus connection pipe - plus distribution (heating density: low ) - single-family house - existing building - distributed level 0.83 | HOUDHC | HOUPARRHN_OLDI_DMD | MKr20 | 2050 | 11.9299 | 0.030647 | [6 empty] | PAR | I | OLD |  |  | RHNBHDHC | 5 | 0.83333 | HOUPARRHNBHDHCN09_OLDI_FBHWPEE01 | 0.75 | HOUPARRHNBHDHCN09_OLDI | HOUPARRHNBHWPEE01_OLDI | BHWPEE01 | BHDHCN09 | PAR_OLDI | BHWPEE01_BHDHCN09 | 6 | 0 | 1 | New
HOUPARRHNBHDHCN07_OLDI_FBHWPEE01_D83 | Residential heating technology - Direct district heating substation - plus connection pipe - plus distribution (heating density: medium ) - single-family house - existing building - distributed level 0.83 | HOUDHC | HOUPARRHN_OLDI_DMD | MKr20 | 2020 | 4.8885 | 0.035153 | [6 empty] | PAR | I | OLD |  |  | RHNBHDHC | 5 | 0.83333 | HOUPARRHNBHDHCN07_OLDI_FBHWPEE01 | 0.75 | HOUPARRHNBHDHCN07_OLDI | HOUPARRHNBHWPEE01_OLDI | BHWPEE01 | BHDHCN07 | PAR_OLDI | BHWPEE01_BHDHCN07 | 6 | 0 | 1 | New
HOUPARRHNBHDHCN07_OLDI_FBHWPEE01_D83 | Residential heating technology - Direct district heating substation - plus connection pipe - plus distribution (heating density: medium ) - single-family house - existing building - distributed level 0.83 | HOUDHC | HOUPARRHN_OLDI_DMD | MKr20 | 2025 | 4.8452 | 0.034893 | [6 empty] | PAR | I | OLD |  |  | RHNBHDHC | 5 | 0.83333 | HOUPARRHNBHDHCN07_OLDI_FBHWPEE01 | 0.75 | HOUPARRHNBHDHCN07_OLDI | HOUPARRHNBHWPEE01_OLDI | BHWPEE01 | BHDHCN07 | PAR_OLDI | BHWPEE01_BHDHCN07 | 6 | 0 | 1 | New
HOUPARRHNBHDHCN07_OLDI_FBHWPEE01_D83 | Residential heating technology - Direct district heating substation - plus connection pipe - plus distribution (heating density: medium ) - single-family house - existing building - distributed level 0.83 | HOUDHC | HOUPARRHN_OLDI_DMD | MKr20 | 2030 | 4.8092 | 0.03427 | [6 empty] | PAR | I | OLD |  |  | RHNBHDHC | 5 | 0.83333 | HOUPARRHNBHDHCN07_OLDI_FBHWPEE01 | 0.75 | HOUPARRHNBHDHCN07_OLDI | HOUPARRHNBHWPEE01_OLDI | BHWPEE01 | BHDHCN07 | PAR_OLDI | BHWPEE01_BHDHCN07 | 6 | 0 | 1 | New
HOUPARRHNBHDHCN07_OLDI_FBHWPEE01_D83 | Residential heating technology - Direct district heating substation - plus connection pipe - plus distribution (heating density: medium ) - single-family house - existing building - distributed level 0.83 | HOUDHC | HOUPARRHN_OLDI_DMD | MKr20 | 2040 | 4.7443 | 0.032794 | [6 empty] | PAR | I | OLD |  |  | RHNBHDHC | 5 | 0.83333 | HOUPARRHNBHDHCN07_OLDI_FBHWPEE01 | 0.75 | HOUPARRHNBHDHCN07_OLDI | HOUPARRHNBHWPEE01_OLDI | BHWPEE01 | BHDHCN07 | PAR_OLDI | BHWPEE01_BHDHCN07 | 6 | 0 | 1 | New
HOUPARRHNBHDHCN07_OLDI_FBHWPEE01_D83 | Residential heating technology - Direct district heating substation - plus connection pipe - plus distribution (heating density: medium ) - single-family house - existing building - distributed level 0.83 | HOUDHC | HOUPARRHN_OLDI_DMD | MKr20 | 2050 | 4.6722 | 0.030647 | [6 empty] | PAR | I | OLD |  |  | RHNBHDHC | 5 | 0.83333 | HOUPARRHNBHDHCN07_OLDI_FBHWPEE01 | 0.75 | HOUPARRHNBHDHCN07_OLDI | HOUPARRHNBHWPEE01_OLDI | BHWPEE01 | BHDHCN07 | PAR_OLDI | BHWPEE01_BHDHCN07 | 6 | 0 | 1 | New
HOUPARRHNBHDHCN05_OLDI_FBHWPEE01_D83 | Residential heating technology - Direct district heating substation - plus connection pipe - plus distribution (heating density: high ) - single-family house - existing building - distributed level 0.83 | HOUDHC | HOUPARRHN_OLDI_DMD | MKr20 | 2020 | 3.7272 | 0.035153 | [6 empty] | PAR | I | OLD |  |  | RHNBHDHC | 5 | 0.83333 | HOUPARRHNBHDHCN05_OLDI_FBHWPEE01 | 0.75 | HOUPARRHNBHDHCN05_OLDI | HOUPARRHNBHWPEE01_OLDI | BHWPEE01 | BHDHCN05 | PAR_OLDI | BHWPEE01_BHDHCN05 | 6 | 0 | 1 | New
HOUPARRHNBHDHCN05_OLDI_FBHWPEE01_D83 | Residential heating technology - Direct district heating substation - plus connection pipe - plus distribution (heating density: high ) - single-family house - existing building - distributed level 0.83 | HOUDHC | HOUPARRHN_OLDI_DMD | MKr20 | 2025 | 3.684 | 0.034893 | [6 empty] | PAR | I | OLD |  |  | RHNBHDHC | 5 | 0.83333 | HOUPARRHNBHDHCN05_OLDI_FBHWPEE01 | 0.75 | HOUPARRHNBHDHCN05_OLDI | HOUPARRHNBHWPEE01_OLDI | BHWPEE01 | BHDHCN05 | PAR_OLDI | BHWPEE01_BHDHCN05 | 6 | 0 | 1 | New
HOUPARRHNBHDHCN05_OLDI_FBHWPEE01_D83 | Residential heating technology - Direct district heating substation - plus connection pipe - plus distribution (heating density: high ) - single-family house - existing building - distributed level 0.83 | HOUDHC | HOUPARRHN_OLDI_DMD | MKr20 | 2030 | 3.6479 | 0.03427 | [6 empty] | PAR | I | OLD |  |  | RHNBHDHC | 5 | 0.83333 | HOUPARRHNBHDHCN05_OLDI_FBHWPEE01 | 0.75 | HOUPARRHNBHDHCN05_OLDI | HOUPARRHNBHWPEE01_OLDI | BHWPEE01 | BHDHCN05 | PAR_OLDI | BHWPEE01_BHDHCN05 | 6 | 0 | 1 | New
HOUPARRHNBHDHCN05_OLDI_FBHWPEE01_D83 | Residential heating technology - Direct district heating substation - plus connection pipe - plus distribution (heating density: high ) - single-family house - existing building - distributed level 0.83 | HOUDHC | HOUPARRHN_OLDI_DMD | MKr20 | 2040 | 3.583 | 0.032794 | [6 empty] | PAR | I | OLD |  |  | RHNBHDHC | 5 | 0.83333 | HOUPARRHNBHDHCN05_OLDI_FBHWPEE01 | 0.75 | HOUPARRHNBHDHCN05_OLDI | HOUPARRHNBHWPEE01_OLDI | BHWPEE01 | BHDHCN05 | PAR_OLDI | BHWPEE01_BHDHCN05 | 6 | 0 | 1 | New
HOUPARRHNBHDHCN05_OLDI_FBHWPEE01_D83 | Residential heating technology - Direct district heating substation - plus connection pipe - plus distribution (heating density: high ) - single-family house - existing building - distributed level 0.83 | HOUDHC | HOUPARRHN_OLDI_DMD | MKr20 | 2050 | 3.511 | 0.030647 | [6 empty] | PAR | I | OLD |  |  | RHNBHDHC | 5 | 0.83333 | HOUPARRHNBHDHCN05_OLDI_FBHWPEE01 | 0.75 | HOUPARRHNBHDHCN05_OLDI | HOUPARRHNBHWPEE01_OLDI | BHWPEE01 | BHDHCN05 | PAR_OLDI | BHWPEE01_BHDHCN05 | 6 | 0 | 1 | New
HOUPARRHNHPELCN05_NEWI_D83 | Residential heating technology - Heat pump, Air-to-water - leasing - single-family house - new building - distributed level 0.83 | HOUELC, HOUAMB | HOUPARRHN_NEWI_DMD | MKr20 | 2020 | 9.6279 | 1.1359 | 0.36871 | [5 empty] | PAR | I | NEW | 2.7122 |  | RHNHPELC | 5 | 0.83333 | HOUPARRHNHPELCN05_NEWI
HOUPARRHNHPELCN05_NEWI_D83 | Residential heating technology - Heat pump, Air-to-water - leasing - single-family house - new building - distributed level 0.83 | HOUELC, HOUAMB | HOUPARRHN_NEWI_DMD | MKr20 | 2025 | 9.0827 | 0.95369 | 0.35087 | [5 empty] | PAR | I | NEW | 2.8501 |  | RHNHPELC | 5 | 0.83333 | HOUPARRHNHPELCN05_NEWI
HOUPARRHNHPELCN05_NEWI_D83 | Residential heating technology - Heat pump, Air-to-water - leasing - single-family house - new building - distributed level 0.83 | HOUELC, HOUAMB | HOUPARRHN_NEWI_DMD | MKr20 | 2030 | 8.5374 | 0.91084 | 0.33467 | [5 empty] | PAR | I | NEW | 2.988 |  | RHNHPELC | 5 | 0.83333 | HOUPARRHNHPELCN05_NEWI
HOUPARRHNHPELCN05_NEWI_D83 | Residential heating technology - Heat pump, Air-to-water - leasing - single-family house - new building - distributed level 0.83 | HOUELC, HOUAMB | HOUPARRHN_NEWI_DMD | MKr20 | 2040 | 8.0563 | 0.86749 | 0.31991 | [5 empty] | PAR | I | NEW | 3.1259 |  | RHNHPELC | 5 | 0.83333 | HOUPARRHNHPELCN05_NEWI
HOUPARRHNHPELCN05_NEWI_D83 | Residential heating technology - Heat pump, Air-to-water - leasing - single-family house - new building - distributed level 0.83 | HOUELC, HOUAMB | HOUPARRHN_NEWI_DMD | MKr20 | 2050 | 7.5751 | 0.82414 | 0.31077 | [5 empty] | PAR | I | NEW | 3.2178 |  | RHNHPELC | 5 | 0.83333 | HOUPARRHNHPELCN05_NEWI
HOUPARRHNHPELCN05_NEWD_D83 | Residential heating technology - Heat pump, Air-to-water - leasing - single-family house - new building - distributed level 0.83 | HOUELC, HOUAMB | HOUPARRHN_NEWD_DMD | MKr20 | 2020 | 9.6279 | 1.1359 | 0.36871 | [5 empty] | PAR | D | NEW | 2.7122 |  | RHNHPELC | 5 | 0.83333 | HOUPARRHNHPELCN05_NEWD
HOUPARRHNHPELCN05_NEWD_D83 | Residential heating technology - Heat pump, Air-to-water - leasing - single-family house - new building - distributed level 0.83 | HOUELC, HOUAMB | HOUPARRHN_NEWD_DMD | MKr20 | 2025 | 9.0827 | 0.95369 | 0.35087 | [5 empty] | PAR | D | NEW | 2.8501 |  | RHNHPELC | 5 | 0.83333 | HOUPARRHNHPELCN05_NEWD
HOUPARRHNHPELCN05_NEWD_D83 | Residential heating technology - Heat pump, Air-to-water - leasing - single-family house - new building - distributed level 0.83 | HOUELC, HOUAMB | HOUPARRHN_NEWD_DMD | MKr20 | 2030 | 8.5374 | 0.91084 | 0.33467 | [5 empty] | PAR | D | NEW | 2.988 |  | RHNHPELC | 5 | 0.83333 | HOUPARRHNHPELCN05_NEWD
HOUPARRHNHPELCN05_NEWD_D83 | Residential heating technology - Heat pump, Air-to-water - leasing - single-family house - new building - distributed level 0.83 | HOUELC, HOUAMB | HOUPARRHN_NEWD_DMD | MKr20 | 2040 | 8.0563 | 0.86749 | 0.31991 | [5 empty] | PAR | D | NEW | 3.1259 |  | RHNHPELC | 5 | 0.83333 | HOUPARRHNHPELCN05_NEWD
HOUPARRHNHPELCN05_NEWD_D83 | Residential heating technology - Heat pump, Air-to-water - leasing - single-family house - new building - distributed level 0.83 | HOUELC, HOUAMB | HOUPARRHN_NEWD_DMD | MKr20 | 2050 | 7.5751 | 0.82414 | 0.31077 | [5 empty] | PAR | D | NEW | 3.2178 |  | RHNHPELC | 5 | 0.83333 | HOUPARRHNHPELCN05_NEWD
HOUPARRHNHPELCN05_NEWC_D83 | Residential heating technology - Heat pump, Air-to-water - leasing - single-family house - new building - distributed level 0.83 | HOUELC, HOUAMB | HOUPARRHN_NEWC_DMD | MKr20 | 2020 | 9.6279 | 1.1359 | 0.36871 | [5 empty] | PAR | C | NEW | 2.7122 |  | RHNHPELC | 5 | 0.83333 | HOUPARRHNHPELCN05_NEWC
HOUPARRHNHPELCN05_NEWC_D83 | Residential heating technology - Heat pump, Air-to-water - leasing - single-family house - new building - distributed level 0.83 | HOUELC, HOUAMB | HOUPARRHN_NEWC_DMD | MKr20 | 2025 | 9.0827 | 0.95369 | 0.35087 | [5 empty] | PAR | C | NEW | 2.8501 |  | RHNHPELC | 5 | 0.83333 | HOUPARRHNHPELCN05_NEWC
HOUPARRHNHPELCN05_NEWC_D83 | Residential heating technology - Heat pump, Air-to-water - leasing - single-family house - new building - distributed level 0.83 | HOUELC, HOUAMB | HOUPARRHN_NEWC_DMD | MKr20 | 2030 | 8.5374 | 0.91084 | 0.33467 | [5 empty] | PAR | C | NEW | 2.988 |  | RHNHPELC | 5 | 0.83333 | HOUPARRHNHPELCN05_NEWC
HOUPARRHNHPELCN05_NEWC_D83 | Residential heating technology - Heat pump, Air-to-water - leasing - single-family house - new building - distributed level 0.83 | HOUELC, HOUAMB | HOUPARRHN_NEWC_DMD | MKr20 | 2040 | 8.0563 | 0.86749 | 0.31991 | [5 empty] | PAR | C | NEW | 3.1259 |  | RHNHPELC | 5 | 0.83333 | HOUPARRHNHPELCN05_NEWC
HOUPARRHNHPELCN05_NEWC_D83 | Residential heating technology - Heat pump, Air-to-water - leasing - single-family house - new building - distributed level 0.83 | HOUELC, HOUAMB | HOUPARRHN_NEWC_DMD | MKr20 | 2050 | 7.5751 | 0.82414 | 0.31077 | [5 empty] | PAR | C | NEW | 3.2178 |  | RHNHPELC | 5 | 0.83333 | HOUPARRHNHPELCN05_NEWC
HOUPARRHNHPELCN04_NEWI_D83 | Residential heating technology - Heat pump, Ground source - single-family house - new building - distributed level 0.83 | HOUELC, HOUAMB | HOUPARRHN_NEWI_DMD | MKr20 | 2020 | 30.6527 | 0.47531 | 0.33467 | [5 empty] | PAR | I | NEW | 2.988 |  | RHNHPELC | 5 | 0.83333 | HOUPARRHNHPELCN04_NEWI
HOUPARRHNHPELCN04_NEWI_D83 | Residential heating technology - Heat pump, Ground source - single-family house - new building - distributed level 0.83 | HOUELC, HOUAMB | HOUPARRHN_NEWI_DMD | MKr20 | 2025 | 29.12 | 0.33029 | 0.32468 | [5 empty] | PAR | I | NEW | 3.0799 |  | RHNHPELC | 5 | 0.83333 | HOUPARRHNHPELCN04_NEWI
HOUPARRHNHPELCN04_NEWI_D83 | Residential heating technology - Heat pump, Ground source - single-family house - new building - distributed level 0.83 | HOUELC, HOUAMB | HOUPARRHN_NEWI_DMD | MKr20 | 2030 | 27.5874 | 0.32461 | 0.31527 | [5 empty] | PAR | I | NEW | 3.1719 |  | RHNHPELC | 5 | 0.83333 | HOUPARRHNHPELCN04_NEWI
HOUPARRHNHPELCN04_NEWI_D83 | Residential heating technology - Heat pump, Ground source - single-family house - new building - distributed level 0.83 | HOUELC, HOUAMB | HOUPARRHN_NEWI_DMD | MKr20 | 2040 | 26.208 | 0.31407 | 0.30214 | [5 empty] | PAR | I | NEW | 3.3098 |  | RHNHPELC | 5 | 0.83333 | HOUPARRHNHPELCN04_NEWI
HOUPARRHNHPELCN04_NEWI_D83 | Residential heating technology - Heat pump, Ground source - single-family house - new building - distributed level 0.83 | HOUELC, HOUAMB | HOUPARRHN_NEWI_DMD | MKr20 | 2050 | 24.8287 | 0.30354 | 0.29005 | [5 empty] | PAR | I | NEW | 3.4477 |  | RHNHPELC | 5 | 0.83333 | HOUPARRHNHPELCN04_NEWI
HOUPARRHNHPELCN04_NEWD_D83 | Residential heating technology - Heat pump, Ground source - single-family house - new building - distributed level 0.83 | HOUELC, HOUAMB | HOUPARRHN_NEWD_DMD | MKr20 | 2020 | 30.6527 | 0.47531 | 0.33467 | [5 empty] | PAR | D | NEW | 2.988 |  | RHNHPELC | 5 | 0.83333 | HOUPARRHNHPELCN04_NEWD
HOUPARRHNHPELCN04_NEWD_D83 | Residential heating technology - Heat pump, Ground source - single-family house - new building - distributed level 0.83 | HOUELC, HOUAMB | HOUPARRHN_NEWD_DMD | MKr20 | 2025 | 29.12 | 0.33029 | 0.32468 | [5 empty] | PAR | D | NEW | 3.0799 |  | RHNHPELC | 5 | 0.83333 | HOUPARRHNHPELCN04_NEWD
HOUPARRHNHPELCN04_NEWD_D83 | Residential heating technology - Heat pump, Ground source - single-family house - new building - distributed level 0.83 | HOUELC, HOUAMB | HOUPARRHN_NEWD_DMD | MKr20 | 2030 | 27.5874 | 0.32461 | 0.31527 | [5 empty] | PAR | D | NEW | 3.1719 |  | RHNHPELC | 5 | 0.83333 | HOUPARRHNHPELCN04_NEWD
HOUPARRHNHPELCN04_NEWD_D83 | Residential heating technology - Heat pump, Ground source - single-family house - new building - distributed level 0.83 | HOUELC, HOUAMB | HOUPARRHN_NEWD_DMD | MKr20 | 2040 | 26.208 | 0.31407 | 0.30214 | [5 empty] | PAR | D | NEW | 3.3098 |  | RHNHPELC | 5 | 0.83333 | HOUPARRHNHPELCN04_NEWD
HOUPARRHNHPELCN04_NEWD_D83 | Residential heating technology - Heat pump, Ground source - single-family house - new building - distributed level 0.83 | HOUELC, HOUAMB | HOUPARRHN_NEWD_DMD | MKr20 | 2050 | 24.8287 | 0.30354 | 0.29005 | [5 empty] | PAR | D | NEW | 3.4477 |  | RHNHPELC | 5 | 0.83333 | HOUPARRHNHPELCN04_NEWD
HOUPARRHNHPELCN04_NEWC_D83 | Residential heating technology - Heat pump, Ground source - single-family house - new building - distributed level 0.83 | HOUELC, HOUAMB | HOUPARRHN_NEWC_DMD | MKr20 | 2020 | 30.6527 | 0.47531 | 0.33467 | [5 empty] | PAR | C | NEW | 2.988 |  | RHNHPELC | 5 | 0.83333 | HOUPARRHNHPELCN04_NEWC
HOUPARRHNHPELCN04_NEWC_D83 | Residential heating technology - Heat pump, Ground source - single-family house - new building - distributed level 0.83 | HOUELC, HOUAMB | HOUPARRHN_NEWC_DMD | MKr20 | 2025 | 29.12 | 0.33029 | 0.32468 | [5 empty] | PAR | C | NEW | 3.0799 |  | RHNHPELC | 5 | 0.83333 | HOUPARRHNHPELCN04_NEWC
HOUPARRHNHPELCN04_NEWC_D83 | Residential heating technology - Heat pump, Ground source - single-family house - new building - distributed level 0.83 | HOUELC, HOUAMB | HOUPARRHN_NEWC_DMD | MKr20 | 2030 | 27.5874 | 0.32461 | 0.31527 | [5 empty] | PAR | C | NEW | 3.1719 |  | RHNHPELC | 5 | 0.83333 | HOUPARRHNHPELCN04_NEWC
HOUPARRHNHPELCN04_NEWC_D83 | Residential heating technology - Heat pump, Ground source - single-family house - new building - distributed level 0.83 | HOUELC, HOUAMB | HOUPARRHN_NEWC_DMD | MKr20 | 2040 | 26.208 | 0.31407 | 0.30214 | [5 empty] | PAR | C | NEW | 3.3098 |  | RHNHPELC | 5 | 0.83333 | HOUPARRHNHPELCN04_NEWC
HOUPARRHNHPELCN04_NEWC_D83 | Residential heating technology - Heat pump, Ground source - single-family house - new building - distributed level 0.83 | HOUELC, HOUAMB | HOUPARRHN_NEWC_DMD | MKr20 | 2050 | 24.8287 | 0.30354 | 0.29005 | [5 empty] | PAR | C | NEW | 3.4477 |  | RHNHPELC | 5 | 0.83333 | HOUPARRHNHPELCN04_NEWC
HOUPARRHNHPELCN03_NEWI_D83 | Residential heating technology - Heat pump, Air-to-water - single-family house - new building - distributed level 0.83 | HOUELC, HOUAMB | HOUPARRHN_NEWI_DMD | MKr20 | 2020 | 19.2558 | 0.47937 | 0.36871 | [5 empty] | PAR | I | NEW | 2.7122 |  | RHNHPELC | 5 | 0.83333 | HOUPARRHNHPELCN03_NEWI
HOUPARRHNHPELCN03_NEWI_D83 | Residential heating technology - Heat pump, Air-to-water - single-family house - new building - distributed level 0.83 | HOUELC, HOUAMB | HOUPARRHN_NEWI_DMD | MKr20 | 2025 | 18.1653 | 0.33434 | 0.35087 | [5 empty] | PAR | I | NEW | 2.8501 |  | RHNHPELC | 5 | 0.83333 | HOUPARRHNHPELCN03_NEWI
HOUPARRHNHPELCN03_NEWI_D83 | Residential heating technology - Heat pump, Air-to-water - single-family house - new building - distributed level 0.83 | HOUELC, HOUAMB | HOUPARRHN_NEWI_DMD | MKr20 | 2030 | 17.0748 | 0.32866 | 0.33467 | [5 empty] | PAR | I | NEW | 2.988 |  | RHNHPELC | 5 | 0.83333 | HOUPARRHNHPELCN03_NEWI
HOUPARRHNHPELCN03_NEWI_D83 | Residential heating technology - Heat pump, Air-to-water - single-family house - new building - distributed level 0.83 | HOUELC, HOUAMB | HOUPARRHN_NEWI_DMD | MKr20 | 2040 | 16.1125 | 0.31813 | 0.31991 | [5 empty] | PAR | I | NEW | 3.1259 |  | RHNHPELC | 5 | 0.83333 | HOUPARRHNHPELCN03_NEWI
HOUPARRHNHPELCN03_NEWI_D83 | Residential heating technology - Heat pump, Air-to-water - single-family house - new building - distributed level 0.83 | HOUELC, HOUAMB | HOUPARRHN_NEWI_DMD | MKr20 | 2050 | 15.1502 | 0.30759 | 0.31077 | [5 empty] | PAR | I | NEW | 3.2178 |  | RHNHPELC | 5 | 0.83333 | HOUPARRHNHPELCN03_NEWI
HOUPARRHNHPELCN03_NEWD_D83 | Residential heating technology - Heat pump, Air-to-water - single-family house - new building - distributed level 0.83 | HOUELC, HOUAMB | HOUPARRHN_NEWD_DMD | MKr20 | 2020 | 19.2558 | 0.47937 | 0.36871 | [5 empty] | PAR | D | NEW | 2.7122 |  | RHNHPELC | 5 | 0.83333 | HOUPARRHNHPELCN03_NEWD
HOUPARRHNHPELCN03_NEWD_D83 | Residential heating technology - Heat pump, Air-to-water - single-family house - new building - distributed level 0.83 | HOUELC, HOUAMB | HOUPARRHN_NEWD_DMD | MKr20 | 2025 | 18.1653 | 0.33434 | 0.35087 | [5 empty] | PAR | D | NEW | 2.8501 |  | RHNHPELC | 5 | 0.83333 | HOUPARRHNHPELCN03_NEWD
HOUPARRHNHPELCN03_NEWD_D83 | Residential heating technology - Heat pump, Air-to-water - single-family house - new building - distributed level 0.83 | HOUELC, HOUAMB | HOUPARRHN_NEWD_DMD | MKr20 | 2030 | 17.0748 | 0.32866 | 0.33467 | [5 empty] | PAR | D | NEW | 2.988 |  | RHNHPELC | 5 | 0.83333 | HOUPARRHNHPELCN03_NEWD
HOUPARRHNHPELCN03_NEWD_D83 | Residential heating technology - Heat pump, Air-to-water - single-family house - new building - distributed level 0.83 | HOUELC, HOUAMB | HOUPARRHN_NEWD_DMD | MKr20 | 2040 | 16.1125 | 0.31813 | 0.31991 | [5 empty] | PAR | D | NEW | 3.1259 |  | RHNHPELC | 5 | 0.83333 | HOUPARRHNHPELCN03_NEWD
HOUPARRHNHPELCN03_NEWD_D83 | Residential heating technology - Heat pump, Air-to-water - single-family house - new building - distributed level 0.83 | HOUELC, HOUAMB | HOUPARRHN_NEWD_DMD | MKr20 | 2050 | 15.1502 | 0.30759 | 0.31077 | [5 empty] | PAR | D | NEW | 3.2178 |  | RHNHPELC | 5 | 0.83333 | HOUPARRHNHPELCN03_NEWD
HOUPARRHNHPELCN03_NEWC_D83 | Residential heating technology - Heat pump, Air-to-water - single-family house - new building - distributed level 0.83 | HOUELC, HOUAMB | HOUPARRHN_NEWC_DMD | MKr20 | 2020 | 19.2558 | 0.47937 | 0.36871 | [5 empty] | PAR | C | NEW | 2.7122 |  | RHNHPELC | 5 | 0.83333 | HOUPARRHNHPELCN03_NEWC
HOUPARRHNHPELCN03_NEWC_D83 | Residential heating technology - Heat pump, Air-to-water - single-family house - new building - distributed level 0.83 | HOUELC, HOUAMB | HOUPARRHN_NEWC_DMD | MKr20 | 2025 | 18.1653 | 0.33434 | 0.35087 | [5 empty] | PAR | C | NEW | 2.8501 |  | RHNHPELC | 5 | 0.83333 | HOUPARRHNHPELCN03_NEWC
HOUPARRHNHPELCN03_NEWC_D83 | Residential heating technology - Heat pump, Air-to-water - single-family house - new building - distributed level 0.83 | HOUELC, HOUAMB | HOUPARRHN_NEWC_DMD | MKr20 | 2030 | 17.0748 | 0.32866 | 0.33467 | [5 empty] | PAR | C | NEW | 2.988 |  | RHNHPELC | 5 | 0.83333 | HOUPARRHNHPELCN03_NEWC
HOUPARRHNHPELCN03_NEWC_D83 | Residential heating technology - Heat pump, Air-to-water - single-family house - new building - distributed level 0.83 | HOUELC, HOUAMB | HOUPARRHN_NEWC_DMD | MKr20 | 2040 | 16.1125 | 0.31813 | 0.31991 | [5 empty] | PAR | C | NEW | 3.1259 |  | RHNHPELC | 5 | 0.83333 | HOUPARRHNHPELCN03_NEWC
HOUPARRHNHPELCN03_NEWC_D83 | Residential heating technology - Heat pump, Air-to-water - single-family house - new building - distributed level 0.83 | HOUELC, HOUAMB | HOUPARRHN_NEWC_DMD | MKr20 | 2050 | 15.1502 | 0.30759 | 0.31077 | [5 empty] | PAR | C | NEW | 3.2178 |  | RHNHPELC | 5 | 0.83333 | HOUPARRHNHPELCN03_NEWC
HOUPARRHNHPELCN02_NEWI_D83 | Residential heating technology - Heat pump, Air-to-air - single-family house - new building - distributed level 0.83 | HOUELC, HOUAMB | HOUPARRHN_NEWI_DMD | MKr20 | 2020 | 7.0669 | 0.52023 | 0.23645 | [5 empty] | PAR | I | NEW | 4.2292 |  | RHNHPELC | 5 | 0.83333 | HOUPARRHNHPELCN02_NEWI
HOUPARRHNHPELCN02_NEWI_D83 | Residential heating technology - Heat pump, Air-to-air - single-family house - new building - distributed level 0.83 | HOUELC, HOUAMB | HOUPARRHN_NEWI_DMD | MKr20 | 2025 | 6.8941 | 0.35345 | 0.22427 | [5 empty] | PAR | I | NEW | 4.459 |  | RHNHPELC | 5 | 0.83333 | HOUPARRHNHPELCN02_NEWI
HOUPARRHNHPELCN02_NEWI_D83 | Residential heating technology - Heat pump, Air-to-air - single-family house - new building - distributed level 0.83 | HOUELC, HOUAMB | HOUPARRHN_NEWI_DMD | MKr20 | 2030 | 6.7214 | 0.34693 | 0.21538 | [5 empty] | PAR | I | NEW | 4.6429 |  | RHNHPELC | 5 | 0.83333 | HOUPARRHNHPELCN02_NEWI
HOUPARRHNHPELCN02_NEWI_D83 | Residential heating technology - Heat pump, Air-to-air - single-family house - new building - distributed level 0.83 | HOUELC, HOUAMB | HOUPARRHN_NEWI_DMD | MKr20 | 2040 | 6.4008 | 0.33481 | 0.20718 | [5 empty] | PAR | I | NEW | 4.8268 |  | RHNHPELC | 5 | 0.83333 | HOUPARRHNHPELCN02_NEWI
HOUPARRHNHPELCN02_NEWI_D83 | Residential heating technology - Heat pump, Air-to-air - single-family house - new building - distributed level 0.83 | HOUELC, HOUAMB | HOUPARRHN_NEWI_DMD | MKr20 | 2050 | 6.0802 | 0.32269 | 0.20522 | [5 empty] | PAR | I | NEW | 4.8727 |  | RHNHPELC | 5 | 0.83333 | HOUPARRHNHPELCN02_NEWI
HOUPARRHNHPELCN02_NEWD_D83 | Residential heating technology - Heat pump, Air-to-air - single-family house - new building - distributed level 0.83 | HOUELC, HOUAMB | HOUPARRHN_NEWD_DMD | MKr20 | 2020 | 7.0669 | 0.52023 | 0.23645 | [5 empty] | PAR | D | NEW | 4.2292 |  | RHNHPELC | 5 | 0.83333 | HOUPARRHNHPELCN02_NEWD
HOUPARRHNHPELCN02_NEWD_D83 | Residential heating technology - Heat pump, Air-to-air - single-family house - new building - distributed level 0.83 | HOUELC, HOUAMB | HOUPARRHN_NEWD_DMD | MKr20 | 2025 | 6.8941 | 0.35345 | 0.22427 | [5 empty] | PAR | D | NEW | 4.459 |  | RHNHPELC | 5 | 0.83333 | HOUPARRHNHPELCN02_NEWD
HOUPARRHNHPELCN02_NEWD_D83 | Residential heating technology - Heat pump, Air-to-air - single-family house - new building - distributed level 0.83 | HOUELC, HOUAMB | HOUPARRHN_NEWD_DMD | MKr20 | 2030 | 6.7214 | 0.34693 | 0.21538 | [5 empty] | PAR | D | NEW | 4.6429 |  | RHNHPELC | 5 | 0.83333 | HOUPARRHNHPELCN02_NEWD
HOUPARRHNHPELCN02_NEWD_D83 | Residential heating technology - Heat pump, Air-to-air - single-family house - new building - distributed level 0.83 | HOUELC, HOUAMB | HOUPARRHN_NEWD_DMD | MKr20 | 2040 | 6.4008 | 0.33481 | 0.20718 | [5 empty] | PAR | D | NEW | 4.8268 |  | RHNHPELC | 5 | 0.83333 | HOUPARRHNHPELCN02_NEWD
HOUPARRHNHPELCN02_NEWD_D83 | Residential heating technology - Heat pump, Air-to-air - single-family house - new building - distributed level 0.83 | HOUELC, HOUAMB | HOUPARRHN_NEWD_DMD | MKr20 | 2050 | 6.0802 | 0.32269 | 0.20522 | [5 empty] | PAR | D | NEW | 4.8727 |  | RHNHPELC | 5 | 0.83333 | HOUPARRHNHPELCN02_NEWD
HOUPARRHNHPELCN02_NEWC_D83 | Residential heating technology - Heat pump, Air-to-air - single-family house - new building - distributed level 0.83 | HOUELC, HOUAMB | HOUPARRHN_NEWC_DMD | MKr20 | 2020 | 7.0669 | 0.52023 | 0.23645 | [5 empty] | PAR | C | NEW | 4.2292 |  | RHNHPELC | 5 | 0.83333 | HOUPARRHNHPELCN02_NEWC
HOUPARRHNHPELCN02_NEWC_D83 | Residential heating technology - Heat pump, Air-to-air - single-family house - new building - distributed level 0.83 | HOUELC, HOUAMB | HOUPARRHN_NEWC_DMD | MKr20 | 2025 | 6.8941 | 0.35345 | 0.22427 | [5 empty] | PAR | C | NEW | 4.459 |  | RHNHPELC | 5 | 0.83333 | HOUPARRHNHPELCN02_NEWC
HOUPARRHNHPELCN02_NEWC_D83 | Residential heating technology - Heat pump, Air-to-air - single-family house - new building - distributed level 0.83 | HOUELC, HOUAMB | HOUPARRHN_NEWC_DMD | MKr20 | 2030 | 6.7214 | 0.34693 | 0.21538 | [5 empty] | PAR | C | NEW | 4.6429 |  | RHNHPELC | 5 | 0.83333 | HOUPARRHNHPELCN02_NEWC
HOUPARRHNHPELCN02_NEWC_D83 | Residential heating technology - Heat pump, Air-to-air - single-family house - new building - distributed level 0.83 | HOUELC, HOUAMB | HOUPARRHN_NEWC_DMD | MKr20 | 2040 | 6.4008 | 0.33481 | 0.20718 | [5 empty] | PAR | C | NEW | 4.8268 |  | RHNHPELC | 5 | 0.83333 | HOUPARRHNHPELCN02_NEWC
HOUPARRHNHPELCN02_NEWC_D83 | Residential heating technology - Heat pump, Air-to-air - single-family house - new building - distributed level 0.83 | HOUELC, HOUAMB | HOUPARRHN_NEWC_DMD | MKr20 | 2050 | 6.0802 | 0.32269 | 0.20522 | [5 empty] | PAR | C | NEW | 4.8727 |  | RHNHPELC | 5 | 0.83333 | HOUPARRHNHPELCN02_NEWC
HOUPARRHNDIELCN06_NEWI_D83 | Residential heating technology - Electric heating - electric panel from Bauhaus - single-family house - new building - distributed level 0.83 | HOUELC | HOUPARRHN_NEWI_DMD | MKr20 | 2020 | 0.63868 | 0 | [6 empty] | PAR | I | NEW |  |  | RHNDIELC | 5 | 0.83333 | HOUPARRHNDIELCN06_NEWI
HOUPARRHNDIELCN06_NEWI_D83 | Residential heating technology - Electric heating - electric panel from Bauhaus - single-family house - new building - distributed level 0.83 | HOUELC | HOUPARRHN_NEWI_DMD | MKr20 | 2025 | 0.63868 | 0 | [6 empty] | PAR | I | NEW |  |  | RHNDIELC | 5 | 0.83333 | HOUPARRHNDIELCN06_NEWI
HOUPARRHNDIELCN06_NEWI_D83 | Residential heating technology - Electric heating - electric panel from Bauhaus - single-family house - new building - distributed level 0.83 | HOUELC | HOUPARRHN_NEWI_DMD | MKr20 | 2030 | 0.63868 | 0 | [6 empty] | PAR | I | NEW |  |  | RHNDIELC | 5 | 0.83333 | HOUPARRHNDIELCN06_NEWI
HOUPARRHNDIELCN06_NEWI_D83 | Residential heating technology - Electric heating - electric panel from Bauhaus - single-family house - new building - distributed level 0.83 | HOUELC | HOUPARRHN_NEWI_DMD | MKr20 | 2040 | 0.63868 | 0 | [6 empty] | PAR | I | NEW |  |  | RHNDIELC | 5 | 0.83333 | HOUPARRHNDIELCN06_NEWI
HOUPARRHNDIELCN06_NEWI_D83 | Residential heating technology - Electric heating - electric panel from Bauhaus - single-family house - new building - distributed level 0.83 | HOUELC | HOUPARRHN_NEWI_DMD | MKr20 | 2050 | 0.63868 | 0 | [6 empty] | PAR | I | NEW |  |  | RHNDIELC | 5 | 0.83333 | HOUPARRHNDIELCN06_NEWI
HOUPARRHNDIELCN06_NEWD_D83 | Residential heating technology - Electric heating - electric panel from Bauhaus - single-family house - new building - distributed level 0.83 | HOUELC | HOUPARRHN_NEWD_DMD | MKr20 | 2020 | 0.63868 | 0 | [6 empty] | PAR | D | NEW |  |  | RHNDIELC | 5 | 0.83333 | HOUPARRHNDIELCN06_NEWD
HOUPARRHNDIELCN06_NEWD_D83 | Residential heating technology - Electric heating - electric panel from Bauhaus - single-family house - new building - distributed level 0.83 | HOUELC | HOUPARRHN_NEWD_DMD | MKr20 | 2025 | 0.63868 | 0 | [6 empty] | PAR | D | NEW |  |  | RHNDIELC | 5 | 0.83333 | HOUPARRHNDIELCN06_NEWD
HOUPARRHNDIELCN06_NEWD_D83 | Residential heating technology - Electric heating - electric panel from Bauhaus - single-family house - new building - distributed level 0.83 | HOUELC | HOUPARRHN_NEWD_DMD | MKr20 | 2030 | 0.63868 | 0 | [6 empty] | PAR | D | NEW |  |  | RHNDIELC | 5 | 0.83333 | HOUPARRHNDIELCN06_NEWD
HOUPARRHNDIELCN06_NEWD_D83 | Residential heating technology - Electric heating - electric panel from Bauhaus - single-family house - new building - distributed level 0.83 | HOUELC | HOUPARRHN_NEWD_DMD | MKr20 | 2040 | 0.63868 | 0 | [6 empty] | PAR | D | NEW |  |  | RHNDIELC | 5 | 0.83333 | HOUPARRHNDIELCN06_NEWD
HOUPARRHNDIELCN06_NEWD_D83 | Residential heating technology - Electric heating - electric panel from Bauhaus - single-family house - new building - distributed level 0.83 | HOUELC | HOUPARRHN_NEWD_DMD | MKr20 | 2050 | 0.63868 | 0 | [6 empty] | PAR | D | NEW |  |  | RHNDIELC | 5 | 0.83333 | HOUPARRHNDIELCN06_NEWD
HOUPARRHNDIELCN06_NEWC_D83 | Residential heating technology - Electric heating - electric panel from Bauhaus - single-family house - new building - distributed level 0.83 | HOUELC | HOUPARRHN_NEWC_DMD | MKr20 | 2020 | 0.63868 | 0 | [6 empty] | PAR | C | NEW |  |  | RHNDIELC | 5 | 0.83333 | HOUPARRHNDIELCN06_NEWC
HOUPARRHNDIELCN06_NEWC_D83 | Residential heating technology - Electric heating - electric panel from Bauhaus - single-family house - new building - distributed level 0.83 | HOUELC | HOUPARRHN_NEWC_DMD | MKr20 | 2025 | 0.63868 | 0 | [6 empty] | PAR | C | NEW |  |  | RHNDIELC | 5 | 0.83333 | HOUPARRHNDIELCN06_NEWC
HOUPARRHNDIELCN06_NEWC_D83 | Residential heating technology - Electric heating - electric panel from Bauhaus - single-family house - new building - distributed level 0.83 | HOUELC | HOUPARRHN_NEWC_DMD | MKr20 | 2030 | 0.63868 | 0 | [6 empty] | PAR | C | NEW |  |  | RHNDIELC | 5 | 0.83333 | HOUPARRHNDIELCN06_NEWC
HOUPARRHNDIELCN06_NEWC_D83 | Residential heating technology - Electric heating - electric panel from Bauhaus - single-family house - new building - distributed level 0.83 | HOUELC | HOUPARRHN_NEWC_DMD | MKr20 | 2040 | 0.63868 | 0 | [6 empty] | PAR | C | NEW |  |  | RHNDIELC | 5 | 0.83333 | HOUPARRHNDIELCN06_NEWC
HOUPARRHNDIELCN06_NEWC_D83 | Residential heating technology - Electric heating - electric panel from Bauhaus - single-family house - new building - distributed level 0.83 | HOUELC | HOUPARRHN_NEWC_DMD | MKr20 | 2050 | 0.63868 | 0 | [6 empty] | PAR | C | NEW |  |  | RHNDIELC | 5 | 0.83333 | HOUPARRHNDIELCN06_NEWC
HOUPARRHNDIELCN01_NEWI_D83 | Residential heating technology - Electric heating - single-family house - new building - distributed level 0.83 | HOUELC | HOUPARRHN_NEWI_DMD | MKr20 | 2020 | 7.7601 | 0.06921 | [6 empty] | PAR | I | NEW |  |  | RHNDIELC | 5 | 0.83333 | HOUPARRHNDIELCN01_NEWI
HOUPARRHNDIELCN01_NEWI_D83 | Residential heating technology - Electric heating - single-family house - new building - distributed level 0.83 | HOUELC | HOUPARRHN_NEWI_DMD | MKr20 | 2025 | 7.5681 | 0.06921 | [6 empty] | PAR | I | NEW |  |  | RHNDIELC | 5 | 0.83333 | HOUPARRHNDIELCN01_NEWI
HOUPARRHNDIELCN01_NEWI_D83 | Residential heating technology - Electric heating - single-family house - new building - distributed level 0.83 | HOUELC | HOUPARRHN_NEWI_DMD | MKr20 | 2030 | 7.3807 | 0.066326 | [6 empty] | PAR | I | NEW |  |  | RHNDIELC | 5 | 0.83333 | HOUPARRHNDIELCN01_NEWI
HOUPARRHNDIELCN01_NEWI_D83 | Residential heating technology - Electric heating - single-family house - new building - distributed level 0.83 | HOUELC | HOUPARRHN_NEWI_DMD | MKr20 | 2040 | 7.0199 | 0.063442 | [6 empty] | PAR | I | NEW |  |  | RHNDIELC | 5 | 0.83333 | HOUPARRHNDIELCN01_NEWI
HOUPARRHNDIELCN01_NEWI_D83 | Residential heating technology - Electric heating - single-family house - new building - distributed level 0.83 | HOUELC | HOUPARRHN_NEWI_DMD | MKr20 | 2050 | 6.6767 | 0.060559 | [6 empty] | PAR | I | NEW |  |  | RHNDIELC | 5 | 0.83333 | HOUPARRHNDIELCN01_NEWI
HOUPARRHNDIELCN01_NEWD_D83 | Residential heating technology - Electric heating - single-family house - new building - distributed level 0.83 | HOUELC | HOUPARRHN_NEWD_DMD | MKr20 | 2020 | 7.7601 | 0.06921 | [6 empty] | PAR | D | NEW |  |  | RHNDIELC | 5 | 0.83333 | HOUPARRHNDIELCN01_NEWD
HOUPARRHNDIELCN01_NEWD_D83 | Residential heating technology - Electric heating - single-family house - new building - distributed level 0.83 | HOUELC | HOUPARRHN_NEWD_DMD | MKr20 | 2025 | 7.5681 | 0.06921 | [6 empty] | PAR | D | NEW |  |  | RHNDIELC | 5 | 0.83333 | HOUPARRHNDIELCN01_NEWD
HOUPARRHNDIELCN01_NEWD_D83 | Residential heating technology - Electric heating - single-family house - new building - distributed level 0.83 | HOUELC | HOUPARRHN_NEWD_DMD | MKr20 | 2030 | 7.3807 | 0.066326 | [6 empty] | PAR | D | NEW |  |  | RHNDIELC | 5 | 0.83333 | HOUPARRHNDIELCN01_NEWD
HOUPARRHNDIELCN01_NEWD_D83 | Residential heating technology - Electric heating - single-family house - new building - distributed level 0.83 | HOUELC | HOUPARRHN_NEWD_DMD | MKr20 | 2040 | 7.0199 | 0.063442 | [6 empty] | PAR | D | NEW |  |  | RHNDIELC | 5 | 0.83333 | HOUPARRHNDIELCN01_NEWD
HOUPARRHNDIELCN01_NEWD_D83 | Residential heating technology - Electric heating - single-family house - new building - distributed level 0.83 | HOUELC | HOUPARRHN_NEWD_DMD | MKr20 | 2050 | 6.6767 | 0.060559 | [6 empty] | PAR | D | NEW |  |  | RHNDIELC | 5 | 0.83333 | HOUPARRHNDIELCN01_NEWD
HOUPARRHNDIELCN01_NEWC_D83 | Residential heating technology - Electric heating - single-family house - new building - distributed level 0.83 | HOUELC | HOUPARRHN_NEWC_DMD | MKr20 | 2020 | 7.7601 | 0.06921 | [6 empty] | PAR | C | NEW |  |  | RHNDIELC | 5 | 0.83333 | HOUPARRHNDIELCN01_NEWC
HOUPARRHNDIELCN01_NEWC_D83 | Residential heating technology - Electric heating - single-family house - new building - distributed level 0.83 | HOUELC | HOUPARRHN_NEWC_DMD | MKr20 | 2025 | 7.5681 | 0.06921 | [6 empty] | PAR | C | NEW |  |  | RHNDIELC | 5 | 0.83333 | HOUPARRHNDIELCN01_NEWC
HOUPARRHNDIELCN01_NEWC_D83 | Residential heating technology - Electric heating - single-family house - new building - distributed level 0.83 | HOUELC | HOUPARRHN_NEWC_DMD | MKr20 | 2030 | 7.3807 | 0.066326 | [6 empty] | PAR | C | NEW |  |  | RHNDIELC | 5 | 0.83333 | HOUPARRHNDIELCN01_NEWC
HOUPARRHNDIELCN01_NEWC_D83 | Residential heating technology - Electric heating - single-family house - new building - distributed level 0.83 | HOUELC | HOUPARRHN_NEWC_DMD | MKr20 | 2040 | 7.0199 | 0.063442 | [6 empty] | PAR | C | NEW |  |  | RHNDIELC | 5 | 0.83333 | HOUPARRHNDIELCN01_NEWC
HOUPARRHNDIELCN01_NEWC_D83 | Residential heating technology - Electric heating - single-family house - new building - distributed level 0.83 | HOUELC | HOUPARRHN_NEWC_DMD | MKr20 | 2050 | 6.6767 | 0.060559 | [6 empty] | PAR | C | NEW |  |  | RHNDIELC | 5 | 0.83333 | HOUPARRHNDIELCN01_NEWC
HOUPARRHNBHWPEN01_NEWI_D83 | Residential heating technology - Biomass boiler, automatic stoking , wood pellets or wood chips - single-family house - new building - distributed level 0.83 | HOUWPE | HOUPARRHN_NEWI_DMD | MKr20 | 2020 | 3.5485 | 0.32473 |  | 25 | 14 | 70 | 2 | 4 | PAR | I | NEW |  |  | RHNBHWPE | 5 | 0.83333 | HOUPARRHNBHWPEN01_NEWI
HOUPARRHNBHWPEN01_NEWI_D83 | Residential heating technology - Biomass boiler, automatic stoking , wood pellets or wood chips - single-family house - new building - distributed level 0.83 | HOUWPE | HOUPARRHN_NEWI_DMD | MKr20 | 2025 | 4.3259 | 0.39822 |  | 25 | 14 | 60 | 2 | 4 | PAR | I | NEW |  |  | RHNBHWPE | 5 | 0.83333 | HOUPARRHNBHWPEN01_NEWI
HOUPARRHNBHWPEN01_NEWI_D83 | Residential heating technology - Biomass boiler, automatic stoking , wood pellets or wood chips - single-family house - new building - distributed level 0.83 | HOUWPE | HOUPARRHN_NEWI_DMD | MKr20 | 2030 | 4.2188 | 0.39203 |  | 25 | 11 | 50 | 1 | 4 | PAR | I | NEW |  |  | RHNBHWPE | 5 | 0.83333 | HOUPARRHNBHWPEN01_NEWI
HOUPARRHNBHWPEN01_NEWI_D83 | Residential heating technology - Biomass boiler, automatic stoking , wood pellets or wood chips - single-family house - new building - distributed level 0.83 | HOUWPE | HOUPARRHN_NEWI_DMD | MKr20 | 2040 | 4.0126 | 0.37433 |  | 25 | 9 | 45 | 1 | 4 | PAR | I | NEW |  |  | RHNBHWPE | 5 | 0.83333 | HOUPARRHNBHWPEN01_NEWI
HOUPARRHNBHWPEN01_NEWI_D83 | Residential heating technology - Biomass boiler, automatic stoking , wood pellets or wood chips - single-family house - new building - distributed level 0.83 | HOUWPE | HOUPARRHN_NEWI_DMD | MKr20 | 2050 | 3.8164 | 0.35738 |  | 25 | 9 | 40 | 0 | 4 | PAR | I | NEW |  |  | RHNBHWPE | 5 | 0.83333 | HOUPARRHNBHWPEN01_NEWI
HOUPARRHNBHWPEN01_NEWD_D83 | Residential heating technology - Biomass boiler, automatic stoking , wood pellets or wood chips - single-family house - new building - distributed level 0.83 | HOUWPE | HOUPARRHN_NEWD_DMD | MKr20 | 2020 | 3.5485 | 0.32473 |  | 25 | 14 | 70 | 2 | 4 | PAR | D | NEW |  |  | RHNBHWPE | 5 | 0.83333 | HOUPARRHNBHWPEN01_NEWD
HOUPARRHNBHWPEN01_NEWD_D83 | Residential heating technology - Biomass boiler, automatic stoking , wood pellets or wood chips - single-family house - new building - distributed level 0.83 | HOUWPE | HOUPARRHN_NEWD_DMD | MKr20 | 2025 | 4.3259 | 0.39822 |  | 25 | 14 | 60 | 2 | 4 | PAR | D | NEW |  |  | RHNBHWPE | 5 | 0.83333 | HOUPARRHNBHWPEN01_NEWD
HOUPARRHNBHWPEN01_NEWD_D83 | Residential heating technology - Biomass boiler, automatic stoking , wood pellets or wood chips - single-family house - new building - distributed level 0.83 | HOUWPE | HOUPARRHN_NEWD_DMD | MKr20 | 2030 | 4.2188 | 0.39203 |  | 25 | 11 | 50 | 1 | 4 | PAR | D | NEW |  |  | RHNBHWPE | 5 | 0.83333 | HOUPARRHNBHWPEN01_NEWD
HOUPARRHNBHWPEN01_NEWD_D83 | Residential heating technology - Biomass boiler, automatic stoking , wood pellets or wood chips - single-family house - new building - distributed level 0.83 | HOUWPE | HOUPARRHN_NEWD_DMD | MKr20 | 2040 | 4.0126 | 0.37433 |  | 25 | 9 | 45 | 1 | 4 | PAR | D | NEW |  |  | RHNBHWPE | 5 | 0.83333 | HOUPARRHNBHWPEN01_NEWD
HOUPARRHNBHWPEN01_NEWD_D83 | Residential heating technology - Biomass boiler, automatic stoking , wood pellets or wood chips - single-family house - new building - distributed level 0.83 | HOUWPE | HOUPARRHN_NEWD_DMD | MKr20 | 2050 | 3.8164 | 0.35738 |  | 25 | 9 | 40 | 0 | 4 | PAR | D | NEW |  |  | RHNBHWPE | 5 | 0.83333 | HOUPARRHNBHWPEN01_NEWD
HOUPARRHNBHWPEN01_NEWC_D83 | Residential heating technology - Biomass boiler, automatic stoking , wood pellets or wood chips - single-family house - new building - distributed level 0.83 | HOUWPE | HOUPARRHN_NEWC_DMD | MKr20 | 2020 | 3.5485 | 0.32473 |  | 25 | 14 | 70 | 2 | 4 | PAR | C | NEW |  |  | RHNBHWPE | 5 | 0.83333 | HOUPARRHNBHWPEN01_NEWC
HOUPARRHNBHWPEN01_NEWC_D83 | Residential heating technology - Biomass boiler, automatic stoking , wood pellets or wood chips - single-family house - new building - distributed level 0.83 | HOUWPE | HOUPARRHN_NEWC_DMD | MKr20 | 2025 | 4.3259 | 0.39822 |  | 25 | 14 | 60 | 2 | 4 | PAR | C | NEW |  |  | RHNBHWPE | 5 | 0.83333 | HOUPARRHNBHWPEN01_NEWC
HOUPARRHNBHWPEN01_NEWC_D83 | Residential heating technology - Biomass boiler, automatic stoking , wood pellets or wood chips - single-family house - new building - distributed level 0.83 | HOUWPE | HOUPARRHN_NEWC_DMD | MKr20 | 2030 | 4.2188 | 0.39203 |  | 25 | 11 | 50 | 1 | 4 | PAR | C | NEW |  |  | RHNBHWPE | 5 | 0.83333 | HOUPARRHNBHWPEN01_NEWC
HOUPARRHNBHWPEN01_NEWC_D83 | Residential heating technology - Biomass boiler, automatic stoking , wood pellets or wood chips - single-family house - new building - distributed level 0.83 | HOUWPE | HOUPARRHN_NEWC_DMD | MKr20 | 2040 | 4.0126 | 0.37433 |  | 25 | 9 | 45 | 1 | 4 | PAR | C | NEW |  |  | RHNBHWPE | 5 | 0.83333 | HOUPARRHNBHWPEN01_NEWC
HOUPARRHNBHWPEN01_NEWC_D83 | Residential heating technology - Biomass boiler, automatic stoking , wood pellets or wood chips - single-family house - new building - distributed level 0.83 | HOUWPE | HOUPARRHN_NEWC_DMD | MKr20 | 2050 | 3.8164 | 0.35738 |  | 25 | 9 | 40 | 0 | 4 | PAR | C | NEW |  |  | RHNBHWPE | 5 | 0.83333 | HOUPARRHNBHWPEN01_NEWC
HOUPARRHNBHSOLN01_NEWI_D83 | Residential heating technology - Solar heating system - single-family house - new building - distributed level 0.83 | HOUSOL | HOUPARRHN_NEWI_DMD | MKr20 | 2020 | 4.9436 | 0.13687 | [6 empty] | PAR | I | NEW |  |  | RHNBHSOL | 5 | 0.83333 | HOUPARRHNBHSOLN01_NEWI
HOUPARRHNBHSOLN01_NEWI_D83 | Residential heating technology - Solar heating system - single-family house - new building - distributed level 0.83 | HOUSOL | HOUPARRHN_NEWI_DMD | MKr20 | 2025 | 4.6346 | 0.1344 | [6 empty] | PAR | I | NEW |  |  | RHNBHSOL | 5 | 0.83333 | HOUPARRHNBHSOLN01_NEWI
HOUPARRHNBHSOLN01_NEWI_D83 | Residential heating technology - Solar heating system - single-family house - new building - distributed level 0.83 | HOUSOL | HOUPARRHN_NEWI_DMD | MKr20 | 2030 | 4.3256 | 0.13399 | [6 empty] | PAR | I | NEW |  |  | RHNBHSOL | 5 | 0.83333 | HOUPARRHNBHSOLN01_NEWI
HOUPARRHNBHSOLN01_NEWI_D83 | Residential heating technology - Solar heating system - single-family house - new building - distributed level 0.83 | HOUSOL | HOUPARRHN_NEWI_DMD | MKr20 | 2040 | 4.1196 | 0.12864 | [6 empty] | PAR | I | NEW |  |  | RHNBHSOL | 5 | 0.83333 | HOUPARRHNBHSOLN01_NEWI
HOUPARRHNBHSOLN01_NEWI_D83 | Residential heating technology - Solar heating system - single-family house - new building - distributed level 0.83 | HOUSOL | HOUPARRHN_NEWI_DMD | MKr20 | 2050 | 3.9136 | 0.12328 | [6 empty] | PAR | I | NEW |  |  | RHNBHSOL | 5 | 0.83333 | HOUPARRHNBHSOLN01_NEWI
HOUPARRHNBHSOLN01_NEWD_D83 | Residential heating technology - Solar heating system - single-family house - new building - distributed level 0.83 | HOUSOL | HOUPARRHN_NEWD_DMD | MKr20 | 2020 | 4.9436 | 0.13687 | [6 empty] | PAR | D | NEW |  |  | RHNBHSOL | 5 | 0.83333 | HOUPARRHNBHSOLN01_NEWD
HOUPARRHNBHSOLN01_NEWD_D83 | Residential heating technology - Solar heating system - single-family house - new building - distributed level 0.83 | HOUSOL | HOUPARRHN_NEWD_DMD | MKr20 | 2025 | 4.6346 | 0.1344 | [6 empty] | PAR | D | NEW |  |  | RHNBHSOL | 5 | 0.83333 | HOUPARRHNBHSOLN01_NEWD
HOUPARRHNBHSOLN01_NEWD_D83 | Residential heating technology - Solar heating system - single-family house - new building - distributed level 0.83 | HOUSOL | HOUPARRHN_NEWD_DMD | MKr20 | 2030 | 4.3256 | 0.13399 | [6 empty] | PAR | D | NEW |  |  | RHNBHSOL | 5 | 0.83333 | HOUPARRHNBHSOLN01_NEWD
HOUPARRHNBHSOLN01_NEWD_D83 | Residential heating technology - Solar heating system - single-family house - new building - distributed level 0.83 | HOUSOL | HOUPARRHN_NEWD_DMD | MKr20 | 2040 | 4.1196 | 0.12864 | [6 empty] | PAR | D | NEW |  |  | RHNBHSOL | 5 | 0.83333 | HOUPARRHNBHSOLN01_NEWD
HOUPARRHNBHSOLN01_NEWD_D83 | Residential heating technology - Solar heating system - single-family house - new building - distributed level 0.83 | HOUSOL | HOUPARRHN_NEWD_DMD | MKr20 | 2050 | 3.9136 | 0.12328 | [6 empty] | PAR | D | NEW |  |  | RHNBHSOL | 5 | 0.83333 | HOUPARRHNBHSOLN01_NEWD
HOUPARRHNBHSOLN01_NEWC_D83 | Residential heating technology - Solar heating system - single-family house - new building - distributed level 0.83 | HOUSOL | HOUPARRHN_NEWC_DMD | MKr20 | 2020 | 4.9436 | 0.13687 | [6 empty] | PAR | C | NEW |  |  | RHNBHSOL | 5 | 0.83333 | HOUPARRHNBHSOLN01_NEWC
HOUPARRHNBHSOLN01_NEWC_D83 | Residential heating technology - Solar heating system - single-family house - new building - distributed level 0.83 | HOUSOL | HOUPARRHN_NEWC_DMD | MKr20 | 2025 | 4.6346 | 0.1344 | [6 empty] | PAR | C | NEW |  |  | RHNBHSOL | 5 | 0.83333 | HOUPARRHNBHSOLN01_NEWC
HOUPARRHNBHSOLN01_NEWC_D83 | Residential heating technology - Solar heating system - single-family house - new building - distributed level 0.83 | HOUSOL | HOUPARRHN_NEWC_DMD | MKr20 | 2030 | 4.3256 | 0.13399 | [6 empty] | PAR | C | NEW |  |  | RHNBHSOL | 5 | 0.83333 | HOUPARRHNBHSOLN01_NEWC
HOUPARRHNBHSOLN01_NEWC_D83 | Residential heating technology - Solar heating system - single-family house - new building - distributed level 0.83 | HOUSOL | HOUPARRHN_NEWC_DMD | MKr20 | 2040 | 4.1196 | 0.12864 | [6 empty] | PAR | C | NEW |  |  | RHNBHSOL | 5 | 0.83333 | HOUPARRHNBHSOLN01_NEWC
HOUPARRHNBHSOLN01_NEWC_D83 | Residential heating technology - Solar heating system - single-family house - new building - distributed level 0.83 | HOUSOL | HOUPARRHN_NEWC_DMD | MKr20 | 2050 | 3.9136 | 0.12328 | [6 empty] | PAR | C | NEW |  |  | RHNBHSOL | 5 | 0.83333 | HOUPARRHNBHSOLN01_NEWC
HOUPARRHNBHGASN03_NEWI_D83 | Residential heating technology - Natural gas boiler - plus connection pipe - single-family house - new building - distributed level 0.83 | HOUGAS | HOUPARRHN_NEWI_DMD | MKr20 | 2020 | 3.6459 | 0.11839 |  | 0.43 | 0.1 | 20.4 | 1 | 1 | PAR | I | NEW |  |  | RHNBHGAS | 5 | 0.83333 | HOUPARRHNBHGASN03_NEWI
HOUPARRHNBHGASN03_NEWI_D83 | Residential heating technology - Natural gas boiler - plus connection pipe - single-family house - new building - distributed level 0.83 | HOUGAS | HOUPARRHN_NEWI_DMD | MKr20 | 2025 | 3.5862 | 0.11639 |  | 0.43 | 0.1 | 20.4 | 1 | 1 | PAR | I | NEW |  |  | RHNBHGAS | 5 | 0.83333 | HOUPARRHNBHGASN03_NEWI
HOUPARRHNBHGASN03_NEWI_D83 | Residential heating technology - Natural gas boiler - plus connection pipe - single-family house - new building - distributed level 0.83 | HOUGAS | HOUPARRHN_NEWI_DMD | MKr20 | 2030 | 3.528 | 0.11539 |  | 0.43 | 0.1 | 20.4 | 1 | 1 | PAR | I | NEW |  |  | RHNBHGAS | 5 | 0.83333 | HOUPARRHNBHGASN03_NEWI
HOUPARRHNBHGASN03_NEWI_D83 | Residential heating technology - Natural gas boiler - plus connection pipe - single-family house - new building - distributed level 0.83 | HOUGAS | HOUPARRHN_NEWI_DMD | MKr20 | 2040 | 3.416 | 0.1091 |  | 0.43 | 0.1 | 20.4 | 1 | 1 | PAR | I | NEW |  |  | RHNBHGAS | 5 | 0.83333 | HOUPARRHNBHGASN03_NEWI
HOUPARRHNBHGASN03_NEWI_D83 | Residential heating technology - Natural gas boiler - plus connection pipe - single-family house - new building - distributed level 0.83 | HOUGAS | HOUPARRHN_NEWI_DMD | MKr20 | 2050 | 3.3094 | 0.10518 |  | 0.43 | 0.1 | 20.4 | 1 | 1 | PAR | I | NEW |  |  | RHNBHGAS | 5 | 0.83333 | HOUPARRHNBHGASN03_NEWI
HOUPARRHNBHGASN03_NEWD_D83 | Residential heating technology - Natural gas boiler - plus connection pipe - single-family house - new building - distributed level 0.83 | HOUGAS | HOUPARRHN_NEWD_DMD | MKr20 | 2020 | 3.6459 | 0.11839 |  | 0.43 | 0.1 | 20.4 | 1 | 1 | PAR | D | NEW |  |  | RHNBHGAS | 5 | 0.83333 | HOUPARRHNBHGASN03_NEWD
HOUPARRHNBHGASN03_NEWD_D83 | Residential heating technology - Natural gas boiler - plus connection pipe - single-family house - new building - distributed level 0.83 | HOUGAS | HOUPARRHN_NEWD_DMD | MKr20 | 2025 | 3.5862 | 0.11639 |  | 0.43 | 0.1 | 20.4 | 1 | 1 | PAR | D | NEW |  |  | RHNBHGAS | 5 | 0.83333 | HOUPARRHNBHGASN03_NEWD
HOUPARRHNBHGASN03_NEWD_D83 | Residential heating technology - Natural gas boiler - plus connection pipe - single-family house - new building - distributed level 0.83 | HOUGAS | HOUPARRHN_NEWD_DMD | MKr20 | 2030 | 3.528 | 0.11539 |  | 0.43 | 0.1 | 20.4 | 1 | 1 | PAR | D | NEW |  |  | RHNBHGAS | 5 | 0.83333 | HOUPARRHNBHGASN03_NEWD
HOUPARRHNBHGASN03_NEWD_D83 | Residential heating technology - Natural gas boiler - plus connection pipe - single-family house - new building - distributed level 0.83 | HOUGAS | HOUPARRHN_NEWD_DMD | MKr20 | 2040 | 3.416 | 0.1091 |  | 0.43 | 0.1 | 20.4 | 1 | 1 | PAR | D | NEW |  |  | RHNBHGAS | 5 | 0.83333 | HOUPARRHNBHGASN03_NEWD
HOUPARRHNBHGASN03_NEWD_D83 | Residential heating technology - Natural gas boiler - plus connection pipe - single-family house - new building - distributed level 0.83 | HOUGAS | HOUPARRHN_NEWD_DMD | MKr20 | 2050 | 3.3094 | 0.10518 |  | 0.43 | 0.1 | 20.4 | 1 | 1 | PAR | D | NEW |  |  | RHNBHGAS | 5 | 0.83333 | HOUPARRHNBHGASN03_NEWD
HOUPARRHNBHGASN03_NEWC_D83 | Residential heating technology - Natural gas boiler - plus connection pipe - single-family house - new building - distributed level 0.83 | HOUGAS | HOUPARRHN_NEWC_DMD | MKr20 | 2020 | 3.6459 | 0.11839 |  | 0.43 | 0.1 | 20.4 | 1 | 1 | PAR | C | NEW |  |  | RHNBHGAS | 5 | 0.83333 | HOUPARRHNBHGASN03_NEWC
HOUPARRHNBHGASN03_NEWC_D83 | Residential heating technology - Natural gas boiler - plus connection pipe - single-family house - new building - distributed level 0.83 | HOUGAS | HOUPARRHN_NEWC_DMD | MKr20 | 2025 | 3.5862 | 0.11639 |  | 0.43 | 0.1 | 20.4 | 1 | 1 | PAR | C | NEW |  |  | RHNBHGAS | 5 | 0.83333 | HOUPARRHNBHGASN03_NEWC
HOUPARRHNBHGASN03_NEWC_D83 | Residential heating technology - Natural gas boiler - plus connection pipe - single-family house - new building - distributed level 0.83 | HOUGAS | HOUPARRHN_NEWC_DMD | MKr20 | 2030 | 3.528 | 0.11539 |  | 0.43 | 0.1 | 20.4 | 1 | 1 | PAR | C | NEW |  |  | RHNBHGAS | 5 | 0.83333 | HOUPARRHNBHGASN03_NEWC
HOUPARRHNBHGASN03_NEWC_D83 | Residential heating technology - Natural gas boiler - plus connection pipe - single-family house - new building - distributed level 0.83 | HOUGAS | HOUPARRHN_NEWC_DMD | MKr20 | 2040 | 3.416 | 0.1091 |  | 0.43 | 0.1 | 20.4 | 1 | 1 | PAR | C | NEW |  |  | RHNBHGAS | 5 | 0.83333 | HOUPARRHNBHGASN03_NEWC
HOUPARRHNBHGASN03_NEWC_D83 | Residential heating technology - Natural gas boiler - plus connection pipe - single-family house - new building - distributed level 0.83 | HOUGAS | HOUPARRHN_NEWC_DMD | MKr20 | 2050 | 3.3094 | 0.10518 |  | 0.43 | 0.1 | 20.4 | 1 | 1 | PAR | C | NEW |  |  | RHNBHGAS | 5 | 0.83333 | HOUPARRHNBHGASN03_NEWC
HOUPARRHNBHDHDN09_NEWI_D83 | Residential heating technology - Direct district heating substation - plus connection pipe - plus distribution (heating density: low ) - single-family house - new building - distributed level 0.83 | HOUDHD | HOUPARRHN_NEWI_DMD | MKr20 | 2020 | 12.1462 | 0.035153 | [6 empty] | PAR | I | NEW |  |  | RHNBHDHD | 5 | 0.83333 | HOUPARRHNBHDHDN09_NEWI
HOUPARRHNBHDHDN09_NEWI_D83 | Residential heating technology - Direct district heating substation - plus connection pipe - plus distribution (heating density: low ) - single-family house - new building - distributed level 0.83 | HOUDHD | HOUPARRHN_NEWI_DMD | MKr20 | 2025 | 12.1029 | 0.034893 | [6 empty] | PAR | I | NEW |  |  | RHNBHDHD | 5 | 0.83333 | HOUPARRHNBHDHDN09_NEWI
HOUPARRHNBHDHDN09_NEWI_D83 | Residential heating technology - Direct district heating substation - plus connection pipe - plus distribution (heating density: low ) - single-family house - new building - distributed level 0.83 | HOUDHD | HOUPARRHN_NEWI_DMD | MKr20 | 2030 | 12.0669 | 0.03427 | [6 empty] | PAR | I | NEW |  |  | RHNBHDHD | 5 | 0.83333 | HOUPARRHNBHDHDN09_NEWI
HOUPARRHNBHDHDN09_NEWI_D83 | Residential heating technology - Direct district heating substation - plus connection pipe - plus distribution (heating density: low ) - single-family house - new building - distributed level 0.83 | HOUDHD | HOUPARRHN_NEWI_DMD | MKr20 | 2040 | 12.002 | 0.032794 | [6 empty] | PAR | I | NEW |  |  | RHNBHDHD | 5 | 0.83333 | HOUPARRHNBHDHDN09_NEWI
HOUPARRHNBHDHDN09_NEWI_D83 | Residential heating technology - Direct district heating substation - plus connection pipe - plus distribution (heating density: low ) - single-family house - new building - distributed level 0.83 | HOUDHD | HOUPARRHN_NEWI_DMD | MKr20 | 2050 | 11.9299 | 0.030647 | [6 empty] | PAR | I | NEW |  |  | RHNBHDHD | 5 | 0.83333 | HOUPARRHNBHDHDN09_NEWI
HOUPARRHNBHDHDN07_NEWI_D83 | Residential heating technology - Direct district heating substation - plus connection pipe - plus distribution (heating density: medium ) - single-family house - new building - distributed level 0.83 | HOUDHD | HOUPARRHN_NEWI_DMD | MKr20 | 2020 | 4.8885 | 0.035153 | [6 empty] | PAR | I | NEW |  |  | RHNBHDHD | 5 | 0.83333 | HOUPARRHNBHDHDN07_NEWI
HOUPARRHNBHDHDN07_NEWI_D83 | Residential heating technology - Direct district heating substation - plus connection pipe - plus distribution (heating density: medium ) - single-family house - new building - distributed level 0.83 | HOUDHD | HOUPARRHN_NEWI_DMD | MKr20 | 2025 | 4.8452 | 0.034893 | [6 empty] | PAR | I | NEW |  |  | RHNBHDHD | 5 | 0.83333 | HOUPARRHNBHDHDN07_NEWI
HOUPARRHNBHDHDN07_NEWI_D83 | Residential heating technology - Direct district heating substation - plus connection pipe - plus distribution (heating density: medium ) - single-family house - new building - distributed level 0.83 | HOUDHD | HOUPARRHN_NEWI_DMD | MKr20 | 2030 | 4.8092 | 0.03427 | [6 empty] | PAR | I | NEW |  |  | RHNBHDHD | 5 | 0.83333 | HOUPARRHNBHDHDN07_NEWI
HOUPARRHNBHDHDN07_NEWI_D83 | Residential heating technology - Direct district heating substation - plus connection pipe - plus distribution (heating density: medium ) - single-family house - new building - distributed level 0.83 | HOUDHD | HOUPARRHN_NEWI_DMD | MKr20 | 2040 | 4.7443 | 0.032794 | [6 empty] | PAR | I | NEW |  |  | RHNBHDHD | 5 | 0.83333 | HOUPARRHNBHDHDN07_NEWI
HOUPARRHNBHDHDN07_NEWI_D83 | Residential heating technology - Direct district heating substation - plus connection pipe - plus distribution (heating density: medium ) - single-family house - new building - distributed level 0.83 | HOUDHD | HOUPARRHN_NEWI_DMD | MKr20 | 2050 | 4.6722 | 0.030647 | [6 empty] | PAR | I | NEW |  |  | RHNBHDHD | 5 | 0.83333 | HOUPARRHNBHDHDN07_NEWI
HOUPARRHNBHDHDN05_NEWI_D83 | Residential heating technology - Direct district heating substation - plus connection pipe - plus distribution (heating density: high ) - single-family house - new building - distributed level 0.83 | HOUDHD | HOUPARRHN_NEWI_DMD | MKr20 | 2020 | 3.7272 | 0.035153 | [6 empty] | PAR | I | NEW |  |  | RHNBHDHD | 5 | 0.83333 | HOUPARRHNBHDHDN05_NEWI
HOUPARRHNBHDHDN05_NEWI_D83 | Residential heating technology - Direct district heating substation - plus connection pipe - plus distribution (heating density: high ) - single-family house - new building - distributed level 0.83 | HOUDHD | HOUPARRHN_NEWI_DMD | MKr20 | 2025 | 3.684 | 0.034893 | [6 empty] | PAR | I | NEW |  |  | RHNBHDHD | 5 | 0.83333 | HOUPARRHNBHDHDN05_NEWI
HOUPARRHNBHDHDN05_NEWI_D83 | Residential heating technology - Direct district heating substation - plus connection pipe - plus distribution (heating density: high ) - single-family house - new building - distributed level 0.83 | HOUDHD | HOUPARRHN_NEWI_DMD | MKr20 | 2030 | 3.6479 | 0.03427 | [6 empty] | PAR | I | NEW |  |  | RHNBHDHD | 5 | 0.83333 | HOUPARRHNBHDHDN05_NEWI
HOUPARRHNBHDHDN05_NEWI_D83 | Residential heating technology - Direct district heating substation - plus connection pipe - plus distribution (heating density: high ) - single-family house - new building - distributed level 0.83 | HOUDHD | HOUPARRHN_NEWI_DMD | MKr20 | 2040 | 3.583 | 0.032794 | [6 empty] | PAR | I | NEW |  |  | RHNBHDHD | 5 | 0.83333 | HOUPARRHNBHDHDN05_NEWI
HOUPARRHNBHDHDN05_NEWI_D83 | Residential heating technology - Direct district heating substation - plus connection pipe - plus distribution (heating density: high ) - single-family house - new building - distributed level 0.83 | HOUDHD | HOUPARRHN_NEWI_DMD | MKr20 | 2050 | 3.511 | 0.030647 | [6 empty] | PAR | I | NEW |  |  | RHNBHDHD | 5 | 0.83333 | HOUPARRHNBHDHDN05_NEWI
HOUPARRHNBHDHDN03_NEWD_D83 | Residential heating technology - Direct district heating substation - plus connection pipe - single-family house - new building - distributed level 0.83 | HOUDHD | HOUPARRHN_NEWD_DMD | MKr20 | 2020 | 3.7272 | 0.035153 | [6 empty] | PAR | D | NEW |  |  | RHNBHDHD | 5 | 0.83333 | HOUPARRHNBHDHDN03_NEWD
HOUPARRHNBHDHDN03_NEWD_D83 | Residential heating technology - Direct district heating substation - plus connection pipe - single-family house - new building - distributed level 0.83 | HOUDHD | HOUPARRHN_NEWD_DMD | MKr20 | 2025 | 3.684 | 0.034893 | [6 empty] | PAR | D | NEW |  |  | RHNBHDHD | 5 | 0.83333 | HOUPARRHNBHDHDN03_NEWD
HOUPARRHNBHDHDN03_NEWD_D83 | Residential heating technology - Direct district heating substation - plus connection pipe - single-family house - new building - distributed level 0.83 | HOUDHD | HOUPARRHN_NEWD_DMD | MKr20 | 2030 | 3.6479 | 0.03427 | [6 empty] | PAR | D | NEW |  |  | RHNBHDHD | 5 | 0.83333 | HOUPARRHNBHDHDN03_NEWD
HOUPARRHNBHDHDN03_NEWD_D83 | Residential heating technology - Direct district heating substation - plus connection pipe - single-family house - new building - distributed level 0.83 | HOUDHD | HOUPARRHN_NEWD_DMD | MKr20 | 2040 | 3.583 | 0.032794 | [6 empty] | PAR | D | NEW |  |  | RHNBHDHD | 5 | 0.83333 | HOUPARRHNBHDHDN03_NEWD
HOUPARRHNBHDHDN03_NEWD_D83 | Residential heating technology - Direct district heating substation - plus connection pipe - single-family house - new building - distributed level 0.83 | HOUDHD | HOUPARRHN_NEWD_DMD | MKr20 | 2050 | 3.511 | 0.030647 | [6 empty] | PAR | D | NEW |  |  | RHNBHDHD | 5 | 0.83333 | HOUPARRHNBHDHDN03_NEWD
HOUPARRHNBHDHCN09_NEWI_D83 | Residential heating technology - Direct district heating substation - plus connection pipe - plus distribution (heating density: low ) - single-family house - new building - distributed level 0.83 | HOUDHC | HOUPARRHN_NEWI_DMD | MKr20 | 2020 | 12.1462 | 0.035153 | [6 empty] | PAR | I | NEW |  |  | RHNBHDHC | 5 | 0.83333 | HOUPARRHNBHDHCN09_NEWI
HOUPARRHNBHDHCN09_NEWI_D83 | Residential heating technology - Direct district heating substation - plus connection pipe - plus distribution (heating density: low ) - single-family house - new building - distributed level 0.83 | HOUDHC | HOUPARRHN_NEWI_DMD | MKr20 | 2025 | 12.1029 | 0.034893 | [6 empty] | PAR | I | NEW |  |  | RHNBHDHC | 5 | 0.83333 | HOUPARRHNBHDHCN09_NEWI
HOUPARRHNBHDHCN09_NEWI_D83 | Residential heating technology - Direct district heating substation - plus connection pipe - plus distribution (heating density: low ) - single-family house - new building - distributed level 0.83 | HOUDHC | HOUPARRHN_NEWI_DMD | MKr20 | 2030 | 12.0669 | 0.03427 | [6 empty] | PAR | I | NEW |  |  | RHNBHDHC | 5 | 0.83333 | HOUPARRHNBHDHCN09_NEWI
HOUPARRHNBHDHCN09_NEWI_D83 | Residential heating technology - Direct district heating substation - plus connection pipe - plus distribution (heating density: low ) - single-family house - new building - distributed level 0.83 | HOUDHC | HOUPARRHN_NEWI_DMD | MKr20 | 2040 | 12.002 | 0.032794 | [6 empty] | PAR | I | NEW |  |  | RHNBHDHC | 5 | 0.83333 | HOUPARRHNBHDHCN09_NEWI
HOUPARRHNBHDHCN09_NEWI_D83 | Residential heating technology - Direct district heating substation - plus connection pipe - plus distribution (heating density: low ) - single-family house - new building - distributed level 0.83 | HOUDHC | HOUPARRHN_NEWI_DMD | MKr20 | 2050 | 11.9299 | 0.030647 | [6 empty] | PAR | I | NEW |  |  | RHNBHDHC | 5 | 0.83333 | HOUPARRHNBHDHCN09_NEWI
HOUPARRHNBHDHCN07_NEWI_D83 | Residential heating technology - Direct district heating substation - plus connection pipe - plus distribution (heating density: medium ) - single-family house - new building - distributed level 0.83 | HOUDHC | HOUPARRHN_NEWI_DMD | MKr20 | 2020 | 4.8885 | 0.035153 | [6 empty] | PAR | I | NEW |  |  | RHNBHDHC | 5 | 0.83333 | HOUPARRHNBHDHCN07_NEWI
HOUPARRHNBHDHCN07_NEWI_D83 | Residential heating technology - Direct district heating substation - plus connection pipe - plus distribution (heating density: medium ) - single-family house - new building - distributed level 0.83 | HOUDHC | HOUPARRHN_NEWI_DMD | MKr20 | 2025 | 4.8452 | 0.034893 | [6 empty] | PAR | I | NEW |  |  | RHNBHDHC | 5 | 0.83333 | HOUPARRHNBHDHCN07_NEWI
HOUPARRHNBHDHCN07_NEWI_D83 | Residential heating technology - Direct district heating substation - plus connection pipe - plus distribution (heating density: medium ) - single-family house - new building - distributed level 0.83 | HOUDHC | HOUPARRHN_NEWI_DMD | MKr20 | 2030 | 4.8092 | 0.03427 | [6 empty] | PAR | I | NEW |  |  | RHNBHDHC | 5 | 0.83333 | HOUPARRHNBHDHCN07_NEWI
HOUPARRHNBHDHCN07_NEWI_D83 | Residential heating technology - Direct district heating substation - plus connection pipe - plus distribution (heating density: medium ) - single-family house - new building - distributed level 0.83 | HOUDHC | HOUPARRHN_NEWI_DMD | MKr20 | 2040 | 4.7443 | 0.032794 | [6 empty] | PAR | I | NEW |  |  | RHNBHDHC | 5 | 0.83333 | HOUPARRHNBHDHCN07_NEWI
HOUPARRHNBHDHCN07_NEWI_D83 | Residential heating technology - Direct district heating substation - plus connection pipe - plus distribution (heating density: medium ) - single-family house - new building - distributed level 0.83 | HOUDHC | HOUPARRHN_NEWI_DMD | MKr20 | 2050 | 4.6722 | 0.030647 | [6 empty] | PAR | I | NEW |  |  | RHNBHDHC | 5 | 0.83333 | HOUPARRHNBHDHCN07_NEWI
HOUPARRHNBHDHCN05_NEWI_D83 | Residential heating technology - Direct district heating substation - plus connection pipe - plus distribution (heating density: high ) - single-family house - new building - distributed level 0.83 | HOUDHC | HOUPARRHN_NEWI_DMD | MKr20 | 2020 | 3.7272 | 0.035153 | [6 empty] | PAR | I | NEW |  |  | RHNBHDHC | 5 | 0.83333 | HOUPARRHNBHDHCN05_NEWI
HOUPARRHNBHDHCN05_NEWI_D83 | Residential heating technology - Direct district heating substation - plus connection pipe - plus distribution (heating density: high ) - single-family house - new building - distributed level 0.83 | HOUDHC | HOUPARRHN_NEWI_DMD | MKr20 | 2025 | 3.684 | 0.034893 | [6 empty] | PAR | I | NEW |  |  | RHNBHDHC | 5 | 0.83333 | HOUPARRHNBHDHCN05_NEWI
HOUPARRHNBHDHCN05_NEWI_D83 | Residential heating technology - Direct district heating substation - plus connection pipe - plus distribution (heating density: high ) - single-family house - new building - distributed level 0.83 | HOUDHC | HOUPARRHN_NEWI_DMD | MKr20 | 2030 | 3.6479 | 0.03427 | [6 empty] | PAR | I | NEW |  |  | RHNBHDHC | 5 | 0.83333 | HOUPARRHNBHDHCN05_NEWI
HOUPARRHNBHDHCN05_NEWI_D83 | Residential heating technology - Direct district heating substation - plus connection pipe - plus distribution (heating density: high ) - single-family house - new building - distributed level 0.83 | HOUDHC | HOUPARRHN_NEWI_DMD | MKr20 | 2040 | 3.583 | 0.032794 | [6 empty] | PAR | I | NEW |  |  | RHNBHDHC | 5 | 0.83333 | HOUPARRHNBHDHCN05_NEWI
HOUPARRHNBHDHCN05_NEWI_D83 | Residential heating technology - Direct district heating substation - plus connection pipe - plus distribution (heating density: high ) - single-family house - new building - distributed level 0.83 | HOUDHC | HOUPARRHN_NEWI_DMD | MKr20 | 2050 | 3.511 | 0.030647 | [6 empty] | PAR | I | NEW |  |  | RHNBHDHC | 5 | 0.83333 | HOUPARRHNBHDHCN05_NEWI
HOUPARRHNBHDHCN03_NEWC_D83 | Residential heating technology - Direct district heating substation - plus connection pipe - single-family house - new building - distributed level 0.83 | HOUDHC | HOUPARRHN_NEWC_DMD | MKr20 | 2020 | 3.7272 | 0.035153 | [6 empty] | PAR | C | NEW |  |  | RHNBHDHC | 5 | 0.83333 | HOUPARRHNBHDHCN03_NEWC
HOUPARRHNBHDHCN03_NEWC_D83 | Residential heating technology - Direct district heating substation - plus connection pipe - single-family house - new building - distributed level 0.83 | HOUDHC | HOUPARRHN_NEWC_DMD | MKr20 | 2025 | 3.684 | 0.034893 | [6 empty] | PAR | C | NEW |  |  | RHNBHDHC | 5 | 0.83333 | HOUPARRHNBHDHCN03_NEWC
HOUPARRHNBHDHCN03_NEWC_D83 | Residential heating technology - Direct district heating substation - plus connection pipe - single-family house - new building - distributed level 0.83 | HOUDHC | HOUPARRHN_NEWC_DMD | MKr20 | 2030 | 3.6479 | 0.03427 | [6 empty] | PAR | C | NEW |  |  | RHNBHDHC | 5 | 0.83333 | HOUPARRHNBHDHCN03_NEWC
HOUPARRHNBHDHCN03_NEWC_D83 | Residential heating technology - Direct district heating substation - plus connection pipe - single-family house - new building - distributed level 0.83 | HOUDHC | HOUPARRHN_NEWC_DMD | MKr20 | 2040 | 3.583 | 0.032794 | [6 empty] | PAR | C | NEW |  |  | RHNBHDHC | 5 | 0.83333 | HOUPARRHNBHDHCN03_NEWC
HOUPARRHNBHDHCN03_NEWC_D83 | Residential heating technology - Direct district heating substation - plus connection pipe - single-family house - new building - distributed level 0.83 | HOUDHC | HOUPARRHN_NEWC_DMD | MKr20 | 2050 | 3.511 | 0.030647 | [6 empty] | PAR | C | NEW |  |  | RHNBHDHC | 5 | 0.83333 | HOUPARRHNBHDHCN03_NEWC
HOUETARHNHPELCN05_NEWI_D83 | Residential heating technology - Heat pump, Air-to-water - leasing - apartment complex - new building - distributed level 0.83 | HOUELC, HOUAMB | HOUETARHN_NEWI_DMD | MKr20 | 2020 | 6.1199 | 0.45465 | 0.39552 | [5 empty] | ETA | I | NEW | 2.5283 |  | RHNHPELC | 5 | 0.83333 | HOUETARHNHPELCN05_NEWI
HOUETARHNHPELCN05_NEWI_D83 | Residential heating technology - Heat pump, Air-to-water - leasing - apartment complex - new building - distributed level 0.83 | HOUELC, HOUAMB | HOUETARHN_NEWI_DMD | MKr20 | 2025 | 5.47 | 0.41818 | 0.37506 | [5 empty] | ETA | I | NEW | 2.6662 |  | RHNHPELC | 5 | 0.83333 | HOUETARHNHPELCN05_NEWI
HOUETARHNHPELCN05_NEWI_D83 | Residential heating technology - Heat pump, Air-to-water - leasing - apartment complex - new building - distributed level 0.83 | HOUELC, HOUAMB | HOUETARHN_NEWI_DMD | MKr20 | 2030 | 4.8201 | 0.38166 | 0.36256 | [5 empty] | ETA | I | NEW | 2.7581 |  | RHNHPELC | 5 | 0.83333 | HOUETARHNHPELCN05_NEWI
HOUETARHNHPELCN05_NEWI_D83 | Residential heating technology - Heat pump, Air-to-water - leasing - apartment complex - new building - distributed level 0.83 | HOUELC, HOUAMB | HOUETARHN_NEWI_DMD | MKr20 | 2040 | 4.3096 | 0.35141 | 0.3453 | [5 empty] | ETA | I | NEW | 2.8961 |  | RHNHPELC | 5 | 0.83333 | HOUETARHNHPELCN05_NEWI
HOUETARHNHPELCN05_NEWI_D83 | Residential heating technology - Heat pump, Air-to-water - leasing - apartment complex - new building - distributed level 0.83 | HOUELC, HOUAMB | HOUETARHN_NEWI_DMD | MKr20 | 2050 | 3.7992 | 0.32143 | 0.33467 | [5 empty] | ETA | I | NEW | 2.988 |  | RHNHPELC | 5 | 0.83333 | HOUETARHNHPELCN05_NEWI
HOUETARHNHPELCN05_NEWD_D83 | Residential heating technology - Heat pump, Air-to-water - leasing - apartment complex - new building - distributed level 0.83 | HOUELC, HOUAMB | HOUETARHN_NEWD_DMD | MKr20 | 2020 | 6.1199 | 0.45465 | 0.39552 | [5 empty] | ETA | D | NEW | 2.5283 |  | RHNHPELC | 5 | 0.83333 | HOUETARHNHPELCN05_NEWD
HOUETARHNHPELCN05_NEWD_D83 | Residential heating technology - Heat pump, Air-to-water - leasing - apartment complex - new building - distributed level 0.83 | HOUELC, HOUAMB | HOUETARHN_NEWD_DMD | MKr20 | 2025 | 5.47 | 0.41818 | 0.37506 | [5 empty] | ETA | D | NEW | 2.6662 |  | RHNHPELC | 5 | 0.83333 | HOUETARHNHPELCN05_NEWD
HOUETARHNHPELCN05_NEWD_D83 | Residential heating technology - Heat pump, Air-to-water - leasing - apartment complex - new building - distributed level 0.83 | HOUELC, HOUAMB | HOUETARHN_NEWD_DMD | MKr20 | 2030 | 4.8201 | 0.38166 | 0.36256 | [5 empty] | ETA | D | NEW | 2.7581 |  | RHNHPELC | 5 | 0.83333 | HOUETARHNHPELCN05_NEWD
HOUETARHNHPELCN05_NEWD_D83 | Residential heating technology - Heat pump, Air-to-water - leasing - apartment complex - new building - distributed level 0.83 | HOUELC, HOUAMB | HOUETARHN_NEWD_DMD | MKr20 | 2040 | 4.3096 | 0.35141 | 0.3453 | [5 empty] | ETA | D | NEW | 2.8961 |  | RHNHPELC | 5 | 0.83333 | HOUETARHNHPELCN05_NEWD
HOUETARHNHPELCN05_NEWD_D83 | Residential heating technology - Heat pump, Air-to-water - leasing - apartment complex - new building - distributed level 0.83 | HOUELC, HOUAMB | HOUETARHN_NEWD_DMD | MKr20 | 2050 | 3.7992 | 0.32143 | 0.33467 | [5 empty] | ETA | D | NEW | 2.988 |  | RHNHPELC | 5 | 0.83333 | HOUETARHNHPELCN05_NEWD
HOUETARHNHPELCN05_NEWC_D83 | Residential heating technology - Heat pump, Air-to-water - leasing - apartment complex - new building - distributed level 0.83 | HOUELC, HOUAMB | HOUETARHN_NEWC_DMD | MKr20 | 2020 | 6.1199 | 0.45465 | 0.39552 | [5 empty] | ETA | C | NEW | 2.5283 |  | RHNHPELC | 5 | 0.83333 | HOUETARHNHPELCN05_NEWC
HOUETARHNHPELCN05_NEWC_D83 | Residential heating technology - Heat pump, Air-to-water - leasing - apartment complex - new building - distributed level 0.83 | HOUELC, HOUAMB | HOUETARHN_NEWC_DMD | MKr20 | 2025 | 5.47 | 0.41818 | 0.37506 | [5 empty] | ETA | C | NEW | 2.6662 |  | RHNHPELC | 5 | 0.83333 | HOUETARHNHPELCN05_NEWC
HOUETARHNHPELCN05_NEWC_D83 | Residential heating technology - Heat pump, Air-to-water - leasing - apartment complex - new building - distributed level 0.83 | HOUELC, HOUAMB | HOUETARHN_NEWC_DMD | MKr20 | 2030 | 4.8201 | 0.38166 | 0.36256 | [5 empty] | ETA | C | NEW | 2.7581 |  | RHNHPELC | 5 | 0.83333 | HOUETARHNHPELCN05_NEWC
HOUETARHNHPELCN05_NEWC_D83 | Residential heating technology - Heat pump, Air-to-water - leasing - apartment complex - new building - distributed level 0.83 | HOUELC, HOUAMB | HOUETARHN_NEWC_DMD | MKr20 | 2040 | 4.3096 | 0.35141 | 0.3453 | [5 empty] | ETA | C | NEW | 2.8961 |  | RHNHPELC | 5 | 0.83333 | HOUETARHNHPELCN05_NEWC
HOUETARHNHPELCN05_NEWC_D83 | Residential heating technology - Heat pump, Air-to-water - leasing - apartment complex - new building - distributed level 0.83 | HOUELC, HOUAMB | HOUETARHN_NEWC_DMD | MKr20 | 2050 | 3.7992 | 0.32143 | 0.33467 | [5 empty] | ETA | C | NEW | 2.988 |  | RHNHPELC | 5 | 0.83333 | HOUETARHNHPELCN05_NEWC
HOUETARHNHPELCN04_NEWI_D83 | Residential heating technology - Heat pump, Ground source - apartment complex - new building - distributed level 0.83 | HOUELC, HOUAMB | HOUETARHN_NEWI_DMD | MKr20 | 2020 | 11.6012 | 0.083442 | 0.37506 | [5 empty] | ETA | I | NEW | 2.6662 |  | RHNHPELC | 5 | 0.83333 | HOUETARHNHPELCN04_NEWI
HOUETARHNHPELCN04_NEWI_D83 | Residential heating technology - Heat pump, Ground source - apartment complex - new building - distributed level 0.83 | HOUELC, HOUAMB | HOUETARHN_NEWI_DMD | MKr20 | 2025 | 10.7311 | 0.082424 | 0.36256 | [5 empty] | ETA | I | NEW | 2.7581 |  | RHNHPELC | 5 | 0.83333 | HOUETARHNHPELCN04_NEWI
HOUETARHNHPELCN04_NEWI_D83 | Residential heating technology - Heat pump, Ground source - apartment complex - new building - distributed level 0.83 | HOUELC, HOUAMB | HOUETARHN_NEWI_DMD | MKr20 | 2030 | 9.861 | 0.081362 | 0.35087 | [5 empty] | ETA | I | NEW | 2.8501 |  | RHNHPELC | 5 | 0.83333 | HOUETARHNHPELCN04_NEWI
HOUETARHNHPELCN04_NEWI_D83 | Residential heating technology - Heat pump, Ground source - apartment complex - new building - distributed level 0.83 | HOUELC, HOUAMB | HOUETARHN_NEWI_DMD | MKr20 | 2040 | 9.1214 | 0.078958 | 0.33467 | [5 empty] | ETA | I | NEW | 2.988 |  | RHNHPELC | 5 | 0.83333 | HOUETARHNHPELCN04_NEWI
HOUETARHNHPELCN04_NEWI_D83 | Residential heating technology - Heat pump, Ground source - apartment complex - new building - distributed level 0.83 | HOUELC, HOUAMB | HOUETARHN_NEWI_DMD | MKr20 | 2050 | 8.3819 | 0.076828 | 0.31991 | [5 empty] | ETA | I | NEW | 3.1259 |  | RHNHPELC | 5 | 0.83333 | HOUETARHNHPELCN04_NEWI
HOUETARHNHPELCN04_NEWD_D83 | Residential heating technology - Heat pump, Ground source - apartment complex - new building - distributed level 0.83 | HOUELC, HOUAMB | HOUETARHN_NEWD_DMD | MKr20 | 2020 | 11.6012 | 0.083442 | 0.37506 | [5 empty] | ETA | D | NEW | 2.6662 |  | RHNHPELC | 5 | 0.83333 | HOUETARHNHPELCN04_NEWD
HOUETARHNHPELCN04_NEWD_D83 | Residential heating technology - Heat pump, Ground source - apartment complex - new building - distributed level 0.83 | HOUELC, HOUAMB | HOUETARHN_NEWD_DMD | MKr20 | 2025 | 10.7311 | 0.082424 | 0.36256 | [5 empty] | ETA | D | NEW | 2.7581 |  | RHNHPELC | 5 | 0.83333 | HOUETARHNHPELCN04_NEWD
HOUETARHNHPELCN04_NEWD_D83 | Residential heating technology - Heat pump, Ground source - apartment complex - new building - distributed level 0.83 | HOUELC, HOUAMB | HOUETARHN_NEWD_DMD | MKr20 | 2030 | 9.861 | 0.081362 | 0.35087 | [5 empty] | ETA | D | NEW | 2.8501 |  | RHNHPELC | 5 | 0.83333 | HOUETARHNHPELCN04_NEWD
HOUETARHNHPELCN04_NEWD_D83 | Residential heating technology - Heat pump, Ground source - apartment complex - new building - distributed level 0.83 | HOUELC, HOUAMB | HOUETARHN_NEWD_DMD | MKr20 | 2040 | 9.1214 | 0.078958 | 0.33467 | [5 empty] | ETA | D | NEW | 2.988 |  | RHNHPELC | 5 | 0.83333 | HOUETARHNHPELCN04_NEWD
HOUETARHNHPELCN04_NEWD_D83 | Residential heating technology - Heat pump, Ground source - apartment complex - new building - distributed level 0.83 | HOUELC, HOUAMB | HOUETARHN_NEWD_DMD | MKr20 | 2050 | 8.3819 | 0.076828 | 0.31991 | [5 empty] | ETA | D | NEW | 3.1259 |  | RHNHPELC | 5 | 0.83333 | HOUETARHNHPELCN04_NEWD
HOUETARHNHPELCN04_NEWC_D83 | Residential heating technology - Heat pump, Ground source - apartment complex - new building - distributed level 0.83 | HOUELC, HOUAMB | HOUETARHN_NEWC_DMD | MKr20 | 2020 | 11.6012 | 0.083442 | 0.37506 | [5 empty] | ETA | C | NEW | 2.6662 |  | RHNHPELC | 5 | 0.83333 | HOUETARHNHPELCN04_NEWC
HOUETARHNHPELCN04_NEWC_D83 | Residential heating technology - Heat pump, Ground source - apartment complex - new building - distributed level 0.83 | HOUELC, HOUAMB | HOUETARHN_NEWC_DMD | MKr20 | 2025 | 10.7311 | 0.082424 | 0.36256 | [5 empty] | ETA | C | NEW | 2.7581 |  | RHNHPELC | 5 | 0.83333 | HOUETARHNHPELCN04_NEWC
HOUETARHNHPELCN04_NEWC_D83 | Residential heating technology - Heat pump, Ground source - apartment complex - new building - distributed level 0.83 | HOUELC, HOUAMB | HOUETARHN_NEWC_DMD | MKr20 | 2030 | 9.861 | 0.081362 | 0.35087 | [5 empty] | ETA | C | NEW | 2.8501 |  | RHNHPELC | 5 | 0.83333 | HOUETARHNHPELCN04_NEWC
HOUETARHNHPELCN04_NEWC_D83 | Residential heating technology - Heat pump, Ground source - apartment complex - new building - distributed level 0.83 | HOUELC, HOUAMB | HOUETARHN_NEWC_DMD | MKr20 | 2040 | 9.1214 | 0.078958 | 0.33467 | [5 empty] | ETA | C | NEW | 2.988 |  | RHNHPELC | 5 | 0.83333 | HOUETARHNHPELCN04_NEWC
HOUETARHNHPELCN04_NEWC_D83 | Residential heating technology - Heat pump, Ground source - apartment complex - new building - distributed level 0.83 | HOUELC, HOUAMB | HOUETARHN_NEWC_DMD | MKr20 | 2050 | 8.3819 | 0.076828 | 0.31991 | [5 empty] | ETA | C | NEW | 3.1259 |  | RHNHPELC | 5 | 0.83333 | HOUETARHNHPELCN04_NEWC
HOUETARHNHPELCN03_NEWI_D83 | Residential heating technology - Heat pump, Air-to-water - apartment complex - new building - distributed level 0.83 | HOUELC, HOUAMB | HOUETARHN_NEWI_DMD | MKr20 | 2020 | 12.2398 | 0.12079 | 0.39552 | [5 empty] | ETA | I | NEW | 2.5283 |  | RHNHPELC | 5 | 0.83333 | HOUETARHNHPELCN03_NEWI
HOUETARHNHPELCN03_NEWI_D83 | Residential heating technology - Heat pump, Air-to-water - apartment complex - new building - distributed level 0.83 | HOUELC, HOUAMB | HOUETARHN_NEWI_DMD | MKr20 | 2025 | 10.94 | 0.11977 | 0.37506 | [5 empty] | ETA | I | NEW | 2.6662 |  | RHNHPELC | 5 | 0.83333 | HOUETARHNHPELCN03_NEWI
HOUETARHNHPELCN03_NEWI_D83 | Residential heating technology - Heat pump, Air-to-water - apartment complex - new building - distributed level 0.83 | HOUELC, HOUAMB | HOUETARHN_NEWI_DMD | MKr20 | 2030 | 9.6402 | 0.11871 | 0.36256 | [5 empty] | ETA | I | NEW | 2.7581 |  | RHNHPELC | 5 | 0.83333 | HOUETARHNHPELCN03_NEWI
HOUETARHNHPELCN03_NEWI_D83 | Residential heating technology - Heat pump, Air-to-water - apartment complex - new building - distributed level 0.83 | HOUELC, HOUAMB | HOUETARHN_NEWI_DMD | MKr20 | 2040 | 8.6193 | 0.11631 | 0.3453 | [5 empty] | ETA | I | NEW | 2.8961 |  | RHNHPELC | 5 | 0.83333 | HOUETARHNHPELCN03_NEWI
HOUETARHNHPELCN03_NEWI_D83 | Residential heating technology - Heat pump, Air-to-water - apartment complex - new building - distributed level 0.83 | HOUELC, HOUAMB | HOUETARHN_NEWI_DMD | MKr20 | 2050 | 7.5984 | 0.11418 | 0.33467 | [5 empty] | ETA | I | NEW | 2.988 |  | RHNHPELC | 5 | 0.83333 | HOUETARHNHPELCN03_NEWI
HOUETARHNHPELCN03_NEWD_D83 | Residential heating technology - Heat pump, Air-to-water - apartment complex - new building - distributed level 0.83 | HOUELC, HOUAMB | HOUETARHN_NEWD_DMD | MKr20 | 2020 | 12.2398 | 0.12079 | 0.39552 | [5 empty] | ETA | D | NEW | 2.5283 |  | RHNHPELC | 5 | 0.83333 | HOUETARHNHPELCN03_NEWD
HOUETARHNHPELCN03_NEWD_D83 | Residential heating technology - Heat pump, Air-to-water - apartment complex - new building - distributed level 0.83 | HOUELC, HOUAMB | HOUETARHN_NEWD_DMD | MKr20 | 2025 | 10.94 | 0.11977 | 0.37506 | [5 empty] | ETA | D | NEW | 2.6662 |  | RHNHPELC | 5 | 0.83333 | HOUETARHNHPELCN03_NEWD
HOUETARHNHPELCN03_NEWD_D83 | Residential heating technology - Heat pump, Air-to-water - apartment complex - new building - distributed level 0.83 | HOUELC, HOUAMB | HOUETARHN_NEWD_DMD | MKr20 | 2030 | 9.6402 | 0.11871 | 0.36256 | [5 empty] | ETA | D | NEW | 2.7581 |  | RHNHPELC | 5 | 0.83333 | HOUETARHNHPELCN03_NEWD
HOUETARHNHPELCN03_NEWD_D83 | Residential heating technology - Heat pump, Air-to-water - apartment complex - new building - distributed level 0.83 | HOUELC, HOUAMB | HOUETARHN_NEWD_DMD | MKr20 | 2040 | 8.6193 | 0.11631 | 0.3453 | [5 empty] | ETA | D | NEW | 2.8961 |  | RHNHPELC | 5 | 0.83333 | HOUETARHNHPELCN03_NEWD
HOUETARHNHPELCN03_NEWD_D83 | Residential heating technology - Heat pump, Air-to-water - apartment complex - new building - distributed level 0.83 | HOUELC, HOUAMB | HOUETARHN_NEWD_DMD | MKr20 | 2050 | 7.5984 | 0.11418 | 0.33467 | [5 empty] | ETA | D | NEW | 2.988 |  | RHNHPELC | 5 | 0.83333 | HOUETARHNHPELCN03_NEWD
HOUETARHNHPELCN03_NEWC_D83 | Residential heating technology - Heat pump, Air-to-water - apartment complex - new building - distributed level 0.83 | HOUELC, HOUAMB | HOUETARHN_NEWC_DMD | MKr20 | 2020 | 12.2398 | 0.12079 | 0.39552 | [5 empty] | ETA | C | NEW | 2.5283 |  | RHNHPELC | 5 | 0.83333 | HOUETARHNHPELCN03_NEWC
HOUETARHNHPELCN03_NEWC_D83 | Residential heating technology - Heat pump, Air-to-water - apartment complex - new building - distributed level 0.83 | HOUELC, HOUAMB | HOUETARHN_NEWC_DMD | MKr20 | 2025 | 10.94 | 0.11977 | 0.37506 | [5 empty] | ETA | C | NEW | 2.6662 |  | RHNHPELC | 5 | 0.83333 | HOUETARHNHPELCN03_NEWC
HOUETARHNHPELCN03_NEWC_D83 | Residential heating technology - Heat pump, Air-to-water - apartment complex - new building - distributed level 0.83 | HOUELC, HOUAMB | HOUETARHN_NEWC_DMD | MKr20 | 2030 | 9.6402 | 0.11871 | 0.36256 | [5 empty] | ETA | C | NEW | 2.7581 |  | RHNHPELC | 5 | 0.83333 | HOUETARHNHPELCN03_NEWC
HOUETARHNHPELCN03_NEWC_D83 | Residential heating technology - Heat pump, Air-to-water - apartment complex - new building - distributed level 0.83 | HOUELC, HOUAMB | HOUETARHN_NEWC_DMD | MKr20 | 2040 | 8.6193 | 0.11631 | 0.3453 | [5 empty] | ETA | C | NEW | 2.8961 |  | RHNHPELC | 5 | 0.83333 | HOUETARHNHPELCN03_NEWC
HOUETARHNHPELCN03_NEWC_D83 | Residential heating technology - Heat pump, Air-to-water - apartment complex - new building - distributed level 0.83 | HOUELC, HOUAMB | HOUETARHN_NEWC_DMD | MKr20 | 2050 | 7.5984 | 0.11418 | 0.33467 | [5 empty] | ETA | C | NEW | 2.988 |  | RHNHPELC | 5 | 0.83333 | HOUETARHNHPELCN03_NEWC
HOUETARHNHPELCN02_NEWI_D83 | Residential heating technology - Heat pump, Air-to-air - single-family house - new building - distributed level 0.83 | HOUELC, HOUAMB | HOUETARHN_NEWI_DMD | MKr20 | 2020 | 7.0669 | 0.52023 | 0.23645 | [5 empty] | ETA | I | NEW | 4.2292 |  | RHNHPELC | 5 | 0.83333 | HOUETARHNHPELCN02_NEWI
HOUETARHNHPELCN02_NEWI_D83 | Residential heating technology - Heat pump, Air-to-air - single-family house - new building - distributed level 0.83 | HOUELC, HOUAMB | HOUETARHN_NEWI_DMD | MKr20 | 2025 | 6.8941 | 0.35345 | 0.22427 | [5 empty] | ETA | I | NEW | 4.459 |  | RHNHPELC | 5 | 0.83333 | HOUETARHNHPELCN02_NEWI
HOUETARHNHPELCN02_NEWI_D83 | Residential heating technology - Heat pump, Air-to-air - single-family house - new building - distributed level 0.83 | HOUELC, HOUAMB | HOUETARHN_NEWI_DMD | MKr20 | 2030 | 6.7214 | 0.34693 | 0.21538 | [5 empty] | ETA | I | NEW | 4.6429 |  | RHNHPELC | 5 | 0.83333 | HOUETARHNHPELCN02_NEWI
HOUETARHNHPELCN02_NEWI_D83 | Residential heating technology - Heat pump, Air-to-air - single-family house - new building - distributed level 0.83 | HOUELC, HOUAMB | HOUETARHN_NEWI_DMD | MKr20 | 2040 | 6.4008 | 0.33481 | 0.20718 | [5 empty] | ETA | I | NEW | 4.8268 |  | RHNHPELC | 5 | 0.83333 | HOUETARHNHPELCN02_NEWI
HOUETARHNHPELCN02_NEWI_D83 | Residential heating technology - Heat pump, Air-to-air - single-family house - new building - distributed level 0.83 | HOUELC, HOUAMB | HOUETARHN_NEWI_DMD | MKr20 | 2050 | 6.0802 | 0.32269 | 0.20522 | [5 empty] | ETA | I | NEW | 4.8727 |  | RHNHPELC | 5 | 0.83333 | HOUETARHNHPELCN02_NEWI
HOUETARHNHPELCN02_NEWD_D83 | Residential heating technology - Heat pump, Air-to-air - single-family house - new building - distributed level 0.83 | HOUELC, HOUAMB | HOUETARHN_NEWD_DMD | MKr20 | 2020 | 7.0669 | 0.52023 | 0.23645 | [5 empty] | ETA | D | NEW | 4.2292 |  | RHNHPELC | 5 | 0.83333 | HOUETARHNHPELCN02_NEWD
HOUETARHNHPELCN02_NEWD_D83 | Residential heating technology - Heat pump, Air-to-air - single-family house - new building - distributed level 0.83 | HOUELC, HOUAMB | HOUETARHN_NEWD_DMD | MKr20 | 2025 | 6.8941 | 0.35345 | 0.22427 | [5 empty] | ETA | D | NEW | 4.459 |  | RHNHPELC | 5 | 0.83333 | HOUETARHNHPELCN02_NEWD
HOUETARHNHPELCN02_NEWD_D83 | Residential heating technology - Heat pump, Air-to-air - single-family house - new building - distributed level 0.83 | HOUELC, HOUAMB | HOUETARHN_NEWD_DMD | MKr20 | 2030 | 6.7214 | 0.34693 | 0.21538 | [5 empty] | ETA | D | NEW | 4.6429 |  | RHNHPELC | 5 | 0.83333 | HOUETARHNHPELCN02_NEWD
HOUETARHNHPELCN02_NEWD_D83 | Residential heating technology - Heat pump, Air-to-air - single-family house - new building - distributed level 0.83 | HOUELC, HOUAMB | HOUETARHN_NEWD_DMD | MKr20 | 2040 | 6.4008 | 0.33481 | 0.20718 | [5 empty] | ETA | D | NEW | 4.8268 |  | RHNHPELC | 5 | 0.83333 | HOUETARHNHPELCN02_NEWD
HOUETARHNHPELCN02_NEWD_D83 | Residential heating technology - Heat pump, Air-to-air - single-family house - new building - distributed level 0.83 | HOUELC, HOUAMB | HOUETARHN_NEWD_DMD | MKr20 | 2050 | 6.0802 | 0.32269 | 0.20522 | [5 empty] | ETA | D | NEW | 4.8727 |  | RHNHPELC | 5 | 0.83333 | HOUETARHNHPELCN02_NEWD
HOUETARHNHPELCN02_NEWC_D83 | Residential heating technology - Heat pump, Air-to-air - single-family house - new building - distributed level 0.83 | HOUELC, HOUAMB | HOUETARHN_NEWC_DMD | MKr20 | 2020 | 7.0669 | 0.52023 | 0.23645 | [5 empty] | ETA | C | NEW | 4.2292 |  | RHNHPELC | 5 | 0.83333 | HOUETARHNHPELCN02_NEWC
HOUETARHNHPELCN02_NEWC_D83 | Residential heating technology - Heat pump, Air-to-air - single-family house - new building - distributed level 0.83 | HOUELC, HOUAMB | HOUETARHN_NEWC_DMD | MKr20 | 2025 | 6.8941 | 0.35345 | 0.22427 | [5 empty] | ETA | C | NEW | 4.459 |  | RHNHPELC | 5 | 0.83333 | HOUETARHNHPELCN02_NEWC
HOUETARHNHPELCN02_NEWC_D83 | Residential heating technology - Heat pump, Air-to-air - single-family house - new building - distributed level 0.83 | HOUELC, HOUAMB | HOUETARHN_NEWC_DMD | MKr20 | 2030 | 6.7214 | 0.34693 | 0.21538 | [5 empty] | ETA | C | NEW | 4.6429 |  | RHNHPELC | 5 | 0.83333 | HOUETARHNHPELCN02_NEWC
HOUETARHNHPELCN02_NEWC_D83 | Residential heating technology - Heat pump, Air-to-air - single-family house - new building - distributed level 0.83 | HOUELC, HOUAMB | HOUETARHN_NEWC_DMD | MKr20 | 2040 | 6.4008 | 0.33481 | 0.20718 | [5 empty] | ETA | C | NEW | 4.8268 |  | RHNHPELC | 5 | 0.83333 | HOUETARHNHPELCN02_NEWC
HOUETARHNHPELCN02_NEWC_D83 | Residential heating technology - Heat pump, Air-to-air - single-family house - new building - distributed level 0.83 | HOUELC, HOUAMB | HOUETARHN_NEWC_DMD | MKr20 | 2050 | 6.0802 | 0.32269 | 0.20522 | [5 empty] | ETA | C | NEW | 4.8727 |  | RHNHPELC | 5 | 0.83333 | HOUETARHNHPELCN02_NEWC
HOUETARHNDIELCN06_NEWI_D83 | Residential heating technology - Electric heating - electric panel from Bauhaus - apartment complex - new building - distributed level 0.83 | HOUELC | HOUETARHN_NEWI_DMD | MKr20 | 2020 | 0.63868 | 0 | [6 empty] | ETA | I | NEW |  |  | RHNDIELC | 5 | 0.83333 | HOUETARHNDIELCN06_NEWI
HOUETARHNDIELCN06_NEWI_D83 | Residential heating technology - Electric heating - electric panel from Bauhaus - apartment complex - new building - distributed level 0.83 | HOUELC | HOUETARHN_NEWI_DMD | MKr20 | 2025 | 0.63868 | 0 | [6 empty] | ETA | I | NEW |  |  | RHNDIELC | 5 | 0.83333 | HOUETARHNDIELCN06_NEWI
HOUETARHNDIELCN06_NEWI_D83 | Residential heating technology - Electric heating - electric panel from Bauhaus - apartment complex - new building - distributed level 0.83 | HOUELC | HOUETARHN_NEWI_DMD | MKr20 | 2030 | 0.63868 | 0 | [6 empty] | ETA | I | NEW |  |  | RHNDIELC | 5 | 0.83333 | HOUETARHNDIELCN06_NEWI
HOUETARHNDIELCN06_NEWI_D83 | Residential heating technology - Electric heating - electric panel from Bauhaus - apartment complex - new building - distributed level 0.83 | HOUELC | HOUETARHN_NEWI_DMD | MKr20 | 2040 | 0.63868 | 0 | [6 empty] | ETA | I | NEW |  |  | RHNDIELC | 5 | 0.83333 | HOUETARHNDIELCN06_NEWI
HOUETARHNDIELCN06_NEWI_D83 | Residential heating technology - Electric heating - electric panel from Bauhaus - apartment complex - new building - distributed level 0.83 | HOUELC | HOUETARHN_NEWI_DMD | MKr20 | 2050 | 0.63868 | 0 | [6 empty] | ETA | I | NEW |  |  | RHNDIELC | 5 | 0.83333 | HOUETARHNDIELCN06_NEWI
HOUETARHNDIELCN06_NEWD_D83 | Residential heating technology - Electric heating - electric panel from Bauhaus - apartment complex - new building - distributed level 0.83 | HOUELC | HOUETARHN_NEWD_DMD | MKr20 | 2020 | 0.63868 | 0 | [6 empty] | ETA | D | NEW |  |  | RHNDIELC | 5 | 0.83333 | HOUETARHNDIELCN06_NEWD
HOUETARHNDIELCN06_NEWD_D83 | Residential heating technology - Electric heating - electric panel from Bauhaus - apartment complex - new building - distributed level 0.83 | HOUELC | HOUETARHN_NEWD_DMD | MKr20 | 2025 | 0.63868 | 0 | [6 empty] | ETA | D | NEW |  |  | RHNDIELC | 5 | 0.83333 | HOUETARHNDIELCN06_NEWD
HOUETARHNDIELCN06_NEWD_D83 | Residential heating technology - Electric heating - electric panel from Bauhaus - apartment complex - new building - distributed level 0.83 | HOUELC | HOUETARHN_NEWD_DMD | MKr20 | 2030 | 0.63868 | 0 | [6 empty] | ETA | D | NEW |  |  | RHNDIELC | 5 | 0.83333 | HOUETARHNDIELCN06_NEWD
HOUETARHNDIELCN06_NEWD_D83 | Residential heating technology - Electric heating - electric panel from Bauhaus - apartment complex - new building - distributed level 0.83 | HOUELC | HOUETARHN_NEWD_DMD | MKr20 | 2040 | 0.63868 | 0 | [6 empty] | ETA | D | NEW |  |  | RHNDIELC | 5 | 0.83333 | HOUETARHNDIELCN06_NEWD
HOUETARHNDIELCN06_NEWD_D83 | Residential heating technology - Electric heating - electric panel from Bauhaus - apartment complex - new building - distributed level 0.83 | HOUELC | HOUETARHN_NEWD_DMD | MKr20 | 2050 | 0.63868 | 0 | [6 empty] | ETA | D | NEW |  |  | RHNDIELC | 5 | 0.83333 | HOUETARHNDIELCN06_NEWD
HOUETARHNDIELCN06_NEWC_D83 | Residential heating technology - Electric heating - electric panel from Bauhaus - apartment complex - new building - distributed level 0.83 | HOUELC | HOUETARHN_NEWC_DMD | MKr20 | 2020 | 0.63868 | 0 | [6 empty] | ETA | C | NEW |  |  | RHNDIELC | 5 | 0.83333 | HOUETARHNDIELCN06_NEWC
HOUETARHNDIELCN06_NEWC_D83 | Residential heating technology - Electric heating - electric panel from Bauhaus - apartment complex - new building - distributed level 0.83 | HOUELC | HOUETARHN_NEWC_DMD | MKr20 | 2025 | 0.63868 | 0 | [6 empty] | ETA | C | NEW |  |  | RHNDIELC | 5 | 0.83333 | HOUETARHNDIELCN06_NEWC
HOUETARHNDIELCN06_NEWC_D83 | Residential heating technology - Electric heating - electric panel from Bauhaus - apartment complex - new building - distributed level 0.83 | HOUELC | HOUETARHN_NEWC_DMD | MKr20 | 2030 | 0.63868 | 0 | [6 empty] | ETA | C | NEW |  |  | RHNDIELC | 5 | 0.83333 | HOUETARHNDIELCN06_NEWC
HOUETARHNDIELCN06_NEWC_D83 | Residential heating technology - Electric heating - electric panel from Bauhaus - apartment complex - new building - distributed level 0.83 | HOUELC | HOUETARHN_NEWC_DMD | MKr20 | 2040 | 0.63868 | 0 | [6 empty] | ETA | C | NEW |  |  | RHNDIELC | 5 | 0.83333 | HOUETARHNDIELCN06_NEWC
HOUETARHNDIELCN06_NEWC_D83 | Residential heating technology - Electric heating - electric panel from Bauhaus - apartment complex - new building - distributed level 0.83 | HOUELC | HOUETARHN_NEWC_DMD | MKr20 | 2050 | 0.63868 | 0 | [6 empty] | ETA | C | NEW |  |  | RHNDIELC | 5 | 0.83333 | HOUETARHNDIELCN06_NEWC
HOUETARHNDIELCN01_NEWI_D83 | Residential heating technology - Electric heating - apartment complex - new building - distributed level 0.83 | HOUELC | HOUETARHN_NEWI_DMD | MKr20 | 2020 | 5.932 | 0.0026494 | [6 empty] | ETA | I | NEW |  |  | RHNDIELC | 5 | 0.83333 | HOUETARHNDIELCN01_NEWI
HOUETARHNDIELCN01_NEWI_D83 | Residential heating technology - Electric heating - apartment complex - new building - distributed level 0.83 | HOUELC | HOUETARHN_NEWI_DMD | MKr20 | 2025 | 5.7852 | 0.0025413 | [6 empty] | ETA | I | NEW |  |  | RHNDIELC | 5 | 0.83333 | HOUETARHNDIELCN01_NEWI
HOUETARHNDIELCN01_NEWI_D83 | Residential heating technology - Electric heating - apartment complex - new building - distributed level 0.83 | HOUELC | HOUETARHN_NEWI_DMD | MKr20 | 2030 | 5.642 | 0.0024872 | [6 empty] | ETA | I | NEW |  |  | RHNDIELC | 5 | 0.83333 | HOUETARHNDIELCN01_NEWI
HOUETARHNDIELCN01_NEWI_D83 | Residential heating technology - Electric heating - apartment complex - new building - distributed level 0.83 | HOUELC | HOUETARHN_NEWI_DMD | MKr20 | 2040 | 5.3662 | 0.0023791 | [6 empty] | ETA | I | NEW |  |  | RHNDIELC | 5 | 0.83333 | HOUETARHNDIELCN01_NEWI
HOUETARHNDIELCN01_NEWI_D83 | Residential heating technology - Electric heating - apartment complex - new building - distributed level 0.83 | HOUELC | HOUETARHN_NEWI_DMD | MKr20 | 2050 | 5.1038 | 0.0022709 | [6 empty] | ETA | I | NEW |  |  | RHNDIELC | 5 | 0.83333 | HOUETARHNDIELCN01_NEWI
HOUETARHNDIELCN01_NEWD_D83 | Residential heating technology - Electric heating - apartment complex - new building - distributed level 0.83 | HOUELC | HOUETARHN_NEWD_DMD | MKr20 | 2020 | 5.932 | 0.0026494 | [6 empty] | ETA | D | NEW |  |  | RHNDIELC | 5 | 0.83333 | HOUETARHNDIELCN01_NEWD
HOUETARHNDIELCN01_NEWD_D83 | Residential heating technology - Electric heating - apartment complex - new building - distributed level 0.83 | HOUELC | HOUETARHN_NEWD_DMD | MKr20 | 2025 | 5.7852 | 0.0025413 | [6 empty] | ETA | D | NEW |  |  | RHNDIELC | 5 | 0.83333 | HOUETARHNDIELCN01_NEWD
HOUETARHNDIELCN01_NEWD_D83 | Residential heating technology - Electric heating - apartment complex - new building - distributed level 0.83 | HOUELC | HOUETARHN_NEWD_DMD | MKr20 | 2030 | 5.642 | 0.0024872 | [6 empty] | ETA | D | NEW |  |  | RHNDIELC | 5 | 0.83333 | HOUETARHNDIELCN01_NEWD
HOUETARHNDIELCN01_NEWD_D83 | Residential heating technology - Electric heating - apartment complex - new building - distributed level 0.83 | HOUELC | HOUETARHN_NEWD_DMD | MKr20 | 2040 | 5.3662 | 0.0023791 | [6 empty] | ETA | D | NEW |  |  | RHNDIELC | 5 | 0.83333 | HOUETARHNDIELCN01_NEWD
HOUETARHNDIELCN01_NEWD_D83 | Residential heating technology - Electric heating - apartment complex - new building - distributed level 0.83 | HOUELC | HOUETARHN_NEWD_DMD | MKr20 | 2050 | 5.1038 | 0.0022709 | [6 empty] | ETA | D | NEW |  |  | RHNDIELC | 5 | 0.83333 | HOUETARHNDIELCN01_NEWD
HOUETARHNDIELCN01_NEWC_D83 | Residential heating technology - Electric heating - apartment complex - new building - distributed level 0.83 | HOUELC | HOUETARHN_NEWC_DMD | MKr20 | 2020 | 5.932 | 0.0026494 | [6 empty] | ETA | C | NEW |  |  | RHNDIELC | 5 | 0.83333 | HOUETARHNDIELCN01_NEWC
HOUETARHNDIELCN01_NEWC_D83 | Residential heating technology - Electric heating - apartment complex - new building - distributed level 0.83 | HOUELC | HOUETARHN_NEWC_DMD | MKr20 | 2025 | 5.7852 | 0.0025413 | [6 empty] | ETA | C | NEW |  |  | RHNDIELC | 5 | 0.83333 | HOUETARHNDIELCN01_NEWC
HOUETARHNDIELCN01_NEWC_D83 | Residential heating technology - Electric heating - apartment complex - new building - distributed level 0.83 | HOUELC | HOUETARHN_NEWC_DMD | MKr20 | 2030 | 5.642 | 0.0024872 | [6 empty] | ETA | C | NEW |  |  | RHNDIELC | 5 | 0.83333 | HOUETARHNDIELCN01_NEWC
HOUETARHNDIELCN01_NEWC_D83 | Residential heating technology - Electric heating - apartment complex - new building - distributed level 0.83 | HOUELC | HOUETARHN_NEWC_DMD | MKr20 | 2040 | 5.3662 | 0.0023791 | [6 empty] | ETA | C | NEW |  |  | RHNDIELC | 5 | 0.83333 | HOUETARHNDIELCN01_NEWC
HOUETARHNDIELCN01_NEWC_D83 | Residential heating technology - Electric heating - apartment complex - new building - distributed level 0.83 | HOUELC | HOUETARHN_NEWC_DMD | MKr20 | 2050 | 5.1038 | 0.0022709 | [6 empty] | ETA | C | NEW |  |  | RHNDIELC | 5 | 0.83333 | HOUETARHNDIELCN01_NEWC
HOUETARHNBHWPEN01_NEWI_D83 | Residential heating technology - Biomass boiler, automatic stoking , wood pellets or wood chips - apartment complex - new building - distributed level 0.83 | HOUWPE | HOUETARHN_NEWI_DMD | MKr20 | 2020 | 2.501 | 0.05406 |  | 25 | 14 | 70 | 2 | 4 | ETA | I | NEW |  |  | RHNBHWPE | 5 | 0.83333 | HOUETARHNBHWPEN01_NEWI
HOUETARHNBHWPEN01_NEWI_D83 | Residential heating technology - Biomass boiler, automatic stoking , wood pellets or wood chips - apartment complex - new building - distributed level 0.83 | HOUWPE | HOUETARHN_NEWI_DMD | MKr20 | 2025 | 2.4391 | 0.053594 |  | 25 | 14 | 60 | 2 | 4 | ETA | I | NEW |  |  | RHNBHWPE | 5 | 0.83333 | HOUETARHNBHWPEN01_NEWI
HOUETARHNBHWPEN01_NEWI_D83 | Residential heating technology - Biomass boiler, automatic stoking , wood pellets or wood chips - apartment complex - new building - distributed level 0.83 | HOUWPE | HOUETARHN_NEWI_DMD | MKr20 | 2030 | 2.3787 | 0.053586 |  | 25 | 11 | 50 | 1 | 4 | ETA | I | NEW |  |  | RHNBHWPE | 5 | 0.83333 | HOUETARHNBHWPEN01_NEWI
HOUETARHNBHWPEN01_NEWI_D83 | Residential heating technology - Biomass boiler, automatic stoking , wood pellets or wood chips - apartment complex - new building - distributed level 0.83 | HOUWPE | HOUETARHN_NEWI_DMD | MKr20 | 2040 | 2.2624 | 0.051586 |  | 25 | 9 | 45 | 1 | 4 | ETA | I | NEW |  |  | RHNBHWPE | 5 | 0.83333 | HOUETARHNBHWPEN01_NEWI
HOUETARHNBHWPEN01_NEWI_D83 | Residential heating technology - Biomass boiler, automatic stoking , wood pellets or wood chips - apartment complex - new building - distributed level 0.83 | HOUWPE | HOUETARHN_NEWI_DMD | MKr20 | 2050 | 2.1518 | 0.049562 |  | 25 | 9 | 40 | 0 | 4 | ETA | I | NEW |  |  | RHNBHWPE | 5 | 0.83333 | HOUETARHNBHWPEN01_NEWI
HOUETARHNBHWPEN01_NEWD_D83 | Residential heating technology - Biomass boiler, automatic stoking , wood pellets or wood chips - apartment complex - new building - distributed level 0.83 | HOUWPE | HOUETARHN_NEWD_DMD | MKr20 | 2020 | 2.501 | 0.05406 |  | 25 | 14 | 70 | 2 | 4 | ETA | D | NEW |  |  | RHNBHWPE | 5 | 0.83333 | HOUETARHNBHWPEN01_NEWD
HOUETARHNBHWPEN01_NEWD_D83 | Residential heating technology - Biomass boiler, automatic stoking , wood pellets or wood chips - apartment complex - new building - distributed level 0.83 | HOUWPE | HOUETARHN_NEWD_DMD | MKr20 | 2025 | 2.4391 | 0.053594 |  | 25 | 14 | 60 | 2 | 4 | ETA | D | NEW |  |  | RHNBHWPE | 5 | 0.83333 | HOUETARHNBHWPEN01_NEWD
HOUETARHNBHWPEN01_NEWD_D83 | Residential heating technology - Biomass boiler, automatic stoking , wood pellets or wood chips - apartment complex - new building - distributed level 0.83 | HOUWPE | HOUETARHN_NEWD_DMD | MKr20 | 2030 | 2.3787 | 0.053586 |  | 25 | 11 | 50 | 1 | 4 | ETA | D | NEW |  |  | RHNBHWPE | 5 | 0.83333 | HOUETARHNBHWPEN01_NEWD
HOUETARHNBHWPEN01_NEWD_D83 | Residential heating technology - Biomass boiler, automatic stoking , wood pellets or wood chips - apartment complex - new building - distributed level 0.83 | HOUWPE | HOUETARHN_NEWD_DMD | MKr20 | 2040 | 2.2624 | 0.051586 |  | 25 | 9 | 45 | 1 | 4 | ETA | D | NEW |  |  | RHNBHWPE | 5 | 0.83333 | HOUETARHNBHWPEN01_NEWD
HOUETARHNBHWPEN01_NEWD_D83 | Residential heating technology - Biomass boiler, automatic stoking , wood pellets or wood chips - apartment complex - new building - distributed level 0.83 | HOUWPE | HOUETARHN_NEWD_DMD | MKr20 | 2050 | 2.1518 | 0.049562 |  | 25 | 9 | 40 | 0 | 4 | ETA | D | NEW |  |  | RHNBHWPE | 5 | 0.83333 | HOUETARHNBHWPEN01_NEWD
HOUETARHNBHWPEN01_NEWC_D83 | Residential heating technology - Biomass boiler, automatic stoking , wood pellets or wood chips - apartment complex - new building - distributed level 0.83 | HOUWPE | HOUETARHN_NEWC_DMD | MKr20 | 2020 | 2.501 | 0.05406 |  | 25 | 14 | 70 | 2 | 4 | ETA | C | NEW |  |  | RHNBHWPE | 5 | 0.83333 | HOUETARHNBHWPEN01_NEWC
HOUETARHNBHWPEN01_NEWC_D83 | Residential heating technology - Biomass boiler, automatic stoking , wood pellets or wood chips - apartment complex - new building - distributed level 0.83 | HOUWPE | HOUETARHN_NEWC_DMD | MKr20 | 2025 | 2.4391 | 0.053594 |  | 25 | 14 | 60 | 2 | 4 | ETA | C | NEW |  |  | RHNBHWPE | 5 | 0.83333 | HOUETARHNBHWPEN01_NEWC
HOUETARHNBHWPEN01_NEWC_D83 | Residential heating technology - Biomass boiler, automatic stoking , wood pellets or wood chips - apartment complex - new building - distributed level 0.83 | HOUWPE | HOUETARHN_NEWC_DMD | MKr20 | 2030 | 2.3787 | 0.053586 |  | 25 | 11 | 50 | 1 | 4 | ETA | C | NEW |  |  | RHNBHWPE | 5 | 0.83333 | HOUETARHNBHWPEN01_NEWC
HOUETARHNBHWPEN01_NEWC_D83 | Residential heating technology - Biomass boiler, automatic stoking , wood pellets or wood chips - apartment complex - new building - distributed level 0.83 | HOUWPE | HOUETARHN_NEWC_DMD | MKr20 | 2040 | 2.2624 | 0.051586 |  | 25 | 9 | 45 | 1 | 4 | ETA | C | NEW |  |  | RHNBHWPE | 5 | 0.83333 | HOUETARHNBHWPEN01_NEWC
HOUETARHNBHWPEN01_NEWC_D83 | Residential heating technology - Biomass boiler, automatic stoking , wood pellets or wood chips - apartment complex - new building - distributed level 0.83 | HOUWPE | HOUETARHN_NEWC_DMD | MKr20 | 2050 | 2.1518 | 0.049562 |  | 25 | 9 | 40 | 0 | 4 | ETA | C | NEW |  |  | RHNBHWPE | 5 | 0.83333 | HOUETARHNBHWPEN01_NEWC
HOUETARHNBHSOLN01_NEWI_D83 | Residential heating technology - Solar heating system - apartment complex - new building - distributed level 0.83 | HOUSOL | HOUETARHN_NEWI_DMD | MKr20 | 2020 | 5.0053 | 0.025583 | [6 empty] | ETA | I | NEW |  |  | RHNBHSOL | 5 | 0.83333 | HOUETARHNBHSOLN01_NEWI
HOUETARHNBHSOLN01_NEWI_D83 | Residential heating technology - Solar heating system - apartment complex - new building - distributed level 0.83 | HOUSOL | HOUETARHN_NEWI_DMD | MKr20 | 2025 | 4.7891 | 0.029661 | [6 empty] | ETA | I | NEW |  |  | RHNBHSOL | 5 | 0.83333 | HOUETARHNBHSOLN01_NEWI
HOUETARHNBHSOLN01_NEWI_D83 | Residential heating technology - Solar heating system - apartment complex - new building - distributed level 0.83 | HOUSOL | HOUETARHN_NEWI_DMD | MKr20 | 2030 | 4.5728 | 0.032411 | [6 empty] | ETA | I | NEW |  |  | RHNBHSOL | 5 | 0.83333 | HOUETARHNBHSOLN01_NEWI
HOUETARHNBHSOLN01_NEWI_D83 | Residential heating technology - Solar heating system - apartment complex - new building - distributed level 0.83 | HOUSOL | HOUETARHN_NEWI_DMD | MKr20 | 2040 | 4.3565 | 0.031098 | [6 empty] | ETA | I | NEW |  |  | RHNBHSOL | 5 | 0.83333 | HOUETARHNBHSOLN01_NEWI
HOUETARHNBHSOLN01_NEWI_D83 | Residential heating technology - Solar heating system - apartment complex - new building - distributed level 0.83 | HOUSOL | HOUETARHN_NEWI_DMD | MKr20 | 2050 | 4.1402 | 0.030032 | [6 empty] | ETA | I | NEW |  |  | RHNBHSOL | 5 | 0.83333 | HOUETARHNBHSOLN01_NEWI
HOUETARHNBHSOLN01_NEWD_D83 | Residential heating technology - Solar heating system - apartment complex - new building - distributed level 0.83 | HOUSOL | HOUETARHN_NEWD_DMD | MKr20 | 2020 | 5.0053 | 0.025583 | [6 empty] | ETA | D | NEW |  |  | RHNBHSOL | 5 | 0.83333 | HOUETARHNBHSOLN01_NEWD
HOUETARHNBHSOLN01_NEWD_D83 | Residential heating technology - Solar heating system - apartment complex - new building - distributed level 0.83 | HOUSOL | HOUETARHN_NEWD_DMD | MKr20 | 2025 | 4.7891 | 0.029661 | [6 empty] | ETA | D | NEW |  |  | RHNBHSOL | 5 | 0.83333 | HOUETARHNBHSOLN01_NEWD
HOUETARHNBHSOLN01_NEWD_D83 | Residential heating technology - Solar heating system - apartment complex - new building - distributed level 0.83 | HOUSOL | HOUETARHN_NEWD_DMD | MKr20 | 2030 | 4.5728 | 0.032411 | [6 empty] | ETA | D | NEW |  |  | RHNBHSOL | 5 | 0.83333 | HOUETARHNBHSOLN01_NEWD
HOUETARHNBHSOLN01_NEWD_D83 | Residential heating technology - Solar heating system - apartment complex - new building - distributed level 0.83 | HOUSOL | HOUETARHN_NEWD_DMD | MKr20 | 2040 | 4.3565 | 0.031098 | [6 empty] | ETA | D | NEW |  |  | RHNBHSOL | 5 | 0.83333 | HOUETARHNBHSOLN01_NEWD
HOUETARHNBHSOLN01_NEWD_D83 | Residential heating technology - Solar heating system - apartment complex - new building - distributed level 0.83 | HOUSOL | HOUETARHN_NEWD_DMD | MKr20 | 2050 | 4.1402 | 0.030032 | [6 empty] | ETA | D | NEW |  |  | RHNBHSOL | 5 | 0.83333 | HOUETARHNBHSOLN01_NEWD
HOUETARHNBHSOLN01_NEWC_D83 | Residential heating technology - Solar heating system - apartment complex - new building - distributed level 0.83 | HOUSOL | HOUETARHN_NEWC_DMD | MKr20 | 2020 | 5.0053 | 0.025583 | [6 empty] | ETA | C | NEW |  |  | RHNBHSOL | 5 | 0.83333 | HOUETARHNBHSOLN01_NEWC
HOUETARHNBHSOLN01_NEWC_D83 | Residential heating technology - Solar heating system - apartment complex - new building - distributed level 0.83 | HOUSOL | HOUETARHN_NEWC_DMD | MKr20 | 2025 | 4.7891 | 0.029661 | [6 empty] | ETA | C | NEW |  |  | RHNBHSOL | 5 | 0.83333 | HOUETARHNBHSOLN01_NEWC
HOUETARHNBHSOLN01_NEWC_D83 | Residential heating technology - Solar heating system - apartment complex - new building - distributed level 0.83 | HOUSOL | HOUETARHN_NEWC_DMD | MKr20 | 2030 | 4.5728 | 0.032411 | [6 empty] | ETA | C | NEW |  |  | RHNBHSOL | 5 | 0.83333 | HOUETARHNBHSOLN01_NEWC
HOUETARHNBHSOLN01_NEWC_D83 | Residential heating technology - Solar heating system - apartment complex - new building - distributed level 0.83 | HOUSOL | HOUETARHN_NEWC_DMD | MKr20 | 2040 | 4.3565 | 0.031098 | [6 empty] | ETA | C | NEW |  |  | RHNBHSOL | 5 | 0.83333 | HOUETARHNBHSOLN01_NEWC
HOUETARHNBHSOLN01_NEWC_D83 | Residential heating technology - Solar heating system - apartment complex - new building - distributed level 0.83 | HOUSOL | HOUETARHN_NEWC_DMD | MKr20 | 2050 | 4.1402 | 0.030032 | [6 empty] | ETA | C | NEW |  |  | RHNBHSOL | 5 | 0.83333 | HOUETARHNBHSOLN01_NEWC
HOUETARHNBHGASN03_NEWI_D83 | Residential heating technology - Natural gas boiler - plus connection pipe - apartment complex - new building - distributed level 0.83 | HOUGAS | HOUETARHN_NEWI_DMD | MKr20 | 2020 | 1.3344 | 0.036005 |  | 0.43 | 0.1 | 20.4 | 1 | 1 | ETA | I | NEW |  |  | RHNBHGAS | 5 | 0.83333 | HOUETARHNBHGASN03_NEWI
HOUETARHNBHGASN03_NEWI_D83 | Residential heating technology - Natural gas boiler - plus connection pipe - apartment complex - new building - distributed level 0.83 | HOUGAS | HOUETARHN_NEWI_DMD | MKr20 | 2025 | 1.3041 | 0.035726 |  | 0.43 | 0.1 | 20.4 | 1 | 1 | ETA | I | NEW |  |  | RHNBHGAS | 5 | 0.83333 | HOUETARHNBHGASN03_NEWI
HOUETARHNBHGASN03_NEWI_D83 | Residential heating technology - Natural gas boiler - plus connection pipe - apartment complex - new building - distributed level 0.83 | HOUGAS | HOUETARHN_NEWI_DMD | MKr20 | 2030 | 1.2745 | 0.035398 |  | 0.43 | 0.1 | 20.4 | 1 | 1 | ETA | I | NEW |  |  | RHNBHGAS | 5 | 0.83333 | HOUETARHNBHGASN03_NEWI
HOUETARHNBHGASN03_NEWI_D83 | Residential heating technology - Natural gas boiler - plus connection pipe - apartment complex - new building - distributed level 0.83 | HOUGAS | HOUETARHN_NEWI_DMD | MKr20 | 2040 | 1.2175 | 0.033943 |  | 0.43 | 0.1 | 20.4 | 1 | 1 | ETA | I | NEW |  |  | RHNBHGAS | 5 | 0.83333 | HOUETARHNBHGASN03_NEWI
HOUETARHNBHGASN03_NEWI_D83 | Residential heating technology - Natural gas boiler - plus connection pipe - apartment complex - new building - distributed level 0.83 | HOUGAS | HOUETARHN_NEWI_DMD | MKr20 | 2050 | 1.1632 | 0.0096813 |  | 0.43 | 0.1 | 20.4 | 1 | 1 | ETA | I | NEW |  |  | RHNBHGAS | 5 | 0.83333 | HOUETARHNBHGASN03_NEWI
HOUETARHNBHGASN03_NEWD_D83 | Residential heating technology - Natural gas boiler - plus connection pipe - apartment complex - new building - distributed level 0.83 | HOUGAS | HOUETARHN_NEWD_DMD | MKr20 | 2020 | 1.3344 | 0.036005 |  | 0.43 | 0.1 | 20.4 | 1 | 1 | ETA | D | NEW |  |  | RHNBHGAS | 5 | 0.83333 | HOUETARHNBHGASN03_NEWD
HOUETARHNBHGASN03_NEWD_D83 | Residential heating technology - Natural gas boiler - plus connection pipe - apartment complex - new building - distributed level 0.83 | HOUGAS | HOUETARHN_NEWD_DMD | MKr20 | 2025 | 1.3041 | 0.035726 |  | 0.43 | 0.1 | 20.4 | 1 | 1 | ETA | D | NEW |  |  | RHNBHGAS | 5 | 0.83333 | HOUETARHNBHGASN03_NEWD
HOUETARHNBHGASN03_NEWD_D83 | Residential heating technology - Natural gas boiler - plus connection pipe - apartment complex - new building - distributed level 0.83 | HOUGAS | HOUETARHN_NEWD_DMD | MKr20 | 2030 | 1.2745 | 0.035398 |  | 0.43 | 0.1 | 20.4 | 1 | 1 | ETA | D | NEW |  |  | RHNBHGAS | 5 | 0.83333 | HOUETARHNBHGASN03_NEWD
HOUETARHNBHGASN03_NEWD_D83 | Residential heating technology - Natural gas boiler - plus connection pipe - apartment complex - new building - distributed level 0.83 | HOUGAS | HOUETARHN_NEWD_DMD | MKr20 | 2040 | 1.2175 | 0.033943 |  | 0.43 | 0.1 | 20.4 | 1 | 1 | ETA | D | NEW |  |  | RHNBHGAS | 5 | 0.83333 | HOUETARHNBHGASN03_NEWD
HOUETARHNBHGASN03_NEWD_D83 | Residential heating technology - Natural gas boiler - plus connection pipe - apartment complex - new building - distributed level 0.83 | HOUGAS | HOUETARHN_NEWD_DMD | MKr20 | 2050 | 1.1632 | 0.0096813 |  | 0.43 | 0.1 | 20.4 | 1 | 1 | ETA | D | NEW |  |  | RHNBHGAS | 5 | 0.83333 | HOUETARHNBHGASN03_NEWD
HOUETARHNBHGASN03_NEWC_D83 | Residential heating technology - Natural gas boiler - plus connection pipe - apartment complex - new building - distributed level 0.83 | HOUGAS | HOUETARHN_NEWC_DMD | MKr20 | 2020 | 1.3344 | 0.036005 |  | 0.43 | 0.1 | 20.4 | 1 | 1 | ETA | C | NEW |  |  | RHNBHGAS | 5 | 0.83333 | HOUETARHNBHGASN03_NEWC
HOUETARHNBHGASN03_NEWC_D83 | Residential heating technology - Natural gas boiler - plus connection pipe - apartment complex - new building - distributed level 0.83 | HOUGAS | HOUETARHN_NEWC_DMD | MKr20 | 2025 | 1.3041 | 0.035726 |  | 0.43 | 0.1 | 20.4 | 1 | 1 | ETA | C | NEW |  |  | RHNBHGAS | 5 | 0.83333 | HOUETARHNBHGASN03_NEWC
HOUETARHNBHGASN03_NEWC_D83 | Residential heating technology - Natural gas boiler - plus connection pipe - apartment complex - new building - distributed level 0.83 | HOUGAS | HOUETARHN_NEWC_DMD | MKr20 | 2030 | 1.2745 | 0.035398 |  | 0.43 | 0.1 | 20.4 | 1 | 1 | ETA | C | NEW |  |  | RHNBHGAS | 5 | 0.83333 | HOUETARHNBHGASN03_NEWC
HOUETARHNBHGASN03_NEWC_D83 | Residential heating technology - Natural gas boiler - plus connection pipe - apartment complex - new building - distributed level 0.83 | HOUGAS | HOUETARHN_NEWC_DMD | MKr20 | 2040 | 1.2175 | 0.033943 |  | 0.43 | 0.1 | 20.4 | 1 | 1 | ETA | C | NEW |  |  | RHNBHGAS | 5 | 0.83333 | HOUETARHNBHGASN03_NEWC
HOUETARHNBHGASN03_NEWC_D83 | Residential heating technology - Natural gas boiler - plus connection pipe - apartment complex - new building - distributed level 0.83 | HOUGAS | HOUETARHN_NEWC_DMD | MKr20 | 2050 | 1.1632 | 0.0096813 |  | 0.43 | 0.1 | 20.4 | 1 | 1 | ETA | C | NEW |  |  | RHNBHGAS | 5 | 0.83333 | HOUETARHNBHGASN03_NEWC
HOUETARHNBHDHDN09_NEWI_D83 | Residential heating technology - Direct district heating substation - plus connection pipe - plus distribution (heating density: low ) - apartment complex - new building - distributed level 0.83 | HOUDHD | HOUETARHN_NEWI_DMD | MKr20 | 2020 | 0.82103 | 0.0041526 | [6 empty] | ETA | I | NEW |  |  | RHNBHDHD | 5 | 0.83333 | HOUETARHNBHDHDN09_NEWI
HOUETARHNBHDHDN09_NEWI_D83 | Residential heating technology - Direct district heating substation - plus connection pipe - plus distribution (heating density: low ) - apartment complex - new building - distributed level 0.83 | HOUDHD | HOUETARHN_NEWI_DMD | MKr20 | 2025 | 0.80966 | 0.0042215 | [6 empty] | ETA | I | NEW |  |  | RHNBHDHD | 5 | 0.83333 | HOUETARHNBHDHDN09_NEWI
HOUETARHNBHDHDN09_NEWI_D83 | Residential heating technology - Direct district heating substation - plus connection pipe - plus distribution (heating density: low ) - apartment complex - new building - distributed level 0.83 | HOUDHD | HOUETARHN_NEWI_DMD | MKr20 | 2030 | 0.79856 | 0.0042272 | [6 empty] | ETA | I | NEW |  |  | RHNBHDHD | 5 | 0.83333 | HOUETARHNBHDHDN09_NEWI
HOUETARHNBHDHDN09_NEWI_D83 | Residential heating technology - Direct district heating substation - plus connection pipe - plus distribution (heating density: low ) - apartment complex - new building - distributed level 0.83 | HOUDHD | HOUETARHN_NEWI_DMD | MKr20 | 2040 | 0.77719 | 0.0041404 | [6 empty] | ETA | I | NEW |  |  | RHNBHDHD | 5 | 0.83333 | HOUETARHNBHDHDN09_NEWI
HOUETARHNBHDHDN09_NEWI_D83 | Residential heating technology - Direct district heating substation - plus connection pipe - plus distribution (heating density: low ) - apartment complex - new building - distributed level 0.83 | HOUDHD | HOUETARHN_NEWI_DMD | MKr20 | 2050 | 0.75686 | 0.0039228 | [6 empty] | ETA | I | NEW |  |  | RHNBHDHD | 5 | 0.83333 | HOUETARHNBHDHDN09_NEWI
HOUETARHNBHDHDN07_NEWI_D83 | Residential heating technology - Direct district heating substation - plus connection pipe - plus distribution (heating density: medium ) - apartment complex - new building - distributed level 0.83 | HOUDHD | HOUETARHN_NEWI_DMD | MKr20 | 2020 | 0.74845 | 0.0041526 | [6 empty] | ETA | I | NEW |  |  | RHNBHDHD | 5 | 0.83333 | HOUETARHNBHDHDN07_NEWI
HOUETARHNBHDHDN07_NEWI_D83 | Residential heating technology - Direct district heating substation - plus connection pipe - plus distribution (heating density: medium ) - apartment complex - new building - distributed level 0.83 | HOUDHD | HOUETARHN_NEWI_DMD | MKr20 | 2025 | 0.73708 | 0.0042215 | [6 empty] | ETA | I | NEW |  |  | RHNBHDHD | 5 | 0.83333 | HOUETARHNBHDHDN07_NEWI
HOUETARHNBHDHDN07_NEWI_D83 | Residential heating technology - Direct district heating substation - plus connection pipe - plus distribution (heating density: medium ) - apartment complex - new building - distributed level 0.83 | HOUDHD | HOUETARHN_NEWI_DMD | MKr20 | 2030 | 0.72598 | 0.0042272 | [6 empty] | ETA | I | NEW |  |  | RHNBHDHD | 5 | 0.83333 | HOUETARHNBHDHDN07_NEWI
HOUETARHNBHDHDN07_NEWI_D83 | Residential heating technology - Direct district heating substation - plus connection pipe - plus distribution (heating density: medium ) - apartment complex - new building - distributed level 0.83 | HOUDHD | HOUETARHN_NEWI_DMD | MKr20 | 2040 | 0.70461 | 0.0041404 | [6 empty] | ETA | I | NEW |  |  | RHNBHDHD | 5 | 0.83333 | HOUETARHNBHDHDN07_NEWI
HOUETARHNBHDHDN07_NEWI_D83 | Residential heating technology - Direct district heating substation - plus connection pipe - plus distribution (heating density: medium ) - apartment complex - new building - distributed level 0.83 | HOUDHD | HOUETARHN_NEWI_DMD | MKr20 | 2050 | 0.68429 | 0.0039228 | [6 empty] | ETA | I | NEW |  |  | RHNBHDHD | 5 | 0.83333 | HOUETARHNBHDHDN07_NEWI
HOUETARHNBHDHDN05_NEWI_D83 | Residential heating technology - Direct district heating substation - plus connection pipe - plus distribution (heating density: high ) - apartment complex - new building - distributed level 0.83 | HOUDHD | HOUETARHN_NEWI_DMD | MKr20 | 2020 | 0.67588 | 0.0041526 | [6 empty] | ETA | I | NEW |  |  | RHNBHDHD | 5 | 0.83333 | HOUETARHNBHDHDN05_NEWI
HOUETARHNBHDHDN05_NEWI_D83 | Residential heating technology - Direct district heating substation - plus connection pipe - plus distribution (heating density: high ) - apartment complex - new building - distributed level 0.83 | HOUDHD | HOUETARHN_NEWI_DMD | MKr20 | 2025 | 0.6645 | 0.0042215 | [6 empty] | ETA | I | NEW |  |  | RHNBHDHD | 5 | 0.83333 | HOUETARHNBHDHDN05_NEWI
HOUETARHNBHDHDN05_NEWI_D83 | Residential heating technology - Direct district heating substation - plus connection pipe - plus distribution (heating density: high ) - apartment complex - new building - distributed level 0.83 | HOUDHD | HOUETARHN_NEWI_DMD | MKr20 | 2030 | 0.65341 | 0.0042272 | [6 empty] | ETA | I | NEW |  |  | RHNBHDHD | 5 | 0.83333 | HOUETARHNBHDHDN05_NEWI
HOUETARHNBHDHDN05_NEWI_D83 | Residential heating technology - Direct district heating substation - plus connection pipe - plus distribution (heating density: high ) - apartment complex - new building - distributed level 0.83 | HOUDHD | HOUETARHN_NEWI_DMD | MKr20 | 2040 | 0.63204 | 0.0041404 | [6 empty] | ETA | I | NEW |  |  | RHNBHDHD | 5 | 0.83333 | HOUETARHNBHDHDN05_NEWI
HOUETARHNBHDHDN05_NEWI_D83 | Residential heating technology - Direct district heating substation - plus connection pipe - plus distribution (heating density: high ) - apartment complex - new building - distributed level 0.83 | HOUDHD | HOUETARHN_NEWI_DMD | MKr20 | 2050 | 0.61171 | 0.0039228 | [6 empty] | ETA | I | NEW |  |  | RHNBHDHD | 5 | 0.83333 | HOUETARHNBHDHDN05_NEWI
HOUETARHNBHDHDN03_NEWD_D83 | Residential heating technology - Direct district heating substation - plus connection pipe - apartment complex - new building - distributed level 0.83 | HOUDHD | HOUETARHN_NEWD_DMD | MKr20 | 2020 | 0.67588 | 0.0041526 | [6 empty] | ETA | D | NEW |  |  | RHNBHDHD | 5 | 0.83333 | HOUETARHNBHDHDN03_NEWD
HOUETARHNBHDHDN03_NEWD_D83 | Residential heating technology - Direct district heating substation - plus connection pipe - apartment complex - new building - distributed level 0.83 | HOUDHD | HOUETARHN_NEWD_DMD | MKr20 | 2025 | 0.6645 | 0.0042215 | [6 empty] | ETA | D | NEW |  |  | RHNBHDHD | 5 | 0.83333 | HOUETARHNBHDHDN03_NEWD
HOUETARHNBHDHDN03_NEWD_D83 | Residential heating technology - Direct district heating substation - plus connection pipe - apartment complex - new building - distributed level 0.83 | HOUDHD | HOUETARHN_NEWD_DMD | MKr20 | 2030 | 0.65341 | 0.0042272 | [6 empty] | ETA | D | NEW |  |  | RHNBHDHD | 5 | 0.83333 | HOUETARHNBHDHDN03_NEWD
HOUETARHNBHDHDN03_NEWD_D83 | Residential heating technology - Direct district heating substation - plus connection pipe - apartment complex - new building - distributed level 0.83 | HOUDHD | HOUETARHN_NEWD_DMD | MKr20 | 2040 | 0.63204 | 0.0041404 | [6 empty] | ETA | D | NEW |  |  | RHNBHDHD | 5 | 0.83333 | HOUETARHNBHDHDN03_NEWD
HOUETARHNBHDHDN03_NEWD_D83 | Residential heating technology - Direct district heating substation - plus connection pipe - apartment complex - new building - distributed level 0.83 | HOUDHD | HOUETARHN_NEWD_DMD | MKr20 | 2050 | 0.61171 | 0.0039228 | [6 empty] | ETA | D | NEW |  |  | RHNBHDHD | 5 | 0.83333 | HOUETARHNBHDHDN03_NEWD
HOUETARHNBHDHCN09_NEWI_D83 | Residential heating technology - Direct district heating substation - plus connection pipe - plus distribution (heating density: low ) - apartment complex - new building - distributed level 0.83 | HOUDHC | HOUETARHN_NEWI_DMD | MKr20 | 2020 | 0.82103 | 0.0041526 | [6 empty] | ETA | I | NEW |  |  | RHNBHDHC | 5 | 0.83333 | HOUETARHNBHDHCN09_NEWI
HOUETARHNBHDHCN09_NEWI_D83 | Residential heating technology - Direct district heating substation - plus connection pipe - plus distribution (heating density: low ) - apartment complex - new building - distributed level 0.83 | HOUDHC | HOUETARHN_NEWI_DMD | MKr20 | 2025 | 0.80966 | 0.0042215 | [6 empty] | ETA | I | NEW |  |  | RHNBHDHC | 5 | 0.83333 | HOUETARHNBHDHCN09_NEWI
HOUETARHNBHDHCN09_NEWI_D83 | Residential heating technology - Direct district heating substation - plus connection pipe - plus distribution (heating density: low ) - apartment complex - new building - distributed level 0.83 | HOUDHC | HOUETARHN_NEWI_DMD | MKr20 | 2030 | 0.79856 | 0.0042272 | [6 empty] | ETA | I | NEW |  |  | RHNBHDHC | 5 | 0.83333 | HOUETARHNBHDHCN09_NEWI
HOUETARHNBHDHCN09_NEWI_D83 | Residential heating technology - Direct district heating substation - plus connection pipe - plus distribution (heating density: low ) - apartment complex - new building - distributed level 0.83 | HOUDHC | HOUETARHN_NEWI_DMD | MKr20 | 2040 | 0.77719 | 0.0041404 | [6 empty] | ETA | I | NEW |  |  | RHNBHDHC | 5 | 0.83333 | HOUETARHNBHDHCN09_NEWI
HOUETARHNBHDHCN09_NEWI_D83 | Residential heating technology - Direct district heating substation - plus connection pipe - plus distribution (heating density: low ) - apartment complex - new building - distributed level 0.83 | HOUDHC | HOUETARHN_NEWI_DMD | MKr20 | 2050 | 0.75686 | 0.0039228 | [6 empty] | ETA | I | NEW |  |  | RHNBHDHC | 5 | 0.83333 | HOUETARHNBHDHCN09_NEWI
HOUETARHNBHDHCN07_NEWI_D83 | Residential heating technology - Direct district heating substation - plus connection pipe - plus distribution (heating density: medium ) - apartment complex - new building - distributed level 0.83 | HOUDHC | HOUETARHN_NEWI_DMD | MKr20 | 2020 | 0.74845 | 0.0041526 | [6 empty] | ETA | I | NEW |  |  | RHNBHDHC | 5 | 0.83333 | HOUETARHNBHDHCN07_NEWI
HOUETARHNBHDHCN07_NEWI_D83 | Residential heating technology - Direct district heating substation - plus connection pipe - plus distribution (heating density: medium ) - apartment complex - new building - distributed level 0.83 | HOUDHC | HOUETARHN_NEWI_DMD | MKr20 | 2025 | 0.73708 | 0.0042215 | [6 empty] | ETA | I | NEW |  |  | RHNBHDHC | 5 | 0.83333 | HOUETARHNBHDHCN07_NEWI
HOUETARHNBHDHCN07_NEWI_D83 | Residential heating technology - Direct district heating substation - plus connection pipe - plus distribution (heating density: medium ) - apartment complex - new building - distributed level 0.83 | HOUDHC | HOUETARHN_NEWI_DMD | MKr20 | 2030 | 0.72598 | 0.0042272 | [6 empty] | ETA | I | NEW |  |  | RHNBHDHC | 5 | 0.83333 | HOUETARHNBHDHCN07_NEWI
HOUETARHNBHDHCN07_NEWI_D83 | Residential heating technology - Direct district heating substation - plus connection pipe - plus distribution (heating density: medium ) - apartment complex - new building - distributed level 0.83 | HOUDHC | HOUETARHN_NEWI_DMD | MKr20 | 2040 | 0.70461 | 0.0041404 | [6 empty] | ETA | I | NEW |  |  | RHNBHDHC | 5 | 0.83333 | HOUETARHNBHDHCN07_NEWI
HOUETARHNBHDHCN07_NEWI_D83 | Residential heating technology - Direct district heating substation - plus connection pipe - plus distribution (heating density: medium ) - apartment complex - new building - distributed level 0.83 | HOUDHC | HOUETARHN_NEWI_DMD | MKr20 | 2050 | 0.68429 | 0.0039228 | [6 empty] | ETA | I | NEW |  |  | RHNBHDHC | 5 | 0.83333 | HOUETARHNBHDHCN07_NEWI
HOUETARHNBHDHCN05_NEWI_D83 | Residential heating technology - Direct district heating substation - plus connection pipe - plus distribution (heating density: high ) - apartment complex - new building - distributed level 0.83 | HOUDHC | HOUETARHN_NEWI_DMD | MKr20 | 2020 | 0.67588 | 0.0041526 | [6 empty] | ETA | I | NEW |  |  | RHNBHDHC | 5 | 0.83333 | HOUETARHNBHDHCN05_NEWI
HOUETARHNBHDHCN05_NEWI_D83 | Residential heating technology - Direct district heating substation - plus connection pipe - plus distribution (heating density: high ) - apartment complex - new building - distributed level 0.83 | HOUDHC | HOUETARHN_NEWI_DMD | MKr20 | 2025 | 0.6645 | 0.0042215 | [6 empty] | ETA | I | NEW |  |  | RHNBHDHC | 5 | 0.83333 | HOUETARHNBHDHCN05_NEWI
HOUETARHNBHDHCN05_NEWI_D83 | Residential heating technology - Direct district heating substation - plus connection pipe - plus distribution (heating density: high ) - apartment complex - new building - distributed level 0.83 | HOUDHC | HOUETARHN_NEWI_DMD | MKr20 | 2030 | 0.65341 | 0.0042272 | [6 empty] | ETA | I | NEW |  |  | RHNBHDHC | 5 | 0.83333 | HOUETARHNBHDHCN05_NEWI
HOUETARHNBHDHCN05_NEWI_D83 | Residential heating technology - Direct district heating substation - plus connection pipe - plus distribution (heating density: high ) - apartment complex - new building - distributed level 0.83 | HOUDHC | HOUETARHN_NEWI_DMD | MKr20 | 2040 | 0.63204 | 0.0041404 | [6 empty] | ETA | I | NEW |  |  | RHNBHDHC | 5 | 0.83333 | HOUETARHNBHDHCN05_NEWI
HOUETARHNBHDHCN05_NEWI_D83 | Residential heating technology - Direct district heating substation - plus connection pipe - plus distribution (heating density: high ) - apartment complex - new building - distributed level 0.83 | HOUDHC | HOUETARHN_NEWI_DMD | MKr20 | 2050 | 0.61171 | 0.0039228 | [6 empty] | ETA | I | NEW |  |  | RHNBHDHC | 5 | 0.83333 | HOUETARHNBHDHCN05_NEWI
HOUETARHNBHDHCN03_NEWC_D83 | Residential heating technology - Direct district heating substation - plus connection pipe - apartment complex - new building - distributed level 0.83 | HOUDHC | HOUETARHN_NEWC_DMD | MKr20 | 2020 | 0.67588 | 0.0041526 | [6 empty] | ETA | C | NEW |  |  | RHNBHDHC | 5 | 0.83333 | HOUETARHNBHDHCN03_NEWC
HOUETARHNBHDHCN03_NEWC_D83 | Residential heating technology - Direct district heating substation - plus connection pipe - apartment complex - new building - distributed level 0.83 | HOUDHC | HOUETARHN_NEWC_DMD | MKr20 | 2025 | 0.6645 | 0.0042215 | [6 empty] | ETA | C | NEW |  |  | RHNBHDHC | 5 | 0.83333 | HOUETARHNBHDHCN03_NEWC
HOUETARHNBHDHCN03_NEWC_D83 | Residential heating technology - Direct district heating substation - plus connection pipe - apartment complex - new building - distributed level 0.83 | HOUDHC | HOUETARHN_NEWC_DMD | MKr20 | 2030 | 0.65341 | 0.0042272 | [6 empty] | ETA | C | NEW |  |  | RHNBHDHC | 5 | 0.83333 | HOUETARHNBHDHCN03_NEWC
HOUETARHNBHDHCN03_NEWC_D83 | Residential heating technology - Direct district heating substation - plus connection pipe - apartment complex - new building - distributed level 0.83 | HOUDHC | HOUETARHN_NEWC_DMD | MKr20 | 2040 | 0.63204 | 0.0041404 | [6 empty] | ETA | C | NEW |  |  | RHNBHDHC | 5 | 0.83333 | HOUETARHNBHDHCN03_NEWC
HOUETARHNBHDHCN03_NEWC_D83 | Residential heating technology - Direct district heating substation - plus connection pipe - apartment complex - new building - distributed level 0.83 | HOUDHC | HOUETARHN_NEWC_DMD | MKr20 | 2050 | 0.61171 | 0.0039228 | [6 empty] | ETA | C | NEW |  |  | RHNBHDHC | 5 | 0.83333 | HOUETARHNBHDHCN03_NEWC
HOUPARRHNHPELCN07_OLDIEXT39_D83 | Residential heating technology - Heat pump, Air-to-water, low-price product - single-family house - existing building - distributed level 0.83 | HOUELC, HOUAMB | HOUPARRHN_OLDI_DMD | MKr20 | 2025 | 11.0682 | 0.341 | 0.3453 | [5 empty] | PAR | I | OLD | 2.8961 |  | RHNHPELC | 5 | 0.83333 | HOUPARRHNHPELCN07_OLDIEXT39
HOUPARRHNHPELCN07_OLDIEXT39_D83 | Residential heating technology - Heat pump, Air-to-water, low-price product - single-family house - existing building - distributed level 0.83 | HOUELC, HOUAMB | HOUPARRHN_OLDI_DMD | MKr20 | 2030 | 10.0376 | 0.33694 | 0.3296 | [5 empty] | PAR | I | OLD | 3.034 |  | RHNHPELC | 5 | 0.83333 | HOUPARRHNHPELCN07_OLDIEXT39
HOUPARRHNHPELCN07_OLDIEXT39_D83 | Residential heating technology - Heat pump, Air-to-water, low-price product - single-family house - existing building - distributed level 0.83 | HOUELC, HOUAMB | HOUPARRHN_OLDI_DMD | MKr20 | 2040 | 9.2165 | 0.32942 | 0.31527 | [5 empty] | PAR | I | OLD | 3.1719 |  | RHNHPELC | 5 | 0.83333 | HOUPARRHNHPELCN07_OLDIEXT39
HOUPARRHNHPELCN07_OLDIEXT39_D83 | Residential heating technology - Heat pump, Air-to-water, low-price product - single-family house - existing building - distributed level 0.83 | HOUELC, HOUAMB | HOUPARRHN_OLDI_DMD | MKr20 | 2050 | 8.3953 | 0.32189 | 0.30639 | [5 empty] | PAR | I | OLD | 3.2638 |  | RHNHPELC | 5 | 0.83333 | HOUPARRHNHPELCN07_OLDIEXT39
HOUPARRHNHPELCN07_OLDDEXT39_D83 | Residential heating technology - Heat pump, Air-to-water, low-price product - single-family house - existing building - distributed level 0.83 | HOUELC, HOUAMB | HOUPARRHN_OLDD_DMD | MKr20 | 2025 | 11.0682 | 0.341 | 0.3453 | [5 empty] | PAR | D | OLD | 2.8961 |  | RHNHPELC | 5 | 0.83333 | HOUPARRHNHPELCN07_OLDDEXT39
HOUPARRHNHPELCN07_OLDDEXT39_D83 | Residential heating technology - Heat pump, Air-to-water, low-price product - single-family house - existing building - distributed level 0.83 | HOUELC, HOUAMB | HOUPARRHN_OLDD_DMD | MKr20 | 2030 | 10.0376 | 0.33694 | 0.3296 | [5 empty] | PAR | D | OLD | 3.034 |  | RHNHPELC | 5 | 0.83333 | HOUPARRHNHPELCN07_OLDDEXT39
HOUPARRHNHPELCN07_OLDDEXT39_D83 | Residential heating technology - Heat pump, Air-to-water, low-price product - single-family house - existing building - distributed level 0.83 | HOUELC, HOUAMB | HOUPARRHN_OLDD_DMD | MKr20 | 2040 | 9.2165 | 0.32942 | 0.31527 | [5 empty] | PAR | D | OLD | 3.1719 |  | RHNHPELC | 5 | 0.83333 | HOUPARRHNHPELCN07_OLDDEXT39
HOUPARRHNHPELCN07_OLDDEXT39_D83 | Residential heating technology - Heat pump, Air-to-water, low-price product - single-family house - existing building - distributed level 0.83 | HOUELC, HOUAMB | HOUPARRHN_OLDD_DMD | MKr20 | 2050 | 8.3953 | 0.32189 | 0.30639 | [5 empty] | PAR | D | OLD | 3.2638 |  | RHNHPELC | 5 | 0.83333 | HOUPARRHNHPELCN07_OLDDEXT39
HOUPARRHNHPELCN07_OLDCEXT39_D83 | Residential heating technology - Heat pump, Air-to-water, low-price product - single-family house - existing building - distributed level 0.83 | HOUELC, HOUAMB | HOUPARRHN_OLDC_DMD | MKr20 | 2025 | 11.0682 | 0.341 | 0.3453 | [5 empty] | PAR | C | OLD | 2.8961 |  | RHNHPELC | 5 | 0.83333 | HOUPARRHNHPELCN07_OLDCEXT39
HOUPARRHNHPELCN07_OLDCEXT39_D83 | Residential heating technology - Heat pump, Air-to-water, low-price product - single-family house - existing building - distributed level 0.83 | HOUELC, HOUAMB | HOUPARRHN_OLDC_DMD | MKr20 | 2030 | 10.0376 | 0.33694 | 0.3296 | [5 empty] | PAR | C | OLD | 3.034 |  | RHNHPELC | 5 | 0.83333 | HOUPARRHNHPELCN07_OLDCEXT39
HOUPARRHNHPELCN07_OLDCEXT39_D83 | Residential heating technology - Heat pump, Air-to-water, low-price product - single-family house - existing building - distributed level 0.83 | HOUELC, HOUAMB | HOUPARRHN_OLDC_DMD | MKr20 | 2040 | 9.2165 | 0.32942 | 0.31527 | [5 empty] | PAR | C | OLD | 3.1719 |  | RHNHPELC | 5 | 0.83333 | HOUPARRHNHPELCN07_OLDCEXT39
HOUPARRHNHPELCN07_OLDCEXT39_D83 | Residential heating technology - Heat pump, Air-to-water, low-price product - single-family house - existing building - distributed level 0.83 | HOUELC, HOUAMB | HOUPARRHN_OLDC_DMD | MKr20 | 2050 | 8.3953 | 0.32189 | 0.30639 | [5 empty] | PAR | C | OLD | 3.2638 |  | RHNHPELC | 5 | 0.83333 | HOUPARRHNHPELCN07_OLDCEXT39
HOUPARRHNHPELCN05_OLDIEXT39_D83 | Residential heating technology - Heat pump, Air-to-water - leasing - single-family house - existing building - distributed level 0.83 | HOUELC, HOUAMB | HOUPARRHN_OLDI_DMD | MKr20 | 2025 | 11.4441 | 1.0617 | 0.3296 | [5 empty] | PAR | I | OLD | 3.034 |  | RHNHPELC | 5 | 0.83333 | HOUPARRHNHPELCN05_OLDIEXT39
HOUPARRHNHPELCN05_OLDIEXT39_D83 | Residential heating technology - Heat pump, Air-to-water - leasing - single-family house - existing building - distributed level 0.83 | HOUELC, HOUAMB | HOUPARRHN_OLDI_DMD | MKr20 | 2030 | 10.4812 | 0.99194 | 0.31527 | [5 empty] | PAR | I | OLD | 3.1719 |  | RHNHPELC | 5 | 0.83333 | HOUPARRHNHPELCN05_OLDIEXT39
HOUPARRHNHPELCN05_OLDIEXT39_D83 | Residential heating technology - Heat pump, Air-to-water - leasing - single-family house - existing building - distributed level 0.83 | HOUELC, HOUAMB | HOUPARRHN_OLDI_DMD | MKr20 | 2040 | 9.7002 | 0.93116 | 0.30214 | [5 empty] | PAR | I | OLD | 3.3098 |  | RHNHPELC | 5 | 0.83333 | HOUPARRHNHPELCN05_OLDIEXT39
HOUPARRHNHPELCN05_OLDIEXT39_D83 | Residential heating technology - Heat pump, Air-to-water - leasing - single-family house - existing building - distributed level 0.83 | HOUELC, HOUAMB | HOUPARRHN_OLDI_DMD | MKr20 | 2050 | 8.9192 | 0.87038 | 0.29397 | [5 empty] | PAR | I | OLD | 3.4017 |  | RHNHPELC | 5 | 0.83333 | HOUPARRHNHPELCN05_OLDIEXT39
HOUPARRHNHPELCN05_OLDDEXT39_D83 | Residential heating technology - Heat pump, Air-to-water - leasing - single-family house - existing building - distributed level 0.83 | HOUELC, HOUAMB | HOUPARRHN_OLDD_DMD | MKr20 | 2025 | 11.4441 | 1.0617 | 0.3296 | [5 empty] | PAR | D | OLD | 3.034 |  | RHNHPELC | 5 | 0.83333 | HOUPARRHNHPELCN05_OLDDEXT39
HOUPARRHNHPELCN05_OLDDEXT39_D83 | Residential heating technology - Heat pump, Air-to-water - leasing - single-family house - existing building - distributed level 0.83 | HOUELC, HOUAMB | HOUPARRHN_OLDD_DMD | MKr20 | 2030 | 10.4812 | 0.99194 | 0.31527 | [5 empty] | PAR | D | OLD | 3.1719 |  | RHNHPELC | 5 | 0.83333 | HOUPARRHNHPELCN05_OLDDEXT39
HOUPARRHNHPELCN05_OLDDEXT39_D83 | Residential heating technology - Heat pump, Air-to-water - leasing - single-family house - existing building - distributed level 0.83 | HOUELC, HOUAMB | HOUPARRHN_OLDD_DMD | MKr20 | 2040 | 9.7002 | 0.93116 | 0.30214 | [5 empty] | PAR | D | OLD | 3.3098 |  | RHNHPELC | 5 | 0.83333 | HOUPARRHNHPELCN05_OLDDEXT39
HOUPARRHNHPELCN05_OLDDEXT39_D83 | Residential heating technology - Heat pump, Air-to-water - leasing - single-family house - existing building - distributed level 0.83 | HOUELC, HOUAMB | HOUPARRHN_OLDD_DMD | MKr20 | 2050 | 8.9192 | 0.87038 | 0.29397 | [5 empty] | PAR | D | OLD | 3.4017 |  | RHNHPELC | 5 | 0.83333 | HOUPARRHNHPELCN05_OLDDEXT39
HOUPARRHNHPELCN05_OLDCEXT39_D83 | Residential heating technology - Heat pump, Air-to-water - leasing - single-family house - existing building - distributed level 0.83 | HOUELC, HOUAMB | HOUPARRHN_OLDC_DMD | MKr20 | 2025 | 11.4441 | 1.0617 | 0.3296 | [5 empty] | PAR | C | OLD | 3.034 |  | RHNHPELC | 5 | 0.83333 | HOUPARRHNHPELCN05_OLDCEXT39
HOUPARRHNHPELCN05_OLDCEXT39_D83 | Residential heating technology - Heat pump, Air-to-water - leasing - single-family house - existing building - distributed level 0.83 | HOUELC, HOUAMB | HOUPARRHN_OLDC_DMD | MKr20 | 2030 | 10.4812 | 0.99194 | 0.31527 | [5 empty] | PAR | C | OLD | 3.1719 |  | RHNHPELC | 5 | 0.83333 | HOUPARRHNHPELCN05_OLDCEXT39
HOUPARRHNHPELCN05_OLDCEXT39_D83 | Residential heating technology - Heat pump, Air-to-water - leasing - single-family house - existing building - distributed level 0.83 | HOUELC, HOUAMB | HOUPARRHN_OLDC_DMD | MKr20 | 2040 | 9.7002 | 0.93116 | 0.30214 | [5 empty] | PAR | C | OLD | 3.3098 |  | RHNHPELC | 5 | 0.83333 | HOUPARRHNHPELCN05_OLDCEXT39
HOUPARRHNHPELCN05_OLDCEXT39_D83 | Residential heating technology - Heat pump, Air-to-water - leasing - single-family house - existing building - distributed level 0.83 | HOUELC, HOUAMB | HOUPARRHN_OLDC_DMD | MKr20 | 2050 | 8.9192 | 0.87038 | 0.29397 | [5 empty] | PAR | C | OLD | 3.4017 |  | RHNHPELC | 5 | 0.83333 | HOUPARRHNHPELCN05_OLDCEXT39
HOUPARRHNHPELCN04_OLDIEXT39_D83 | Residential heating technology - Heat pump, Ground source - single-family house - existing building - distributed level 0.83 | HOUELC, HOUAMB | HOUPARRHN_OLDI_DMD | MKr20 | 2025 | 31.2193 | 0.25142 | 0.30639 | [5 empty] | PAR | I | OLD | 3.2638 |  | RHNHPELC | 5 | 0.83333 | HOUPARRHNHPELCN04_OLDIEXT39
HOUPARRHNHPELCN04_OLDIEXT39_D83 | Residential heating technology - Heat pump, Ground source - single-family house - existing building - distributed level 0.83 | HOUELC, HOUAMB | HOUPARRHN_OLDI_DMD | MKr20 | 2030 | 29.5762 | 0.24736 | 0.298 | [5 empty] | PAR | I | OLD | 3.3557 |  | RHNHPELC | 5 | 0.83333 | HOUPARRHNHPELCN04_OLDIEXT39
HOUPARRHNHPELCN04_OLDIEXT39_D83 | Residential heating technology - Heat pump, Ground source - single-family house - existing building - distributed level 0.83 | HOUELC, HOUAMB | HOUPARRHN_OLDI_DMD | MKr20 | 2040 | 28.0974 | 0.23984 | 0.28623 | [5 empty] | PAR | I | OLD | 3.4936 |  | RHNHPELC | 5 | 0.83333 | HOUPARRHNHPELCN04_OLDIEXT39
HOUPARRHNHPELCN04_OLDIEXT39_D83 | Residential heating technology - Heat pump, Ground source - single-family house - existing building - distributed level 0.83 | HOUELC, HOUAMB | HOUPARRHN_OLDI_DMD | MKr20 | 2050 | 26.6186 | 0.23231 | 0.28252 | [5 empty] | PAR | I | OLD | 3.5396 |  | RHNHPELC | 5 | 0.83333 | HOUPARRHNHPELCN04_OLDIEXT39
HOUPARRHNHPELCN04_OLDDEXT39_D83 | Residential heating technology - Heat pump, Ground source - single-family house - existing building - distributed level 0.83 | HOUELC, HOUAMB | HOUPARRHN_OLDD_DMD | MKr20 | 2025 | 31.2193 | 0.25142 | 0.30639 | [5 empty] | PAR | D | OLD | 3.2638 |  | RHNHPELC | 5 | 0.83333 | HOUPARRHNHPELCN04_OLDDEXT39
HOUPARRHNHPELCN04_OLDDEXT39_D83 | Residential heating technology - Heat pump, Ground source - single-family house - existing building - distributed level 0.83 | HOUELC, HOUAMB | HOUPARRHN_OLDD_DMD | MKr20 | 2030 | 29.5762 | 0.24736 | 0.298 | [5 empty] | PAR | D | OLD | 3.3557 |  | RHNHPELC | 5 | 0.83333 | HOUPARRHNHPELCN04_OLDDEXT39
HOUPARRHNHPELCN04_OLDDEXT39_D83 | Residential heating technology - Heat pump, Ground source - single-family house - existing building - distributed level 0.83 | HOUELC, HOUAMB | HOUPARRHN_OLDD_DMD | MKr20 | 2040 | 28.0974 | 0.23984 | 0.28623 | [5 empty] | PAR | D | OLD | 3.4936 |  | RHNHPELC | 5 | 0.83333 | HOUPARRHNHPELCN04_OLDDEXT39
HOUPARRHNHPELCN04_OLDDEXT39_D83 | Residential heating technology - Heat pump, Ground source - single-family house - existing building - distributed level 0.83 | HOUELC, HOUAMB | HOUPARRHN_OLDD_DMD | MKr20 | 2050 | 26.6186 | 0.23231 | 0.28252 | [5 empty] | PAR | D | OLD | 3.5396 |  | RHNHPELC | 5 | 0.83333 | HOUPARRHNHPELCN04_OLDDEXT39
HOUPARRHNHPELCN04_OLDCEXT39_D83 | Residential heating technology - Heat pump, Ground source - single-family house - existing building - distributed level 0.83 | HOUELC, HOUAMB | HOUPARRHN_OLDC_DMD | MKr20 | 2025 | 31.2193 | 0.25142 | 0.30639 | [5 empty] | PAR | C | OLD | 3.2638 |  | RHNHPELC | 5 | 0.83333 | HOUPARRHNHPELCN04_OLDCEXT39
HOUPARRHNHPELCN04_OLDCEXT39_D83 | Residential heating technology - Heat pump, Ground source - single-family house - existing building - distributed level 0.83 | HOUELC, HOUAMB | HOUPARRHN_OLDC_DMD | MKr20 | 2030 | 29.5762 | 0.24736 | 0.298 | [5 empty] | PAR | C | OLD | 3.3557 |  | RHNHPELC | 5 | 0.83333 | HOUPARRHNHPELCN04_OLDCEXT39
HOUPARRHNHPELCN04_OLDCEXT39_D83 | Residential heating technology - Heat pump, Ground source - single-family house - existing building - distributed level 0.83 | HOUELC, HOUAMB | HOUPARRHN_OLDC_DMD | MKr20 | 2040 | 28.0974 | 0.23984 | 0.28623 | [5 empty] | PAR | C | OLD | 3.4936 |  | RHNHPELC | 5 | 0.83333 | HOUPARRHNHPELCN04_OLDCEXT39
HOUPARRHNHPELCN04_OLDCEXT39_D83 | Residential heating technology - Heat pump, Ground source - single-family house - existing building - distributed level 0.83 | HOUELC, HOUAMB | HOUPARRHN_OLDC_DMD | MKr20 | 2050 | 26.6186 | 0.23231 | 0.28252 | [5 empty] | PAR | C | OLD | 3.5396 |  | RHNHPELC | 5 | 0.83333 | HOUPARRHNHPELCN04_OLDCEXT39
HOUPARRHNHPELCN03_OLDIEXT39_D83 | Residential heating technology - Heat pump, Air-to-water - single-family house - existing building - distributed level 0.83 | HOUELC, HOUAMB | HOUPARRHN_OLDI_DMD | MKr20 | 2025 | 22.8882 | 0.28128 | 0.3296 | [5 empty] | PAR | I | OLD | 3.034 |  | RHNHPELC | 5 | 0.83333 | HOUPARRHNHPELCN03_OLDIEXT39
HOUPARRHNHPELCN03_OLDIEXT39_D83 | Residential heating technology - Heat pump, Air-to-water - single-family house - existing building - distributed level 0.83 | HOUELC, HOUAMB | HOUPARRHN_OLDI_DMD | MKr20 | 2030 | 20.9624 | 0.27722 | 0.31527 | [5 empty] | PAR | I | OLD | 3.1719 |  | RHNHPELC | 5 | 0.83333 | HOUPARRHNHPELCN03_OLDIEXT39
HOUPARRHNHPELCN03_OLDIEXT39_D83 | Residential heating technology - Heat pump, Air-to-water - single-family house - existing building - distributed level 0.83 | HOUELC, HOUAMB | HOUPARRHN_OLDI_DMD | MKr20 | 2040 | 19.4005 | 0.2697 | 0.30214 | [5 empty] | PAR | I | OLD | 3.3098 |  | RHNHPELC | 5 | 0.83333 | HOUPARRHNHPELCN03_OLDIEXT39
HOUPARRHNHPELCN03_OLDIEXT39_D83 | Residential heating technology - Heat pump, Air-to-water - single-family house - existing building - distributed level 0.83 | HOUELC, HOUAMB | HOUPARRHN_OLDI_DMD | MKr20 | 2050 | 17.8385 | 0.26217 | 0.29397 | [5 empty] | PAR | I | OLD | 3.4017 |  | RHNHPELC | 5 | 0.83333 | HOUPARRHNHPELCN03_OLDIEXT39
HOUPARRHNHPELCN03_OLDDEXT39_D83 | Residential heating technology - Heat pump, Air-to-water - single-family house - existing building - distributed level 0.83 | HOUELC, HOUAMB | HOUPARRHN_OLDD_DMD | MKr20 | 2025 | 22.8882 | 0.28128 | 0.3296 | [5 empty] | PAR | D | OLD | 3.034 |  | RHNHPELC | 5 | 0.83333 | HOUPARRHNHPELCN03_OLDDEXT39
HOUPARRHNHPELCN03_OLDDEXT39_D83 | Residential heating technology - Heat pump, Air-to-water - single-family house - existing building - distributed level 0.83 | HOUELC, HOUAMB | HOUPARRHN_OLDD_DMD | MKr20 | 2030 | 20.9624 | 0.27722 | 0.31527 | [5 empty] | PAR | D | OLD | 3.1719 |  | RHNHPELC | 5 | 0.83333 | HOUPARRHNHPELCN03_OLDDEXT39
HOUPARRHNHPELCN03_OLDDEXT39_D83 | Residential heating technology - Heat pump, Air-to-water - single-family house - existing building - distributed level 0.83 | HOUELC, HOUAMB | HOUPARRHN_OLDD_DMD | MKr20 | 2040 | 19.4005 | 0.2697 | 0.30214 | [5 empty] | PAR | D | OLD | 3.3098 |  | RHNHPELC | 5 | 0.83333 | HOUPARRHNHPELCN03_OLDDEXT39
HOUPARRHNHPELCN03_OLDDEXT39_D83 | Residential heating technology - Heat pump, Air-to-water - single-family house - existing building - distributed level 0.83 | HOUELC, HOUAMB | HOUPARRHN_OLDD_DMD | MKr20 | 2050 | 17.8385 | 0.26217 | 0.29397 | [5 empty] | PAR | D | OLD | 3.4017 |  | RHNHPELC | 5 | 0.83333 | HOUPARRHNHPELCN03_OLDDEXT39
HOUPARRHNHPELCN03_OLDCEXT39_D83 | Residential heating technology - Heat pump, Air-to-water - single-family house - existing building - distributed level 0.83 | HOUELC, HOUAMB | HOUPARRHN_OLDC_DMD | MKr20 | 2025 | 22.8882 | 0.28128 | 0.3296 | [5 empty] | PAR | C | OLD | 3.034 |  | RHNHPELC | 5 | 0.83333 | HOUPARRHNHPELCN03_OLDCEXT39
HOUPARRHNHPELCN03_OLDCEXT39_D83 | Residential heating technology - Heat pump, Air-to-water - single-family house - existing building - distributed level 0.83 | HOUELC, HOUAMB | HOUPARRHN_OLDC_DMD | MKr20 | 2030 | 20.9624 | 0.27722 | 0.31527 | [5 empty] | PAR | C | OLD | 3.1719 |  | RHNHPELC | 5 | 0.83333 | HOUPARRHNHPELCN03_OLDCEXT39
HOUPARRHNHPELCN03_OLDCEXT39_D83 | Residential heating technology - Heat pump, Air-to-water - single-family house - existing building - distributed level 0.83 | HOUELC, HOUAMB | HOUPARRHN_OLDC_DMD | MKr20 | 2040 | 19.4005 | 0.2697 | 0.30214 | [5 empty] | PAR | C | OLD | 3.3098 |  | RHNHPELC | 5 | 0.83333 | HOUPARRHNHPELCN03_OLDCEXT39
HOUPARRHNHPELCN03_OLDCEXT39_D83 | Residential heating technology - Heat pump, Air-to-water - single-family house - existing building - distributed level 0.83 | HOUELC, HOUAMB | HOUPARRHN_OLDC_DMD | MKr20 | 2050 | 17.8385 | 0.26217 | 0.29397 | [5 empty] | PAR | C | OLD | 3.4017 |  | RHNHPELC | 5 | 0.83333 | HOUPARRHNHPELCN03_OLDCEXT39
HOUPARRHNHPELCN02_OLDIEXT39_D83 | Residential heating technology - Heat pump, Air-to-air - single-family house - existing building - distributed level 0.83 | HOUELC, HOUAMB | HOUPARRHN_OLDI_DMD | MKr20 | 2025 | 4.0414 | 0.13594 | 0.21327 | [5 empty] | PAR | I | OLD | 4.6888 |  | RHNHPELC | 5 | 0.83333 | HOUPARRHNHPELCN02_OLDIEXT39
HOUPARRHNHPELCN02_OLDIEXT39_D83 | Residential heating technology - Heat pump, Air-to-air - single-family house - existing building - distributed level 0.83 | HOUELC, HOUAMB | HOUPARRHN_OLDI_DMD | MKr20 | 2030 | 3.9402 | 0.13343 | 0.20522 | [5 empty] | PAR | I | OLD | 4.8727 |  | RHNHPELC | 5 | 0.83333 | HOUPARRHNHPELCN02_OLDIEXT39
HOUPARRHNHPELCN02_OLDIEXT39_D83 | Residential heating technology - Heat pump, Air-to-air - single-family house - existing building - distributed level 0.83 | HOUELC, HOUAMB | HOUPARRHN_OLDI_DMD | MKr20 | 2040 | 3.7522 | 0.12877 | 0.19776 | [5 empty] | PAR | I | OLD | 5.0566 |  | RHNHPELC | 5 | 0.83333 | HOUPARRHNHPELCN02_OLDIEXT39
HOUPARRHNHPELCN02_OLDIEXT39_D83 | Residential heating technology - Heat pump, Air-to-air - single-family house - existing building - distributed level 0.83 | HOUELC, HOUAMB | HOUPARRHN_OLDI_DMD | MKr20 | 2050 | 3.5643 | 0.12411 | 0.19423 | [5 empty] | PAR | I | OLD | 5.1485 |  | RHNHPELC | 5 | 0.83333 | HOUPARRHNHPELCN02_OLDIEXT39
HOUPARRHNHPELCN02_OLDDEXT39_D83 | Residential heating technology - Heat pump, Air-to-air - single-family house - existing building - distributed level 0.83 | HOUELC, HOUAMB | HOUPARRHN_OLDD_DMD | MKr20 | 2025 | 4.0414 | 0.13594 | 0.21327 | [5 empty] | PAR | D | OLD | 4.6888 |  | RHNHPELC | 5 | 0.83333 | HOUPARRHNHPELCN02_OLDDEXT39
HOUPARRHNHPELCN02_OLDDEXT39_D83 | Residential heating technology - Heat pump, Air-to-air - single-family house - existing building - distributed level 0.83 | HOUELC, HOUAMB | HOUPARRHN_OLDD_DMD | MKr20 | 2030 | 3.9402 | 0.13343 | 0.20522 | [5 empty] | PAR | D | OLD | 4.8727 |  | RHNHPELC | 5 | 0.83333 | HOUPARRHNHPELCN02_OLDDEXT39
HOUPARRHNHPELCN02_OLDDEXT39_D83 | Residential heating technology - Heat pump, Air-to-air - single-family house - existing building - distributed level 0.83 | HOUELC, HOUAMB | HOUPARRHN_OLDD_DMD | MKr20 | 2040 | 3.7522 | 0.12877 | 0.19776 | [5 empty] | PAR | D | OLD | 5.0566 |  | RHNHPELC | 5 | 0.83333 | HOUPARRHNHPELCN02_OLDDEXT39
HOUPARRHNHPELCN02_OLDDEXT39_D83 | Residential heating technology - Heat pump, Air-to-air - single-family house - existing building - distributed level 0.83 | HOUELC, HOUAMB | HOUPARRHN_OLDD_DMD | MKr20 | 2050 | 3.5643 | 0.12411 | 0.19423 | [5 empty] | PAR | D | OLD | 5.1485 |  | RHNHPELC | 5 | 0.83333 | HOUPARRHNHPELCN02_OLDDEXT39
HOUPARRHNHPELCN02_OLDCEXT39_D83 | Residential heating technology - Heat pump, Air-to-air - single-family house - existing building - distributed level 0.83 | HOUELC, HOUAMB | HOUPARRHN_OLDC_DMD | MKr20 | 2025 | 4.0414 | 0.13594 | 0.21327 | [5 empty] | PAR | C | OLD | 4.6888 |  | RHNHPELC | 5 | 0.83333 | HOUPARRHNHPELCN02_OLDCEXT39
HOUPARRHNHPELCN02_OLDCEXT39_D83 | Residential heating technology - Heat pump, Air-to-air - single-family house - existing building - distributed level 0.83 | HOUELC, HOUAMB | HOUPARRHN_OLDC_DMD | MKr20 | 2030 | 3.9402 | 0.13343 | 0.20522 | [5 empty] | PAR | C | OLD | 4.8727 |  | RHNHPELC | 5 | 0.83333 | HOUPARRHNHPELCN02_OLDCEXT39
HOUPARRHNHPELCN02_OLDCEXT39_D83 | Residential heating technology - Heat pump, Air-to-air - single-family house - existing building - distributed level 0.83 | HOUELC, HOUAMB | HOUPARRHN_OLDC_DMD | MKr20 | 2040 | 3.7522 | 0.12877 | 0.19776 | [5 empty] | PAR | C | OLD | 5.0566 |  | RHNHPELC | 5 | 0.83333 | HOUPARRHNHPELCN02_OLDCEXT39
HOUPARRHNHPELCN02_OLDCEXT39_D83 | Residential heating technology - Heat pump, Air-to-air - single-family house - existing building - distributed level 0.83 | HOUELC, HOUAMB | HOUPARRHN_OLDC_DMD | MKr20 | 2050 | 3.5643 | 0.12411 | 0.19423 | [5 empty] | PAR | C | OLD | 5.1485 |  | RHNHPELC | 5 | 0.83333 | HOUPARRHNHPELCN02_OLDCEXT39
HOUPARRHNDIELCN06_OLDIEXT39_D83 | Residential heating technology - Electric heating - electric panel from Bauhaus - single-family house - new building - distributed level 0.83 | HOUELC | HOUPARRHN_OLDI_DMD | MKr20 | 2025 | 0.63868 | 0 | [6 empty] | PAR | I | OLD |  |  | RHNDIELC | 5 | 0.83333 | HOUPARRHNDIELCN06_OLDIEXT39
HOUPARRHNDIELCN06_OLDIEXT39_D83 | Residential heating technology - Electric heating - electric panel from Bauhaus - single-family house - new building - distributed level 0.83 | HOUELC | HOUPARRHN_OLDI_DMD | MKr20 | 2030 | 0.63868 | 0 | [6 empty] | PAR | I | OLD |  |  | RHNDIELC | 5 | 0.83333 | HOUPARRHNDIELCN06_OLDIEXT39
HOUPARRHNDIELCN06_OLDIEXT39_D83 | Residential heating technology - Electric heating - electric panel from Bauhaus - single-family house - new building - distributed level 0.83 | HOUELC | HOUPARRHN_OLDI_DMD | MKr20 | 2040 | 0.63868 | 0 | [6 empty] | PAR | I | OLD |  |  | RHNDIELC | 5 | 0.83333 | HOUPARRHNDIELCN06_OLDIEXT39
HOUPARRHNDIELCN06_OLDIEXT39_D83 | Residential heating technology - Electric heating - electric panel from Bauhaus - single-family house - new building - distributed level 0.83 | HOUELC | HOUPARRHN_OLDI_DMD | MKr20 | 2050 | 0.63868 | 0 | [6 empty] | PAR | I | OLD |  |  | RHNDIELC | 5 | 0.83333 | HOUPARRHNDIELCN06_OLDIEXT39
HOUPARRHNDIELCN06_OLDDEXT39_D83 | Residential heating technology - Electric heating - electric panel from Bauhaus - single-family house - new building - distributed level 0.83 | HOUELC | HOUPARRHN_OLDD_DMD | MKr20 | 2025 | 0.63868 | 0 | [6 empty] | PAR | D | OLD |  |  | RHNDIELC | 5 | 0.83333 | HOUPARRHNDIELCN06_OLDDEXT39
HOUPARRHNDIELCN06_OLDDEXT39_D83 | Residential heating technology - Electric heating - electric panel from Bauhaus - single-family house - new building - distributed level 0.83 | HOUELC | HOUPARRHN_OLDD_DMD | MKr20 | 2030 | 0.63868 | 0 | [6 empty] | PAR | D | OLD |  |  | RHNDIELC | 5 | 0.83333 | HOUPARRHNDIELCN06_OLDDEXT39
HOUPARRHNDIELCN06_OLDDEXT39_D83 | Residential heating technology - Electric heating - electric panel from Bauhaus - single-family house - new building - distributed level 0.83 | HOUELC | HOUPARRHN_OLDD_DMD | MKr20 | 2040 | 0.63868 | 0 | [6 empty] | PAR | D | OLD |  |  | RHNDIELC | 5 | 0.83333 | HOUPARRHNDIELCN06_OLDDEXT39
HOUPARRHNDIELCN06_OLDDEXT39_D83 | Residential heating technology - Electric heating - electric panel from Bauhaus - single-family house - new building - distributed level 0.83 | HOUELC | HOUPARRHN_OLDD_DMD | MKr20 | 2050 | 0.63868 | 0 | [6 empty] | PAR | D | OLD |  |  | RHNDIELC | 5 | 0.83333 | HOUPARRHNDIELCN06_OLDDEXT39
HOUPARRHNDIELCN06_OLDCEXT39_D83 | Residential heating technology - Electric heating - electric panel from Bauhaus - single-family house - new building - distributed level 0.83 | HOUELC | HOUPARRHN_OLDC_DMD | MKr20 | 2025 | 0.63868 | 0 | [6 empty] | PAR | C | OLD |  |  | RHNDIELC | 5 | 0.83333 | HOUPARRHNDIELCN06_OLDCEXT39
HOUPARRHNDIELCN06_OLDCEXT39_D83 | Residential heating technology - Electric heating - electric panel from Bauhaus - single-family house - new building - distributed level 0.83 | HOUELC | HOUPARRHN_OLDC_DMD | MKr20 | 2030 | 0.63868 | 0 | [6 empty] | PAR | C | OLD |  |  | RHNDIELC | 5 | 0.83333 | HOUPARRHNDIELCN06_OLDCEXT39
HOUPARRHNDIELCN06_OLDCEXT39_D83 | Residential heating technology - Electric heating - electric panel from Bauhaus - single-family house - new building - distributed level 0.83 | HOUELC | HOUPARRHN_OLDC_DMD | MKr20 | 2040 | 0.63868 | 0 | [6 empty] | PAR | C | OLD |  |  | RHNDIELC | 5 | 0.83333 | HOUPARRHNDIELCN06_OLDCEXT39
HOUPARRHNDIELCN06_OLDCEXT39_D83 | Residential heating technology - Electric heating - electric panel from Bauhaus - single-family house - new building - distributed level 0.83 | HOUELC | HOUPARRHN_OLDC_DMD | MKr20 | 2050 | 0.63868 | 0 | [6 empty] | PAR | C | OLD |  |  | RHNDIELC | 5 | 0.83333 | HOUPARRHNDIELCN06_OLDCEXT39
HOUPARRHNDIELCN01_OLDIEXT39_D83 | Residential heating technology - Electric heating - single-family house - new building - distributed level 0.83 | HOUELC | HOUPARRHN_OLDI_DMD | MKr20 | 2025 | 7.5681 | 0.06921 | [6 empty] | PAR | I | OLD |  |  | RHNDIELC | 5 | 0.83333 | HOUPARRHNDIELCN01_OLDIEXT39
HOUPARRHNDIELCN01_OLDIEXT39_D83 | Residential heating technology - Electric heating - single-family house - new building - distributed level 0.83 | HOUELC | HOUPARRHN_OLDI_DMD | MKr20 | 2030 | 7.3807 | 0.066326 | [6 empty] | PAR | I | OLD |  |  | RHNDIELC | 5 | 0.83333 | HOUPARRHNDIELCN01_OLDIEXT39
HOUPARRHNDIELCN01_OLDIEXT39_D83 | Residential heating technology - Electric heating - single-family house - new building - distributed level 0.83 | HOUELC | HOUPARRHN_OLDI_DMD | MKr20 | 2040 | 7.0199 | 0.063442 | [6 empty] | PAR | I | OLD |  |  | RHNDIELC | 5 | 0.83333 | HOUPARRHNDIELCN01_OLDIEXT39
HOUPARRHNDIELCN01_OLDIEXT39_D83 | Residential heating technology - Electric heating - single-family house - new building - distributed level 0.83 | HOUELC | HOUPARRHN_OLDI_DMD | MKr20 | 2050 | 6.6767 | 0.060559 | [6 empty] | PAR | I | OLD |  |  | RHNDIELC | 5 | 0.83333 | HOUPARRHNDIELCN01_OLDIEXT39
HOUPARRHNDIELCN01_OLDDEXT39_D83 | Residential heating technology - Electric heating - single-family house - new building - distributed level 0.83 | HOUELC | HOUPARRHN_OLDD_DMD | MKr20 | 2025 | 7.5681 | 0.06921 | [6 empty] | PAR | D | OLD |  |  | RHNDIELC | 5 | 0.83333 | HOUPARRHNDIELCN01_OLDDEXT39
HOUPARRHNDIELCN01_OLDDEXT39_D83 | Residential heating technology - Electric heating - single-family house - new building - distributed level 0.83 | HOUELC | HOUPARRHN_OLDD_DMD | MKr20 | 2030 | 7.3807 | 0.066326 | [6 empty] | PAR | D | OLD |  |  | RHNDIELC | 5 | 0.83333 | HOUPARRHNDIELCN01_OLDDEXT39
HOUPARRHNDIELCN01_OLDDEXT39_D83 | Residential heating technology - Electric heating - single-family house - new building - distributed level 0.83 | HOUELC | HOUPARRHN_OLDD_DMD | MKr20 | 2040 | 7.0199 | 0.063442 | [6 empty] | PAR | D | OLD |  |  | RHNDIELC | 5 | 0.83333 | HOUPARRHNDIELCN01_OLDDEXT39
HOUPARRHNDIELCN01_OLDDEXT39_D83 | Residential heating technology - Electric heating - single-family house - new building - distributed level 0.83 | HOUELC | HOUPARRHN_OLDD_DMD | MKr20 | 2050 | 6.6767 | 0.060559 | [6 empty] | PAR | D | OLD |  |  | RHNDIELC | 5 | 0.83333 | HOUPARRHNDIELCN01_OLDDEXT39
HOUPARRHNDIELCN01_OLDCEXT39_D83 | Residential heating technology - Electric heating - single-family house - new building - distributed level 0.83 | HOUELC | HOUPARRHN_OLDC_DMD | MKr20 | 2025 | 7.5681 | 0.06921 | [6 empty] | PAR | C | OLD |  |  | RHNDIELC | 5 | 0.83333 | HOUPARRHNDIELCN01_OLDCEXT39
HOUPARRHNDIELCN01_OLDCEXT39_D83 | Residential heating technology - Electric heating - single-family house - new building - distributed level 0.83 | HOUELC | HOUPARRHN_OLDC_DMD | MKr20 | 2030 | 7.3807 | 0.066326 | [6 empty] | PAR | C | OLD |  |  | RHNDIELC | 5 | 0.83333 | HOUPARRHNDIELCN01_OLDCEXT39
HOUPARRHNDIELCN01_OLDCEXT39_D83 | Residential heating technology - Electric heating - single-family house - new building - distributed level 0.83 | HOUELC | HOUPARRHN_OLDC_DMD | MKr20 | 2040 | 7.0199 | 0.063442 | [6 empty] | PAR | C | OLD |  |  | RHNDIELC | 5 | 0.83333 | HOUPARRHNDIELCN01_OLDCEXT39
HOUPARRHNDIELCN01_OLDCEXT39_D83 | Residential heating technology - Electric heating - single-family house - new building - distributed level 0.83 | HOUELC | HOUPARRHN_OLDC_DMD | MKr20 | 2050 | 6.6767 | 0.060559 | [6 empty] | PAR | C | OLD |  |  | RHNDIELC | 5 | 0.83333 | HOUPARRHNDIELCN01_OLDCEXT39
HOUPARRHNBHWPEN01_OLDIEXT39_D83 | Residential heating technology - Biomass boiler, automatic stoking , wood pellets or wood chips - single-family house - existing building - distributed level 0.83 | HOUWPE | HOUPARRHN_OLDI_DMD | MKr20 | 2025 | 3.5818 | 0.31808 |  | 25 | 14 | 60 | 2 | 4 | PAR | I | OLD |  |  | RHNBHWPE | 5 | 0.83333 | HOUPARRHNBHWPEN01_OLDIEXT39
HOUPARRHNBHWPEN01_OLDIEXT39_D83 | Residential heating technology - Biomass boiler, automatic stoking , wood pellets or wood chips - single-family house - existing building - distributed level 0.83 | HOUWPE | HOUPARRHN_OLDI_DMD | MKr20 | 2030 | 3.4932 | 0.31383 |  | 25 | 11 | 50 | 1 | 4 | PAR | I | OLD |  |  | RHNBHWPE | 5 | 0.83333 | HOUPARRHNBHWPEN01_OLDIEXT39
HOUPARRHNBHWPEN01_OLDIEXT39_D83 | Residential heating technology - Biomass boiler, automatic stoking , wood pellets or wood chips - single-family house - existing building - distributed level 0.83 | HOUWPE | HOUPARRHN_OLDI_DMD | MKr20 | 2040 | 3.3224 | 0.29995 |  | 25 | 9 | 45 | 1 | 4 | PAR | I | OLD |  |  | RHNBHWPE | 5 | 0.83333 | HOUPARRHNBHWPEN01_OLDIEXT39
HOUPARRHNBHWPEN01_OLDIEXT39_D83 | Residential heating technology - Biomass boiler, automatic stoking , wood pellets or wood chips - single-family house - existing building - distributed level 0.83 | HOUWPE | HOUPARRHN_OLDI_DMD | MKr20 | 2050 | 3.95 | 0.35834 |  | 25 | 9 | 40 | 0 | 4 | PAR | I | OLD |  |  | RHNBHWPE | 5 | 0.83333 | HOUPARRHNBHWPEN01_OLDIEXT39
HOUPARRHNBHWPEN01_OLDDEXT39_D83 | Residential heating technology - Biomass boiler, automatic stoking , wood pellets or wood chips - single-family house - existing building - distributed level 0.83 | HOUWPE | HOUPARRHN_OLDD_DMD | MKr20 | 2025 | 3.5818 | 0.31808 |  | 25 | 14 | 60 | 2 | 4 | PAR | D | OLD |  |  | RHNBHWPE | 5 | 0.83333 | HOUPARRHNBHWPEN01_OLDDEXT39
HOUPARRHNBHWPEN01_OLDDEXT39_D83 | Residential heating technology - Biomass boiler, automatic stoking , wood pellets or wood chips - single-family house - existing building - distributed level 0.83 | HOUWPE | HOUPARRHN_OLDD_DMD | MKr20 | 2030 | 3.4932 | 0.31383 |  | 25 | 11 | 50 | 1 | 4 | PAR | D | OLD |  |  | RHNBHWPE | 5 | 0.83333 | HOUPARRHNBHWPEN01_OLDDEXT39
HOUPARRHNBHWPEN01_OLDDEXT39_D83 | Residential heating technology - Biomass boiler, automatic stoking , wood pellets or wood chips - single-family house - existing building - distributed level 0.83 | HOUWPE | HOUPARRHN_OLDD_DMD | MKr20 | 2040 | 3.3224 | 0.29995 |  | 25 | 9 | 45 | 1 | 4 | PAR | D | OLD |  |  | RHNBHWPE | 5 | 0.83333 | HOUPARRHNBHWPEN01_OLDDEXT39
HOUPARRHNBHWPEN01_OLDDEXT39_D83 | Residential heating technology - Biomass boiler, automatic stoking , wood pellets or wood chips - single-family house - existing building - distributed level 0.83 | HOUWPE | HOUPARRHN_OLDD_DMD | MKr20 | 2050 | 3.95 | 0.35834 |  | 25 | 9 | 40 | 0 | 4 | PAR | D | OLD |  |  | RHNBHWPE | 5 | 0.83333 | HOUPARRHNBHWPEN01_OLDDEXT39
HOUPARRHNBHWPEN01_OLDCEXT39_D83 | Residential heating technology - Biomass boiler, automatic stoking , wood pellets or wood chips - single-family house - existing building - distributed level 0.83 | HOUWPE | HOUPARRHN_OLDC_DMD | MKr20 | 2025 | 3.5818 | 0.31808 |  | 25 | 14 | 60 | 2 | 4 | PAR | C | OLD |  |  | RHNBHWPE | 5 | 0.83333 | HOUPARRHNBHWPEN01_OLDCEXT39
HOUPARRHNBHWPEN01_OLDCEXT39_D83 | Residential heating technology - Biomass boiler, automatic stoking , wood pellets or wood chips - single-family house - existing building - distributed level 0.83 | HOUWPE | HOUPARRHN_OLDC_DMD | MKr20 | 2030 | 3.4932 | 0.31383 |  | 25 | 11 | 50 | 1 | 4 | PAR | C | OLD |  |  | RHNBHWPE | 5 | 0.83333 | HOUPARRHNBHWPEN01_OLDCEXT39
HOUPARRHNBHWPEN01_OLDCEXT39_D83 | Residential heating technology - Biomass boiler, automatic stoking , wood pellets or wood chips - single-family house - existing building - distributed level 0.83 | HOUWPE | HOUPARRHN_OLDC_DMD | MKr20 | 2040 | 3.3224 | 0.29995 |  | 25 | 9 | 45 | 1 | 4 | PAR | C | OLD |  |  | RHNBHWPE | 5 | 0.83333 | HOUPARRHNBHWPEN01_OLDCEXT39
HOUPARRHNBHWPEN01_OLDCEXT39_D83 | Residential heating technology - Biomass boiler, automatic stoking , wood pellets or wood chips - single-family house - existing building - distributed level 0.83 | HOUWPE | HOUPARRHN_OLDC_DMD | MKr20 | 2050 | 3.95 | 0.35834 |  | 25 | 9 | 40 | 0 | 4 | PAR | C | OLD |  |  | RHNBHWPE | 5 | 0.83333 | HOUPARRHNBHWPEN01_OLDCEXT39
HOUPARRHNBHSOLN01_OLDIEXT39_D83 | Residential heating technology - Solar heating system - single-family house - existing building - distributed level 0.83 | HOUSOL | HOUPARRHN_OLDI_DMD | MKr20 | 2025 | 8.3166 | 0.10145 | [6 empty] | PAR | I | OLD |  |  | RHNBHSOL | 5 | 0.83333 | HOUPARRHNBHSOLN01_OLDIEXT39
HOUPARRHNBHSOLN01_OLDIEXT39_D83 | Residential heating technology - Solar heating system - single-family house - existing building - distributed level 0.83 | HOUSOL | HOUPARRHN_OLDI_DMD | MKr20 | 2030 | 8.1107 | 0.098974 | [6 empty] | PAR | I | OLD |  |  | RHNBHSOL | 5 | 0.83333 | HOUPARRHNBHSOLN01_OLDIEXT39
HOUPARRHNBHSOLN01_OLDIEXT39_D83 | Residential heating technology - Solar heating system - single-family house - existing building - distributed level 0.83 | HOUSOL | HOUPARRHN_OLDI_DMD | MKr20 | 2040 | 7.7142 | 0.093619 | [6 empty] | PAR | I | OLD |  |  | RHNBHSOL | 5 | 0.83333 | HOUPARRHNBHSOLN01_OLDIEXT39
HOUPARRHNBHSOLN01_OLDIEXT39_D83 | Residential heating technology - Solar heating system - single-family house - existing building - distributed level 0.83 | HOUSOL | HOUPARRHN_OLDI_DMD | MKr20 | 2050 | 7.337 | 0.088263 | [6 empty] | PAR | I | OLD |  |  | RHNBHSOL | 5 | 0.83333 | HOUPARRHNBHSOLN01_OLDIEXT39
HOUPARRHNBHSOLN01_OLDDEXT39_D83 | Residential heating technology - Solar heating system - single-family house - existing building - distributed level 0.83 | HOUSOL | HOUPARRHN_OLDD_DMD | MKr20 | 2025 | 8.3166 | 0.10145 | [6 empty] | PAR | D | OLD |  |  | RHNBHSOL | 5 | 0.83333 | HOUPARRHNBHSOLN01_OLDDEXT39
HOUPARRHNBHSOLN01_OLDDEXT39_D83 | Residential heating technology - Solar heating system - single-family house - existing building - distributed level 0.83 | HOUSOL | HOUPARRHN_OLDD_DMD | MKr20 | 2030 | 8.1107 | 0.098974 | [6 empty] | PAR | D | OLD |  |  | RHNBHSOL | 5 | 0.83333 | HOUPARRHNBHSOLN01_OLDDEXT39
HOUPARRHNBHSOLN01_OLDDEXT39_D83 | Residential heating technology - Solar heating system - single-family house - existing building - distributed level 0.83 | HOUSOL | HOUPARRHN_OLDD_DMD | MKr20 | 2040 | 7.7142 | 0.093619 | [6 empty] | PAR | D | OLD |  |  | RHNBHSOL | 5 | 0.83333 | HOUPARRHNBHSOLN01_OLDDEXT39
HOUPARRHNBHSOLN01_OLDDEXT39_D83 | Residential heating technology - Solar heating system - single-family house - existing building - distributed level 0.83 | HOUSOL | HOUPARRHN_OLDD_DMD | MKr20 | 2050 | 7.337 | 0.088263 | [6 empty] | PAR | D | OLD |  |  | RHNBHSOL | 5 | 0.83333 | HOUPARRHNBHSOLN01_OLDDEXT39
HOUPARRHNBHSOLN01_OLDCEXT39_D83 | Residential heating technology - Solar heating system - single-family house - existing building - distributed level 0.83 | HOUSOL | HOUPARRHN_OLDC_DMD | MKr20 | 2025 | 8.3166 | 0.10145 | [6 empty] | PAR | C | OLD |  |  | RHNBHSOL | 5 | 0.83333 | HOUPARRHNBHSOLN01_OLDCEXT39
HOUPARRHNBHSOLN01_OLDCEXT39_D83 | Residential heating technology - Solar heating system - single-family house - existing building - distributed level 0.83 | HOUSOL | HOUPARRHN_OLDC_DMD | MKr20 | 2030 | 8.1107 | 0.098974 | [6 empty] | PAR | C | OLD |  |  | RHNBHSOL | 5 | 0.83333 | HOUPARRHNBHSOLN01_OLDCEXT39
HOUPARRHNBHSOLN01_OLDCEXT39_D83 | Residential heating technology - Solar heating system - single-family house - existing building - distributed level 0.83 | HOUSOL | HOUPARRHN_OLDC_DMD | MKr20 | 2040 | 7.7142 | 0.093619 | [6 empty] | PAR | C | OLD |  |  | RHNBHSOL | 5 | 0.83333 | HOUPARRHNBHSOLN01_OLDCEXT39
HOUPARRHNBHSOLN01_OLDCEXT39_D83 | Residential heating technology - Solar heating system - single-family house - existing building - distributed level 0.83 | HOUSOL | HOUPARRHN_OLDC_DMD | MKr20 | 2050 | 7.337 | 0.088263 | [6 empty] | PAR | C | OLD |  |  | RHNBHSOL | 5 | 0.83333 | HOUPARRHNBHSOLN01_OLDCEXT39
HOUPARRHNBHOILN01_OLDIEXT39_D83 | Residential heating technology - Oil boiler (mineral oil fired, < 10 % FAME) - single-family house - existing building - distributed level 0.83 | HOUOIL, HOUDSB, HOUDSE | HOUPARRHN_OLDI_DMD | MKr20 | 2025 | 2.3763 | 0.078443 |  | 6.7 | 5 | 52 | 0 | 0 | PAR | I | OLD |  |  | RHNBHOIL | 5 | 0.83333 | HOUPARRHNBHOILN01_OLDIEXT39
HOUPARRHNBHOILN01_OLDIEXT39_D83 | Residential heating technology - Oil boiler (mineral oil fired, < 10 % FAME) - single-family house - existing building - distributed level 0.83 | HOUOIL, HOUDSB, HOUDSE | HOUPARRHN_OLDI_DMD | MKr20 | 2030 | 2.3314 | 0.077312 |  | 6.7 | 5 | 52 | 0 | 0 | PAR | I | OLD |  |  | RHNBHOIL | 5 | 0.83333 | HOUPARRHNBHOILN01_OLDIEXT39
HOUPARRHNBHOILN01_OLDIEXT39_D83 | Residential heating technology - Oil boiler (mineral oil fired, < 10 % FAME) - single-family house - existing building - distributed level 0.83 | HOUOIL, HOUDSB, HOUDSE | HOUPARRHN_OLDI_DMD | MKr20 | 2040 | 2.2449 | 0.073372 |  | 6.7 | 5 | 52 | 0 | 0 | PAR | I | OLD |  |  | RHNBHOIL | 5 | 0.83333 | HOUPARRHNBHOILN01_OLDIEXT39
HOUPARRHNBHOILN01_OLDIEXT39_D83 | Residential heating technology - Oil boiler (mineral oil fired, < 10 % FAME) - single-family house - existing building - distributed level 0.83 | HOUOIL, HOUDSB, HOUDSE | HOUPARRHN_OLDI_DMD | MKr20 | 2050 | 2.1627 | 0.069396 |  | 6.7 | 5 | 52 | 0 | 0 | PAR | I | OLD |  |  | RHNBHOIL | 5 | 0.83333 | HOUPARRHNBHOILN01_OLDIEXT39
HOUPARRHNBHOILN01_OLDDEXT39_D83 | Residential heating technology - Oil boiler (mineral oil fired, < 10 % FAME) - single-family house - existing building - distributed level 0.83 | HOUOIL, HOUDSB, HOUDSE | HOUPARRHN_OLDD_DMD | MKr20 | 2025 | 2.3763 | 0.078443 |  | 6.7 | 5 | 52 | 0 | 0 | PAR | D | OLD |  |  | RHNBHOIL | 5 | 0.83333 | HOUPARRHNBHOILN01_OLDDEXT39
HOUPARRHNBHOILN01_OLDDEXT39_D83 | Residential heating technology - Oil boiler (mineral oil fired, < 10 % FAME) - single-family house - existing building - distributed level 0.83 | HOUOIL, HOUDSB, HOUDSE | HOUPARRHN_OLDD_DMD | MKr20 | 2030 | 2.3314 | 0.077312 |  | 6.7 | 5 | 52 | 0 | 0 | PAR | D | OLD |  |  | RHNBHOIL | 5 | 0.83333 | HOUPARRHNBHOILN01_OLDDEXT39
HOUPARRHNBHOILN01_OLDDEXT39_D83 | Residential heating technology - Oil boiler (mineral oil fired, < 10 % FAME) - single-family house - existing building - distributed level 0.83 | HOUOIL, HOUDSB, HOUDSE | HOUPARRHN_OLDD_DMD | MKr20 | 2040 | 2.2449 | 0.073372 |  | 6.7 | 5 | 52 | 0 | 0 | PAR | D | OLD |  |  | RHNBHOIL | 5 | 0.83333 | HOUPARRHNBHOILN01_OLDDEXT39
HOUPARRHNBHOILN01_OLDDEXT39_D83 | Residential heating technology - Oil boiler (mineral oil fired, < 10 % FAME) - single-family house - existing building - distributed level 0.83 | HOUOIL, HOUDSB, HOUDSE | HOUPARRHN_OLDD_DMD | MKr20 | 2050 | 2.1627 | 0.069396 |  | 6.7 | 5 | 52 | 0 | 0 | PAR | D | OLD |  |  | RHNBHOIL | 5 | 0.83333 | HOUPARRHNBHOILN01_OLDDEXT39
HOUPARRHNBHOILN01_OLDCEXT39_D83 | Residential heating technology - Oil boiler (mineral oil fired, < 10 % FAME) - single-family house - existing building - distributed level 0.83 | HOUOIL, HOUDSB, HOUDSE | HOUPARRHN_OLDC_DMD | MKr20 | 2025 | 2.3763 | 0.078443 |  | 6.7 | 5 | 52 | 0 | 0 | PAR | C | OLD |  |  | RHNBHOIL | 5 | 0.83333 | HOUPARRHNBHOILN01_OLDCEXT39
HOUPARRHNBHOILN01_OLDCEXT39_D83 | Residential heating technology - Oil boiler (mineral oil fired, < 10 % FAME) - single-family house - existing building - distributed level 0.83 | HOUOIL, HOUDSB, HOUDSE | HOUPARRHN_OLDC_DMD | MKr20 | 2030 | 2.3314 | 0.077312 |  | 6.7 | 5 | 52 | 0 | 0 | PAR | C | OLD |  |  | RHNBHOIL | 5 | 0.83333 | HOUPARRHNBHOILN01_OLDCEXT39
HOUPARRHNBHOILN01_OLDCEXT39_D83 | Residential heating technology - Oil boiler (mineral oil fired, < 10 % FAME) - single-family house - existing building - distributed level 0.83 | HOUOIL, HOUDSB, HOUDSE | HOUPARRHN_OLDC_DMD | MKr20 | 2040 | 2.2449 | 0.073372 |  | 6.7 | 5 | 52 | 0 | 0 | PAR | C | OLD |  |  | RHNBHOIL | 5 | 0.83333 | HOUPARRHNBHOILN01_OLDCEXT39
HOUPARRHNBHOILN01_OLDCEXT39_D83 | Residential heating technology - Oil boiler (mineral oil fired, < 10 % FAME) - single-family house - existing building - distributed level 0.83 | HOUOIL, HOUDSB, HOUDSE | HOUPARRHN_OLDC_DMD | MKr20 | 2050 | 2.1627 | 0.069396 |  | 6.7 | 5 | 52 | 0 | 0 | PAR | C | OLD |  |  | RHNBHOIL | 5 | 0.83333 | HOUPARRHNBHOILN01_OLDCEXT39
HOUPARRHNBHGASN01_OLDIEXT39_D83 | Residential heating technology - Natural gas boiler - single-family house - existing building - distributed level 0.83 | HOUGAS | HOUPARRHN_OLDI_DMD | MKr20 | 2025 | 2.3503 | 0.11639 |  | 0.43 | 0.1 | 20.4 | 1 | 1 | PAR | I | OLD |  |  | RHNBHGAS | 5 | 0.83333 | HOUPARRHNBHGASN01_OLDIEXT39
HOUPARRHNBHGASN01_OLDIEXT39_D83 | Residential heating technology - Natural gas boiler - single-family house - existing building - distributed level 0.83 | HOUGAS | HOUPARRHN_OLDI_DMD | MKr20 | 2030 | 2.2922 | 0.11539 |  | 0.43 | 0.1 | 20.4 | 1 | 1 | PAR | I | OLD |  |  | RHNBHGAS | 5 | 0.83333 | HOUPARRHNBHGASN01_OLDIEXT39
HOUPARRHNBHGASN01_OLDIEXT39_D83 | Residential heating technology - Natural gas boiler - single-family house - existing building - distributed level 0.83 | HOUGAS | HOUPARRHN_OLDI_DMD | MKr20 | 2040 | 2.1801 | 0.1091 |  | 0.43 | 0.1 | 20.4 | 1 | 1 | PAR | I | OLD |  |  | RHNBHGAS | 5 | 0.83333 | HOUPARRHNBHGASN01_OLDIEXT39
HOUPARRHNBHGASN01_OLDIEXT39_D83 | Residential heating technology - Natural gas boiler - single-family house - existing building - distributed level 0.83 | HOUGAS | HOUPARRHN_OLDI_DMD | MKr20 | 2050 | 2.0735 | 0.10518 |  | 0.43 | 0.1 | 20.4 | 1 | 1 | PAR | I | OLD |  |  | RHNBHGAS | 5 | 0.83333 | HOUPARRHNBHGASN01_OLDIEXT39
HOUPARRHNBHGASN01_OLDDEXT39_D83 | Residential heating technology - Natural gas boiler - single-family house - existing building - distributed level 0.83 | HOUGAS | HOUPARRHN_OLDD_DMD | MKr20 | 2025 | 2.3503 | 0.11639 |  | 0.43 | 0.1 | 20.4 | 1 | 1 | PAR | D | OLD |  |  | RHNBHGAS | 5 | 0.83333 | HOUPARRHNBHGASN01_OLDDEXT39
HOUPARRHNBHGASN01_OLDDEXT39_D83 | Residential heating technology - Natural gas boiler - single-family house - existing building - distributed level 0.83 | HOUGAS | HOUPARRHN_OLDD_DMD | MKr20 | 2030 | 2.2922 | 0.11539 |  | 0.43 | 0.1 | 20.4 | 1 | 1 | PAR | D | OLD |  |  | RHNBHGAS | 5 | 0.83333 | HOUPARRHNBHGASN01_OLDDEXT39
HOUPARRHNBHGASN01_OLDDEXT39_D83 | Residential heating technology - Natural gas boiler - single-family house - existing building - distributed level 0.83 | HOUGAS | HOUPARRHN_OLDD_DMD | MKr20 | 2040 | 2.1801 | 0.1091 |  | 0.43 | 0.1 | 20.4 | 1 | 1 | PAR | D | OLD |  |  | RHNBHGAS | 5 | 0.83333 | HOUPARRHNBHGASN01_OLDDEXT39
HOUPARRHNBHGASN01_OLDDEXT39_D83 | Residential heating technology - Natural gas boiler - single-family house - existing building - distributed level 0.83 | HOUGAS | HOUPARRHN_OLDD_DMD | MKr20 | 2050 | 2.0735 | 0.10518 |  | 0.43 | 0.1 | 20.4 | 1 | 1 | PAR | D | OLD |  |  | RHNBHGAS | 5 | 0.83333 | HOUPARRHNBHGASN01_OLDDEXT39
HOUPARRHNBHGASN01_OLDCEXT39_D83 | Residential heating technology - Natural gas boiler - single-family house - existing building - distributed level 0.83 | HOUGAS | HOUPARRHN_OLDC_DMD | MKr20 | 2025 | 2.3503 | 0.11639 |  | 0.43 | 0.1 | 20.4 | 1 | 1 | PAR | C | OLD |  |  | RHNBHGAS | 5 | 0.83333 | HOUPARRHNBHGASN01_OLDCEXT39
HOUPARRHNBHGASN01_OLDCEXT39_D83 | Residential heating technology - Natural gas boiler - single-family house - existing building - distributed level 0.83 | HOUGAS | HOUPARRHN_OLDC_DMD | MKr20 | 2030 | 2.2922 | 0.11539 |  | 0.43 | 0.1 | 20.4 | 1 | 1 | PAR | C | OLD |  |  | RHNBHGAS | 5 | 0.83333 | HOUPARRHNBHGASN01_OLDCEXT39
HOUPARRHNBHGASN01_OLDCEXT39_D83 | Residential heating technology - Natural gas boiler - single-family house - existing building - distributed level 0.83 | HOUGAS | HOUPARRHN_OLDC_DMD | MKr20 | 2040 | 2.1801 | 0.1091 |  | 0.43 | 0.1 | 20.4 | 1 | 1 | PAR | C | OLD |  |  | RHNBHGAS | 5 | 0.83333 | HOUPARRHNBHGASN01_OLDCEXT39
HOUPARRHNBHGASN01_OLDCEXT39_D83 | Residential heating technology - Natural gas boiler - single-family house - existing building - distributed level 0.83 | HOUGAS | HOUPARRHN_OLDC_DMD | MKr20 | 2050 | 2.0735 | 0.10518 |  | 0.43 | 0.1 | 20.4 | 1 | 1 | PAR | C | OLD |  |  | RHNBHGAS | 5 | 0.83333 | HOUPARRHNBHGASN01_OLDCEXT39
HOUPARRHNBHDHDN09_OLDIEXT39_D83 | Residential heating technology - Direct district heating substation - plus connection pipe - plus distribution (heating density: low ) - single-family house - existing building - distributed level 0.83 | HOUDHD | HOUPARRHN_OLDI_DMD | MKr20 | 2025 | 12.1029 | 0.034893 | [6 empty] | PAR | I | OLD |  |  | RHNBHDHD | 5 | 0.83333 | HOUPARRHNBHDHDN09_OLDIEXT39
HOUPARRHNBHDHDN09_OLDIEXT39_D83 | Residential heating technology - Direct district heating substation - plus connection pipe - plus distribution (heating density: low ) - single-family house - existing building - distributed level 0.83 | HOUDHD | HOUPARRHN_OLDI_DMD | MKr20 | 2030 | 12.0669 | 0.03427 | [6 empty] | PAR | I | OLD |  |  | RHNBHDHD | 5 | 0.83333 | HOUPARRHNBHDHDN09_OLDIEXT39
HOUPARRHNBHDHDN09_OLDIEXT39_D83 | Residential heating technology - Direct district heating substation - plus connection pipe - plus distribution (heating density: low ) - single-family house - existing building - distributed level 0.83 | HOUDHD | HOUPARRHN_OLDI_DMD | MKr20 | 2040 | 12.002 | 0.032794 | [6 empty] | PAR | I | OLD |  |  | RHNBHDHD | 5 | 0.83333 | HOUPARRHNBHDHDN09_OLDIEXT39
HOUPARRHNBHDHDN09_OLDIEXT39_D83 | Residential heating technology - Direct district heating substation - plus connection pipe - plus distribution (heating density: low ) - single-family house - existing building - distributed level 0.83 | HOUDHD | HOUPARRHN_OLDI_DMD | MKr20 | 2050 | 11.9299 | 0.030647 | [6 empty] | PAR | I | OLD |  |  | RHNBHDHD | 5 | 0.83333 | HOUPARRHNBHDHDN09_OLDIEXT39
HOUPARRHNBHDHDN07_OLDIEXT39_D83 | Residential heating technology - Direct district heating substation - plus connection pipe - plus distribution (heating density: medium ) - single-family house - existing building - distributed level 0.83 | HOUDHD | HOUPARRHN_OLDI_DMD | MKr20 | 2025 | 4.8452 | 0.034893 | [6 empty] | PAR | I | OLD |  |  | RHNBHDHD | 5 | 0.83333 | HOUPARRHNBHDHDN07_OLDIEXT39
HOUPARRHNBHDHDN07_OLDIEXT39_D83 | Residential heating technology - Direct district heating substation - plus connection pipe - plus distribution (heating density: medium ) - single-family house - existing building - distributed level 0.83 | HOUDHD | HOUPARRHN_OLDI_DMD | MKr20 | 2030 | 4.8092 | 0.03427 | [6 empty] | PAR | I | OLD |  |  | RHNBHDHD | 5 | 0.83333 | HOUPARRHNBHDHDN07_OLDIEXT39
HOUPARRHNBHDHDN07_OLDIEXT39_D83 | Residential heating technology - Direct district heating substation - plus connection pipe - plus distribution (heating density: medium ) - single-family house - existing building - distributed level 0.83 | HOUDHD | HOUPARRHN_OLDI_DMD | MKr20 | 2040 | 4.7443 | 0.032794 | [6 empty] | PAR | I | OLD |  |  | RHNBHDHD | 5 | 0.83333 | HOUPARRHNBHDHDN07_OLDIEXT39
HOUPARRHNBHDHDN07_OLDIEXT39_D83 | Residential heating technology - Direct district heating substation - plus connection pipe - plus distribution (heating density: medium ) - single-family house - existing building - distributed level 0.83 | HOUDHD | HOUPARRHN_OLDI_DMD | MKr20 | 2050 | 4.6722 | 0.030647 | [6 empty] | PAR | I | OLD |  |  | RHNBHDHD | 5 | 0.83333 | HOUPARRHNBHDHDN07_OLDIEXT39
HOUPARRHNBHDHDN05_OLDIEXT39_D83 | Residential heating technology - Direct district heating substation - plus connection pipe - plus distribution (heating density: high ) - single-family house - existing building - distributed level 0.83 | HOUDHD | HOUPARRHN_OLDI_DMD | MKr20 | 2025 | 3.684 | 0.034893 | [6 empty] | PAR | I | OLD |  |  | RHNBHDHD | 5 | 0.83333 | HOUPARRHNBHDHDN05_OLDIEXT39
HOUPARRHNBHDHDN05_OLDIEXT39_D83 | Residential heating technology - Direct district heating substation - plus connection pipe - plus distribution (heating density: high ) - single-family house - existing building - distributed level 0.83 | HOUDHD | HOUPARRHN_OLDI_DMD | MKr20 | 2030 | 3.6479 | 0.03427 | [6 empty] | PAR | I | OLD |  |  | RHNBHDHD | 5 | 0.83333 | HOUPARRHNBHDHDN05_OLDIEXT39
HOUPARRHNBHDHDN05_OLDIEXT39_D83 | Residential heating technology - Direct district heating substation - plus connection pipe - plus distribution (heating density: high ) - single-family house - existing building - distributed level 0.83 | HOUDHD | HOUPARRHN_OLDI_DMD | MKr20 | 2040 | 3.583 | 0.032794 | [6 empty] | PAR | I | OLD |  |  | RHNBHDHD | 5 | 0.83333 | HOUPARRHNBHDHDN05_OLDIEXT39
HOUPARRHNBHDHDN05_OLDIEXT39_D83 | Residential heating technology - Direct district heating substation - plus connection pipe - plus distribution (heating density: high ) - single-family house - existing building - distributed level 0.83 | HOUDHD | HOUPARRHN_OLDI_DMD | MKr20 | 2050 | 3.511 | 0.030647 | [6 empty] | PAR | I | OLD |  |  | RHNBHDHD | 5 | 0.83333 | HOUPARRHNBHDHDN05_OLDIEXT39
HOUPARRHNBHDHDN03_OLDDEXT39_D83 | Residential heating technology - Direct district heating substation - plus connection pipe - single-family house - existing building - distributed level 0.83 | HOUDHD | HOUPARRHN_OLDD_DMD | MKr20 | 2025 | 3.684 | 0.034893 | [6 empty] | PAR | D | OLD |  |  | RHNBHDHD | 5 | 0.83333 | HOUPARRHNBHDHDN03_OLDDEXT39
HOUPARRHNBHDHDN03_OLDDEXT39_D83 | Residential heating technology - Direct district heating substation - plus connection pipe - single-family house - existing building - distributed level 0.83 | HOUDHD | HOUPARRHN_OLDD_DMD | MKr20 | 2030 | 3.6479 | 0.03427 | [6 empty] | PAR | D | OLD |  |  | RHNBHDHD | 5 | 0.83333 | HOUPARRHNBHDHDN03_OLDDEXT39
HOUPARRHNBHDHDN03_OLDDEXT39_D83 | Residential heating technology - Direct district heating substation - plus connection pipe - single-family house - existing building - distributed level 0.83 | HOUDHD | HOUPARRHN_OLDD_DMD | MKr20 | 2040 | 3.583 | 0.032794 | [6 empty] | PAR | D | OLD |  |  | RHNBHDHD | 5 | 0.83333 | HOUPARRHNBHDHDN03_OLDDEXT39
HOUPARRHNBHDHDN03_OLDDEXT39_D83 | Residential heating technology - Direct district heating substation - plus connection pipe - single-family house - existing building - distributed level 0.83 | HOUDHD | HOUPARRHN_OLDD_DMD | MKr20 | 2050 | 3.511 | 0.030647 | [6 empty] | PAR | D | OLD |  |  | RHNBHDHD | 5 | 0.83333 | HOUPARRHNBHDHDN03_OLDDEXT39
HOUPARRHNBHDHDN01_OLDDEXT39_D83 | Residential heating technology - Direct district heating substation - single-family house - existing building - distributed level 0.83 | HOUDHD | HOUPARRHN_OLDD_DMD | MKr20 | 2025 | 1.5212 | 0.034893 | [6 empty] | PAR | D | OLD |  |  | RHNBHDHD | 5 | 0.83333 | HOUPARRHNBHDHDN01_OLDDEXT39
HOUPARRHNBHDHDN01_OLDDEXT39_D83 | Residential heating technology - Direct district heating substation - single-family house - existing building - distributed level 0.83 | HOUDHD | HOUPARRHN_OLDD_DMD | MKr20 | 2030 | 1.4851 | 0.03427 | [6 empty] | PAR | D | OLD |  |  | RHNBHDHD | 5 | 0.83333 | HOUPARRHNBHDHDN01_OLDDEXT39
HOUPARRHNBHDHDN01_OLDDEXT39_D83 | Residential heating technology - Direct district heating substation - single-family house - existing building - distributed level 0.83 | HOUDHD | HOUPARRHN_OLDD_DMD | MKr20 | 2040 | 1.4202 | 0.032794 | [6 empty] | PAR | D | OLD |  |  | RHNBHDHD | 5 | 0.83333 | HOUPARRHNBHDHDN01_OLDDEXT39
HOUPARRHNBHDHDN01_OLDDEXT39_D83 | Residential heating technology - Direct district heating substation - single-family house - existing building - distributed level 0.83 | HOUDHD | HOUPARRHN_OLDD_DMD | MKr20 | 2050 | 1.3481 | 0.030647 | [6 empty] | PAR | D | OLD |  |  | RHNBHDHD | 5 | 0.83333 | HOUPARRHNBHDHDN01_OLDDEXT39
HOUPARRHNBHDHCN09_OLDIEXT39_D83 | Residential heating technology - Direct district heating substation - plus connection pipe - plus distribution (heating density: low ) - single-family house - existing building - distributed level 0.83 | HOUDHC | HOUPARRHN_OLDI_DMD | MKr20 | 2025 | 12.1029 | 0.034893 | [6 empty] | PAR | I | OLD |  |  | RHNBHDHC | 5 | 0.83333 | HOUPARRHNBHDHCN09_OLDIEXT39
HOUPARRHNBHDHCN09_OLDIEXT39_D83 | Residential heating technology - Direct district heating substation - plus connection pipe - plus distribution (heating density: low ) - single-family house - existing building - distributed level 0.83 | HOUDHC | HOUPARRHN_OLDI_DMD | MKr20 | 2030 | 12.0669 | 0.03427 | [6 empty] | PAR | I | OLD |  |  | RHNBHDHC | 5 | 0.83333 | HOUPARRHNBHDHCN09_OLDIEXT39
HOUPARRHNBHDHCN09_OLDIEXT39_D83 | Residential heating technology - Direct district heating substation - plus connection pipe - plus distribution (heating density: low ) - single-family house - existing building - distributed level 0.83 | HOUDHC | HOUPARRHN_OLDI_DMD | MKr20 | 2040 | 12.002 | 0.032794 | [6 empty] | PAR | I | OLD |  |  | RHNBHDHC | 5 | 0.83333 | HOUPARRHNBHDHCN09_OLDIEXT39
HOUPARRHNBHDHCN09_OLDIEXT39_D83 | Residential heating technology - Direct district heating substation - plus connection pipe - plus distribution (heating density: low ) - single-family house - existing building - distributed level 0.83 | HOUDHC | HOUPARRHN_OLDI_DMD | MKr20 | 2050 | 11.9299 | 0.030647 | [6 empty] | PAR | I | OLD |  |  | RHNBHDHC | 5 | 0.83333 | HOUPARRHNBHDHCN09_OLDIEXT39
HOUPARRHNBHDHCN07_OLDIEXT39_D83 | Residential heating technology - Direct district heating substation - plus connection pipe - plus distribution (heating density: medium ) - single-family house - existing building - distributed level 0.83 | HOUDHC | HOUPARRHN_OLDI_DMD | MKr20 | 2025 | 4.8452 | 0.034893 | [6 empty] | PAR | I | OLD |  |  | RHNBHDHC | 5 | 0.83333 | HOUPARRHNBHDHCN07_OLDIEXT39
HOUPARRHNBHDHCN07_OLDIEXT39_D83 | Residential heating technology - Direct district heating substation - plus connection pipe - plus distribution (heating density: medium ) - single-family house - existing building - distributed level 0.83 | HOUDHC | HOUPARRHN_OLDI_DMD | MKr20 | 2030 | 4.8092 | 0.03427 | [6 empty] | PAR | I | OLD |  |  | RHNBHDHC | 5 | 0.83333 | HOUPARRHNBHDHCN07_OLDIEXT39
HOUPARRHNBHDHCN07_OLDIEXT39_D83 | Residential heating technology - Direct district heating substation - plus connection pipe - plus distribution (heating density: medium ) - single-family house - existing building - distributed level 0.83 | HOUDHC | HOUPARRHN_OLDI_DMD | MKr20 | 2040 | 4.7443 | 0.032794 | [6 empty] | PAR | I | OLD |  |  | RHNBHDHC | 5 | 0.83333 | HOUPARRHNBHDHCN07_OLDIEXT39
HOUPARRHNBHDHCN07_OLDIEXT39_D83 | Residential heating technology - Direct district heating substation - plus connection pipe - plus distribution (heating density: medium ) - single-family house - existing building - distributed level 0.83 | HOUDHC | HOUPARRHN_OLDI_DMD | MKr20 | 2050 | 4.6722 | 0.030647 | [6 empty] | PAR | I | OLD |  |  | RHNBHDHC | 5 | 0.83333 | HOUPARRHNBHDHCN07_OLDIEXT39
HOUPARRHNBHDHCN05_OLDIEXT39_D83 | Residential heating technology - Direct district heating substation - plus connection pipe - plus distribution (heating density: high ) - single-family house - existing building - distributed level 0.83 | HOUDHC | HOUPARRHN_OLDI_DMD | MKr20 | 2025 | 3.684 | 0.034893 | [6 empty] | PAR | I | OLD |  |  | RHNBHDHC | 5 | 0.83333 | HOUPARRHNBHDHCN05_OLDIEXT39
HOUPARRHNBHDHCN05_OLDIEXT39_D83 | Residential heating technology - Direct district heating substation - plus connection pipe - plus distribution (heating density: high ) - single-family house - existing building - distributed level 0.83 | HOUDHC | HOUPARRHN_OLDI_DMD | MKr20 | 2030 | 3.6479 | 0.03427 | [6 empty] | PAR | I | OLD |  |  | RHNBHDHC | 5 | 0.83333 | HOUPARRHNBHDHCN05_OLDIEXT39
HOUPARRHNBHDHCN05_OLDIEXT39_D83 | Residential heating technology - Direct district heating substation - plus connection pipe - plus distribution (heating density: high ) - single-family house - existing building - distributed level 0.83 | HOUDHC | HOUPARRHN_OLDI_DMD | MKr20 | 2040 | 3.583 | 0.032794 | [6 empty] | PAR | I | OLD |  |  | RHNBHDHC | 5 | 0.83333 | HOUPARRHNBHDHCN05_OLDIEXT39
HOUPARRHNBHDHCN05_OLDIEXT39_D83 | Residential heating technology - Direct district heating substation - plus connection pipe - plus distribution (heating density: high ) - single-family house - existing building - distributed level 0.83 | HOUDHC | HOUPARRHN_OLDI_DMD | MKr20 | 2050 | 3.511 | 0.030647 | [6 empty] | PAR | I | OLD |  |  | RHNBHDHC | 5 | 0.83333 | HOUPARRHNBHDHCN05_OLDIEXT39
HOUPARRHNBHDHCN03_OLDCEXT39_D83 | Residential heating technology - Direct district heating substation - plus connection pipe - single-family house - existing building - distributed level 0.83 | HOUDHC | HOUPARRHN_OLDC_DMD | MKr20 | 2025 | 3.684 | 0.034893 | [6 empty] | PAR | C | OLD |  |  | RHNBHDHC | 5 | 0.83333 | HOUPARRHNBHDHCN03_OLDCEXT39
HOUPARRHNBHDHCN03_OLDCEXT39_D83 | Residential heating technology - Direct district heating substation - plus connection pipe - single-family house - existing building - distributed level 0.83 | HOUDHC | HOUPARRHN_OLDC_DMD | MKr20 | 2030 | 3.6479 | 0.03427 | [6 empty] | PAR | C | OLD |  |  | RHNBHDHC | 5 | 0.83333 | HOUPARRHNBHDHCN03_OLDCEXT39
HOUPARRHNBHDHCN03_OLDCEXT39_D83 | Residential heating technology - Direct district heating substation - plus connection pipe - single-family house - existing building - distributed level 0.83 | HOUDHC | HOUPARRHN_OLDC_DMD | MKr20 | 2040 | 3.583 | 0.032794 | [6 empty] | PAR | C | OLD |  |  | RHNBHDHC | 5 | 0.83333 | HOUPARRHNBHDHCN03_OLDCEXT39
HOUPARRHNBHDHCN03_OLDCEXT39_D83 | Residential heating technology - Direct district heating substation - plus connection pipe - single-family house - existing building - distributed level 0.83 | HOUDHC | HOUPARRHN_OLDC_DMD | MKr20 | 2050 | 3.511 | 0.030647 | [6 empty] | PAR | C | OLD |  |  | RHNBHDHC | 5 | 0.83333 | HOUPARRHNBHDHCN03_OLDCEXT39
HOUPARRHNBHDHCN01_OLDCEXT39_D83 | Residential heating technology - Direct district heating substation - single-family house - existing building - distributed level 0.83 | HOUDHC | HOUPARRHN_OLDC_DMD | MKr20 | 2025 | 1.5212 | 0.034893 | [6 empty] | PAR | C | OLD |  |  | RHNBHDHC | 5 | 0.83333 | HOUPARRHNBHDHCN01_OLDCEXT39
HOUPARRHNBHDHCN01_OLDCEXT39_D83 | Residential heating technology - Direct district heating substation - single-family house - existing building - distributed level 0.83 | HOUDHC | HOUPARRHN_OLDC_DMD | MKr20 | 2030 | 1.4851 | 0.03427 | [6 empty] | PAR | C | OLD |  |  | RHNBHDHC | 5 | 0.83333 | HOUPARRHNBHDHCN01_OLDCEXT39
HOUPARRHNBHDHCN01_OLDCEXT39_D83 | Residential heating technology - Direct district heating substation - single-family house - existing building - distributed level 0.83 | HOUDHC | HOUPARRHN_OLDC_DMD | MKr20 | 2040 | 1.4202 | 0.032794 | [6 empty] | PAR | C | OLD |  |  | RHNBHDHC | 5 | 0.83333 | HOUPARRHNBHDHCN01_OLDCEXT39
HOUPARRHNBHDHCN01_OLDCEXT39_D83 | Residential heating technology - Direct district heating substation - single-family house - existing building - distributed level 0.83 | HOUDHC | HOUPARRHN_OLDC_DMD | MKr20 | 2050 | 1.3481 | 0.030647 | [6 empty] | PAR | C | OLD |  |  | RHNBHDHC | 5 | 0.83333 | HOUPARRHNBHDHCN01_OLDCEXT39
HOUETARHNHPELCN05_OLDIEXT39_D83 | Residential heating technology - Heat pump, Air-to-water - leasing - apartment complex - existing building - distributed level 0.83 | HOUELC, HOUAMB | HOUETARHN_OLDI_DMD | MKr20 | 2025 | 4.8843 | 0.35969 | 0.35662 | [5 empty] | ETA | I | OLD | 2.8041 |  | RHNHPELC | 5 | 0.83333 | HOUETARHNHPELCN05_OLDIEXT39
HOUETARHNHPELCN05_OLDIEXT39_D83 | Residential heating technology - Heat pump, Air-to-water - leasing - apartment complex - existing building - distributed level 0.83 | HOUELC, HOUAMB | HOUETARHN_OLDI_DMD | MKr20 | 2030 | 4.3139 | 0.32807 | 0.3399 | [5 empty] | ETA | I | OLD | 2.942 |  | RHNHPELC | 5 | 0.83333 | HOUETARHNHPELCN05_OLDIEXT39
HOUETARHNHPELCN05_OLDIEXT39_D83 | Residential heating technology - Heat pump, Air-to-water - leasing - apartment complex - existing building - distributed level 0.83 | HOUELC, HOUAMB | HOUETARHN_OLDI_DMD | MKr20 | 2040 | 3.8638 | 0.30236 | 0.32468 | [5 empty] | ETA | I | OLD | 3.0799 |  | RHNHPELC | 5 | 0.83333 | HOUETARHNHPELCN05_OLDIEXT39
HOUETARHNHPELCN05_OLDIEXT39_D83 | Residential heating technology - Heat pump, Air-to-water - leasing - apartment complex - existing building - distributed level 0.83 | HOUELC, HOUAMB | HOUETARHN_OLDI_DMD | MKr20 | 2050 | 3.4137 | 0.27662 | 0.31077 | [5 empty] | ETA | I | OLD | 3.2178 |  | RHNHPELC | 5 | 0.83333 | HOUETARHNHPELCN05_OLDIEXT39
HOUETARHNHPELCN05_OLDDEXT39_D83 | Residential heating technology - Heat pump, Air-to-water - leasing - apartment complex - existing building - distributed level 0.83 | HOUELC, HOUAMB | HOUETARHN_OLDD_DMD | MKr20 | 2025 | 4.8843 | 0.35969 | 0.35662 | [5 empty] | ETA | D | OLD | 2.8041 |  | RHNHPELC | 5 | 0.83333 | HOUETARHNHPELCN05_OLDDEXT39
HOUETARHNHPELCN05_OLDDEXT39_D83 | Residential heating technology - Heat pump, Air-to-water - leasing - apartment complex - existing building - distributed level 0.83 | HOUELC, HOUAMB | HOUETARHN_OLDD_DMD | MKr20 | 2030 | 4.3139 | 0.32807 | 0.3399 | [5 empty] | ETA | D | OLD | 2.942 |  | RHNHPELC | 5 | 0.83333 | HOUETARHNHPELCN05_OLDDEXT39
HOUETARHNHPELCN05_OLDDEXT39_D83 | Residential heating technology - Heat pump, Air-to-water - leasing - apartment complex - existing building - distributed level 0.83 | HOUELC, HOUAMB | HOUETARHN_OLDD_DMD | MKr20 | 2040 | 3.8638 | 0.30236 | 0.32468 | [5 empty] | ETA | D | OLD | 3.0799 |  | RHNHPELC | 5 | 0.83333 | HOUETARHNHPELCN05_OLDDEXT39
HOUETARHNHPELCN05_OLDDEXT39_D83 | Residential heating technology - Heat pump, Air-to-water - leasing - apartment complex - existing building - distributed level 0.83 | HOUELC, HOUAMB | HOUETARHN_OLDD_DMD | MKr20 | 2050 | 3.4137 | 0.27662 | 0.31077 | [5 empty] | ETA | D | OLD | 3.2178 |  | RHNHPELC | 5 | 0.83333 | HOUETARHNHPELCN05_OLDDEXT39
HOUETARHNHPELCN05_OLDCEXT39_D83 | Residential heating technology - Heat pump, Air-to-water - leasing - apartment complex - existing building - distributed level 0.83 | HOUELC, HOUAMB | HOUETARHN_OLDC_DMD | MKr20 | 2025 | 4.8843 | 0.35969 | 0.35662 | [5 empty] | ETA | C | OLD | 2.8041 |  | RHNHPELC | 5 | 0.83333 | HOUETARHNHPELCN05_OLDCEXT39
HOUETARHNHPELCN05_OLDCEXT39_D83 | Residential heating technology - Heat pump, Air-to-water - leasing - apartment complex - existing building - distributed level 0.83 | HOUELC, HOUAMB | HOUETARHN_OLDC_DMD | MKr20 | 2030 | 4.3139 | 0.32807 | 0.3399 | [5 empty] | ETA | C | OLD | 2.942 |  | RHNHPELC | 5 | 0.83333 | HOUETARHNHPELCN05_OLDCEXT39
HOUETARHNHPELCN05_OLDCEXT39_D83 | Residential heating technology - Heat pump, Air-to-water - leasing - apartment complex - existing building - distributed level 0.83 | HOUELC, HOUAMB | HOUETARHN_OLDC_DMD | MKr20 | 2040 | 3.8638 | 0.30236 | 0.32468 | [5 empty] | ETA | C | OLD | 3.0799 |  | RHNHPELC | 5 | 0.83333 | HOUETARHNHPELCN05_OLDCEXT39
HOUETARHNHPELCN05_OLDCEXT39_D83 | Residential heating technology - Heat pump, Air-to-water - leasing - apartment complex - existing building - distributed level 0.83 | HOUELC, HOUAMB | HOUETARHN_OLDC_DMD | MKr20 | 2050 | 3.4137 | 0.27662 | 0.31077 | [5 empty] | ETA | C | OLD | 3.2178 |  | RHNHPELC | 5 | 0.83333 | HOUETARHNHPELCN05_OLDCEXT39
HOUETARHNHPELCN04_OLDIEXT39_D83 | Residential heating technology - Heat pump, Ground source - apartment complex - existing building - distributed level 0.83 | HOUELC, HOUAMB | HOUETARHN_OLDI_DMD | MKr20 | 2025 | 9.402 | 0.057525 | 0.3296 | [5 empty] | ETA | I | OLD | 3.034 |  | RHNHPELC | 5 | 0.83333 | HOUETARHNHPELCN04_OLDIEXT39
HOUETARHNHPELCN04_OLDIEXT39_D83 | Residential heating technology - Heat pump, Ground source - apartment complex - existing building - distributed level 0.83 | HOUELC, HOUAMB | HOUETARHN_OLDI_DMD | MKr20 | 2030 | 8.6397 | 0.057023 | 0.31991 | [5 empty] | ETA | I | OLD | 3.1259 |  | RHNHPELC | 5 | 0.83333 | HOUETARHNHPELCN04_OLDIEXT39
HOUETARHNHPELCN04_OLDIEXT39_D83 | Residential heating technology - Heat pump, Ground source - apartment complex - existing building - distributed level 0.83 | HOUELC, HOUAMB | HOUETARHN_OLDI_DMD | MKr20 | 2040 | 7.9917 | 0.055864 | 0.30639 | [5 empty] | ETA | I | OLD | 3.2638 |  | RHNHPELC | 5 | 0.83333 | HOUETARHNHPELCN04_OLDIEXT39
HOUETARHNHPELCN04_OLDIEXT39_D83 | Residential heating technology - Heat pump, Ground source - apartment complex - existing building - distributed level 0.83 | HOUELC, HOUAMB | HOUETARHN_OLDI_DMD | MKr20 | 2050 | 7.3437 | 0.054684 | 0.30214 | [5 empty] | ETA | I | OLD | 3.3098 |  | RHNHPELC | 5 | 0.83333 | HOUETARHNHPELCN04_OLDIEXT39
HOUETARHNHPELCN04_OLDDEXT39_D83 | Residential heating technology - Heat pump, Ground source - apartment complex - existing building - distributed level 0.83 | HOUELC, HOUAMB | HOUETARHN_OLDD_DMD | MKr20 | 2025 | 9.402 | 0.057525 | 0.3296 | [5 empty] | ETA | D | OLD | 3.034 |  | RHNHPELC | 5 | 0.83333 | HOUETARHNHPELCN04_OLDDEXT39
HOUETARHNHPELCN04_OLDDEXT39_D83 | Residential heating technology - Heat pump, Ground source - apartment complex - existing building - distributed level 0.83 | HOUELC, HOUAMB | HOUETARHN_OLDD_DMD | MKr20 | 2030 | 8.6397 | 0.057023 | 0.31991 | [5 empty] | ETA | D | OLD | 3.1259 |  | RHNHPELC | 5 | 0.83333 | HOUETARHNHPELCN04_OLDDEXT39
HOUETARHNHPELCN04_OLDDEXT39_D83 | Residential heating technology - Heat pump, Ground source - apartment complex - existing building - distributed level 0.83 | HOUELC, HOUAMB | HOUETARHN_OLDD_DMD | MKr20 | 2040 | 7.9917 | 0.055864 | 0.30639 | [5 empty] | ETA | D | OLD | 3.2638 |  | RHNHPELC | 5 | 0.83333 | HOUETARHNHPELCN04_OLDDEXT39
HOUETARHNHPELCN04_OLDDEXT39_D83 | Residential heating technology - Heat pump, Ground source - apartment complex - existing building - distributed level 0.83 | HOUELC, HOUAMB | HOUETARHN_OLDD_DMD | MKr20 | 2050 | 7.3437 | 0.054684 | 0.30214 | [5 empty] | ETA | D | OLD | 3.3098 |  | RHNHPELC | 5 | 0.83333 | HOUETARHNHPELCN04_OLDDEXT39
HOUETARHNHPELCN04_OLDCEXT39_D83 | Residential heating technology - Heat pump, Ground source - apartment complex - existing building - distributed level 0.83 | HOUELC, HOUAMB | HOUETARHN_OLDC_DMD | MKr20 | 2025 | 9.402 | 0.057525 | 0.3296 | [5 empty] | ETA | C | OLD | 3.034 |  | RHNHPELC | 5 | 0.83333 | HOUETARHNHPELCN04_OLDCEXT39
HOUETARHNHPELCN04_OLDCEXT39_D83 | Residential heating technology - Heat pump, Ground source - apartment complex - existing building - distributed level 0.83 | HOUELC, HOUAMB | HOUETARHN_OLDC_DMD | MKr20 | 2030 | 8.6397 | 0.057023 | 0.31991 | [5 empty] | ETA | C | OLD | 3.1259 |  | RHNHPELC | 5 | 0.83333 | HOUETARHNHPELCN04_OLDCEXT39
HOUETARHNHPELCN04_OLDCEXT39_D83 | Residential heating technology - Heat pump, Ground source - apartment complex - existing building - distributed level 0.83 | HOUELC, HOUAMB | HOUETARHN_OLDC_DMD | MKr20 | 2040 | 7.9917 | 0.055864 | 0.30639 | [5 empty] | ETA | C | OLD | 3.2638 |  | RHNHPELC | 5 | 0.83333 | HOUETARHNHPELCN04_OLDCEXT39
HOUETARHNHPELCN04_OLDCEXT39_D83 | Residential heating technology - Heat pump, Ground source - apartment complex - existing building - distributed level 0.83 | HOUELC, HOUAMB | HOUETARHN_OLDC_DMD | MKr20 | 2050 | 7.3437 | 0.054684 | 0.30214 | [5 empty] | ETA | C | OLD | 3.3098 |  | RHNHPELC | 5 | 0.83333 | HOUETARHNHPELCN04_OLDCEXT39
HOUETARHNHPELCN03_OLDIEXT39_D83 | Residential heating technology - Heat pump, Air-to-water - apartment complex - existing building - distributed level 0.83 | HOUELC, HOUAMB | HOUETARHN_OLDI_DMD | MKr20 | 2025 | 9.7685 | 0.093241 | 0.35662 | [5 empty] | ETA | I | OLD | 2.8041 |  | RHNHPELC | 5 | 0.83333 | HOUETARHNHPELCN03_OLDIEXT39
HOUETARHNHPELCN03_OLDIEXT39_D83 | Residential heating technology - Heat pump, Air-to-water - apartment complex - existing building - distributed level 0.83 | HOUELC, HOUAMB | HOUETARHN_OLDI_DMD | MKr20 | 2030 | 8.6277 | 0.092739 | 0.3399 | [5 empty] | ETA | I | OLD | 2.942 |  | RHNHPELC | 5 | 0.83333 | HOUETARHNHPELCN03_OLDIEXT39
HOUETARHNHPELCN03_OLDIEXT39_D83 | Residential heating technology - Heat pump, Air-to-water - apartment complex - existing building - distributed level 0.83 | HOUELC, HOUAMB | HOUETARHN_OLDI_DMD | MKr20 | 2040 | 7.7275 | 0.091581 | 0.32468 | [5 empty] | ETA | I | OLD | 3.0799 |  | RHNHPELC | 5 | 0.83333 | HOUETARHNHPELCN03_OLDIEXT39
HOUETARHNHPELCN03_OLDIEXT39_D83 | Residential heating technology - Heat pump, Air-to-water - apartment complex - existing building - distributed level 0.83 | HOUELC, HOUAMB | HOUETARHN_OLDI_DMD | MKr20 | 2050 | 6.8273 | 0.0904 | 0.31077 | [5 empty] | ETA | I | OLD | 3.2178 |  | RHNHPELC | 5 | 0.83333 | HOUETARHNHPELCN03_OLDIEXT39
HOUETARHNHPELCN03_OLDDEXT39_D83 | Residential heating technology - Heat pump, Air-to-water - apartment complex - existing building - distributed level 0.83 | HOUELC, HOUAMB | HOUETARHN_OLDD_DMD | MKr20 | 2025 | 9.7685 | 0.093241 | 0.35662 | [5 empty] | ETA | D | OLD | 2.8041 |  | RHNHPELC | 5 | 0.83333 | HOUETARHNHPELCN03_OLDDEXT39
HOUETARHNHPELCN03_OLDDEXT39_D83 | Residential heating technology - Heat pump, Air-to-water - apartment complex - existing building - distributed level 0.83 | HOUELC, HOUAMB | HOUETARHN_OLDD_DMD | MKr20 | 2030 | 8.6277 | 0.092739 | 0.3399 | [5 empty] | ETA | D | OLD | 2.942 |  | RHNHPELC | 5 | 0.83333 | HOUETARHNHPELCN03_OLDDEXT39
HOUETARHNHPELCN03_OLDDEXT39_D83 | Residential heating technology - Heat pump, Air-to-water - apartment complex - existing building - distributed level 0.83 | HOUELC, HOUAMB | HOUETARHN_OLDD_DMD | MKr20 | 2040 | 7.7275 | 0.091581 | 0.32468 | [5 empty] | ETA | D | OLD | 3.0799 |  | RHNHPELC | 5 | 0.83333 | HOUETARHNHPELCN03_OLDDEXT39
HOUETARHNHPELCN03_OLDDEXT39_D83 | Residential heating technology - Heat pump, Air-to-water - apartment complex - existing building - distributed level 0.83 | HOUELC, HOUAMB | HOUETARHN_OLDD_DMD | MKr20 | 2050 | 6.8273 | 0.0904 | 0.31077 | [5 empty] | ETA | D | OLD | 3.2178 |  | RHNHPELC | 5 | 0.83333 | HOUETARHNHPELCN03_OLDDEXT39
HOUETARHNHPELCN03_OLDCEXT39_D83 | Residential heating technology - Heat pump, Air-to-water - apartment complex - existing building - distributed level 0.83 | HOUELC, HOUAMB | HOUETARHN_OLDC_DMD | MKr20 | 2025 | 9.7685 | 0.093241 | 0.35662 | [5 empty] | ETA | C | OLD | 2.8041 |  | RHNHPELC | 5 | 0.83333 | HOUETARHNHPELCN03_OLDCEXT39
HOUETARHNHPELCN03_OLDCEXT39_D83 | Residential heating technology - Heat pump, Air-to-water - apartment complex - existing building - distributed level 0.83 | HOUELC, HOUAMB | HOUETARHN_OLDC_DMD | MKr20 | 2030 | 8.6277 | 0.092739 | 0.3399 | [5 empty] | ETA | C | OLD | 2.942 |  | RHNHPELC | 5 | 0.83333 | HOUETARHNHPELCN03_OLDCEXT39
HOUETARHNHPELCN03_OLDCEXT39_D83 | Residential heating technology - Heat pump, Air-to-water - apartment complex - existing building - distributed level 0.83 | HOUELC, HOUAMB | HOUETARHN_OLDC_DMD | MKr20 | 2040 | 7.7275 | 0.091581 | 0.32468 | [5 empty] | ETA | C | OLD | 3.0799 |  | RHNHPELC | 5 | 0.83333 | HOUETARHNHPELCN03_OLDCEXT39
HOUETARHNHPELCN03_OLDCEXT39_D83 | Residential heating technology - Heat pump, Air-to-water - apartment complex - existing building - distributed level 0.83 | HOUELC, HOUAMB | HOUETARHN_OLDC_DMD | MKr20 | 2050 | 6.8273 | 0.0904 | 0.31077 | [5 empty] | ETA | C | OLD | 3.2178 |  | RHNHPELC | 5 | 0.83333 | HOUETARHNHPELCN03_OLDCEXT39
HOUETARHNHPELCN02_OLDIEXT39_D83 | Residential heating technology - Heat pump, Air-to-air - single-family house - existing building - distributed level 0.83 | HOUELC, HOUAMB | HOUETARHN_OLDI_DMD | MKr20 | 2025 | 4.0414 | 0.13594 | 0.21327 | [5 empty] | ETA | I | OLD | 4.6888 |  | RHNHPELC | 5 | 0.83333 | HOUETARHNHPELCN02_OLDIEXT39
HOUETARHNHPELCN02_OLDIEXT39_D83 | Residential heating technology - Heat pump, Air-to-air - single-family house - existing building - distributed level 0.83 | HOUELC, HOUAMB | HOUETARHN_OLDI_DMD | MKr20 | 2030 | 3.9402 | 0.13343 | 0.20522 | [5 empty] | ETA | I | OLD | 4.8727 |  | RHNHPELC | 5 | 0.83333 | HOUETARHNHPELCN02_OLDIEXT39
HOUETARHNHPELCN02_OLDIEXT39_D83 | Residential heating technology - Heat pump, Air-to-air - single-family house - existing building - distributed level 0.83 | HOUELC, HOUAMB | HOUETARHN_OLDI_DMD | MKr20 | 2040 | 3.7522 | 0.12877 | 0.19776 | [5 empty] | ETA | I | OLD | 5.0566 |  | RHNHPELC | 5 | 0.83333 | HOUETARHNHPELCN02_OLDIEXT39
HOUETARHNHPELCN02_OLDIEXT39_D83 | Residential heating technology - Heat pump, Air-to-air - single-family house - existing building - distributed level 0.83 | HOUELC, HOUAMB | HOUETARHN_OLDI_DMD | MKr20 | 2050 | 3.5643 | 0.12411 | 0.19423 | [5 empty] | ETA | I | OLD | 5.1485 |  | RHNHPELC | 5 | 0.83333 | HOUETARHNHPELCN02_OLDIEXT39
HOUETARHNHPELCN02_OLDDEXT39_D83 | Residential heating technology - Heat pump, Air-to-air - single-family house - existing building - distributed level 0.83 | HOUELC, HOUAMB | HOUETARHN_OLDD_DMD | MKr20 | 2025 | 4.0414 | 0.13594 | 0.21327 | [5 empty] | ETA | D | OLD | 4.6888 |  | RHNHPELC | 5 | 0.83333 | HOUETARHNHPELCN02_OLDDEXT39
HOUETARHNHPELCN02_OLDDEXT39_D83 | Residential heating technology - Heat pump, Air-to-air - single-family house - existing building - distributed level 0.83 | HOUELC, HOUAMB | HOUETARHN_OLDD_DMD | MKr20 | 2030 | 3.9402 | 0.13343 | 0.20522 | [5 empty] | ETA | D | OLD | 4.8727 |  | RHNHPELC | 5 | 0.83333 | HOUETARHNHPELCN02_OLDDEXT39
HOUETARHNHPELCN02_OLDDEXT39_D83 | Residential heating technology - Heat pump, Air-to-air - single-family house - existing building - distributed level 0.83 | HOUELC, HOUAMB | HOUETARHN_OLDD_DMD | MKr20 | 2040 | 3.7522 | 0.12877 | 0.19776 | [5 empty] | ETA | D | OLD | 5.0566 |  | RHNHPELC | 5 | 0.83333 | HOUETARHNHPELCN02_OLDDEXT39
HOUETARHNHPELCN02_OLDDEXT39_D83 | Residential heating technology - Heat pump, Air-to-air - single-family house - existing building - distributed level 0.83 | HOUELC, HOUAMB | HOUETARHN_OLDD_DMD | MKr20 | 2050 | 3.5643 | 0.12411 | 0.19423 | [5 empty] | ETA | D | OLD | 5.1485 |  | RHNHPELC | 5 | 0.83333 | HOUETARHNHPELCN02_OLDDEXT39
HOUETARHNHPELCN02_OLDCEXT39_D83 | Residential heating technology - Heat pump, Air-to-air - single-family house - existing building - distributed level 0.83 | HOUELC, HOUAMB | HOUETARHN_OLDC_DMD | MKr20 | 2025 | 4.0414 | 0.13594 | 0.21327 | [5 empty] | ETA | C | OLD | 4.6888 |  | RHNHPELC | 5 | 0.83333 | HOUETARHNHPELCN02_OLDCEXT39
HOUETARHNHPELCN02_OLDCEXT39_D83 | Residential heating technology - Heat pump, Air-to-air - single-family house - existing building - distributed level 0.83 | HOUELC, HOUAMB | HOUETARHN_OLDC_DMD | MKr20 | 2030 | 3.9402 | 0.13343 | 0.20522 | [5 empty] | ETA | C | OLD | 4.8727 |  | RHNHPELC | 5 | 0.83333 | HOUETARHNHPELCN02_OLDCEXT39
HOUETARHNHPELCN02_OLDCEXT39_D83 | Residential heating technology - Heat pump, Air-to-air - single-family house - existing building - distributed level 0.83 | HOUELC, HOUAMB | HOUETARHN_OLDC_DMD | MKr20 | 2040 | 3.7522 | 0.12877 | 0.19776 | [5 empty] | ETA | C | OLD | 5.0566 |  | RHNHPELC | 5 | 0.83333 | HOUETARHNHPELCN02_OLDCEXT39
HOUETARHNHPELCN02_OLDCEXT39_D83 | Residential heating technology - Heat pump, Air-to-air - single-family house - existing building - distributed level 0.83 | HOUELC, HOUAMB | HOUETARHN_OLDC_DMD | MKr20 | 2050 | 3.5643 | 0.12411 | 0.19423 | [5 empty] | ETA | C | OLD | 5.1485 |  | RHNHPELC | 5 | 0.83333 | HOUETARHNHPELCN02_OLDCEXT39
HOUETARHNDIELCN06_OLDIEXT39_D83 | Residential heating technology - Electric heating - electric panel from Bauhaus - apartment complex - new building - distributed level 0.83 | HOUELC | HOUETARHN_OLDI_DMD | MKr20 | 2025 | 0.63868 | 0 | [6 empty] | ETA | I | OLD |  |  | RHNDIELC | 5 | 0.83333 | HOUETARHNDIELCN06_OLDIEXT39
HOUETARHNDIELCN06_OLDIEXT39_D83 | Residential heating technology - Electric heating - electric panel from Bauhaus - apartment complex - new building - distributed level 0.83 | HOUELC | HOUETARHN_OLDI_DMD | MKr20 | 2030 | 0.63868 | 0 | [6 empty] | ETA | I | OLD |  |  | RHNDIELC | 5 | 0.83333 | HOUETARHNDIELCN06_OLDIEXT39
HOUETARHNDIELCN06_OLDIEXT39_D83 | Residential heating technology - Electric heating - electric panel from Bauhaus - apartment complex - new building - distributed level 0.83 | HOUELC | HOUETARHN_OLDI_DMD | MKr20 | 2040 | 0.63868 | 0 | [6 empty] | ETA | I | OLD |  |  | RHNDIELC | 5 | 0.83333 | HOUETARHNDIELCN06_OLDIEXT39
HOUETARHNDIELCN06_OLDIEXT39_D83 | Residential heating technology - Electric heating - electric panel from Bauhaus - apartment complex - new building - distributed level 0.83 | HOUELC | HOUETARHN_OLDI_DMD | MKr20 | 2050 | 0.63868 | 0 | [6 empty] | ETA | I | OLD |  |  | RHNDIELC | 5 | 0.83333 | HOUETARHNDIELCN06_OLDIEXT39
HOUETARHNDIELCN06_OLDDEXT39_D83 | Residential heating technology - Electric heating - electric panel from Bauhaus - apartment complex - new building - distributed level 0.83 | HOUELC | HOUETARHN_OLDD_DMD | MKr20 | 2025 | 0.63868 | 0 | [6 empty] | ETA | D | OLD |  |  | RHNDIELC | 5 | 0.83333 | HOUETARHNDIELCN06_OLDDEXT39
HOUETARHNDIELCN06_OLDDEXT39_D83 | Residential heating technology - Electric heating - electric panel from Bauhaus - apartment complex - new building - distributed level 0.83 | HOUELC | HOUETARHN_OLDD_DMD | MKr20 | 2030 | 0.63868 | 0 | [6 empty] | ETA | D | OLD |  |  | RHNDIELC | 5 | 0.83333 | HOUETARHNDIELCN06_OLDDEXT39
HOUETARHNDIELCN06_OLDDEXT39_D83 | Residential heating technology - Electric heating - electric panel from Bauhaus - apartment complex - new building - distributed level 0.83 | HOUELC | HOUETARHN_OLDD_DMD | MKr20 | 2040 | 0.63868 | 0 | [6 empty] | ETA | D | OLD |  |  | RHNDIELC | 5 | 0.83333 | HOUETARHNDIELCN06_OLDDEXT39
HOUETARHNDIELCN06_OLDDEXT39_D83 | Residential heating technology - Electric heating - electric panel from Bauhaus - apartment complex - new building - distributed level 0.83 | HOUELC | HOUETARHN_OLDD_DMD | MKr20 | 2050 | 0.63868 | 0 | [6 empty] | ETA | D | OLD |  |  | RHNDIELC | 5 | 0.83333 | HOUETARHNDIELCN06_OLDDEXT39
HOUETARHNDIELCN06_OLDCEXT39_D83 | Residential heating technology - Electric heating - electric panel from Bauhaus - apartment complex - new building - distributed level 0.83 | HOUELC | HOUETARHN_OLDC_DMD | MKr20 | 2025 | 0.63868 | 0 | [6 empty] | ETA | C | OLD |  |  | RHNDIELC | 5 | 0.83333 | HOUETARHNDIELCN06_OLDCEXT39
HOUETARHNDIELCN06_OLDCEXT39_D83 | Residential heating technology - Electric heating - electric panel from Bauhaus - apartment complex - new building - distributed level 0.83 | HOUELC | HOUETARHN_OLDC_DMD | MKr20 | 2030 | 0.63868 | 0 | [6 empty] | ETA | C | OLD |  |  | RHNDIELC | 5 | 0.83333 | HOUETARHNDIELCN06_OLDCEXT39
HOUETARHNDIELCN06_OLDCEXT39_D83 | Residential heating technology - Electric heating - electric panel from Bauhaus - apartment complex - new building - distributed level 0.83 | HOUELC | HOUETARHN_OLDC_DMD | MKr20 | 2040 | 0.63868 | 0 | [6 empty] | ETA | C | OLD |  |  | RHNDIELC | 5 | 0.83333 | HOUETARHNDIELCN06_OLDCEXT39
HOUETARHNDIELCN06_OLDCEXT39_D83 | Residential heating technology - Electric heating - electric panel from Bauhaus - apartment complex - new building - distributed level 0.83 | HOUELC | HOUETARHN_OLDC_DMD | MKr20 | 2050 | 0.63868 | 0 | [6 empty] | ETA | C | OLD |  |  | RHNDIELC | 5 | 0.83333 | HOUETARHNDIELCN06_OLDCEXT39
HOUETARHNDIELCN01_OLDIEXT39_D83 | Residential heating technology - Electric heating - apartment complex - new building - distributed level 0.83 | HOUELC | HOUETARHN_OLDI_DMD | MKr20 | 2025 | 5.7852 | 0.0025413 | [6 empty] | ETA | I | OLD |  |  | RHNDIELC | 5 | 0.83333 | HOUETARHNDIELCN01_OLDIEXT39
HOUETARHNDIELCN01_OLDIEXT39_D83 | Residential heating technology - Electric heating - apartment complex - new building - distributed level 0.83 | HOUELC | HOUETARHN_OLDI_DMD | MKr20 | 2030 | 5.642 | 0.0024872 | [6 empty] | ETA | I | OLD |  |  | RHNDIELC | 5 | 0.83333 | HOUETARHNDIELCN01_OLDIEXT39
HOUETARHNDIELCN01_OLDIEXT39_D83 | Residential heating technology - Electric heating - apartment complex - new building - distributed level 0.83 | HOUELC | HOUETARHN_OLDI_DMD | MKr20 | 2040 | 5.3662 | 0.0023791 | [6 empty] | ETA | I | OLD |  |  | RHNDIELC | 5 | 0.83333 | HOUETARHNDIELCN01_OLDIEXT39
HOUETARHNDIELCN01_OLDIEXT39_D83 | Residential heating technology - Electric heating - apartment complex - new building - distributed level 0.83 | HOUELC | HOUETARHN_OLDI_DMD | MKr20 | 2050 | 5.1038 | 0.0022709 | [6 empty] | ETA | I | OLD |  |  | RHNDIELC | 5 | 0.83333 | HOUETARHNDIELCN01_OLDIEXT39
HOUETARHNDIELCN01_OLDDEXT39_D83 | Residential heating technology - Electric heating - apartment complex - new building - distributed level 0.83 | HOUELC | HOUETARHN_OLDD_DMD | MKr20 | 2025 | 5.7852 | 0.0025413 | [6 empty] | ETA | D | OLD |  |  | RHNDIELC | 5 | 0.83333 | HOUETARHNDIELCN01_OLDDEXT39
HOUETARHNDIELCN01_OLDDEXT39_D83 | Residential heating technology - Electric heating - apartment complex - new building - distributed level 0.83 | HOUELC | HOUETARHN_OLDD_DMD | MKr20 | 2030 | 5.642 | 0.0024872 | [6 empty] | ETA | D | OLD |  |  | RHNDIELC | 5 | 0.83333 | HOUETARHNDIELCN01_OLDDEXT39
HOUETARHNDIELCN01_OLDDEXT39_D83 | Residential heating technology - Electric heating - apartment complex - new building - distributed level 0.83 | HOUELC | HOUETARHN_OLDD_DMD | MKr20 | 2040 | 5.3662 | 0.0023791 | [6 empty] | ETA | D | OLD |  |  | RHNDIELC | 5 | 0.83333 | HOUETARHNDIELCN01_OLDDEXT39
HOUETARHNDIELCN01_OLDDEXT39_D83 | Residential heating technology - Electric heating - apartment complex - new building - distributed level 0.83 | HOUELC | HOUETARHN_OLDD_DMD | MKr20 | 2050 | 5.1038 | 0.0022709 | [6 empty] | ETA | D | OLD |  |  | RHNDIELC | 5 | 0.83333 | HOUETARHNDIELCN01_OLDDEXT39
HOUETARHNDIELCN01_OLDCEXT39_D83 | Residential heating technology - Electric heating - apartment complex - new building - distributed level 0.83 | HOUELC | HOUETARHN_OLDC_DMD | MKr20 | 2025 | 5.7852 | 0.0025413 | [6 empty] | ETA | C | OLD |  |  | RHNDIELC | 5 | 0.83333 | HOUETARHNDIELCN01_OLDCEXT39
HOUETARHNDIELCN01_OLDCEXT39_D83 | Residential heating technology - Electric heating - apartment complex - new building - distributed level 0.83 | HOUELC | HOUETARHN_OLDC_DMD | MKr20 | 2030 | 5.642 | 0.0024872 | [6 empty] | ETA | C | OLD |  |  | RHNDIELC | 5 | 0.83333 | HOUETARHNDIELCN01_OLDCEXT39
HOUETARHNDIELCN01_OLDCEXT39_D83 | Residential heating technology - Electric heating - apartment complex - new building - distributed level 0.83 | HOUELC | HOUETARHN_OLDC_DMD | MKr20 | 2040 | 5.3662 | 0.0023791 | [6 empty] | ETA | C | OLD |  |  | RHNDIELC | 5 | 0.83333 | HOUETARHNDIELCN01_OLDCEXT39
HOUETARHNDIELCN01_OLDCEXT39_D83 | Residential heating technology - Electric heating - apartment complex - new building - distributed level 0.83 | HOUELC | HOUETARHN_OLDC_DMD | MKr20 | 2050 | 5.1038 | 0.0022709 | [6 empty] | ETA | C | OLD |  |  | RHNDIELC | 5 | 0.83333 | HOUETARHNDIELCN01_OLDCEXT39
HOUETARHNBHWPEN01_OLDIEXT39_D83 | Residential heating technology - Biomass boiler, automatic stoking , wood pellets or wood chips - apartment complex - existing building - distributed level 0.83 | HOUWPE | HOUETARHN_OLDI_DMD | MKr20 | 2025 | 1.6199 | 0.032242 |  | 25 | 14 | 60 | 2 | 4 | ETA | I | OLD |  |  | RHNBHWPE | 5 | 0.83333 | HOUETARHNBHWPEN01_OLDIEXT39
HOUETARHNBHWPEN01_OLDIEXT39_D83 | Residential heating technology - Biomass boiler, automatic stoking , wood pellets or wood chips - apartment complex - existing building - distributed level 0.83 | HOUWPE | HOUETARHN_OLDI_DMD | MKr20 | 2030 | 1.5798 | 0.032386 |  | 25 | 11 | 50 | 1 | 4 | ETA | I | OLD |  |  | RHNBHWPE | 5 | 0.83333 | HOUETARHNBHWPEN01_OLDIEXT39
HOUETARHNBHWPEN01_OLDIEXT39_D83 | Residential heating technology - Biomass boiler, automatic stoking , wood pellets or wood chips - apartment complex - existing building - distributed level 0.83 | HOUWPE | HOUETARHN_OLDI_DMD | MKr20 | 2040 | 1.5026 | 0.031352 |  | 25 | 9 | 45 | 1 | 4 | ETA | I | OLD |  |  | RHNBHWPE | 5 | 0.83333 | HOUETARHNBHWPEN01_OLDIEXT39
HOUETARHNBHWPEN01_OLDIEXT39_D83 | Residential heating technology - Biomass boiler, automatic stoking , wood pellets or wood chips - apartment complex - existing building - distributed level 0.83 | HOUWPE | HOUETARHN_OLDI_DMD | MKr20 | 2050 | 1.4291 | 0.030002 |  | 25 | 9 | 40 | 0 | 4 | ETA | I | OLD |  |  | RHNBHWPE | 5 | 0.83333 | HOUETARHNBHWPEN01_OLDIEXT39
HOUETARHNBHWPEN01_OLDDEXT39_D83 | Residential heating technology - Biomass boiler, automatic stoking , wood pellets or wood chips - apartment complex - existing building - distributed level 0.83 | HOUWPE | HOUETARHN_OLDD_DMD | MKr20 | 2025 | 1.6199 | 0.032242 |  | 25 | 14 | 60 | 2 | 4 | ETA | D | OLD |  |  | RHNBHWPE | 5 | 0.83333 | HOUETARHNBHWPEN01_OLDDEXT39
HOUETARHNBHWPEN01_OLDDEXT39_D83 | Residential heating technology - Biomass boiler, automatic stoking , wood pellets or wood chips - apartment complex - existing building - distributed level 0.83 | HOUWPE | HOUETARHN_OLDD_DMD | MKr20 | 2030 | 1.5798 | 0.032386 |  | 25 | 11 | 50 | 1 | 4 | ETA | D | OLD |  |  | RHNBHWPE | 5 | 0.83333 | HOUETARHNBHWPEN01_OLDDEXT39
HOUETARHNBHWPEN01_OLDDEXT39_D83 | Residential heating technology - Biomass boiler, automatic stoking , wood pellets or wood chips - apartment complex - existing building - distributed level 0.83 | HOUWPE | HOUETARHN_OLDD_DMD | MKr20 | 2040 | 1.5026 | 0.031352 |  | 25 | 9 | 45 | 1 | 4 | ETA | D | OLD |  |  | RHNBHWPE | 5 | 0.83333 | HOUETARHNBHWPEN01_OLDDEXT39
HOUETARHNBHWPEN01_OLDDEXT39_D83 | Residential heating technology - Biomass boiler, automatic stoking , wood pellets or wood chips - apartment complex - existing building - distributed level 0.83 | HOUWPE | HOUETARHN_OLDD_DMD | MKr20 | 2050 | 1.4291 | 0.030002 |  | 25 | 9 | 40 | 0 | 4 | ETA | D | OLD |  |  | RHNBHWPE | 5 | 0.83333 | HOUETARHNBHWPEN01_OLDDEXT39
HOUETARHNBHWPEN01_OLDCEXT39_D83 | Residential heating technology - Biomass boiler, automatic stoking , wood pellets or wood chips - apartment complex - existing building - distributed level 0.83 | HOUWPE | HOUETARHN_OLDC_DMD | MKr20 | 2025 | 1.6199 | 0.032242 |  | 25 | 14 | 60 | 2 | 4 | ETA | C | OLD |  |  | RHNBHWPE | 5 | 0.83333 | HOUETARHNBHWPEN01_OLDCEXT39
HOUETARHNBHWPEN01_OLDCEXT39_D83 | Residential heating technology - Biomass boiler, automatic stoking , wood pellets or wood chips - apartment complex - existing building - distributed level 0.83 | HOUWPE | HOUETARHN_OLDC_DMD | MKr20 | 2030 | 1.5798 | 0.032386 |  | 25 | 11 | 50 | 1 | 4 | ETA | C | OLD |  |  | RHNBHWPE | 5 | 0.83333 | HOUETARHNBHWPEN01_OLDCEXT39
HOUETARHNBHWPEN01_OLDCEXT39_D83 | Residential heating technology - Biomass boiler, automatic stoking , wood pellets or wood chips - apartment complex - existing building - distributed level 0.83 | HOUWPE | HOUETARHN_OLDC_DMD | MKr20 | 2040 | 1.5026 | 0.031352 |  | 25 | 9 | 45 | 1 | 4 | ETA | C | OLD |  |  | RHNBHWPE | 5 | 0.83333 | HOUETARHNBHWPEN01_OLDCEXT39
HOUETARHNBHWPEN01_OLDCEXT39_D83 | Residential heating technology - Biomass boiler, automatic stoking , wood pellets or wood chips - apartment complex - existing building - distributed level 0.83 | HOUWPE | HOUETARHN_OLDC_DMD | MKr20 | 2050 | 1.4291 | 0.030002 |  | 25 | 9 | 40 | 0 | 4 | ETA | C | OLD |  |  | RHNBHWPE | 5 | 0.83333 | HOUETARHNBHWPEN01_OLDCEXT39
HOUETARHNBHSOLN01_OLDIEXT39_D83 | Residential heating technology - Solar heating system - apartment complex - existing building - distributed level 0.83 | HOUSOL | HOUETARHN_OLDI_DMD | MKr20 | 2025 | 4.7891 | 0.027313 | [6 empty] | ETA | I | OLD |  |  | RHNBHSOL | 5 | 0.83333 | HOUETARHNBHSOLN01_OLDIEXT39
HOUETARHNBHSOLN01_OLDIEXT39_D83 | Residential heating technology - Solar heating system - apartment complex - existing building - distributed level 0.83 | HOUSOL | HOUETARHN_OLDI_DMD | MKr20 | 2030 | 4.5728 | 0.0279 | [6 empty] | ETA | I | OLD |  |  | RHNBHSOL | 5 | 0.83333 | HOUETARHNBHSOLN01_OLDIEXT39
HOUETARHNBHSOLN01_OLDIEXT39_D83 | Residential heating technology - Solar heating system - apartment complex - existing building - distributed level 0.83 | HOUSOL | HOUETARHN_OLDI_DMD | MKr20 | 2040 | 4.3565 | 0.027143 | [6 empty] | ETA | I | OLD |  |  | RHNBHSOL | 5 | 0.83333 | HOUETARHNBHSOLN01_OLDIEXT39
HOUETARHNBHSOLN01_OLDIEXT39_D83 | Residential heating technology - Solar heating system - apartment complex - existing building - distributed level 0.83 | HOUSOL | HOUETARHN_OLDI_DMD | MKr20 | 2050 | 4.1402 | 0.025768 | [6 empty] | ETA | I | OLD |  |  | RHNBHSOL | 5 | 0.83333 | HOUETARHNBHSOLN01_OLDIEXT39
HOUETARHNBHSOLN01_OLDDEXT39_D83 | Residential heating technology - Solar heating system - apartment complex - existing building - distributed level 0.83 | HOUSOL | HOUETARHN_OLDD_DMD | MKr20 | 2025 | 4.7891 | 0.027313 | [6 empty] | ETA | D | OLD |  |  | RHNBHSOL | 5 | 0.83333 | HOUETARHNBHSOLN01_OLDDEXT39
HOUETARHNBHSOLN01_OLDDEXT39_D83 | Residential heating technology - Solar heating system - apartment complex - existing building - distributed level 0.83 | HOUSOL | HOUETARHN_OLDD_DMD | MKr20 | 2030 | 4.5728 | 0.0279 | [6 empty] | ETA | D | OLD |  |  | RHNBHSOL | 5 | 0.83333 | HOUETARHNBHSOLN01_OLDDEXT39
HOUETARHNBHSOLN01_OLDDEXT39_D83 | Residential heating technology - Solar heating system - apartment complex - existing building - distributed level 0.83 | HOUSOL | HOUETARHN_OLDD_DMD | MKr20 | 2040 | 4.3565 | 0.027143 | [6 empty] | ETA | D | OLD |  |  | RHNBHSOL | 5 | 0.83333 | HOUETARHNBHSOLN01_OLDDEXT39
HOUETARHNBHSOLN01_OLDDEXT39_D83 | Residential heating technology - Solar heating system - apartment complex - existing building - distributed level 0.83 | HOUSOL | HOUETARHN_OLDD_DMD | MKr20 | 2050 | 4.1402 | 0.025768 | [6 empty] | ETA | D | OLD |  |  | RHNBHSOL | 5 | 0.83333 | HOUETARHNBHSOLN01_OLDDEXT39
HOUETARHNBHSOLN01_OLDCEXT39_D83 | Residential heating technology - Solar heating system - apartment complex - existing building - distributed level 0.83 | HOUSOL | HOUETARHN_OLDC_DMD | MKr20 | 2025 | 4.7891 | 0.027313 | [6 empty] | ETA | C | OLD |  |  | RHNBHSOL | 5 | 0.83333 | HOUETARHNBHSOLN01_OLDCEXT39
HOUETARHNBHSOLN01_OLDCEXT39_D83 | Residential heating technology - Solar heating system - apartment complex - existing building - distributed level 0.83 | HOUSOL | HOUETARHN_OLDC_DMD | MKr20 | 2030 | 4.5728 | 0.0279 | [6 empty] | ETA | C | OLD |  |  | RHNBHSOL | 5 | 0.83333 | HOUETARHNBHSOLN01_OLDCEXT39
HOUETARHNBHSOLN01_OLDCEXT39_D83 | Residential heating technology - Solar heating system - apartment complex - existing building - distributed level 0.83 | HOUSOL | HOUETARHN_OLDC_DMD | MKr20 | 2040 | 4.3565 | 0.027143 | [6 empty] | ETA | C | OLD |  |  | RHNBHSOL | 5 | 0.83333 | HOUETARHNBHSOLN01_OLDCEXT39
HOUETARHNBHSOLN01_OLDCEXT39_D83 | Residential heating technology - Solar heating system - apartment complex - existing building - distributed level 0.83 | HOUSOL | HOUETARHN_OLDC_DMD | MKr20 | 2050 | 4.1402 | 0.025768 | [6 empty] | ETA | C | OLD |  |  | RHNBHSOL | 5 | 0.83333 | HOUETARHNBHSOLN01_OLDCEXT39
HOUETARHNBHOILN01_OLDIEXT39_D83 | Residential heating technology - Oil boiler (mineral oil fired, < 10 % FAME) - apartment complex - existing building - distributed level 0.83 | HOUOIL, HOUDSB, HOUDSE | HOUETARHN_OLDI_DMD | MKr20 | 2025 | 0.68768 | 0.022554 |  | 6.7 | 5 | 52 | 0 | 0 | ETA | I | OLD |  |  | RHNBHOIL | 5 | 0.83333 | HOUETARHNBHOILN01_OLDIEXT39
HOUETARHNBHOILN01_OLDIEXT39_D83 | Residential heating technology - Oil boiler (mineral oil fired, < 10 % FAME) - apartment complex - existing building - distributed level 0.83 | HOUOIL, HOUDSB, HOUDSE | HOUETARHN_OLDI_DMD | MKr20 | 2030 | 0.67065 | 0.022881 |  | 6.7 | 5 | 52 | 0 | 0 | ETA | I | OLD |  |  | RHNBHOIL | 5 | 0.83333 | HOUETARHNBHOILN01_OLDIEXT39
HOUETARHNBHOILN01_OLDIEXT39_D83 | Residential heating technology - Oil boiler (mineral oil fired, < 10 % FAME) - apartment complex - existing building - distributed level 0.83 | HOUOIL, HOUDSB, HOUDSE | HOUETARHN_OLDI_DMD | MKr20 | 2040 | 0.63787 | 0.023091 |  | 6.7 | 5 | 52 | 0 | 0 | ETA | I | OLD |  |  | RHNBHOIL | 5 | 0.83333 | HOUETARHNBHOILN01_OLDIEXT39
HOUETARHNBHOILN01_OLDIEXT39_D83 | Residential heating technology - Oil boiler (mineral oil fired, < 10 % FAME) - apartment complex - existing building - distributed level 0.83 | HOUOIL, HOUDSB, HOUDSE | HOUETARHN_OLDI_DMD | MKr20 | 2050 | 0.60668 | 0.023283 |  | 6.7 | 5 | 52 | 0 | 0 | ETA | I | OLD |  |  | RHNBHOIL | 5 | 0.83333 | HOUETARHNBHOILN01_OLDIEXT39
HOUETARHNBHOILN01_OLDDEXT39_D83 | Residential heating technology - Oil boiler (mineral oil fired, < 10 % FAME) - apartment complex - existing building - distributed level 0.83 | HOUOIL, HOUDSB, HOUDSE | HOUETARHN_OLDD_DMD | MKr20 | 2025 | 0.68768 | 0.022554 |  | 6.7 | 5 | 52 | 0 | 0 | ETA | D | OLD |  |  | RHNBHOIL | 5 | 0.83333 | HOUETARHNBHOILN01_OLDDEXT39
HOUETARHNBHOILN01_OLDDEXT39_D83 | Residential heating technology - Oil boiler (mineral oil fired, < 10 % FAME) - apartment complex - existing building - distributed level 0.83 | HOUOIL, HOUDSB, HOUDSE | HOUETARHN_OLDD_DMD | MKr20 | 2030 | 0.67065 | 0.022881 |  | 6.7 | 5 | 52 | 0 | 0 | ETA | D | OLD |  |  | RHNBHOIL | 5 | 0.83333 | HOUETARHNBHOILN01_OLDDEXT39
HOUETARHNBHOILN01_OLDDEXT39_D83 | Residential heating technology - Oil boiler (mineral oil fired, < 10 % FAME) - apartment complex - existing building - distributed level 0.83 | HOUOIL, HOUDSB, HOUDSE | HOUETARHN_OLDD_DMD | MKr20 | 2040 | 0.63787 | 0.023091 |  | 6.7 | 5 | 52 | 0 | 0 | ETA | D | OLD |  |  | RHNBHOIL | 5 | 0.83333 | HOUETARHNBHOILN01_OLDDEXT39
HOUETARHNBHOILN01_OLDDEXT39_D83 | Residential heating technology - Oil boiler (mineral oil fired, < 10 % FAME) - apartment complex - existing building - distributed level 0.83 | HOUOIL, HOUDSB, HOUDSE | HOUETARHN_OLDD_DMD | MKr20 | 2050 | 0.60668 | 0.023283 |  | 6.7 | 5 | 52 | 0 | 0 | ETA | D | OLD |  |  | RHNBHOIL | 5 | 0.83333 | HOUETARHNBHOILN01_OLDDEXT39
HOUETARHNBHOILN01_OLDCEXT39_D83 | Residential heating technology - Oil boiler (mineral oil fired, < 10 % FAME) - apartment complex - existing building - distributed level 0.83 | HOUOIL, HOUDSB, HOUDSE | HOUETARHN_OLDC_DMD | MKr20 | 2025 | 0.68768 | 0.022554 |  | 6.7 | 5 | 52 | 0 | 0 | ETA | C | OLD |  |  | RHNBHOIL | 5 | 0.83333 | HOUETARHNBHOILN01_OLDCEXT39
HOUETARHNBHOILN01_OLDCEXT39_D83 | Residential heating technology - Oil boiler (mineral oil fired, < 10 % FAME) - apartment complex - existing building - distributed level 0.83 | HOUOIL, HOUDSB, HOUDSE | HOUETARHN_OLDC_DMD | MKr20 | 2030 | 0.67065 | 0.022881 |  | 6.7 | 5 | 52 | 0 | 0 | ETA | C | OLD |  |  | RHNBHOIL | 5 | 0.83333 | HOUETARHNBHOILN01_OLDCEXT39
HOUETARHNBHOILN01_OLDCEXT39_D83 | Residential heating technology - Oil boiler (mineral oil fired, < 10 % FAME) - apartment complex - existing building - distributed level 0.83 | HOUOIL, HOUDSB, HOUDSE | HOUETARHN_OLDC_DMD | MKr20 | 2040 | 0.63787 | 0.023091 |  | 6.7 | 5 | 52 | 0 | 0 | ETA | C | OLD |  |  | RHNBHOIL | 5 | 0.83333 | HOUETARHNBHOILN01_OLDCEXT39
HOUETARHNBHOILN01_OLDCEXT39_D83 | Residential heating technology - Oil boiler (mineral oil fired, < 10 % FAME) - apartment complex - existing building - distributed level 0.83 | HOUOIL, HOUDSB, HOUDSE | HOUETARHN_OLDC_DMD | MKr20 | 2050 | 0.60668 | 0.023283 |  | 6.7 | 5 | 52 | 0 | 0 | ETA | C | OLD |  |  | RHNBHOIL | 5 | 0.83333 | HOUETARHNBHOILN01_OLDCEXT39
HOUETARHNBHGASN01_OLDIEXT39_D83 | Residential heating technology - Natural gas boiler - apartment complex - existing building - distributed level 0.83 | HOUGAS | HOUETARHN_OLDI_DMD | MKr20 | 2025 | 0.58164 | 0.01429 |  | 0.43 | 0.1 | 20.4 | 1 | 1 | ETA | I | OLD |  |  | RHNBHGAS | 5 | 0.83333 | HOUETARHNBHGASN01_OLDIEXT39
HOUETARHNBHGASN01_OLDIEXT39_D83 | Residential heating technology - Natural gas boiler - apartment complex - existing building - distributed level 0.83 | HOUGAS | HOUETARHN_OLDI_DMD | MKr20 | 2030 | 0.56938 | 0.014159 |  | 0.43 | 0.1 | 20.4 | 1 | 1 | ETA | I | OLD |  |  | RHNBHGAS | 5 | 0.83333 | HOUETARHNBHGASN01_OLDIEXT39
HOUETARHNBHGASN01_OLDIEXT39_D83 | Residential heating technology - Natural gas boiler - apartment complex - existing building - distributed level 0.83 | HOUGAS | HOUETARHN_OLDI_DMD | MKr20 | 2040 | 0.54578 | 0.013577 |  | 0.43 | 0.1 | 20.4 | 1 | 1 | ETA | I | OLD |  |  | RHNBHGAS | 5 | 0.83333 | HOUETARHNBHGASN01_OLDIEXT39
HOUETARHNBHGASN01_OLDIEXT39_D83 | Residential heating technology - Natural gas boiler - apartment complex - existing building - distributed level 0.83 | HOUGAS | HOUETARHN_OLDI_DMD | MKr20 | 2050 | 0.52332 | 0.0038725 |  | 0.43 | 0.1 | 20.4 | 1 | 1 | ETA | I | OLD |  |  | RHNBHGAS | 5 | 0.83333 | HOUETARHNBHGASN01_OLDIEXT39
HOUETARHNBHGASN01_OLDDEXT39_D83 | Residential heating technology - Natural gas boiler - apartment complex - existing building - distributed level 0.83 | HOUGAS | HOUETARHN_OLDD_DMD | MKr20 | 2025 | 0.58164 | 0.01429 |  | 0.43 | 0.1 | 20.4 | 1 | 1 | ETA | D | OLD |  |  | RHNBHGAS | 5 | 0.83333 | HOUETARHNBHGASN01_OLDDEXT39
HOUETARHNBHGASN01_OLDDEXT39_D83 | Residential heating technology - Natural gas boiler - apartment complex - existing building - distributed level 0.83 | HOUGAS | HOUETARHN_OLDD_DMD | MKr20 | 2030 | 0.56938 | 0.014159 |  | 0.43 | 0.1 | 20.4 | 1 | 1 | ETA | D | OLD |  |  | RHNBHGAS | 5 | 0.83333 | HOUETARHNBHGASN01_OLDDEXT39
HOUETARHNBHGASN01_OLDDEXT39_D83 | Residential heating technology - Natural gas boiler - apartment complex - existing building - distributed level 0.83 | HOUGAS | HOUETARHN_OLDD_DMD | MKr20 | 2040 | 0.54578 | 0.013577 |  | 0.43 | 0.1 | 20.4 | 1 | 1 | ETA | D | OLD |  |  | RHNBHGAS | 5 | 0.83333 | HOUETARHNBHGASN01_OLDDEXT39
HOUETARHNBHGASN01_OLDDEXT39_D83 | Residential heating technology - Natural gas boiler - apartment complex - existing building - distributed level 0.83 | HOUGAS | HOUETARHN_OLDD_DMD | MKr20 | 2050 | 0.52332 | 0.0038725 |  | 0.43 | 0.1 | 20.4 | 1 | 1 | ETA | D | OLD |  |  | RHNBHGAS | 5 | 0.83333 | HOUETARHNBHGASN01_OLDDEXT39
HOUETARHNBHGASN01_OLDCEXT39_D83 | Residential heating technology - Natural gas boiler - apartment complex - existing building - distributed level 0.83 | HOUGAS | HOUETARHN_OLDC_DMD | MKr20 | 2025 | 0.58164 | 0.01429 |  | 0.43 | 0.1 | 20.4 | 1 | 1 | ETA | C | OLD |  |  | RHNBHGAS | 5 | 0.83333 | HOUETARHNBHGASN01_OLDCEXT39
HOUETARHNBHGASN01_OLDCEXT39_D83 | Residential heating technology - Natural gas boiler - apartment complex - existing building - distributed level 0.83 | HOUGAS | HOUETARHN_OLDC_DMD | MKr20 | 2030 | 0.56938 | 0.014159 |  | 0.43 | 0.1 | 20.4 | 1 | 1 | ETA | C | OLD |  |  | RHNBHGAS | 5 | 0.83333 | HOUETARHNBHGASN01_OLDCEXT39
HOUETARHNBHGASN01_OLDCEXT39_D83 | Residential heating technology - Natural gas boiler - apartment complex - existing building - distributed level 0.83 | HOUGAS | HOUETARHN_OLDC_DMD | MKr20 | 2040 | 0.54578 | 0.013577 |  | 0.43 | 0.1 | 20.4 | 1 | 1 | ETA | C | OLD |  |  | RHNBHGAS | 5 | 0.83333 | HOUETARHNBHGASN01_OLDCEXT39
HOUETARHNBHGASN01_OLDCEXT39_D83 | Residential heating technology - Natural gas boiler - apartment complex - existing building - distributed level 0.83 | HOUGAS | HOUETARHN_OLDC_DMD | MKr20 | 2050 | 0.52332 | 0.0038725 |  | 0.43 | 0.1 | 20.4 | 1 | 1 | ETA | C | OLD |  |  | RHNBHGAS | 5 | 0.83333 | HOUETARHNBHGASN01_OLDCEXT39
HOUETARHNBHDHDN09_OLDIEXT39_D83 | Residential heating technology - Direct district heating substation - plus connection pipe - plus distribution (heating density: low ) - apartment complex - existing building - distributed level 0.83 | HOUDHD | HOUETARHN_OLDI_DMD | MKr20 | 2025 | 0.49146 | 0.0019465 | [6 empty] | ETA | I | OLD |  |  | RHNBHDHD | 5 | 0.83333 | HOUETARHNBHDHDN09_OLDIEXT39
HOUETARHNBHDHDN09_OLDIEXT39_D83 | Residential heating technology - Direct district heating substation - plus connection pipe - plus distribution (heating density: low ) - apartment complex - existing building - distributed level 0.83 | HOUDHD | HOUETARHN_OLDI_DMD | MKr20 | 2030 | 0.48503 | 0.0019179 | [6 empty] | ETA | I | OLD |  |  | RHNBHDHD | 5 | 0.83333 | HOUETARHNBHDHDN09_OLDIEXT39
HOUETARHNBHDHDN09_OLDIEXT39_D83 | Residential heating technology - Direct district heating substation - plus connection pipe - plus distribution (heating density: low ) - apartment complex - existing building - distributed level 0.83 | HOUDHD | HOUETARHN_OLDI_DMD | MKr20 | 2040 | 0.47264 | 0.0018597 | [6 empty] | ETA | I | OLD |  |  | RHNBHDHD | 5 | 0.83333 | HOUETARHNBHDHDN09_OLDIEXT39
HOUETARHNBHDHDN09_OLDIEXT39_D83 | Residential heating technology - Direct district heating substation - plus connection pipe - plus distribution (heating density: low ) - apartment complex - existing building - distributed level 0.83 | HOUDHD | HOUETARHN_OLDI_DMD | MKr20 | 2050 | 0.46086 | 0.0017854 | [6 empty] | ETA | I | OLD |  |  | RHNBHDHD | 5 | 0.83333 | HOUETARHNBHDHDN09_OLDIEXT39
HOUETARHNBHDHDN07_OLDIEXT39_D83 | Residential heating technology - Direct district heating substation - plus connection pipe - plus distribution (heating density: medium ) - apartment complex - existing building - distributed level 0.83 | HOUDHD | HOUETARHN_OLDI_DMD | MKr20 | 2025 | 0.41888 | 0.0019465 | [6 empty] | ETA | I | OLD |  |  | RHNBHDHD | 5 | 0.83333 | HOUETARHNBHDHDN07_OLDIEXT39
HOUETARHNBHDHDN07_OLDIEXT39_D83 | Residential heating technology - Direct district heating substation - plus connection pipe - plus distribution (heating density: medium ) - apartment complex - existing building - distributed level 0.83 | HOUDHD | HOUETARHN_OLDI_DMD | MKr20 | 2030 | 0.41245 | 0.0019179 | [6 empty] | ETA | I | OLD |  |  | RHNBHDHD | 5 | 0.83333 | HOUETARHNBHDHDN07_OLDIEXT39
HOUETARHNBHDHDN07_OLDIEXT39_D83 | Residential heating technology - Direct district heating substation - plus connection pipe - plus distribution (heating density: medium ) - apartment complex - existing building - distributed level 0.83 | HOUDHD | HOUETARHN_OLDI_DMD | MKr20 | 2040 | 0.40006 | 0.0018597 | [6 empty] | ETA | I | OLD |  |  | RHNBHDHD | 5 | 0.83333 | HOUETARHNBHDHDN07_OLDIEXT39
HOUETARHNBHDHDN07_OLDIEXT39_D83 | Residential heating technology - Direct district heating substation - plus connection pipe - plus distribution (heating density: medium ) - apartment complex - existing building - distributed level 0.83 | HOUDHD | HOUETARHN_OLDI_DMD | MKr20 | 2050 | 0.38828 | 0.0017854 | [6 empty] | ETA | I | OLD |  |  | RHNBHDHD | 5 | 0.83333 | HOUETARHNBHDHDN07_OLDIEXT39
HOUETARHNBHDHDN05_OLDIEXT39_D83 | Residential heating technology - Direct district heating substation - plus connection pipe - plus distribution (heating density: high ) - apartment complex - existing building - distributed level 0.83 | HOUDHD | HOUETARHN_OLDI_DMD | MKr20 | 2025 | 0.3463 | 0.0019465 | [6 empty] | ETA | I | OLD |  |  | RHNBHDHD | 5 | 0.83333 | HOUETARHNBHDHDN05_OLDIEXT39
HOUETARHNBHDHDN05_OLDIEXT39_D83 | Residential heating technology - Direct district heating substation - plus connection pipe - plus distribution (heating density: high ) - apartment complex - existing building - distributed level 0.83 | HOUDHD | HOUETARHN_OLDI_DMD | MKr20 | 2030 | 0.33987 | 0.0019179 | [6 empty] | ETA | I | OLD |  |  | RHNBHDHD | 5 | 0.83333 | HOUETARHNBHDHDN05_OLDIEXT39
HOUETARHNBHDHDN05_OLDIEXT39_D83 | Residential heating technology - Direct district heating substation - plus connection pipe - plus distribution (heating density: high ) - apartment complex - existing building - distributed level 0.83 | HOUDHD | HOUETARHN_OLDI_DMD | MKr20 | 2040 | 0.32748 | 0.0018597 | [6 empty] | ETA | I | OLD |  |  | RHNBHDHD | 5 | 0.83333 | HOUETARHNBHDHDN05_OLDIEXT39
HOUETARHNBHDHDN05_OLDIEXT39_D83 | Residential heating technology - Direct district heating substation - plus connection pipe - plus distribution (heating density: high ) - apartment complex - existing building - distributed level 0.83 | HOUDHD | HOUETARHN_OLDI_DMD | MKr20 | 2050 | 0.3157 | 0.0017854 | [6 empty] | ETA | I | OLD |  |  | RHNBHDHD | 5 | 0.83333 | HOUETARHNBHDHDN05_OLDIEXT39
HOUETARHNBHDHDN03_OLDDEXT39_D83 | Residential heating technology - Direct district heating substation - plus connection pipe - apartment complex - existing building - distributed level 0.83 | HOUDHD | HOUETARHN_OLDD_DMD | MKr20 | 2025 | 0.3463 | 0.0019465 | [6 empty] | ETA | D | OLD |  |  | RHNBHDHD | 5 | 0.83333 | HOUETARHNBHDHDN03_OLDDEXT39
HOUETARHNBHDHDN03_OLDDEXT39_D83 | Residential heating technology - Direct district heating substation - plus connection pipe - apartment complex - existing building - distributed level 0.83 | HOUDHD | HOUETARHN_OLDD_DMD | MKr20 | 2030 | 0.33987 | 0.0019179 | [6 empty] | ETA | D | OLD |  |  | RHNBHDHD | 5 | 0.83333 | HOUETARHNBHDHDN03_OLDDEXT39
HOUETARHNBHDHDN03_OLDDEXT39_D83 | Residential heating technology - Direct district heating substation - plus connection pipe - apartment complex - existing building - distributed level 0.83 | HOUDHD | HOUETARHN_OLDD_DMD | MKr20 | 2040 | 0.32748 | 0.0018597 | [6 empty] | ETA | D | OLD |  |  | RHNBHDHD | 5 | 0.83333 | HOUETARHNBHDHDN03_OLDDEXT39
HOUETARHNBHDHDN03_OLDDEXT39_D83 | Residential heating technology - Direct district heating substation - plus connection pipe - apartment complex - existing building - distributed level 0.83 | HOUDHD | HOUETARHN_OLDD_DMD | MKr20 | 2050 | 0.3157 | 0.0017854 | [6 empty] | ETA | D | OLD |  |  | RHNBHDHD | 5 | 0.83333 | HOUETARHNBHDHDN03_OLDDEXT39
HOUETARHNBHDHDN01_OLDDEXT39_D83 | Residential heating technology - Direct district heating substation - apartment complex - existing building - distributed level 0.83 | HOUDHD | HOUETARHN_OLDD_DMD | MKr20 | 2025 | 0.25979 | 0.0019465 | [6 empty] | ETA | D | OLD |  |  | RHNBHDHD | 5 | 0.83333 | HOUETARHNBHDHDN01_OLDDEXT39
HOUETARHNBHDHDN01_OLDDEXT39_D83 | Residential heating technology - Direct district heating substation - apartment complex - existing building - distributed level 0.83 | HOUDHD | HOUETARHN_OLDD_DMD | MKr20 | 2030 | 0.25336 | 0.0019179 | [6 empty] | ETA | D | OLD |  |  | RHNBHDHD | 5 | 0.83333 | HOUETARHNBHDHDN01_OLDDEXT39
HOUETARHNBHDHDN01_OLDDEXT39_D83 | Residential heating technology - Direct district heating substation - apartment complex - existing building - distributed level 0.83 | HOUDHD | HOUETARHN_OLDD_DMD | MKr20 | 2040 | 0.24097 | 0.0018597 | [6 empty] | ETA | D | OLD |  |  | RHNBHDHD | 5 | 0.83333 | HOUETARHNBHDHDN01_OLDDEXT39
HOUETARHNBHDHDN01_OLDDEXT39_D83 | Residential heating technology - Direct district heating substation - apartment complex - existing building - distributed level 0.83 | HOUDHD | HOUETARHN_OLDD_DMD | MKr20 | 2050 | 0.22919 | 0.0017854 | [6 empty] | ETA | D | OLD |  |  | RHNBHDHD | 5 | 0.83333 | HOUETARHNBHDHDN01_OLDDEXT39
HOUETARHNBHDHCN09_OLDIEXT39_D83 | Residential heating technology - Direct district heating substation - plus connection pipe - plus distribution (heating density: low ) - apartment complex - existing building - distributed level 0.83 | HOUDHC | HOUETARHN_OLDI_DMD | MKr20 | 2025 | 0.49146 | 0.0019465 | [6 empty] | ETA | I | OLD |  |  | RHNBHDHC | 5 | 0.83333 | HOUETARHNBHDHCN09_OLDIEXT39
HOUETARHNBHDHCN09_OLDIEXT39_D83 | Residential heating technology - Direct district heating substation - plus connection pipe - plus distribution (heating density: low ) - apartment complex - existing building - distributed level 0.83 | HOUDHC | HOUETARHN_OLDI_DMD | MKr20 | 2030 | 0.48503 | 0.0019179 | [6 empty] | ETA | I | OLD |  |  | RHNBHDHC | 5 | 0.83333 | HOUETARHNBHDHCN09_OLDIEXT39
HOUETARHNBHDHCN09_OLDIEXT39_D83 | Residential heating technology - Direct district heating substation - plus connection pipe - plus distribution (heating density: low ) - apartment complex - existing building - distributed level 0.83 | HOUDHC | HOUETARHN_OLDI_DMD | MKr20 | 2040 | 0.47264 | 0.0018597 | [6 empty] | ETA | I | OLD |  |  | RHNBHDHC | 5 | 0.83333 | HOUETARHNBHDHCN09_OLDIEXT39
HOUETARHNBHDHCN09_OLDIEXT39_D83 | Residential heating technology - Direct district heating substation - plus connection pipe - plus distribution (heating density: low ) - apartment complex - existing building - distributed level 0.83 | HOUDHC | HOUETARHN_OLDI_DMD | MKr20 | 2050 | 0.46086 | 0.0017854 | [6 empty] | ETA | I | OLD |  |  | RHNBHDHC | 5 | 0.83333 | HOUETARHNBHDHCN09_OLDIEXT39
HOUETARHNBHDHCN07_OLDIEXT39_D83 | Residential heating technology - Direct district heating substation - plus connection pipe - plus distribution (heating density: medium ) - apartment complex - existing building - distributed level 0.83 | HOUDHC | HOUETARHN_OLDI_DMD | MKr20 | 2025 | 0.41888 | 0.0019465 | [6 empty] | ETA | I | OLD |  |  | RHNBHDHC | 5 | 0.83333 | HOUETARHNBHDHCN07_OLDIEXT39
HOUETARHNBHDHCN07_OLDIEXT39_D83 | Residential heating technology - Direct district heating substation - plus connection pipe - plus distribution (heating density: medium ) - apartment complex - existing building - distributed level 0.83 | HOUDHC | HOUETARHN_OLDI_DMD | MKr20 | 2030 | 0.41245 | 0.0019179 | [6 empty] | ETA | I | OLD |  |  | RHNBHDHC | 5 | 0.83333 | HOUETARHNBHDHCN07_OLDIEXT39
HOUETARHNBHDHCN07_OLDIEXT39_D83 | Residential heating technology - Direct district heating substation - plus connection pipe - plus distribution (heating density: medium ) - apartment complex - existing building - distributed level 0.83 | HOUDHC | HOUETARHN_OLDI_DMD | MKr20 | 2040 | 0.40006 | 0.0018597 | [6 empty] | ETA | I | OLD |  |  | RHNBHDHC | 5 | 0.83333 | HOUETARHNBHDHCN07_OLDIEXT39
HOUETARHNBHDHCN07_OLDIEXT39_D83 | Residential heating technology - Direct district heating substation - plus connection pipe - plus distribution (heating density: medium ) - apartment complex - existing building - distributed level 0.83 | HOUDHC | HOUETARHN_OLDI_DMD | MKr20 | 2050 | 0.38828 | 0.0017854 | [6 empty] | ETA | I | OLD |  |  | RHNBHDHC | 5 | 0.83333 | HOUETARHNBHDHCN07_OLDIEXT39
HOUETARHNBHDHCN05_OLDIEXT39_D83 | Residential heating technology - Direct district heating substation - plus connection pipe - plus distribution (heating density: high ) - apartment complex - existing building - distributed level 0.83 | HOUDHC | HOUETARHN_OLDI_DMD | MKr20 | 2025 | 0.3463 | 0.0019465 | [6 empty] | ETA | I | OLD |  |  | RHNBHDHC | 5 | 0.83333 | HOUETARHNBHDHCN05_OLDIEXT39
HOUETARHNBHDHCN05_OLDIEXT39_D83 | Residential heating technology - Direct district heating substation - plus connection pipe - plus distribution (heating density: high ) - apartment complex - existing building - distributed level 0.83 | HOUDHC | HOUETARHN_OLDI_DMD | MKr20 | 2030 | 0.33987 | 0.0019179 | [6 empty] | ETA | I | OLD |  |  | RHNBHDHC | 5 | 0.83333 | HOUETARHNBHDHCN05_OLDIEXT39
HOUETARHNBHDHCN05_OLDIEXT39_D83 | Residential heating technology - Direct district heating substation - plus connection pipe - plus distribution (heating density: high ) - apartment complex - existing building - distributed level 0.83 | HOUDHC | HOUETARHN_OLDI_DMD | MKr20 | 2040 | 0.32748 | 0.0018597 | [6 empty] | ETA | I | OLD |  |  | RHNBHDHC | 5 | 0.83333 | HOUETARHNBHDHCN05_OLDIEXT39
HOUETARHNBHDHCN05_OLDIEXT39_D83 | Residential heating technology - Direct district heating substation - plus connection pipe - plus distribution (heating density: high ) - apartment complex - existing building - distributed level 0.83 | HOUDHC | HOUETARHN_OLDI_DMD | MKr20 | 2050 | 0.3157 | 0.0017854 | [6 empty] | ETA | I | OLD |  |  | RHNBHDHC | 5 | 0.83333 | HOUETARHNBHDHCN05_OLDIEXT39
HOUETARHNBHDHCN03_OLDCEXT39_D83 | Residential heating technology - Direct district heating substation - plus connection pipe - apartment complex - existing building - distributed level 0.83 | HOUDHC | HOUETARHN_OLDC_DMD | MKr20 | 2025 | 0.3463 | 0.0019465 | [6 empty] | ETA | C | OLD |  |  | RHNBHDHC | 5 | 0.83333 | HOUETARHNBHDHCN03_OLDCEXT39
HOUETARHNBHDHCN03_OLDCEXT39_D83 | Residential heating technology - Direct district heating substation - plus connection pipe - apartment complex - existing building - distributed level 0.83 | HOUDHC | HOUETARHN_OLDC_DMD | MKr20 | 2030 | 0.33987 | 0.0019179 | [6 empty] | ETA | C | OLD |  |  | RHNBHDHC | 5 | 0.83333 | HOUETARHNBHDHCN03_OLDCEXT39
HOUETARHNBHDHCN03_OLDCEXT39_D83 | Residential heating technology - Direct district heating substation - plus connection pipe - apartment complex - existing building - distributed level 0.83 | HOUDHC | HOUETARHN_OLDC_DMD | MKr20 | 2040 | 0.32748 | 0.0018597 | [6 empty] | ETA | C | OLD |  |  | RHNBHDHC | 5 | 0.83333 | HOUETARHNBHDHCN03_OLDCEXT39
HOUETARHNBHDHCN03_OLDCEXT39_D83 | Residential heating technology - Direct district heating substation - plus connection pipe - apartment complex - existing building - distributed level 0.83 | HOUDHC | HOUETARHN_OLDC_DMD | MKr20 | 2050 | 0.3157 | 0.0017854 | [6 empty] | ETA | C | OLD |  |  | RHNBHDHC | 5 | 0.83333 | HOUETARHNBHDHCN03_OLDCEXT39
HOUETARHNBHDHCN01_OLDCEXT39_D83 | Residential heating technology - Direct district heating substation - apartment complex - existing building - distributed level 0.83 | HOUDHC | HOUETARHN_OLDC_DMD | MKr20 | 2025 | 0.25979 | 0.0019465 | [6 empty] | ETA | C | OLD |  |  | RHNBHDHC | 5 | 0.83333 | HOUETARHNBHDHCN01_OLDCEXT39
HOUETARHNBHDHCN01_OLDCEXT39_D83 | Residential heating technology - Direct district heating substation - apartment complex - existing building - distributed level 0.83 | HOUDHC | HOUETARHN_OLDC_DMD | MKr20 | 2030 | 0.25336 | 0.0019179 | [6 empty] | ETA | C | OLD |  |  | RHNBHDHC | 5 | 0.83333 | HOUETARHNBHDHCN01_OLDCEXT39
HOUETARHNBHDHCN01_OLDCEXT39_D83 | Residential heating technology - Direct district heating substation - apartment complex - existing building - distributed level 0.83 | HOUDHC | HOUETARHN_OLDC_DMD | MKr20 | 2040 | 0.24097 | 0.0018597 | [6 empty] | ETA | C | OLD |  |  | RHNBHDHC | 5 | 0.83333 | HOUETARHNBHDHCN01_OLDCEXT39
HOUETARHNBHDHCN01_OLDCEXT39_D83 | Residential heating technology - Direct district heating substation - apartment complex - existing building - distributed level 0.83 | HOUDHC | HOUETARHN_OLDC_DMD | MKr20 | 2050 | 0.22919 | 0.0017854 | [6 empty] | ETA | C | OLD |  |  | RHNBHDHC | 5 | 0.83333 | HOUETARHNBHDHCN01_OLDCEXT39