## HOU_CommoditiesR
~FI_Comm
Csets | Region | CommName | CommDesc | Unit | LimType | CTSLvl | PeakTS | Ctype
ENV |  | HOUCH4 |  | kt |  | ANNUAL
ENV |  | HOUN2O |  | kt |  | ANNUAL
ENV |  | HOUNOX |  | kt |  | ANNUAL
ENV |  | HOUPM |  | kt |  | ANNUAL
ENV |  | HOUSO2 |  | kt |  | ANNUAL

## HOU_ProcessesR
~FI_Process
Sets | TechName | TechDesc | Tact | Tcap | Tslvl | PrimaryCG | Vintage | *TechNameOld
DMD | HOUETARHNBHDHCN01_OLDC_FBHDHCE01_D17 | Residential heating technology - Direct district heating substation - apartment complex - existing building - distributed level 0.17 | PJ | MW | ANNUAL |  | yes | HOUETARHNBHDHCN01_OLDC_FBHDHCE01
DMD | HOUETARHNBHDHCN01_OLDC_FBHDHCE01_D33 | Residential heating technology - Direct district heating substation - apartment complex - existing building - distributed level 0.33 | PJ | MW | ANNUAL |  | yes | HOUETARHNBHDHCN01_OLDC_FBHDHCE01
DMD | HOUETARHNBHDHCN01_OLDC_FBHDHCE01_D50 | Residential heating technology - Direct district heating substation - apartment complex - existing building - distributed MEAN level | PJ | MW | ANNUAL |  | yes | HOUETARHNBHDHCN01_OLDC_FBHDHCE01
DMD | HOUETARHNBHDHCN01_OLDC_FBHDHCE01_D67 | Residential heating technology - Direct district heating substation - apartment complex - existing building - distributed level 0.67 | PJ | MW | ANNUAL |  | yes | HOUETARHNBHDHCN01_OLDC_FBHDHCE01
DMD | HOUETARHNBHDHCN01_OLDC_FBHDHCE01_D83 | Residential heating technology - Direct district heating substation - apartment complex - existing building - distributed level 0.83 | PJ | MW | ANNUAL |  | yes | HOUETARHNBHDHCN01_OLDC_FBHDHCE01
DMD | HOUPARRHNBHDHCN01_OLDC_FBHDHCE01_D17 | Residential heating technology - Direct district heating substation - single-family house - existing building - distributed level 0.17 | PJ | MW | ANNUAL |  | yes | HOUPARRHNBHDHCN01_OLDC_FBHDHCE01
DMD | HOUPARRHNBHDHCN01_OLDC_FBHDHCE01_D33 | Residential heating technology - Direct district heating substation - single-family house - existing building - distributed level 0.33 | PJ | MW | ANNUAL |  | yes | HOUPARRHNBHDHCN01_OLDC_FBHDHCE01
DMD | HOUPARRHNBHDHCN01_OLDC_FBHDHCE01_D50 | Residential heating technology - Direct district heating substation - single-family house - existing building - distributed MEAN level | PJ | MW | ANNUAL |  | yes | HOUPARRHNBHDHCN01_OLDC_FBHDHCE01
DMD | HOUPARRHNBHDHCN01_OLDC_FBHDHCE01_D67 | Residential heating technology - Direct district heating substation - single-family house - existing building - distributed level 0.67 | PJ | MW | ANNUAL |  | yes | HOUPARRHNBHDHCN01_OLDC_FBHDHCE01
DMD | HOUPARRHNBHDHCN01_OLDC_FBHDHCE01_D83 | Residential heating technology - Direct district heating substation - single-family house - existing building - distributed level 0.83 | PJ | MW | ANNUAL |  | yes | HOUPARRHNBHDHCN01_OLDC_FBHDHCE01
DMD | HOUETARHNBHDHDN01_OLDD_FBHDHDE01_D17 | Residential heating technology - Direct district heating substation - apartment complex - existing building - distributed level 0.17 | PJ | MW | ANNUAL |  | yes | HOUETARHNBHDHDN01_OLDD_FBHDHDE01
DMD | HOUETARHNBHDHDN01_OLDD_FBHDHDE01_D33 | Residential heating technology - Direct district heating substation - apartment complex - existing building - distributed level 0.33 | PJ | MW | ANNUAL |  | yes | HOUETARHNBHDHDN01_OLDD_FBHDHDE01
DMD | HOUETARHNBHDHDN01_OLDD_FBHDHDE01_D50 | Residential heating technology - Direct district heating substation - apartment complex - existing building - distributed MEAN level | PJ | MW | ANNUAL |  | yes | HOUETARHNBHDHDN01_OLDD_FBHDHDE01
DMD | HOUETARHNBHDHDN01_OLDD_FBHDHDE01_D67 | Residential heating technology - Direct district heating substation - apartment complex - existing building - distributed level 0.67 | PJ | MW | ANNUAL |  | yes | HOUETARHNBHDHDN01_OLDD_FBHDHDE01
DMD | HOUETARHNBHDHDN01_OLDD_FBHDHDE01_D83 | Residential heating technology - Direct district heating substation - apartment complex - existing building - distributed level 0.83 | PJ | MW | ANNUAL |  | yes | HOUETARHNBHDHDN01_OLDD_FBHDHDE01
DMD | HOUPARRHNBHDHDN01_OLDD_FBHDHDE01_D17 | Residential heating technology - Direct district heating substation - single-family house - existing building - distributed level 0.17 | PJ | MW | ANNUAL |  | yes | HOUPARRHNBHDHDN01_OLDD_FBHDHDE01
DMD | HOUPARRHNBHDHDN01_OLDD_FBHDHDE01_D33 | Residential heating technology - Direct district heating substation - single-family house - existing building - distributed level 0.33 | PJ | MW | ANNUAL |  | yes | HOUPARRHNBHDHDN01_OLDD_FBHDHDE01
DMD | HOUPARRHNBHDHDN01_OLDD_FBHDHDE01_D50 | Residential heating technology - Direct district heating substation - single-family house - existing building - distributed MEAN level | PJ | MW | ANNUAL |  | yes | HOUPARRHNBHDHDN01_OLDD_FBHDHDE01
DMD | HOUPARRHNBHDHDN01_OLDD_FBHDHDE01_D67 | Residential heating technology - Direct district heating substation - single-family house - existing building - distributed level 0.67 | PJ | MW | ANNUAL |  | yes | HOUPARRHNBHDHDN01_OLDD_FBHDHDE01
DMD | HOUPARRHNBHDHDN01_OLDD_FBHDHDE01_D83 | Residential heating technology - Direct district heating substation - single-family house - existing building - distributed level 0.83 | PJ | MW | ANNUAL |  | yes | HOUPARRHNBHDHDN01_OLDD_FBHDHDE01
DMD | HOUETARHNHPELCN05_OLDC_FDIELCE01_D17 | Residential heating technology - Heat pump, Air-to-water - leasing - apartment complex - existing building - distributed level 0.17 | PJ | MW | ANNUAL |  | yes | HOUETARHNHPELCN05_OLDC_FDIELCE01
DMD | HOUETARHNHPELCN05_OLDC_FDIELCE01_D33 | Residential heating technology - Heat pump, Air-to-water - leasing - apartment complex - existing building - distributed level 0.33 | PJ | MW | ANNUAL |  | yes | HOUETARHNHPELCN05_OLDC_FDIELCE01
DMD | HOUETARHNHPELCN05_OLDC_FDIELCE01_D50 | Residential heating technology - Heat pump, Air-to-water - leasing - apartment complex - existing building - distributed MEAN level | PJ | MW | ANNUAL |  | yes | HOUETARHNHPELCN05_OLDC_FDIELCE01
DMD | HOUETARHNHPELCN05_OLDC_FDIELCE01_D67 | Residential heating technology - Heat pump, Air-to-water - leasing - apartment complex - existing building - distributed level 0.67 | PJ | MW | ANNUAL |  | yes | HOUETARHNHPELCN05_OLDC_FDIELCE01
DMD | HOUETARHNHPELCN05_OLDC_FDIELCE01_D83 | Residential heating technology - Heat pump, Air-to-water - leasing - apartment complex - existing building - distributed level 0.83 | PJ | MW | ANNUAL |  | yes | HOUETARHNHPELCN05_OLDC_FDIELCE01
DMD | HOUETARHNHPELCN04_OLDC_FDIELCE01_D17 | Residential heating technology - Heat pump, Ground source - apartment complex - existing building - distributed level 0.17 | PJ | MW | ANNUAL |  | yes | HOUETARHNHPELCN04_OLDC_FDIELCE01
DMD | HOUETARHNHPELCN04_OLDC_FDIELCE01_D33 | Residential heating technology - Heat pump, Ground source - apartment complex - existing building - distributed level 0.33 | PJ | MW | ANNUAL |  | yes | HOUETARHNHPELCN04_OLDC_FDIELCE01
DMD | HOUETARHNHPELCN04_OLDC_FDIELCE01_D50 | Residential heating technology - Heat pump, Ground source - apartment complex - existing building - distributed MEAN level | PJ | MW | ANNUAL |  | yes | HOUETARHNHPELCN04_OLDC_FDIELCE01
DMD | HOUETARHNHPELCN04_OLDC_FDIELCE01_D67 | Residential heating technology - Heat pump, Ground source - apartment complex - existing building - distributed level 0.67 | PJ | MW | ANNUAL |  | yes | HOUETARHNHPELCN04_OLDC_FDIELCE01
DMD | HOUETARHNHPELCN04_OLDC_FDIELCE01_D83 | Residential heating technology - Heat pump, Ground source - apartment complex - existing building - distributed level 0.83 | PJ | MW | ANNUAL |  | yes | HOUETARHNHPELCN04_OLDC_FDIELCE01
DMD | HOUETARHNHPELCN03_OLDC_FDIELCE01_D17 | Residential heating technology - Heat pump, Air-to-water - apartment complex - existing building - distributed level 0.17 | PJ | MW | ANNUAL |  | yes | HOUETARHNHPELCN03_OLDC_FDIELCE01
DMD | HOUETARHNHPELCN03_OLDC_FDIELCE01_D33 | Residential heating technology - Heat pump, Air-to-water - apartment complex - existing building - distributed level 0.33 | PJ | MW | ANNUAL |  | yes | HOUETARHNHPELCN03_OLDC_FDIELCE01
DMD | HOUETARHNHPELCN03_OLDC_FDIELCE01_D50 | Residential heating technology - Heat pump, Air-to-water - apartment complex - existing building - distributed MEAN level | PJ | MW | ANNUAL |  | yes | HOUETARHNHPELCN03_OLDC_FDIELCE01
DMD | HOUETARHNHPELCN03_OLDC_FDIELCE01_D67 | Residential heating technology - Heat pump, Air-to-water - apartment complex - existing building - distributed level 0.67 | PJ | MW | ANNUAL |  | yes | HOUETARHNHPELCN03_OLDC_FDIELCE01
DMD | HOUETARHNHPELCN03_OLDC_FDIELCE01_D83 | Residential heating technology - Heat pump, Air-to-water - apartment complex - existing building - distributed level 0.83 | PJ | MW | ANNUAL |  | yes | HOUETARHNHPELCN03_OLDC_FDIELCE01
DMD | HOUETARHNHPELCN02_OLDC_FDIELCE01_D17 | Residential heating technology - Heat pump, Air-to-air - single-family house - existing building - distributed level 0.17 | PJ | MW | ANNUAL |  | yes | HOUETARHNHPELCN02_OLDC_FDIELCE01
DMD | HOUETARHNHPELCN02_OLDC_FDIELCE01_D33 | Residential heating technology - Heat pump, Air-to-air - single-family house - existing building - distributed level 0.33 | PJ | MW | ANNUAL |  | yes | HOUETARHNHPELCN02_OLDC_FDIELCE01
DMD | HOUETARHNHPELCN02_OLDC_FDIELCE01_D50 | Residential heating technology - Heat pump, Air-to-air - single-family house - existing building - distributed MEAN level | PJ | MW | ANNUAL |  | yes | HOUETARHNHPELCN02_OLDC_FDIELCE01
DMD | HOUETARHNHPELCN02_OLDC_FDIELCE01_D67 | Residential heating technology - Heat pump, Air-to-air - single-family house - existing building - distributed level 0.67 | PJ | MW | ANNUAL |  | yes | HOUETARHNHPELCN02_OLDC_FDIELCE01
DMD | HOUETARHNHPELCN02_OLDC_FDIELCE01_D83 | Residential heating technology - Heat pump, Air-to-air - single-family house - existing building - distributed level 0.83 | PJ | MW | ANNUAL |  | yes | HOUETARHNHPELCN02_OLDC_FDIELCE01
DMD | HOUETARHNDIELCN06_OLDC_FDIELCE01_D17 | Residential heating technology - Electric heating - electric panel from Bauhaus - apartment complex - new building - distributed level 0.17 | PJ | MW | ANNUAL |  | yes | HOUETARHNDIELCN06_OLDC_FDIELCE01
DMD | HOUETARHNDIELCN06_OLDC_FDIELCE01_D33 | Residential heating technology - Electric heating - electric panel from Bauhaus - apartment complex - new building - distributed level 0.33 | PJ | MW | ANNUAL |  | yes | HOUETARHNDIELCN06_OLDC_FDIELCE01
DMD | HOUETARHNDIELCN06_OLDC_FDIELCE01_D50 | Residential heating technology - Electric heating - electric panel from Bauhaus - apartment complex - new building - distributed MEAN level | PJ | MW | ANNUAL |  | yes | HOUETARHNDIELCN06_OLDC_FDIELCE01
DMD | HOUETARHNDIELCN06_OLDC_FDIELCE01_D67 | Residential heating technology - Electric heating - electric panel from Bauhaus - apartment complex - new building - distributed level 0.67 | PJ | MW | ANNUAL |  | yes | HOUETARHNDIELCN06_OLDC_FDIELCE01
DMD | HOUETARHNDIELCN06_OLDC_FDIELCE01_D83 | Residential heating technology - Electric heating - electric panel from Bauhaus - apartment complex - new building - distributed level 0.83 | PJ | MW | ANNUAL |  | yes | HOUETARHNDIELCN06_OLDC_FDIELCE01
DMD | HOUETARHNDIELCN01_OLDC_FDIELCE01_D17 | Residential heating technology - Electric heating - apartment complex - new building - distributed level 0.17 | PJ | MW | ANNUAL |  | yes | HOUETARHNDIELCN01_OLDC_FDIELCE01
DMD | HOUETARHNDIELCN01_OLDC_FDIELCE01_D33 | Residential heating technology - Electric heating - apartment complex - new building - distributed level 0.33 | PJ | MW | ANNUAL |  | yes | HOUETARHNDIELCN01_OLDC_FDIELCE01
DMD | HOUETARHNDIELCN01_OLDC_FDIELCE01_D50 | Residential heating technology - Electric heating - apartment complex - new building - distributed MEAN level | PJ | MW | ANNUAL |  | yes | HOUETARHNDIELCN01_OLDC_FDIELCE01
DMD | HOUETARHNDIELCN01_OLDC_FDIELCE01_D67 | Residential heating technology - Electric heating - apartment complex - new building - distributed level 0.67 | PJ | MW | ANNUAL |  | yes | HOUETARHNDIELCN01_OLDC_FDIELCE01
DMD | HOUETARHNDIELCN01_OLDC_FDIELCE01_D83 | Residential heating technology - Electric heating - apartment complex - new building - distributed level 0.83 | PJ | MW | ANNUAL |  | yes | HOUETARHNDIELCN01_OLDC_FDIELCE01
DMD | HOUETARHNBHSOLN01_OLDC_FDIELCE01_D17 | Residential heating technology - Solar heating system - apartment complex - existing building - distributed level 0.17 | PJ | MW | ANNUAL |  | yes | HOUETARHNBHSOLN01_OLDC_FDIELCE01
DMD | HOUETARHNBHSOLN01_OLDC_FDIELCE01_D33 | Residential heating technology - Solar heating system - apartment complex - existing building - distributed level 0.33 | PJ | MW | ANNUAL |  | yes | HOUETARHNBHSOLN01_OLDC_FDIELCE01
DMD | HOUETARHNBHSOLN01_OLDC_FDIELCE01_D50 | Residential heating technology - Solar heating system - apartment complex - existing building - distributed MEAN level | PJ | MW | ANNUAL |  | yes | HOUETARHNBHSOLN01_OLDC_FDIELCE01
DMD | HOUETARHNBHSOLN01_OLDC_FDIELCE01_D67 | Residential heating technology - Solar heating system - apartment complex - existing building - distributed level 0.67 | PJ | MW | ANNUAL |  | yes | HOUETARHNBHSOLN01_OLDC_FDIELCE01
DMD | HOUETARHNBHSOLN01_OLDC_FDIELCE01_D83 | Residential heating technology - Solar heating system - apartment complex - existing building - distributed level 0.83 | PJ | MW | ANNUAL |  | yes | HOUETARHNBHSOLN01_OLDC_FDIELCE01
DMD | HOUETARHNBHDHCN03_OLDC_FDIELCE01_D17 | Residential heating technology - Direct district heating substation - plus connection pipe - apartment complex - existing building - distributed level 0.17 | PJ | MW | ANNUAL |  | yes | HOUETARHNBHDHCN03_OLDC_FDIELCE01
DMD | HOUETARHNBHDHCN03_OLDC_FDIELCE01_D33 | Residential heating technology - Direct district heating substation - plus connection pipe - apartment complex - existing building - distributed level 0.33 | PJ | MW | ANNUAL |  | yes | HOUETARHNBHDHCN03_OLDC_FDIELCE01
DMD | HOUETARHNBHDHCN03_OLDC_FDIELCE01_D50 | Residential heating technology - Direct district heating substation - plus connection pipe - apartment complex - existing building - distributed MEAN level | PJ | MW | ANNUAL |  | yes | HOUETARHNBHDHCN03_OLDC_FDIELCE01
DMD | HOUETARHNBHDHCN03_OLDC_FDIELCE01_D67 | Residential heating technology - Direct district heating substation - plus connection pipe - apartment complex - existing building - distributed level 0.67 | PJ | MW | ANNUAL |  | yes | HOUETARHNBHDHCN03_OLDC_FDIELCE01
DMD | HOUETARHNBHDHCN03_OLDC_FDIELCE01_D83 | Residential heating technology - Direct district heating substation - plus connection pipe - apartment complex - existing building - distributed level 0.83 | PJ | MW | ANNUAL |  | yes | HOUETARHNBHDHCN03_OLDC_FDIELCE01
DMD | HOUETARHNHPELCN05_OLDD_FDIELCE01_D17 | Residential heating technology - Heat pump, Air-to-water - leasing - apartment complex - existing building - distributed level 0.17 | PJ | MW | ANNUAL |  | yes | HOUETARHNHPELCN05_OLDD_FDIELCE01
DMD | HOUETARHNHPELCN05_OLDD_FDIELCE01_D33 | Residential heating technology - Heat pump, Air-to-water - leasing - apartment complex - existing building - distributed level 0.33 | PJ | MW | ANNUAL |  | yes | HOUETARHNHPELCN05_OLDD_FDIELCE01
DMD | HOUETARHNHPELCN05_OLDD_FDIELCE01_D50 | Residential heating technology - Heat pump, Air-to-water - leasing - apartment complex - existing building - distributed MEAN level | PJ | MW | ANNUAL |  | yes | HOUETARHNHPELCN05_OLDD_FDIELCE01
DMD | HOUETARHNHPELCN05_OLDD_FDIELCE01_D67 | Residential heating technology - Heat pump, Air-to-water - leasing - apartment complex - existing building - distributed level 0.67 | PJ | MW | ANNUAL |  | yes | HOUETARHNHPELCN05_OLDD_FDIELCE01
DMD | HOUETARHNHPELCN05_OLDD_FDIELCE01_D83 | Residential heating technology - Heat pump, Air-to-water - leasing - apartment complex - existing building - distributed level 0.83 | PJ | MW | ANNUAL |  | yes | HOUETARHNHPELCN05_OLDD_FDIELCE01
DMD | HOUETARHNHPELCN04_OLDD_FDIELCE01_D17 | Residential heating technology - Heat pump, Ground source - apartment complex - existing building - distributed level 0.17 | PJ | MW | ANNUAL |  | yes | HOUETARHNHPELCN04_OLDD_FDIELCE01
DMD | HOUETARHNHPELCN04_OLDD_FDIELCE01_D33 | Residential heating technology - Heat pump, Ground source - apartment complex - existing building - distributed level 0.33 | PJ | MW | ANNUAL |  | yes | HOUETARHNHPELCN04_OLDD_FDIELCE01
DMD | HOUETARHNHPELCN04_OLDD_FDIELCE01_D50 | Residential heating technology - Heat pump, Ground source - apartment complex - existing building - distributed MEAN level | PJ | MW | ANNUAL |  | yes | HOUETARHNHPELCN04_OLDD_FDIELCE01
DMD | HOUETARHNHPELCN04_OLDD_FDIELCE01_D67 | Residential heating technology - Heat pump, Ground source - apartment complex - existing building - distributed level 0.67 | PJ | MW | ANNUAL |  | yes | HOUETARHNHPELCN04_OLDD_FDIELCE01
DMD | HOUETARHNHPELCN04_OLDD_FDIELCE01_D83 | Residential heating technology - Heat pump, Ground source - apartment complex - existing building - distributed level 0.83 | PJ | MW | ANNUAL |  | yes | HOUETARHNHPELCN04_OLDD_FDIELCE01
DMD | HOUETARHNHPELCN03_OLDD_FDIELCE01_D17 | Residential heating technology - Heat pump, Air-to-water - apartment complex - existing building - distributed level 0.17 | PJ | MW | ANNUAL |  | yes | HOUETARHNHPELCN03_OLDD_FDIELCE01
DMD | HOUETARHNHPELCN03_OLDD_FDIELCE01_D33 | Residential heating technology - Heat pump, Air-to-water - apartment complex - existing building - distributed level 0.33 | PJ | MW | ANNUAL |  | yes | HOUETARHNHPELCN03_OLDD_FDIELCE01
DMD | HOUETARHNHPELCN03_OLDD_FDIELCE01_D50 | Residential heating technology - Heat pump, Air-to-water - apartment complex - existing building - distributed MEAN level | PJ | MW | ANNUAL |  | yes | HOUETARHNHPELCN03_OLDD_FDIELCE01
DMD | HOUETARHNHPELCN03_OLDD_FDIELCE01_D67 | Residential heating technology - Heat pump, Air-to-water - apartment complex - existing building - distributed level 0.67 | PJ | MW | ANNUAL |  | yes | HOUETARHNHPELCN03_OLDD_FDIELCE01
DMD | HOUETARHNHPELCN03_OLDD_FDIELCE01_D83 | Residential heating technology - Heat pump, Air-to-water - apartment complex - existing building - distributed level 0.83 | PJ | MW | ANNUAL |  | yes | HOUETARHNHPELCN03_OLDD_FDIELCE01
DMD | HOUETARHNHPELCN02_OLDD_FDIELCE01_D17 | Residential heating technology - Heat pump, Air-to-air - single-family house - existing building - distributed level 0.17 | PJ | MW | ANNUAL |  | yes | HOUETARHNHPELCN02_OLDD_FDIELCE01
DMD | HOUETARHNHPELCN02_OLDD_FDIELCE01_D33 | Residential heating technology - Heat pump, Air-to-air - single-family house - existing building - distributed level 0.33 | PJ | MW | ANNUAL |  | yes | HOUETARHNHPELCN02_OLDD_FDIELCE01
DMD | HOUETARHNHPELCN02_OLDD_FDIELCE01_D50 | Residential heating technology - Heat pump, Air-to-air - single-family house - existing building - distributed MEAN level | PJ | MW | ANNUAL |  | yes | HOUETARHNHPELCN02_OLDD_FDIELCE01
DMD | HOUETARHNHPELCN02_OLDD_FDIELCE01_D67 | Residential heating technology - Heat pump, Air-to-air - single-family house - existing building - distributed level 0.67 | PJ | MW | ANNUAL |  | yes | HOUETARHNHPELCN02_OLDD_FDIELCE01
DMD | HOUETARHNHPELCN02_OLDD_FDIELCE01_D83 | Residential heating technology - Heat pump, Air-to-air - single-family house - existing building - distributed level 0.83 | PJ | MW | ANNUAL |  | yes | HOUETARHNHPELCN02_OLDD_FDIELCE01
DMD | HOUETARHNDIELCN06_OLDD_FDIELCE01_D17 | Residential heating technology - Electric heating - electric panel from Bauhaus - apartment complex - new building - distributed level 0.17 | PJ | MW | ANNUAL |  | yes | HOUETARHNDIELCN06_OLDD_FDIELCE01
DMD | HOUETARHNDIELCN06_OLDD_FDIELCE01_D33 | Residential heating technology - Electric heating - electric panel from Bauhaus - apartment complex - new building - distributed level 0.33 | PJ | MW | ANNUAL |  | yes | HOUETARHNDIELCN06_OLDD_FDIELCE01
DMD | HOUETARHNDIELCN06_OLDD_FDIELCE01_D50 | Residential heating technology - Electric heating - electric panel from Bauhaus - apartment complex - new building - distributed MEAN level | PJ | MW | ANNUAL |  | yes | HOUETARHNDIELCN06_OLDD_FDIELCE01
DMD | HOUETARHNDIELCN06_OLDD_FDIELCE01_D67 | Residential heating technology - Electric heating - electric panel from Bauhaus - apartment complex - new building - distributed level 0.67 | PJ | MW | ANNUAL |  | yes | HOUETARHNDIELCN06_OLDD_FDIELCE01
DMD | HOUETARHNDIELCN06_OLDD_FDIELCE01_D83 | Residential heating technology - Electric heating - electric panel from Bauhaus - apartment complex - new building - distributed level 0.83 | PJ | MW | ANNUAL |  | yes | HOUETARHNDIELCN06_OLDD_FDIELCE01
DMD | HOUETARHNDIELCN01_OLDD_FDIELCE01_D17 | Residential heating technology - Electric heating - apartment complex - new building - distributed level 0.17 | PJ | MW | ANNUAL |  | yes | HOUETARHNDIELCN01_OLDD_FDIELCE01
DMD | HOUETARHNDIELCN01_OLDD_FDIELCE01_D33 | Residential heating technology - Electric heating - apartment complex - new building - distributed level 0.33 | PJ | MW | ANNUAL |  | yes | HOUETARHNDIELCN01_OLDD_FDIELCE01
DMD | HOUETARHNDIELCN01_OLDD_FDIELCE01_D50 | Residential heating technology - Electric heating - apartment complex - new building - distributed MEAN level | PJ | MW | ANNUAL |  | yes | HOUETARHNDIELCN01_OLDD_FDIELCE01
DMD | HOUETARHNDIELCN01_OLDD_FDIELCE01_D67 | Residential heating technology - Electric heating - apartment complex - new building - distributed level 0.67 | PJ | MW | ANNUAL |  | yes | HOUETARHNDIELCN01_OLDD_FDIELCE01
DMD | HOUETARHNDIELCN01_OLDD_FDIELCE01_D83 | Residential heating technology - Electric heating - apartment complex - new building - distributed level 0.83 | PJ | MW | ANNUAL |  | yes | HOUETARHNDIELCN01_OLDD_FDIELCE01
DMD | HOUETARHNBHSOLN01_OLDD_FDIELCE01_D17 | Residential heating technology - Solar heating system - apartment complex - existing building - distributed level 0.17 | PJ | MW | ANNUAL |  | yes | HOUETARHNBHSOLN01_OLDD_FDIELCE01
DMD | HOUETARHNBHSOLN01_OLDD_FDIELCE01_D33 | Residential heating technology - Solar heating system - apartment complex - existing building - distributed level 0.33 | PJ | MW | ANNUAL |  | yes | HOUETARHNBHSOLN01_OLDD_FDIELCE01
DMD | HOUETARHNBHSOLN01_OLDD_FDIELCE01_D50 | Residential heating technology - Solar heating system - apartment complex - existing building - distributed MEAN level | PJ | MW | ANNUAL |  | yes | HOUETARHNBHSOLN01_OLDD_FDIELCE01
DMD | HOUETARHNBHSOLN01_OLDD_FDIELCE01_D67 | Residential heating technology - Solar heating system - apartment complex - existing building - distributed level 0.67 | PJ | MW | ANNUAL |  | yes | HOUETARHNBHSOLN01_OLDD_FDIELCE01
DMD | HOUETARHNBHSOLN01_OLDD_FDIELCE01_D83 | Residential heating technology - Solar heating system - apartment complex - existing building - distributed level 0.83 | PJ | MW | ANNUAL |  | yes | HOUETARHNBHSOLN01_OLDD_FDIELCE01
DMD | HOUETARHNBHDHDN03_OLDD_FDIELCE01_D17 | Residential heating technology - Direct district heating substation - plus connection pipe - apartment complex - existing building - distributed level 0.17 | PJ | MW | ANNUAL |  | yes | HOUETARHNBHDHDN03_OLDD_FDIELCE01
DMD | HOUETARHNBHDHDN03_OLDD_FDIELCE01_D33 | Residential heating technology - Direct district heating substation - plus connection pipe - apartment complex - existing building - distributed level 0.33 | PJ | MW | ANNUAL |  | yes | HOUETARHNBHDHDN03_OLDD_FDIELCE01
DMD | HOUETARHNBHDHDN03_OLDD_FDIELCE01_D50 | Residential heating technology - Direct district heating substation - plus connection pipe - apartment complex - existing building - distributed MEAN level | PJ | MW | ANNUAL |  | yes | HOUETARHNBHDHDN03_OLDD_FDIELCE01
DMD | HOUETARHNBHDHDN03_OLDD_FDIELCE01_D67 | Residential heating technology - Direct district heating substation - plus connection pipe - apartment complex - existing building - distributed level 0.67 | PJ | MW | ANNUAL |  | yes | HOUETARHNBHDHDN03_OLDD_FDIELCE01
DMD | HOUETARHNBHDHDN03_OLDD_FDIELCE01_D83 | Residential heating technology - Direct district heating substation - plus connection pipe - apartment complex - existing building - distributed level 0.83 | PJ | MW | ANNUAL |  | yes | HOUETARHNBHDHDN03_OLDD_FDIELCE01
DMD | HOUETARHNHPELCN05_OLDI_FDIELCE01_D17 | Residential heating technology - Heat pump, Air-to-water - leasing - apartment complex - existing building - distributed level 0.17 | PJ | MW | ANNUAL |  | yes | HOUETARHNHPELCN05_OLDI_FDIELCE01
DMD | HOUETARHNHPELCN05_OLDI_FDIELCE01_D33 | Residential heating technology - Heat pump, Air-to-water - leasing - apartment complex - existing building - distributed level 0.33 | PJ | MW | ANNUAL |  | yes | HOUETARHNHPELCN05_OLDI_FDIELCE01
DMD | HOUETARHNHPELCN05_OLDI_FDIELCE01_D50 | Residential heating technology - Heat pump, Air-to-water - leasing - apartment complex - existing building - distributed MEAN level | PJ | MW | ANNUAL |  | yes | HOUETARHNHPELCN05_OLDI_FDIELCE01
DMD | HOUETARHNHPELCN05_OLDI_FDIELCE01_D67 | Residential heating technology - Heat pump, Air-to-water - leasing - apartment complex - existing building - distributed level 0.67 | PJ | MW | ANNUAL |  | yes | HOUETARHNHPELCN05_OLDI_FDIELCE01
DMD | HOUETARHNHPELCN05_OLDI_FDIELCE01_D83 | Residential heating technology - Heat pump, Air-to-water - leasing - apartment complex - existing building - distributed level 0.83 | PJ | MW | ANNUAL |  | yes | HOUETARHNHPELCN05_OLDI_FDIELCE01
DMD | HOUETARHNHPELCN04_OLDI_FDIELCE01_D17 | Residential heating technology - Heat pump, Ground source - apartment complex - existing building - distributed level 0.17 | PJ | MW | ANNUAL |  | yes | HOUETARHNHPELCN04_OLDI_FDIELCE01
DMD | HOUETARHNHPELCN04_OLDI_FDIELCE01_D33 | Residential heating technology - Heat pump, Ground source - apartment complex - existing building - distributed level 0.33 | PJ | MW | ANNUAL |  | yes | HOUETARHNHPELCN04_OLDI_FDIELCE01
DMD | HOUETARHNHPELCN04_OLDI_FDIELCE01_D50 | Residential heating technology - Heat pump, Ground source - apartment complex - existing building - distributed MEAN level | PJ | MW | ANNUAL |  | yes | HOUETARHNHPELCN04_OLDI_FDIELCE01
DMD | HOUETARHNHPELCN04_OLDI_FDIELCE01_D67 | Residential heating technology - Heat pump, Ground source - apartment complex - existing building - distributed level 0.67 | PJ | MW | ANNUAL |  | yes | HOUETARHNHPELCN04_OLDI_FDIELCE01
DMD | HOUETARHNHPELCN04_OLDI_FDIELCE01_D83 | Residential heating technology - Heat pump, Ground source - apartment complex - existing building - distributed level 0.83 | PJ | MW | ANNUAL |  | yes | HOUETARHNHPELCN04_OLDI_FDIELCE01
DMD | HOUETARHNHPELCN03_OLDI_FDIELCE01_D17 | Residential heating technology - Heat pump, Air-to-water - apartment complex - existing building - distributed level 0.17 | PJ | MW | ANNUAL |  | yes | HOUETARHNHPELCN03_OLDI_FDIELCE01
DMD | HOUETARHNHPELCN03_OLDI_FDIELCE01_D33 | Residential heating technology - Heat pump, Air-to-water - apartment complex - existing building - distributed level 0.33 | PJ | MW | ANNUAL |  | yes | HOUETARHNHPELCN03_OLDI_FDIELCE01
DMD | HOUETARHNHPELCN03_OLDI_FDIELCE01_D50 | Residential heating technology - Heat pump, Air-to-water - apartment complex - existing building - distributed MEAN level | PJ | MW | ANNUAL |  | yes | HOUETARHNHPELCN03_OLDI_FDIELCE01
DMD | HOUETARHNHPELCN03_OLDI_FDIELCE01_D67 | Residential heating technology - Heat pump, Air-to-water - apartment complex - existing building - distributed level 0.67 | PJ | MW | ANNUAL |  | yes | HOUETARHNHPELCN03_OLDI_FDIELCE01
DMD | HOUETARHNHPELCN03_OLDI_FDIELCE01_D83 | Residential heating technology - Heat pump, Air-to-water - apartment complex - existing building - distributed level 0.83 | PJ | MW | ANNUAL |  | yes | HOUETARHNHPELCN03_OLDI_FDIELCE01
DMD | HOUETARHNHPELCN02_OLDI_FDIELCE01_D17 | Residential heating technology - Heat pump, Air-to-air - single-family house - existing building - distributed level 0.17 | PJ | MW | ANNUAL |  | yes | HOUETARHNHPELCN02_OLDI_FDIELCE01
DMD | HOUETARHNHPELCN02_OLDI_FDIELCE01_D33 | Residential heating technology - Heat pump, Air-to-air - single-family house - existing building - distributed level 0.33 | PJ | MW | ANNUAL |  | yes | HOUETARHNHPELCN02_OLDI_FDIELCE01
DMD | HOUETARHNHPELCN02_OLDI_FDIELCE01_D50 | Residential heating technology - Heat pump, Air-to-air - single-family house - existing building - distributed MEAN level | PJ | MW | ANNUAL |  | yes | HOUETARHNHPELCN02_OLDI_FDIELCE01
DMD | HOUETARHNHPELCN02_OLDI_FDIELCE01_D67 | Residential heating technology - Heat pump, Air-to-air - single-family house - existing building - distributed level 0.67 | PJ | MW | ANNUAL |  | yes | HOUETARHNHPELCN02_OLDI_FDIELCE01
DMD | HOUETARHNHPELCN02_OLDI_FDIELCE01_D83 | Residential heating technology - Heat pump, Air-to-air - single-family house - existing building - distributed level 0.83 | PJ | MW | ANNUAL |  | yes | HOUETARHNHPELCN02_OLDI_FDIELCE01
DMD | HOUETARHNDIELCN06_OLDI_FDIELCE01_D17 | Residential heating technology - Electric heating - electric panel from Bauhaus - apartment complex - new building - distributed level 0.17 | PJ | MW | ANNUAL |  | yes | HOUETARHNDIELCN06_OLDI_FDIELCE01
DMD | HOUETARHNDIELCN06_OLDI_FDIELCE01_D33 | Residential heating technology - Electric heating - electric panel from Bauhaus - apartment complex - new building - distributed level 0.33 | PJ | MW | ANNUAL |  | yes | HOUETARHNDIELCN06_OLDI_FDIELCE01
DMD | HOUETARHNDIELCN06_OLDI_FDIELCE01_D50 | Residential heating technology - Electric heating - electric panel from Bauhaus - apartment complex - new building - distributed MEAN level | PJ | MW | ANNUAL |  | yes | HOUETARHNDIELCN06_OLDI_FDIELCE01
DMD | HOUETARHNDIELCN06_OLDI_FDIELCE01_D67 | Residential heating technology - Electric heating - electric panel from Bauhaus - apartment complex - new building - distributed level 0.67 | PJ | MW | ANNUAL |  | yes | HOUETARHNDIELCN06_OLDI_FDIELCE01
DMD | HOUETARHNDIELCN06_OLDI_FDIELCE01_D83 | Residential heating technology - Electric heating - electric panel from Bauhaus - apartment complex - new building - distributed level 0.83 | PJ | MW | ANNUAL |  | yes | HOUETARHNDIELCN06_OLDI_FDIELCE01
DMD | HOUETARHNDIELCN01_OLDI_FDIELCE01_D17 | Residential heating technology - Electric heating - apartment complex - new building - distributed level 0.17 | PJ | MW | ANNUAL |  | yes | HOUETARHNDIELCN01_OLDI_FDIELCE01
DMD | HOUETARHNDIELCN01_OLDI_FDIELCE01_D33 | Residential heating technology - Electric heating - apartment complex - new building - distributed level 0.33 | PJ | MW | ANNUAL |  | yes | HOUETARHNDIELCN01_OLDI_FDIELCE01
DMD | HOUETARHNDIELCN01_OLDI_FDIELCE01_D50 | Residential heating technology - Electric heating - apartment complex - new building - distributed MEAN level | PJ | MW | ANNUAL |  | yes | HOUETARHNDIELCN01_OLDI_FDIELCE01
DMD | HOUETARHNDIELCN01_OLDI_FDIELCE01_D67 | Residential heating technology - Electric heating - apartment complex - new building - distributed level 0.67 | PJ | MW | ANNUAL |  | yes | HOUETARHNDIELCN01_OLDI_FDIELCE01
DMD | HOUETARHNDIELCN01_OLDI_FDIELCE01_D83 | Residential heating technology - Electric heating - apartment complex - new building - distributed level 0.83 | PJ | MW | ANNUAL |  | yes | HOUETARHNDIELCN01_OLDI_FDIELCE01
DMD | HOUETARHNBHSOLN01_OLDI_FDIELCE01_D17 | Residential heating technology - Solar heating system - apartment complex - existing building - distributed level 0.17 | PJ | MW | ANNUAL |  | yes | HOUETARHNBHSOLN01_OLDI_FDIELCE01
DMD | HOUETARHNBHSOLN01_OLDI_FDIELCE01_D33 | Residential heating technology - Solar heating system - apartment complex - existing building - distributed level 0.33 | PJ | MW | ANNUAL |  | yes | HOUETARHNBHSOLN01_OLDI_FDIELCE01
DMD | HOUETARHNBHSOLN01_OLDI_FDIELCE01_D50 | Residential heating technology - Solar heating system - apartment complex - existing building - distributed MEAN level | PJ | MW | ANNUAL |  | yes | HOUETARHNBHSOLN01_OLDI_FDIELCE01
DMD | HOUETARHNBHSOLN01_OLDI_FDIELCE01_D67 | Residential heating technology - Solar heating system - apartment complex - existing building - distributed level 0.67 | PJ | MW | ANNUAL |  | yes | HOUETARHNBHSOLN01_OLDI_FDIELCE01
DMD | HOUETARHNBHSOLN01_OLDI_FDIELCE01_D83 | Residential heating technology - Solar heating system - apartment complex - existing building - distributed level 0.83 | PJ | MW | ANNUAL |  | yes | HOUETARHNBHSOLN01_OLDI_FDIELCE01
DMD | HOUETARHNBHDHDN09_OLDI_FDIELCE01_D17 | Residential heating technology - Direct district heating substation - plus connection pipe - plus distribution (heating density: low ) - apartment complex - existing building - distributed level 0.17 | PJ | MW | ANNUAL |  | yes | HOUETARHNBHDHDN09_OLDI_FDIELCE01
DMD | HOUETARHNBHDHDN09_OLDI_FDIELCE01_D33 | Residential heating technology - Direct district heating substation - plus connection pipe - plus distribution (heating density: low ) - apartment complex - existing building - distributed level 0.33 | PJ | MW | ANNUAL |  | yes | HOUETARHNBHDHDN09_OLDI_FDIELCE01
DMD | HOUETARHNBHDHDN09_OLDI_FDIELCE01_D50 | Residential heating technology - Direct district heating substation - plus connection pipe - plus distribution (heating density: low ) - apartment complex - existing building - distributed MEAN level | PJ | MW | ANNUAL |  | yes | HOUETARHNBHDHDN09_OLDI_FDIELCE01
DMD | HOUETARHNBHDHDN09_OLDI_FDIELCE01_D67 | Residential heating technology - Direct district heating substation - plus connection pipe - plus distribution (heating density: low ) - apartment complex - existing building - distributed level 0.67 | PJ | MW | ANNUAL |  | yes | HOUETARHNBHDHDN09_OLDI_FDIELCE01
DMD | HOUETARHNBHDHDN09_OLDI_FDIELCE01_D83 | Residential heating technology - Direct district heating substation - plus connection pipe - plus distribution (heating density: low ) - apartment complex - existing building - distributed level 0.83 | PJ | MW | ANNUAL |  | yes | HOUETARHNBHDHDN09_OLDI_FDIELCE01
DMD | HOUETARHNBHDHDN07_OLDI_FDIELCE01_D17 | Residential heating technology - Direct district heating substation - plus connection pipe - plus distribution (heating density: medium ) - apartment complex - existing building - distributed level 0.17 | PJ | MW | ANNUAL |  | yes | HOUETARHNBHDHDN07_OLDI_FDIELCE01
DMD | HOUETARHNBHDHDN07_OLDI_FDIELCE01_D33 | Residential heating technology - Direct district heating substation - plus connection pipe - plus distribution (heating density: medium ) - apartment complex - existing building - distributed level 0.33 | PJ | MW | ANNUAL |  | yes | HOUETARHNBHDHDN07_OLDI_FDIELCE01
DMD | HOUETARHNBHDHDN07_OLDI_FDIELCE01_D50 | Residential heating technology - Direct district heating substation - plus connection pipe - plus distribution (heating density: medium ) - apartment complex - existing building - distributed MEAN level | PJ | MW | ANNUAL |  | yes | HOUETARHNBHDHDN07_OLDI_FDIELCE01
DMD | HOUETARHNBHDHDN07_OLDI_FDIELCE01_D67 | Residential heating technology - Direct district heating substation - plus connection pipe - plus distribution (heating density: medium ) - apartment complex - existing building - distributed level 0.67 | PJ | MW | ANNUAL |  | yes | HOUETARHNBHDHDN07_OLDI_FDIELCE01
DMD | HOUETARHNBHDHDN07_OLDI_FDIELCE01_D83 | Residential heating technology - Direct district heating substation - plus connection pipe - plus distribution (heating density: medium ) - apartment complex - existing building - distributed level 0.83 | PJ | MW | ANNUAL |  | yes | HOUETARHNBHDHDN07_OLDI_FDIELCE01
DMD | HOUETARHNBHDHDN05_OLDI_FDIELCE01_D17 | Residential heating technology - Direct district heating substation - plus connection pipe - plus distribution (heating density: high ) - apartment complex - existing building - distributed level 0.17 | PJ | MW | ANNUAL |  | yes | HOUETARHNBHDHDN05_OLDI_FDIELCE01
DMD | HOUETARHNBHDHDN05_OLDI_FDIELCE01_D33 | Residential heating technology - Direct district heating substation - plus connection pipe - plus distribution (heating density: high ) - apartment complex - existing building - distributed level 0.33 | PJ | MW | ANNUAL |  | yes | HOUETARHNBHDHDN05_OLDI_FDIELCE01
DMD | HOUETARHNBHDHDN05_OLDI_FDIELCE01_D50 | Residential heating technology - Direct district heating substation - plus connection pipe - plus distribution (heating density: high ) - apartment complex - existing building - distributed MEAN level | PJ | MW | ANNUAL |  | yes | HOUETARHNBHDHDN05_OLDI_FDIELCE01
DMD | HOUETARHNBHDHDN05_OLDI_FDIELCE01_D67 | Residential heating technology - Direct district heating substation - plus connection pipe - plus distribution (heating density: high ) - apartment complex - existing building - distributed level 0.67 | PJ | MW | ANNUAL |  | yes | HOUETARHNBHDHDN05_OLDI_FDIELCE01
DMD | HOUETARHNBHDHDN05_OLDI_FDIELCE01_D83 | Residential heating technology - Direct district heating substation - plus connection pipe - plus distribution (heating density: high ) - apartment complex - existing building - distributed level 0.83 | PJ | MW | ANNUAL |  | yes | HOUETARHNBHDHDN05_OLDI_FDIELCE01
DMD | HOUETARHNBHDHCN09_OLDI_FDIELCE01_D17 | Residential heating technology - Direct district heating substation - plus connection pipe - plus distribution (heating density: low ) - apartment complex - existing building - distributed level 0.17 | PJ | MW | ANNUAL |  | yes | HOUETARHNBHDHCN09_OLDI_FDIELCE01
DMD | HOUETARHNBHDHCN09_OLDI_FDIELCE01_D33 | Residential heating technology - Direct district heating substation - plus connection pipe - plus distribution (heating density: low ) - apartment complex - existing building - distributed level 0.33 | PJ | MW | ANNUAL |  | yes | HOUETARHNBHDHCN09_OLDI_FDIELCE01
DMD | HOUETARHNBHDHCN09_OLDI_FDIELCE01_D50 | Residential heating technology - Direct district heating substation - plus connection pipe - plus distribution (heating density: low ) - apartment complex - existing building - distributed MEAN level | PJ | MW | ANNUAL |  | yes | HOUETARHNBHDHCN09_OLDI_FDIELCE01
DMD | HOUETARHNBHDHCN09_OLDI_FDIELCE01_D67 | Residential heating technology - Direct district heating substation - plus connection pipe - plus distribution (heating density: low ) - apartment complex - existing building - distributed level 0.67 | PJ | MW | ANNUAL |  | yes | HOUETARHNBHDHCN09_OLDI_FDIELCE01
DMD | HOUETARHNBHDHCN09_OLDI_FDIELCE01_D83 | Residential heating technology - Direct district heating substation - plus connection pipe - plus distribution (heating density: low ) - apartment complex - existing building - distributed level 0.83 | PJ | MW | ANNUAL |  | yes | HOUETARHNBHDHCN09_OLDI_FDIELCE01
DMD | HOUETARHNBHDHCN07_OLDI_FDIELCE01_D17 | Residential heating technology - Direct district heating substation - plus connection pipe - plus distribution (heating density: medium ) - apartment complex - existing building - distributed level 0.17 | PJ | MW | ANNUAL |  | yes | HOUETARHNBHDHCN07_OLDI_FDIELCE01
DMD | HOUETARHNBHDHCN07_OLDI_FDIELCE01_D33 | Residential heating technology - Direct district heating substation - plus connection pipe - plus distribution (heating density: medium ) - apartment complex - existing building - distributed level 0.33 | PJ | MW | ANNUAL |  | yes | HOUETARHNBHDHCN07_OLDI_FDIELCE01
DMD | HOUETARHNBHDHCN07_OLDI_FDIELCE01_D50 | Residential heating technology - Direct district heating substation - plus connection pipe - plus distribution (heating density: medium ) - apartment complex - existing building - distributed MEAN level | PJ | MW | ANNUAL |  | yes | HOUETARHNBHDHCN07_OLDI_FDIELCE01
DMD | HOUETARHNBHDHCN07_OLDI_FDIELCE01_D67 | Residential heating technology - Direct district heating substation - plus connection pipe - plus distribution (heating density: medium ) - apartment complex - existing building - distributed level 0.67 | PJ | MW | ANNUAL |  | yes | HOUETARHNBHDHCN07_OLDI_FDIELCE01
DMD | HOUETARHNBHDHCN07_OLDI_FDIELCE01_D83 | Residential heating technology - Direct district heating substation - plus connection pipe - plus distribution (heating density: medium ) - apartment complex - existing building - distributed level 0.83 | PJ | MW | ANNUAL |  | yes | HOUETARHNBHDHCN07_OLDI_FDIELCE01
DMD | HOUETARHNBHDHCN05_OLDI_FDIELCE01_D17 | Residential heating technology - Direct district heating substation - plus connection pipe - plus distribution (heating density: high ) - apartment complex - existing building - distributed level 0.17 | PJ | MW | ANNUAL |  | yes | HOUETARHNBHDHCN05_OLDI_FDIELCE01
DMD | HOUETARHNBHDHCN05_OLDI_FDIELCE01_D33 | Residential heating technology - Direct district heating substation - plus connection pipe - plus distribution (heating density: high ) - apartment complex - existing building - distributed level 0.33 | PJ | MW | ANNUAL |  | yes | HOUETARHNBHDHCN05_OLDI_FDIELCE01
DMD | HOUETARHNBHDHCN05_OLDI_FDIELCE01_D50 | Residential heating technology - Direct district heating substation - plus connection pipe - plus distribution (heating density: high ) - apartment complex - existing building - distributed MEAN level | PJ | MW | ANNUAL |  | yes | HOUETARHNBHDHCN05_OLDI_FDIELCE01
DMD | HOUETARHNBHDHCN05_OLDI_FDIELCE01_D67 | Residential heating technology - Direct district heating substation - plus connection pipe - plus distribution (heating density: high ) - apartment complex - existing building - distributed level 0.67 | PJ | MW | ANNUAL |  | yes | HOUETARHNBHDHCN05_OLDI_FDIELCE01
DMD | HOUETARHNBHDHCN05_OLDI_FDIELCE01_D83 | Residential heating technology - Direct district heating substation - plus connection pipe - plus distribution (heating density: high ) - apartment complex - existing building - distributed level 0.83 | PJ | MW | ANNUAL |  | yes | HOUETARHNBHDHCN05_OLDI_FDIELCE01
DMD | HOUPARRHNHPELCN07_OLDC_FDIELCE01_D17 | Residential heating technology - Heat pump, Air-to-water, low-price product - single-family house - existing building - distributed level 0.17 | PJ | MW | ANNUAL |  | yes | HOUPARRHNHPELCN07_OLDC_FDIELCE01
DMD | HOUPARRHNHPELCN07_OLDC_FDIELCE01_D33 | Residential heating technology - Heat pump, Air-to-water, low-price product - single-family house - existing building - distributed level 0.33 | PJ | MW | ANNUAL |  | yes | HOUPARRHNHPELCN07_OLDC_FDIELCE01
DMD | HOUPARRHNHPELCN07_OLDC_FDIELCE01_D50 | Residential heating technology - Heat pump, Air-to-water, low-price product - single-family house - existing building - distributed MEAN level | PJ | MW | ANNUAL |  | yes | HOUPARRHNHPELCN07_OLDC_FDIELCE01
DMD | HOUPARRHNHPELCN07_OLDC_FDIELCE01_D67 | Residential heating technology - Heat pump, Air-to-water, low-price product - single-family house - existing building - distributed level 0.67 | PJ | MW | ANNUAL |  | yes | HOUPARRHNHPELCN07_OLDC_FDIELCE01
DMD | HOUPARRHNHPELCN07_OLDC_FDIELCE01_D83 | Residential heating technology - Heat pump, Air-to-water, low-price product - single-family house - existing building - distributed level 0.83 | PJ | MW | ANNUAL |  | yes | HOUPARRHNHPELCN07_OLDC_FDIELCE01
DMD | HOUPARRHNHPELCN05_OLDC_FDIELCE01_D17 | Residential heating technology - Heat pump, Air-to-water - leasing - single-family house - existing building - distributed level 0.17 | PJ | MW | ANNUAL |  | yes | HOUPARRHNHPELCN05_OLDC_FDIELCE01
DMD | HOUPARRHNHPELCN05_OLDC_FDIELCE01_D33 | Residential heating technology - Heat pump, Air-to-water - leasing - single-family house - existing building - distributed level 0.33 | PJ | MW | ANNUAL |  | yes | HOUPARRHNHPELCN05_OLDC_FDIELCE01
DMD | HOUPARRHNHPELCN05_OLDC_FDIELCE01_D50 | Residential heating technology - Heat pump, Air-to-water - leasing - single-family house - existing building - distributed MEAN level | PJ | MW | ANNUAL |  | yes | HOUPARRHNHPELCN05_OLDC_FDIELCE01
DMD | HOUPARRHNHPELCN05_OLDC_FDIELCE01_D67 | Residential heating technology - Heat pump, Air-to-water - leasing - single-family house - existing building - distributed level 0.67 | PJ | MW | ANNUAL |  | yes | HOUPARRHNHPELCN05_OLDC_FDIELCE01
DMD | HOUPARRHNHPELCN05_OLDC_FDIELCE01_D83 | Residential heating technology - Heat pump, Air-to-water - leasing - single-family house - existing building - distributed level 0.83 | PJ | MW | ANNUAL |  | yes | HOUPARRHNHPELCN05_OLDC_FDIELCE01
DMD | HOUPARRHNHPELCN04_OLDC_FDIELCE01_D17 | Residential heating technology - Heat pump, Ground source - single-family house - existing building - distributed level 0.17 | PJ | MW | ANNUAL |  | yes | HOUPARRHNHPELCN04_OLDC_FDIELCE01
DMD | HOUPARRHNHPELCN04_OLDC_FDIELCE01_D33 | Residential heating technology - Heat pump, Ground source - single-family house - existing building - distributed level 0.33 | PJ | MW | ANNUAL |  | yes | HOUPARRHNHPELCN04_OLDC_FDIELCE01
DMD | HOUPARRHNHPELCN04_OLDC_FDIELCE01_D50 | Residential heating technology - Heat pump, Ground source - single-family house - existing building - distributed MEAN level | PJ | MW | ANNUAL |  | yes | HOUPARRHNHPELCN04_OLDC_FDIELCE01
DMD | HOUPARRHNHPELCN04_OLDC_FDIELCE01_D67 | Residential heating technology - Heat pump, Ground source - single-family house - existing building - distributed level 0.67 | PJ | MW | ANNUAL |  | yes | HOUPARRHNHPELCN04_OLDC_FDIELCE01
DMD | HOUPARRHNHPELCN04_OLDC_FDIELCE01_D83 | Residential heating technology - Heat pump, Ground source - single-family house - existing building - distributed level 0.83 | PJ | MW | ANNUAL |  | yes | HOUPARRHNHPELCN04_OLDC_FDIELCE01
DMD | HOUPARRHNHPELCN03_OLDC_FDIELCE01_D17 | Residential heating technology - Heat pump, Air-to-water - single-family house - existing building - distributed level 0.17 | PJ | MW | ANNUAL |  | yes | HOUPARRHNHPELCN03_OLDC_FDIELCE01
DMD | HOUPARRHNHPELCN03_OLDC_FDIELCE01_D33 | Residential heating technology - Heat pump, Air-to-water - single-family house - existing building - distributed level 0.33 | PJ | MW | ANNUAL |  | yes | HOUPARRHNHPELCN03_OLDC_FDIELCE01
DMD | HOUPARRHNHPELCN03_OLDC_FDIELCE01_D50 | Residential heating technology - Heat pump, Air-to-water - single-family house - existing building - distributed MEAN level | PJ | MW | ANNUAL |  | yes | HOUPARRHNHPELCN03_OLDC_FDIELCE01
DMD | HOUPARRHNHPELCN03_OLDC_FDIELCE01_D67 | Residential heating technology - Heat pump, Air-to-water - single-family house - existing building - distributed level 0.67 | PJ | MW | ANNUAL |  | yes | HOUPARRHNHPELCN03_OLDC_FDIELCE01
DMD | HOUPARRHNHPELCN03_OLDC_FDIELCE01_D83 | Residential heating technology - Heat pump, Air-to-water - single-family house - existing building - distributed level 0.83 | PJ | MW | ANNUAL |  | yes | HOUPARRHNHPELCN03_OLDC_FDIELCE01
DMD | HOUPARRHNHPELCN02_OLDC_FDIELCE01_D17 | Residential heating technology - Heat pump, Air-to-air - single-family house - existing building - distributed level 0.17 | PJ | MW | ANNUAL |  | yes | HOUPARRHNHPELCN02_OLDC_FDIELCE01
DMD | HOUPARRHNHPELCN02_OLDC_FDIELCE01_D33 | Residential heating technology - Heat pump, Air-to-air - single-family house - existing building - distributed level 0.33 | PJ | MW | ANNUAL |  | yes | HOUPARRHNHPELCN02_OLDC_FDIELCE01
DMD | HOUPARRHNHPELCN02_OLDC_FDIELCE01_D50 | Residential heating technology - Heat pump, Air-to-air - single-family house - existing building - distributed MEAN level | PJ | MW | ANNUAL |  | yes | HOUPARRHNHPELCN02_OLDC_FDIELCE01
DMD | HOUPARRHNHPELCN02_OLDC_FDIELCE01_D67 | Residential heating technology - Heat pump, Air-to-air - single-family house - existing building - distributed level 0.67 | PJ | MW | ANNUAL |  | yes | HOUPARRHNHPELCN02_OLDC_FDIELCE01
DMD | HOUPARRHNHPELCN02_OLDC_FDIELCE01_D83 | Residential heating technology - Heat pump, Air-to-air - single-family house - existing building - distributed level 0.83 | PJ | MW | ANNUAL |  | yes | HOUPARRHNHPELCN02_OLDC_FDIELCE01
DMD | HOUPARRHNDIELCN06_OLDC_FDIELCE01_D17 | Residential heating technology - Electric heating - electric panel from Bauhaus - single-family house - new building - distributed level 0.17 | PJ | MW | ANNUAL |  | yes | HOUPARRHNDIELCN06_OLDC_FDIELCE01
DMD | HOUPARRHNDIELCN06_OLDC_FDIELCE01_D33 | Residential heating technology - Electric heating - electric panel from Bauhaus - single-family house - new building - distributed level 0.33 | PJ | MW | ANNUAL |  | yes | HOUPARRHNDIELCN06_OLDC_FDIELCE01
DMD | HOUPARRHNDIELCN06_OLDC_FDIELCE01_D50 | Residential heating technology - Electric heating - electric panel from Bauhaus - single-family house - new building - distributed MEAN level | PJ | MW | ANNUAL |  | yes | HOUPARRHNDIELCN06_OLDC_FDIELCE01
DMD | HOUPARRHNDIELCN06_OLDC_FDIELCE01_D67 | Residential heating technology - Electric heating - electric panel from Bauhaus - single-family house - new building - distributed level 0.67 | PJ | MW | ANNUAL |  | yes | HOUPARRHNDIELCN06_OLDC_FDIELCE01
DMD | HOUPARRHNDIELCN06_OLDC_FDIELCE01_D83 | Residential heating technology - Electric heating - electric panel from Bauhaus - single-family house - new building - distributed level 0.83 | PJ | MW | ANNUAL |  | yes | HOUPARRHNDIELCN06_OLDC_FDIELCE01
DMD | HOUPARRHNDIELCN01_OLDC_FDIELCE01_D17 | Residential heating technology - Electric heating - single-family house - new building - distributed level 0.17 | PJ | MW | ANNUAL |  | yes | HOUPARRHNDIELCN01_OLDC_FDIELCE01
DMD | HOUPARRHNDIELCN01_OLDC_FDIELCE01_D33 | Residential heating technology - Electric heating - single-family house - new building - distributed level 0.33 | PJ | MW | ANNUAL |  | yes | HOUPARRHNDIELCN01_OLDC_FDIELCE01
DMD | HOUPARRHNDIELCN01_OLDC_FDIELCE01_D50 | Residential heating technology - Electric heating - single-family house - new building - distributed MEAN level | PJ | MW | ANNUAL |  | yes | HOUPARRHNDIELCN01_OLDC_FDIELCE01
DMD | HOUPARRHNDIELCN01_OLDC_FDIELCE01_D67 | Residential heating technology - Electric heating - single-family house - new building - distributed level 0.67 | PJ | MW | ANNUAL |  | yes | HOUPARRHNDIELCN01_OLDC_FDIELCE01
DMD | HOUPARRHNDIELCN01_OLDC_FDIELCE01_D83 | Residential heating technology - Electric heating - single-family house - new building - distributed level 0.83 | PJ | MW | ANNUAL |  | yes | HOUPARRHNDIELCN01_OLDC_FDIELCE01
DMD | HOUPARRHNBHSOLN01_OLDC_FDIELCE01_D17 | Residential heating technology - Solar heating system - single-family house - existing building - distributed level 0.17 | PJ | MW | ANNUAL |  | yes | HOUPARRHNBHSOLN01_OLDC_FDIELCE01
DMD | HOUPARRHNBHSOLN01_OLDC_FDIELCE01_D33 | Residential heating technology - Solar heating system - single-family house - existing building - distributed level 0.33 | PJ | MW | ANNUAL |  | yes | HOUPARRHNBHSOLN01_OLDC_FDIELCE01
DMD | HOUPARRHNBHSOLN01_OLDC_FDIELCE01_D50 | Residential heating technology - Solar heating system - single-family house - existing building - distributed MEAN level | PJ | MW | ANNUAL |  | yes | HOUPARRHNBHSOLN01_OLDC_FDIELCE01
DMD | HOUPARRHNBHSOLN01_OLDC_FDIELCE01_D67 | Residential heating technology - Solar heating system - single-family house - existing building - distributed level 0.67 | PJ | MW | ANNUAL |  | yes | HOUPARRHNBHSOLN01_OLDC_FDIELCE01
DMD | HOUPARRHNBHSOLN01_OLDC_FDIELCE01_D83 | Residential heating technology - Solar heating system - single-family house - existing building - distributed level 0.83 | PJ | MW | ANNUAL |  | yes | HOUPARRHNBHSOLN01_OLDC_FDIELCE01
DMD | HOUPARRHNBHDHCN03_OLDC_FDIELCE01_D17 | Residential heating technology - Direct district heating substation - plus connection pipe - single-family house - existing building - distributed level 0.17 | PJ | MW | ANNUAL |  | yes | HOUPARRHNBHDHCN03_OLDC_FDIELCE01
DMD | HOUPARRHNBHDHCN03_OLDC_FDIELCE01_D33 | Residential heating technology - Direct district heating substation - plus connection pipe - single-family house - existing building - distributed level 0.33 | PJ | MW | ANNUAL |  | yes | HOUPARRHNBHDHCN03_OLDC_FDIELCE01
DMD | HOUPARRHNBHDHCN03_OLDC_FDIELCE01_D50 | Residential heating technology - Direct district heating substation - plus connection pipe - single-family house - existing building - distributed MEAN level | PJ | MW | ANNUAL |  | yes | HOUPARRHNBHDHCN03_OLDC_FDIELCE01
DMD | HOUPARRHNBHDHCN03_OLDC_FDIELCE01_D67 | Residential heating technology - Direct district heating substation - plus connection pipe - single-family house - existing building - distributed level 0.67 | PJ | MW | ANNUAL |  | yes | HOUPARRHNBHDHCN03_OLDC_FDIELCE01
DMD | HOUPARRHNBHDHCN03_OLDC_FDIELCE01_D83 | Residential heating technology - Direct district heating substation - plus connection pipe - single-family house - existing building - distributed level 0.83 | PJ | MW | ANNUAL |  | yes | HOUPARRHNBHDHCN03_OLDC_FDIELCE01
DMD | HOUPARRHNHPELCN07_OLDD_FDIELCE01_D17 | Residential heating technology - Heat pump, Air-to-water, low-price product - single-family house - existing building - distributed level 0.17 | PJ | MW | ANNUAL |  | yes | HOUPARRHNHPELCN07_OLDD_FDIELCE01
DMD | HOUPARRHNHPELCN07_OLDD_FDIELCE01_D33 | Residential heating technology - Heat pump, Air-to-water, low-price product - single-family house - existing building - distributed level 0.33 | PJ | MW | ANNUAL |  | yes | HOUPARRHNHPELCN07_OLDD_FDIELCE01
DMD | HOUPARRHNHPELCN07_OLDD_FDIELCE01_D50 | Residential heating technology - Heat pump, Air-to-water, low-price product - single-family house - existing building - distributed MEAN level | PJ | MW | ANNUAL |  | yes | HOUPARRHNHPELCN07_OLDD_FDIELCE01
DMD | HOUPARRHNHPELCN07_OLDD_FDIELCE01_D67 | Residential heating technology - Heat pump, Air-to-water, low-price product - single-family house - existing building - distributed level 0.67 | PJ | MW | ANNUAL |  | yes | HOUPARRHNHPELCN07_OLDD_FDIELCE01
DMD | HOUPARRHNHPELCN07_OLDD_FDIELCE01_D83 | Residential heating technology - Heat pump, Air-to-water, low-price product - single-family house - existing building - distributed level 0.83 | PJ | MW | ANNUAL |  | yes | HOUPARRHNHPELCN07_OLDD_FDIELCE01
DMD | HOUPARRHNHPELCN05_OLDD_FDIELCE01_D17 | Residential heating technology - Heat pump, Air-to-water - leasing - single-family house - existing building - distributed level 0.17 | PJ | MW | ANNUAL |  | yes | HOUPARRHNHPELCN05_OLDD_FDIELCE01
DMD | HOUPARRHNHPELCN05_OLDD_FDIELCE01_D33 | Residential heating technology - Heat pump, Air-to-water - leasing - single-family house - existing building - distributed level 0.33 | PJ | MW | ANNUAL |  | yes | HOUPARRHNHPELCN05_OLDD_FDIELCE01
DMD | HOUPARRHNHPELCN05_OLDD_FDIELCE01_D50 | Residential heating technology - Heat pump, Air-to-water - leasing - single-family house - existing building - distributed MEAN level | PJ | MW | ANNUAL |  | yes | HOUPARRHNHPELCN05_OLDD_FDIELCE01
DMD | HOUPARRHNHPELCN05_OLDD_FDIELCE01_D67 | Residential heating technology - Heat pump, Air-to-water - leasing - single-family house - existing building - distributed level 0.67 | PJ | MW | ANNUAL |  | yes | HOUPARRHNHPELCN05_OLDD_FDIELCE01
DMD | HOUPARRHNHPELCN05_OLDD_FDIELCE01_D83 | Residential heating technology - Heat pump, Air-to-water - leasing - single-family house - existing building - distributed level 0.83 | PJ | MW | ANNUAL |  | yes | HOUPARRHNHPELCN05_OLDD_FDIELCE01
DMD | HOUPARRHNHPELCN04_OLDD_FDIELCE01_D17 | Residential heating technology - Heat pump, Ground source - single-family house - existing building - distributed level 0.17 | PJ | MW | ANNUAL |  | yes | HOUPARRHNHPELCN04_OLDD_FDIELCE01
DMD | HOUPARRHNHPELCN04_OLDD_FDIELCE01_D33 | Residential heating technology - Heat pump, Ground source - single-family house - existing building - distributed level 0.33 | PJ | MW | ANNUAL |  | yes | HOUPARRHNHPELCN04_OLDD_FDIELCE01
DMD | HOUPARRHNHPELCN04_OLDD_FDIELCE01_D50 | Residential heating technology - Heat pump, Ground source - single-family house - existing building - distributed MEAN level | PJ | MW | ANNUAL |  | yes | HOUPARRHNHPELCN04_OLDD_FDIELCE01
DMD | HOUPARRHNHPELCN04_OLDD_FDIELCE01_D67 | Residential heating technology - Heat pump, Ground source - single-family house - existing building - distributed level 0.67 | PJ | MW | ANNUAL |  | yes | HOUPARRHNHPELCN04_OLDD_FDIELCE01
DMD | HOUPARRHNHPELCN04_OLDD_FDIELCE01_D83 | Residential heating technology - Heat pump, Ground source - single-family house - existing building - distributed level 0.83 | PJ | MW | ANNUAL |  | yes | HOUPARRHNHPELCN04_OLDD_FDIELCE01
DMD | HOUPARRHNHPELCN03_OLDD_FDIELCE01_D17 | Residential heating technology - Heat pump, Air-to-water - single-family house - existing building - distributed level 0.17 | PJ | MW | ANNUAL |  | yes | HOUPARRHNHPELCN03_OLDD_FDIELCE01
DMD | HOUPARRHNHPELCN03_OLDD_FDIELCE01_D33 | Residential heating technology - Heat pump, Air-to-water - single-family house - existing building - distributed level 0.33 | PJ | MW | ANNUAL |  | yes | HOUPARRHNHPELCN03_OLDD_FDIELCE01
DMD | HOUPARRHNHPELCN03_OLDD_FDIELCE01_D50 | Residential heating technology - Heat pump, Air-to-water - single-family house - existing building - distributed MEAN level | PJ | MW | ANNUAL |  | yes | HOUPARRHNHPELCN03_OLDD_FDIELCE01
DMD | HOUPARRHNHPELCN03_OLDD_FDIELCE01_D67 | Residential heating technology - Heat pump, Air-to-water - single-family house - existing building - distributed level 0.67 | PJ | MW | ANNUAL |  | yes | HOUPARRHNHPELCN03_OLDD_FDIELCE01
DMD | HOUPARRHNHPELCN03_OLDD_FDIELCE01_D83 | Residential heating technology - Heat pump, Air-to-water - single-family house - existing building - distributed level 0.83 | PJ | MW | ANNUAL |  | yes | HOUPARRHNHPELCN03_OLDD_FDIELCE01
DMD | HOUPARRHNHPELCN02_OLDD_FDIELCE01_D17 | Residential heating technology - Heat pump, Air-to-air - single-family house - existing building - distributed level 0.17 | PJ | MW | ANNUAL |  | yes | HOUPARRHNHPELCN02_OLDD_FDIELCE01
DMD | HOUPARRHNHPELCN02_OLDD_FDIELCE01_D33 | Residential heating technology - Heat pump, Air-to-air - single-family house - existing building - distributed level 0.33 | PJ | MW | ANNUAL |  | yes | HOUPARRHNHPELCN02_OLDD_FDIELCE01
DMD | HOUPARRHNHPELCN02_OLDD_FDIELCE01_D50 | Residential heating technology - Heat pump, Air-to-air - single-family house - existing building - distributed MEAN level | PJ | MW | ANNUAL |  | yes | HOUPARRHNHPELCN02_OLDD_FDIELCE01
DMD | HOUPARRHNHPELCN02_OLDD_FDIELCE01_D67 | Residential heating technology - Heat pump, Air-to-air - single-family house - existing building - distributed level 0.67 | PJ | MW | ANNUAL |  | yes | HOUPARRHNHPELCN02_OLDD_FDIELCE01
DMD | HOUPARRHNHPELCN02_OLDD_FDIELCE01_D83 | Residential heating technology - Heat pump, Air-to-air - single-family house - existing building - distributed level 0.83 | PJ | MW | ANNUAL |  | yes | HOUPARRHNHPELCN02_OLDD_FDIELCE01
DMD | HOUPARRHNDIELCN06_OLDD_FDIELCE01_D17 | Residential heating technology - Electric heating - electric panel from Bauhaus - single-family house - new building - distributed level 0.17 | PJ | MW | ANNUAL |  | yes | HOUPARRHNDIELCN06_OLDD_FDIELCE01
DMD | HOUPARRHNDIELCN06_OLDD_FDIELCE01_D33 | Residential heating technology - Electric heating - electric panel from Bauhaus - single-family house - new building - distributed level 0.33 | PJ | MW | ANNUAL |  | yes | HOUPARRHNDIELCN06_OLDD_FDIELCE01
DMD | HOUPARRHNDIELCN06_OLDD_FDIELCE01_D50 | Residential heating technology - Electric heating - electric panel from Bauhaus - single-family house - new building - distributed MEAN level | PJ | MW | ANNUAL |  | yes | HOUPARRHNDIELCN06_OLDD_FDIELCE01
DMD | HOUPARRHNDIELCN06_OLDD_FDIELCE01_D67 | Residential heating technology - Electric heating - electric panel from Bauhaus - single-family house - new building - distributed level 0.67 | PJ | MW | ANNUAL |  | yes | HOUPARRHNDIELCN06_OLDD_FDIELCE01
DMD | HOUPARRHNDIELCN06_OLDD_FDIELCE01_D83 | Residential heating technology - Electric heating - electric panel from Bauhaus - single-family house - new building - distributed level 0.83 | PJ | MW | ANNUAL |  | yes | HOUPARRHNDIELCN06_OLDD_FDIELCE01
DMD | HOUPARRHNDIELCN01_OLDD_FDIELCE01_D17 | Residential heating technology - Electric heating - single-family house - new building - distributed level 0.17 | PJ | MW | ANNUAL |  | yes | HOUPARRHNDIELCN01_OLDD_FDIELCE01
DMD | HOUPARRHNDIELCN01_OLDD_FDIELCE01_D33 | Residential heating technology - Electric heating - single-family house - new building - distributed level 0.33 | PJ | MW | ANNUAL |  | yes | HOUPARRHNDIELCN01_OLDD_FDIELCE01
DMD | HOUPARRHNDIELCN01_OLDD_FDIELCE01_D50 | Residential heating technology - Electric heating - single-family house - new building - distributed MEAN level | PJ | MW | ANNUAL |  | yes | HOUPARRHNDIELCN01_OLDD_FDIELCE01
DMD | HOUPARRHNDIELCN01_OLDD_FDIELCE01_D67 | Residential heating technology - Electric heating - single-family house - new building - distributed level 0.67 | PJ | MW | ANNUAL |  | yes | HOUPARRHNDIELCN01_OLDD_FDIELCE01
DMD | HOUPARRHNDIELCN01_OLDD_FDIELCE01_D83 | Residential heating technology - Electric heating - single-family house - new building - distributed level 0.83 | PJ | MW | ANNUAL |  | yes | HOUPARRHNDIELCN01_OLDD_FDIELCE01
DMD | HOUPARRHNBHSOLN01_OLDD_FDIELCE01_D17 | Residential heating technology - Solar heating system - single-family house - existing building - distributed level 0.17 | PJ | MW | ANNUAL |  | yes | HOUPARRHNBHSOLN01_OLDD_FDIELCE01
DMD | HOUPARRHNBHSOLN01_OLDD_FDIELCE01_D33 | Residential heating technology - Solar heating system - single-family house - existing building - distributed level 0.33 | PJ | MW | ANNUAL |  | yes | HOUPARRHNBHSOLN01_OLDD_FDIELCE01
DMD | HOUPARRHNBHSOLN01_OLDD_FDIELCE01_D50 | Residential heating technology - Solar heating system - single-family house - existing building - distributed MEAN level | PJ | MW | ANNUAL |  | yes | HOUPARRHNBHSOLN01_OLDD_FDIELCE01
DMD | HOUPARRHNBHSOLN01_OLDD_FDIELCE01_D67 | Residential heating technology - Solar heating system - single-family house - existing building - distributed level 0.67 | PJ | MW | ANNUAL |  | yes | HOUPARRHNBHSOLN01_OLDD_FDIELCE01
DMD | HOUPARRHNBHSOLN01_OLDD_FDIELCE01_D83 | Residential heating technology - Solar heating system - single-family house - existing building - distributed level 0.83 | PJ | MW | ANNUAL |  | yes | HOUPARRHNBHSOLN01_OLDD_FDIELCE01
DMD | HOUPARRHNBHDHDN03_OLDD_FDIELCE01_D17 | Residential heating technology - Direct district heating substation - plus connection pipe - single-family house - existing building - distributed level 0.17 | PJ | MW | ANNUAL |  | yes | HOUPARRHNBHDHDN03_OLDD_FDIELCE01
DMD | HOUPARRHNBHDHDN03_OLDD_FDIELCE01_D33 | Residential heating technology - Direct district heating substation - plus connection pipe - single-family house - existing building - distributed level 0.33 | PJ | MW | ANNUAL |  | yes | HOUPARRHNBHDHDN03_OLDD_FDIELCE01
DMD | HOUPARRHNBHDHDN03_OLDD_FDIELCE01_D50 | Residential heating technology - Direct district heating substation - plus connection pipe - single-family house - existing building - distributed MEAN level | PJ | MW | ANNUAL |  | yes | HOUPARRHNBHDHDN03_OLDD_FDIELCE01
DMD | HOUPARRHNBHDHDN03_OLDD_FDIELCE01_D67 | Residential heating technology - Direct district heating substation - plus connection pipe - single-family house - existing building - distributed level 0.67 | PJ | MW | ANNUAL |  | yes | HOUPARRHNBHDHDN03_OLDD_FDIELCE01
DMD | HOUPARRHNBHDHDN03_OLDD_FDIELCE01_D83 | Residential heating technology - Direct district heating substation - plus connection pipe - single-family house - existing building - distributed level 0.83 | PJ | MW | ANNUAL |  | yes | HOUPARRHNBHDHDN03_OLDD_FDIELCE01
DMD | HOUPARRHNHPELCN07_OLDI_FDIELCE01_D17 | Residential heating technology - Heat pump, Air-to-water, low-price product - single-family house - existing building - distributed level 0.17 | PJ | MW | ANNUAL |  | yes | HOUPARRHNHPELCN07_OLDI_FDIELCE01
DMD | HOUPARRHNHPELCN07_OLDI_FDIELCE01_D33 | Residential heating technology - Heat pump, Air-to-water, low-price product - single-family house - existing building - distributed level 0.33 | PJ | MW | ANNUAL |  | yes | HOUPARRHNHPELCN07_OLDI_FDIELCE01
DMD | HOUPARRHNHPELCN07_OLDI_FDIELCE01_D50 | Residential heating technology - Heat pump, Air-to-water, low-price product - single-family house - existing building - distributed MEAN level | PJ | MW | ANNUAL |  | yes | HOUPARRHNHPELCN07_OLDI_FDIELCE01
DMD | HOUPARRHNHPELCN07_OLDI_FDIELCE01_D67 | Residential heating technology - Heat pump, Air-to-water, low-price product - single-family house - existing building - distributed level 0.67 | PJ | MW | ANNUAL |  | yes | HOUPARRHNHPELCN07_OLDI_FDIELCE01
DMD | HOUPARRHNHPELCN07_OLDI_FDIELCE01_D83 | Residential heating technology - Heat pump, Air-to-water, low-price product - single-family house - existing building - distributed level 0.83 | PJ | MW | ANNUAL |  | yes | HOUPARRHNHPELCN07_OLDI_FDIELCE01
DMD | HOUPARRHNHPELCN05_OLDI_FDIELCE01_D17 | Residential heating technology - Heat pump, Air-to-water - leasing - single-family house - existing building - distributed level 0.17 | PJ | MW | ANNUAL |  | yes | HOUPARRHNHPELCN05_OLDI_FDIELCE01
DMD | HOUPARRHNHPELCN05_OLDI_FDIELCE01_D33 | Residential heating technology - Heat pump, Air-to-water - leasing - single-family house - existing building - distributed level 0.33 | PJ | MW | ANNUAL |  | yes | HOUPARRHNHPELCN05_OLDI_FDIELCE01
DMD | HOUPARRHNHPELCN05_OLDI_FDIELCE01_D50 | Residential heating technology - Heat pump, Air-to-water - leasing - single-family house - existing building - distributed MEAN level | PJ | MW | ANNUAL |  | yes | HOUPARRHNHPELCN05_OLDI_FDIELCE01
DMD | HOUPARRHNHPELCN05_OLDI_FDIELCE01_D67 | Residential heating technology - Heat pump, Air-to-water - leasing - single-family house - existing building - distributed level 0.67 | PJ | MW | ANNUAL |  | yes | HOUPARRHNHPELCN05_OLDI_FDIELCE01
DMD | HOUPARRHNHPELCN05_OLDI_FDIELCE01_D83 | Residential heating technology - Heat pump, Air-to-water - leasing - single-family house - existing building - distributed level 0.83 | PJ | MW | ANNUAL |  | yes | HOUPARRHNHPELCN05_OLDI_FDIELCE01
DMD | HOUPARRHNHPELCN04_OLDI_FDIELCE01_D17 | Residential heating technology - Heat pump, Ground source - single-family house - existing building - distributed level 0.17 | PJ | MW | ANNUAL |  | yes | HOUPARRHNHPELCN04_OLDI_FDIELCE01
DMD | HOUPARRHNHPELCN04_OLDI_FDIELCE01_D33 | Residential heating technology - Heat pump, Ground source - single-family house - existing building - distributed level 0.33 | PJ | MW | ANNUAL |  | yes | HOUPARRHNHPELCN04_OLDI_FDIELCE01
DMD | HOUPARRHNHPELCN04_OLDI_FDIELCE01_D50 | Residential heating technology - Heat pump, Ground source - single-family house - existing building - distributed MEAN level | PJ | MW | ANNUAL |  | yes | HOUPARRHNHPELCN04_OLDI_FDIELCE01
DMD | HOUPARRHNHPELCN04_OLDI_FDIELCE01_D67 | Residential heating technology - Heat pump, Ground source - single-family house - existing building - distributed level 0.67 | PJ | MW | ANNUAL |  | yes | HOUPARRHNHPELCN04_OLDI_FDIELCE01
DMD | HOUPARRHNHPELCN04_OLDI_FDIELCE01_D83 | Residential heating technology - Heat pump, Ground source - single-family house - existing building - distributed level 0.83 | PJ | MW | ANNUAL |  | yes | HOUPARRHNHPELCN04_OLDI_FDIELCE01
DMD | HOUPARRHNHPELCN03_OLDI_FDIELCE01_D17 | Residential heating technology - Heat pump, Air-to-water - single-family house - existing building - distributed level 0.17 | PJ | MW | ANNUAL |  | yes | HOUPARRHNHPELCN03_OLDI_FDIELCE01
DMD | HOUPARRHNHPELCN03_OLDI_FDIELCE01_D33 | Residential heating technology - Heat pump, Air-to-water - single-family house - existing building - distributed level 0.33 | PJ | MW | ANNUAL |  | yes | HOUPARRHNHPELCN03_OLDI_FDIELCE01
DMD | HOUPARRHNHPELCN03_OLDI_FDIELCE01_D50 | Residential heating technology - Heat pump, Air-to-water - single-family house - existing building - distributed MEAN level | PJ | MW | ANNUAL |  | yes | HOUPARRHNHPELCN03_OLDI_FDIELCE01
DMD | HOUPARRHNHPELCN03_OLDI_FDIELCE01_D67 | Residential heating technology - Heat pump, Air-to-water - single-family house - existing building - distributed level 0.67 | PJ | MW | ANNUAL |  | yes | HOUPARRHNHPELCN03_OLDI_FDIELCE01
DMD | HOUPARRHNHPELCN03_OLDI_FDIELCE01_D83 | Residential heating technology - Heat pump, Air-to-water - single-family house - existing building - distributed level 0.83 | PJ | MW | ANNUAL |  | yes | HOUPARRHNHPELCN03_OLDI_FDIELCE01
DMD | HOUPARRHNHPELCN02_OLDI_FDIELCE01_D17 | Residential heating technology - Heat pump, Air-to-air - single-family house - existing building - distributed level 0.17 | PJ | MW | ANNUAL |  | yes | HOUPARRHNHPELCN02_OLDI_FDIELCE01
DMD | HOUPARRHNHPELCN02_OLDI_FDIELCE01_D33 | Residential heating technology - Heat pump, Air-to-air - single-family house - existing building - distributed level 0.33 | PJ | MW | ANNUAL |  | yes | HOUPARRHNHPELCN02_OLDI_FDIELCE01
DMD | HOUPARRHNHPELCN02_OLDI_FDIELCE01_D50 | Residential heating technology - Heat pump, Air-to-air - single-family house - existing building - distributed MEAN level | PJ | MW | ANNUAL |  | yes | HOUPARRHNHPELCN02_OLDI_FDIELCE01
DMD | HOUPARRHNHPELCN02_OLDI_FDIELCE01_D67 | Residential heating technology - Heat pump, Air-to-air - single-family house - existing building - distributed level 0.67 | PJ | MW | ANNUAL |  | yes | HOUPARRHNHPELCN02_OLDI_FDIELCE01
DMD | HOUPARRHNHPELCN02_OLDI_FDIELCE01_D83 | Residential heating technology - Heat pump, Air-to-air - single-family house - existing building - distributed level 0.83 | PJ | MW | ANNUAL |  | yes | HOUPARRHNHPELCN02_OLDI_FDIELCE01
DMD | HOUPARRHNDIELCN06_OLDI_FDIELCE01_D17 | Residential heating technology - Electric heating - electric panel from Bauhaus - single-family house - new building - distributed level 0.17 | PJ | MW | ANNUAL |  | yes | HOUPARRHNDIELCN06_OLDI_FDIELCE01
DMD | HOUPARRHNDIELCN06_OLDI_FDIELCE01_D33 | Residential heating technology - Electric heating - electric panel from Bauhaus - single-family house - new building - distributed level 0.33 | PJ | MW | ANNUAL |  | yes | HOUPARRHNDIELCN06_OLDI_FDIELCE01
DMD | HOUPARRHNDIELCN06_OLDI_FDIELCE01_D50 | Residential heating technology - Electric heating - electric panel from Bauhaus - single-family house - new building - distributed MEAN level | PJ | MW | ANNUAL |  | yes | HOUPARRHNDIELCN06_OLDI_FDIELCE01
DMD | HOUPARRHNDIELCN06_OLDI_FDIELCE01_D67 | Residential heating technology - Electric heating - electric panel from Bauhaus - single-family house - new building - distributed level 0.67 | PJ | MW | ANNUAL |  | yes | HOUPARRHNDIELCN06_OLDI_FDIELCE01
DMD | HOUPARRHNDIELCN06_OLDI_FDIELCE01_D83 | Residential heating technology - Electric heating - electric panel from Bauhaus - single-family house - new building - distributed level 0.83 | PJ | MW | ANNUAL |  | yes | HOUPARRHNDIELCN06_OLDI_FDIELCE01
DMD | HOUPARRHNDIELCN01_OLDI_FDIELCE01_D17 | Residential heating technology - Electric heating - single-family house - new building - distributed level 0.17 | PJ | MW | ANNUAL |  | yes | HOUPARRHNDIELCN01_OLDI_FDIELCE01
DMD | HOUPARRHNDIELCN01_OLDI_FDIELCE01_D33 | Residential heating technology - Electric heating - single-family house - new building - distributed level 0.33 | PJ | MW | ANNUAL |  | yes | HOUPARRHNDIELCN01_OLDI_FDIELCE01
DMD | HOUPARRHNDIELCN01_OLDI_FDIELCE01_D50 | Residential heating technology - Electric heating - single-family house - new building - distributed MEAN level | PJ | MW | ANNUAL |  | yes | HOUPARRHNDIELCN01_OLDI_FDIELCE01
DMD | HOUPARRHNDIELCN01_OLDI_FDIELCE01_D67 | Residential heating technology - Electric heating - single-family house - new building - distributed level 0.67 | PJ | MW | ANNUAL |  | yes | HOUPARRHNDIELCN01_OLDI_FDIELCE01
DMD | HOUPARRHNDIELCN01_OLDI_FDIELCE01_D83 | Residential heating technology - Electric heating - single-family house - new building - distributed level 0.83 | PJ | MW | ANNUAL |  | yes | HOUPARRHNDIELCN01_OLDI_FDIELCE01
DMD | HOUPARRHNBHSTRN01_OLDI_FDIELCE01_D50 | Residential heating technology - Biomass boiler, automatic stoking , Straw - single-family house - existing building - distributed MEAN level | PJ | MW | ANNUAL |  | yes | HOUPARRHNBHSTRN01_OLDI_FDIELCE01
DMD | HOUPARRHNBHSOLN01_OLDI_FDIELCE01_D17 | Residential heating technology - Solar heating system - single-family house - existing building - distributed level 0.17 | PJ | MW | ANNUAL |  | yes | HOUPARRHNBHSOLN01_OLDI_FDIELCE01
DMD | HOUPARRHNBHSOLN01_OLDI_FDIELCE01_D33 | Residential heating technology - Solar heating system - single-family house - existing building - distributed level 0.33 | PJ | MW | ANNUAL |  | yes | HOUPARRHNBHSOLN01_OLDI_FDIELCE01
DMD | HOUPARRHNBHSOLN01_OLDI_FDIELCE01_D50 | Residential heating technology - Solar heating system - single-family house - existing building - distributed MEAN level | PJ | MW | ANNUAL |  | yes | HOUPARRHNBHSOLN01_OLDI_FDIELCE01
DMD | HOUPARRHNBHSOLN01_OLDI_FDIELCE01_D67 | Residential heating technology - Solar heating system - single-family house - existing building - distributed level 0.67 | PJ | MW | ANNUAL |  | yes | HOUPARRHNBHSOLN01_OLDI_FDIELCE01
DMD | HOUPARRHNBHSOLN01_OLDI_FDIELCE01_D83 | Residential heating technology - Solar heating system - single-family house - existing building - distributed level 0.83 | PJ | MW | ANNUAL |  | yes | HOUPARRHNBHSOLN01_OLDI_FDIELCE01
DMD | HOUPARRHNBHDHDN09_OLDI_FDIELCE01_D17 | Residential heating technology - Direct district heating substation - plus connection pipe - plus distribution (heating density: low ) - single-family house - existing building - distributed level 0.17 | PJ | MW | ANNUAL |  | yes | HOUPARRHNBHDHDN09_OLDI_FDIELCE01
DMD | HOUPARRHNBHDHDN09_OLDI_FDIELCE01_D33 | Residential heating technology - Direct district heating substation - plus connection pipe - plus distribution (heating density: low ) - single-family house - existing building - distributed level 0.33 | PJ | MW | ANNUAL |  | yes | HOUPARRHNBHDHDN09_OLDI_FDIELCE01
DMD | HOUPARRHNBHDHDN09_OLDI_FDIELCE01_D50 | Residential heating technology - Direct district heating substation - plus connection pipe - plus distribution (heating density: low ) - single-family house - existing building - distributed MEAN level | PJ | MW | ANNUAL |  | yes | HOUPARRHNBHDHDN09_OLDI_FDIELCE01
DMD | HOUPARRHNBHDHDN09_OLDI_FDIELCE01_D67 | Residential heating technology - Direct district heating substation - plus connection pipe - plus distribution (heating density: low ) - single-family house - existing building - distributed level 0.67 | PJ | MW | ANNUAL |  | yes | HOUPARRHNBHDHDN09_OLDI_FDIELCE01
DMD | HOUPARRHNBHDHDN09_OLDI_FDIELCE01_D83 | Residential heating technology - Direct district heating substation - plus connection pipe - plus distribution (heating density: low ) - single-family house - existing building - distributed level 0.83 | PJ | MW | ANNUAL |  | yes | HOUPARRHNBHDHDN09_OLDI_FDIELCE01
DMD | HOUPARRHNBHDHDN07_OLDI_FDIELCE01_D17 | Residential heating technology - Direct district heating substation - plus connection pipe - plus distribution (heating density: medium ) - single-family house - existing building - distributed level 0.17 | PJ | MW | ANNUAL |  | yes | HOUPARRHNBHDHDN07_OLDI_FDIELCE01
DMD | HOUPARRHNBHDHDN07_OLDI_FDIELCE01_D33 | Residential heating technology - Direct district heating substation - plus connection pipe - plus distribution (heating density: medium ) - single-family house - existing building - distributed level 0.33 | PJ | MW | ANNUAL |  | yes | HOUPARRHNBHDHDN07_OLDI_FDIELCE01
DMD | HOUPARRHNBHDHDN07_OLDI_FDIELCE01_D50 | Residential heating technology - Direct district heating substation - plus connection pipe - plus distribution (heating density: medium ) - single-family house - existing building - distributed MEAN level | PJ | MW | ANNUAL |  | yes | HOUPARRHNBHDHDN07_OLDI_FDIELCE01
DMD | HOUPARRHNBHDHDN07_OLDI_FDIELCE01_D67 | Residential heating technology - Direct district heating substation - plus connection pipe - plus distribution (heating density: medium ) - single-family house - existing building - distributed level 0.67 | PJ | MW | ANNUAL |  | yes | HOUPARRHNBHDHDN07_OLDI_FDIELCE01
DMD | HOUPARRHNBHDHDN07_OLDI_FDIELCE01_D83 | Residential heating technology - Direct district heating substation - plus connection pipe - plus distribution (heating density: medium ) - single-family house - existing building - distributed level 0.83 | PJ | MW | ANNUAL |  | yes | HOUPARRHNBHDHDN07_OLDI_FDIELCE01
DMD | HOUPARRHNBHDHDN05_OLDI_FDIELCE01_D17 | Residential heating technology - Direct district heating substation - plus connection pipe - plus distribution (heating density: high ) - single-family house - existing building - distributed level 0.17 | PJ | MW | ANNUAL |  | yes | HOUPARRHNBHDHDN05_OLDI_FDIELCE01
DMD | HOUPARRHNBHDHDN05_OLDI_FDIELCE01_D33 | Residential heating technology - Direct district heating substation - plus connection pipe - plus distribution (heating density: high ) - single-family house - existing building - distributed level 0.33 | PJ | MW | ANNUAL |  | yes | HOUPARRHNBHDHDN05_OLDI_FDIELCE01
DMD | HOUPARRHNBHDHDN05_OLDI_FDIELCE01_D50 | Residential heating technology - Direct district heating substation - plus connection pipe - plus distribution (heating density: high ) - single-family house - existing building - distributed MEAN level | PJ | MW | ANNUAL |  | yes | HOUPARRHNBHDHDN05_OLDI_FDIELCE01
DMD | HOUPARRHNBHDHDN05_OLDI_FDIELCE01_D67 | Residential heating technology - Direct district heating substation - plus connection pipe - plus distribution (heating density: high ) - single-family house - existing building - distributed level 0.67 | PJ | MW | ANNUAL |  | yes | HOUPARRHNBHDHDN05_OLDI_FDIELCE01
DMD | HOUPARRHNBHDHDN05_OLDI_FDIELCE01_D83 | Residential heating technology - Direct district heating substation - plus connection pipe - plus distribution (heating density: high ) - single-family house - existing building - distributed level 0.83 | PJ | MW | ANNUAL |  | yes | HOUPARRHNBHDHDN05_OLDI_FDIELCE01
DMD | HOUPARRHNBHDHCN09_OLDI_FDIELCE01_D17 | Residential heating technology - Direct district heating substation - plus connection pipe - plus distribution (heating density: low ) - single-family house - existing building - distributed level 0.17 | PJ | MW | ANNUAL |  | yes | HOUPARRHNBHDHCN09_OLDI_FDIELCE01
DMD | HOUPARRHNBHDHCN09_OLDI_FDIELCE01_D33 | Residential heating technology - Direct district heating substation - plus connection pipe - plus distribution (heating density: low ) - single-family house - existing building - distributed level 0.33 | PJ | MW | ANNUAL |  | yes | HOUPARRHNBHDHCN09_OLDI_FDIELCE01
DMD | HOUPARRHNBHDHCN09_OLDI_FDIELCE01_D50 | Residential heating technology - Direct district heating substation - plus connection pipe - plus distribution (heating density: low ) - single-family house - existing building - distributed MEAN level | PJ | MW | ANNUAL |  | yes | HOUPARRHNBHDHCN09_OLDI_FDIELCE01
DMD | HOUPARRHNBHDHCN09_OLDI_FDIELCE01_D67 | Residential heating technology - Direct district heating substation - plus connection pipe - plus distribution (heating density: low ) - single-family house - existing building - distributed level 0.67 | PJ | MW | ANNUAL |  | yes | HOUPARRHNBHDHCN09_OLDI_FDIELCE01
DMD | HOUPARRHNBHDHCN09_OLDI_FDIELCE01_D83 | Residential heating technology - Direct district heating substation - plus connection pipe - plus distribution (heating density: low ) - single-family house - existing building - distributed level 0.83 | PJ | MW | ANNUAL |  | yes | HOUPARRHNBHDHCN09_OLDI_FDIELCE01
DMD | HOUPARRHNBHDHCN07_OLDI_FDIELCE01_D17 | Residential heating technology - Direct district heating substation - plus connection pipe - plus distribution (heating density: medium ) - single-family house - existing building - distributed level 0.17 | PJ | MW | ANNUAL |  | yes | HOUPARRHNBHDHCN07_OLDI_FDIELCE01
DMD | HOUPARRHNBHDHCN07_OLDI_FDIELCE01_D33 | Residential heating technology - Direct district heating substation - plus connection pipe - plus distribution (heating density: medium ) - single-family house - existing building - distributed level 0.33 | PJ | MW | ANNUAL |  | yes | HOUPARRHNBHDHCN07_OLDI_FDIELCE01
DMD | HOUPARRHNBHDHCN07_OLDI_FDIELCE01_D50 | Residential heating technology - Direct district heating substation - plus connection pipe - plus distribution (heating density: medium ) - single-family house - existing building - distributed MEAN level | PJ | MW | ANNUAL |  | yes | HOUPARRHNBHDHCN07_OLDI_FDIELCE01
DMD | HOUPARRHNBHDHCN07_OLDI_FDIELCE01_D67 | Residential heating technology - Direct district heating substation - plus connection pipe - plus distribution (heating density: medium ) - single-family house - existing building - distributed level 0.67 | PJ | MW | ANNUAL |  | yes | HOUPARRHNBHDHCN07_OLDI_FDIELCE01
DMD | HOUPARRHNBHDHCN07_OLDI_FDIELCE01_D83 | Residential heating technology - Direct district heating substation - plus connection pipe - plus distribution (heating density: medium ) - single-family house - existing building - distributed level 0.83 | PJ | MW | ANNUAL |  | yes | HOUPARRHNBHDHCN07_OLDI_FDIELCE01
DMD | HOUPARRHNBHDHCN05_OLDI_FDIELCE01_D17 | Residential heating technology - Direct district heating substation - plus connection pipe - plus distribution (heating density: high ) - single-family house - existing building - distributed level 0.17 | PJ | MW | ANNUAL |  | yes | HOUPARRHNBHDHCN05_OLDI_FDIELCE01
DMD | HOUPARRHNBHDHCN05_OLDI_FDIELCE01_D33 | Residential heating technology - Direct district heating substation - plus connection pipe - plus distribution (heating density: high ) - single-family house - existing building - distributed level 0.33 | PJ | MW | ANNUAL |  | yes | HOUPARRHNBHDHCN05_OLDI_FDIELCE01
DMD | HOUPARRHNBHDHCN05_OLDI_FDIELCE01_D50 | Residential heating technology - Direct district heating substation - plus connection pipe - plus distribution (heating density: high ) - single-family house - existing building - distributed MEAN level | PJ | MW | ANNUAL |  | yes | HOUPARRHNBHDHCN05_OLDI_FDIELCE01
DMD | HOUPARRHNBHDHCN05_OLDI_FDIELCE01_D67 | Residential heating technology - Direct district heating substation - plus connection pipe - plus distribution (heating density: high ) - single-family house - existing building - distributed level 0.67 | PJ | MW | ANNUAL |  | yes | HOUPARRHNBHDHCN05_OLDI_FDIELCE01
DMD | HOUPARRHNBHDHCN05_OLDI_FDIELCE01_D83 | Residential heating technology - Direct district heating substation - plus connection pipe - plus distribution (heating density: high ) - single-family house - existing building - distributed level 0.83 | PJ | MW | ANNUAL |  | yes | HOUPARRHNBHDHCN05_OLDI_FDIELCE01
DMD | HOUETARHNDIFIWN01_OLDC_FDIFIWE01_D50 | Residential heating technology - Wood stove without water tank, wood logs - apartment complex - existing building - distributed MEAN level | PJ | MW | ANNUAL |  | yes | HOUETARHNDIFIWN01_OLDC_FDIFIWE01
DMD | HOUETARHNDIFIWN01_OLDD_FDIFIWE01_D50 | Residential heating technology - Wood stove without water tank, wood logs - apartment complex - existing building - distributed MEAN level | PJ | MW | ANNUAL |  | yes | HOUETARHNDIFIWN01_OLDD_FDIFIWE01
DMD | HOUETARHNDIFIWN01_OLDI_FDIFIWE01_D50 | Residential heating technology - Wood stove without water tank, wood logs - apartment complex - existing building - distributed MEAN level | PJ | MW | ANNUAL |  | yes | HOUETARHNDIFIWN01_OLDI_FDIFIWE01
DMD | HOUPARRHNDIFIWN01_OLDC_FDIFIWE01_D50 | Residential heating technology - Wood stove without water tank, wood logs - single-family house - existing building - distributed MEAN level | PJ | MW | ANNUAL |  | yes | HOUPARRHNDIFIWN01_OLDC_FDIFIWE01
DMD | HOUPARRHNDIFIWN01_OLDD_FDIFIWE01_D50 | Residential heating technology - Wood stove without water tank, wood logs - single-family house - existing building - distributed MEAN level | PJ | MW | ANNUAL |  | yes | HOUPARRHNDIFIWN01_OLDD_FDIFIWE01
DMD | HOUPARRHNDIFIWN01_OLDI_FDIFIWE01_D50 | Residential heating technology - Wood stove without water tank, wood logs - single-family house - existing building - distributed MEAN level | PJ | MW | ANNUAL |  | yes | HOUPARRHNDIFIWN01_OLDI_FDIFIWE01
DMD | HOUETARHNHPELCN05_OLDC_FBHGASE01_D17 | Residential heating technology - Heat pump, Air-to-water - leasing - apartment complex - existing building - distributed level 0.17 | PJ | MW | ANNUAL |  | yes | HOUETARHNHPELCN05_OLDC_FBHGASE01
DMD | HOUETARHNHPELCN05_OLDC_FBHGASE01_D33 | Residential heating technology - Heat pump, Air-to-water - leasing - apartment complex - existing building - distributed level 0.33 | PJ | MW | ANNUAL |  | yes | HOUETARHNHPELCN05_OLDC_FBHGASE01
DMD | HOUETARHNHPELCN05_OLDC_FBHGASE01_D50 | Residential heating technology - Heat pump, Air-to-water - leasing - apartment complex - existing building - distributed MEAN level | PJ | MW | ANNUAL |  | yes | HOUETARHNHPELCN05_OLDC_FBHGASE01
DMD | HOUETARHNHPELCN05_OLDC_FBHGASE01_D67 | Residential heating technology - Heat pump, Air-to-water - leasing - apartment complex - existing building - distributed level 0.67 | PJ | MW | ANNUAL |  | yes | HOUETARHNHPELCN05_OLDC_FBHGASE01
DMD | HOUETARHNHPELCN05_OLDC_FBHGASE01_D83 | Residential heating technology - Heat pump, Air-to-water - leasing - apartment complex - existing building - distributed level 0.83 | PJ | MW | ANNUAL |  | yes | HOUETARHNHPELCN05_OLDC_FBHGASE01
DMD | HOUETARHNHPELCN04_OLDC_FBHGASE01_D17 | Residential heating technology - Heat pump, Ground source - apartment complex - existing building - distributed level 0.17 | PJ | MW | ANNUAL |  | yes | HOUETARHNHPELCN04_OLDC_FBHGASE01
DMD | HOUETARHNHPELCN04_OLDC_FBHGASE01_D33 | Residential heating technology - Heat pump, Ground source - apartment complex - existing building - distributed level 0.33 | PJ | MW | ANNUAL |  | yes | HOUETARHNHPELCN04_OLDC_FBHGASE01
DMD | HOUETARHNHPELCN04_OLDC_FBHGASE01_D50 | Residential heating technology - Heat pump, Ground source - apartment complex - existing building - distributed MEAN level | PJ | MW | ANNUAL |  | yes | HOUETARHNHPELCN04_OLDC_FBHGASE01
DMD | HOUETARHNHPELCN04_OLDC_FBHGASE01_D67 | Residential heating technology - Heat pump, Ground source - apartment complex - existing building - distributed level 0.67 | PJ | MW | ANNUAL |  | yes | HOUETARHNHPELCN04_OLDC_FBHGASE01
DMD | HOUETARHNHPELCN04_OLDC_FBHGASE01_D83 | Residential heating technology - Heat pump, Ground source - apartment complex - existing building - distributed level 0.83 | PJ | MW | ANNUAL |  | yes | HOUETARHNHPELCN04_OLDC_FBHGASE01
DMD | HOUETARHNHPELCN03_OLDC_FBHGASE01_D17 | Residential heating technology - Heat pump, Air-to-water - apartment complex - existing building - distributed level 0.17 | PJ | MW | ANNUAL |  | yes | HOUETARHNHPELCN03_OLDC_FBHGASE01
DMD | HOUETARHNHPELCN03_OLDC_FBHGASE01_D33 | Residential heating technology - Heat pump, Air-to-water - apartment complex - existing building - distributed level 0.33 | PJ | MW | ANNUAL |  | yes | HOUETARHNHPELCN03_OLDC_FBHGASE01
DMD | HOUETARHNHPELCN03_OLDC_FBHGASE01_D50 | Residential heating technology - Heat pump, Air-to-water - apartment complex - existing building - distributed MEAN level | PJ | MW | ANNUAL |  | yes | HOUETARHNHPELCN03_OLDC_FBHGASE01
DMD | HOUETARHNHPELCN03_OLDC_FBHGASE01_D67 | Residential heating technology - Heat pump, Air-to-water - apartment complex - existing building - distributed level 0.67 | PJ | MW | ANNUAL |  | yes | HOUETARHNHPELCN03_OLDC_FBHGASE01
DMD | HOUETARHNHPELCN03_OLDC_FBHGASE01_D83 | Residential heating technology - Heat pump, Air-to-water - apartment complex - existing building - distributed level 0.83 | PJ | MW | ANNUAL |  | yes | HOUETARHNHPELCN03_OLDC_FBHGASE01
DMD | HOUETARHNHPELCN02_OLDC_FBHGASE01_D17 | Residential heating technology - Heat pump, Air-to-air - single-family house - existing building - distributed level 0.17 | PJ | MW | ANNUAL |  | yes | HOUETARHNHPELCN02_OLDC_FBHGASE01
DMD | HOUETARHNHPELCN02_OLDC_FBHGASE01_D33 | Residential heating technology - Heat pump, Air-to-air - single-family house - existing building - distributed level 0.33 | PJ | MW | ANNUAL |  | yes | HOUETARHNHPELCN02_OLDC_FBHGASE01
DMD | HOUETARHNHPELCN02_OLDC_FBHGASE01_D50 | Residential heating technology - Heat pump, Air-to-air - single-family house - existing building - distributed MEAN level | PJ | MW | ANNUAL |  | yes | HOUETARHNHPELCN02_OLDC_FBHGASE01
DMD | HOUETARHNHPELCN02_OLDC_FBHGASE01_D67 | Residential heating technology - Heat pump, Air-to-air - single-family house - existing building - distributed level 0.67 | PJ | MW | ANNUAL |  | yes | HOUETARHNHPELCN02_OLDC_FBHGASE01
DMD | HOUETARHNHPELCN02_OLDC_FBHGASE01_D83 | Residential heating technology - Heat pump, Air-to-air - single-family house - existing building - distributed level 0.83 | PJ | MW | ANNUAL |  | yes | HOUETARHNHPELCN02_OLDC_FBHGASE01
DMD | HOUETARHNDIELCN06_OLDC_FBHGASE01_D17 | Residential heating technology - Electric heating - electric panel from Bauhaus - apartment complex - new building - distributed level 0.17 | PJ | MW | ANNUAL |  | yes | HOUETARHNDIELCN06_OLDC_FBHGASE01
DMD | HOUETARHNDIELCN06_OLDC_FBHGASE01_D33 | Residential heating technology - Electric heating - electric panel from Bauhaus - apartment complex - new building - distributed level 0.33 | PJ | MW | ANNUAL |  | yes | HOUETARHNDIELCN06_OLDC_FBHGASE01
DMD | HOUETARHNDIELCN06_OLDC_FBHGASE01_D50 | Residential heating technology - Electric heating - electric panel from Bauhaus - apartment complex - new building - distributed MEAN level | PJ | MW | ANNUAL |  | yes | HOUETARHNDIELCN06_OLDC_FBHGASE01
DMD | HOUETARHNDIELCN06_OLDC_FBHGASE01_D67 | Residential heating technology - Electric heating - electric panel from Bauhaus - apartment complex - new building - distributed level 0.67 | PJ | MW | ANNUAL |  | yes | HOUETARHNDIELCN06_OLDC_FBHGASE01
DMD | HOUETARHNDIELCN06_OLDC_FBHGASE01_D83 | Residential heating technology - Electric heating - electric panel from Bauhaus - apartment complex - new building - distributed level 0.83 | PJ | MW | ANNUAL |  | yes | HOUETARHNDIELCN06_OLDC_FBHGASE01
DMD | HOUETARHNDIELCN01_OLDC_FBHGASE01_D17 | Residential heating technology - Electric heating - apartment complex - new building - distributed level 0.17 | PJ | MW | ANNUAL |  | yes | HOUETARHNDIELCN01_OLDC_FBHGASE01
DMD | HOUETARHNDIELCN01_OLDC_FBHGASE01_D33 | Residential heating technology - Electric heating - apartment complex - new building - distributed level 0.33 | PJ | MW | ANNUAL |  | yes | HOUETARHNDIELCN01_OLDC_FBHGASE01
DMD | HOUETARHNDIELCN01_OLDC_FBHGASE01_D50 | Residential heating technology - Electric heating - apartment complex - new building - distributed MEAN level | PJ | MW | ANNUAL |  | yes | HOUETARHNDIELCN01_OLDC_FBHGASE01
DMD | HOUETARHNDIELCN01_OLDC_FBHGASE01_D67 | Residential heating technology - Electric heating - apartment complex - new building - distributed level 0.67 | PJ | MW | ANNUAL |  | yes | HOUETARHNDIELCN01_OLDC_FBHGASE01
DMD | HOUETARHNDIELCN01_OLDC_FBHGASE01_D83 | Residential heating technology - Electric heating - apartment complex - new building - distributed level 0.83 | PJ | MW | ANNUAL |  | yes | HOUETARHNDIELCN01_OLDC_FBHGASE01
DMD | HOUETARHNBHWPEN01_OLDC_FBHGASE01_D17 | Residential heating technology - Biomass boiler, automatic stoking , wood pellets or wood chips - apartment complex - existing building - distributed level 0.17 | PJ | MW | ANNUAL |  | yes | HOUETARHNBHWPEN01_OLDC_FBHGASE01
DMD | HOUETARHNBHWPEN01_OLDC_FBHGASE01_D33 | Residential heating technology - Biomass boiler, automatic stoking , wood pellets or wood chips - apartment complex - existing building - distributed level 0.33 | PJ | MW | ANNUAL |  | yes | HOUETARHNBHWPEN01_OLDC_FBHGASE01
DMD | HOUETARHNBHWPEN01_OLDC_FBHGASE01_D50 | Residential heating technology - Biomass boiler, automatic stoking , wood pellets or wood chips - apartment complex - existing building - distributed MEAN level | PJ | MW | ANNUAL |  | yes | HOUETARHNBHWPEN01_OLDC_FBHGASE01
DMD | HOUETARHNBHWPEN01_OLDC_FBHGASE01_D67 | Residential heating technology - Biomass boiler, automatic stoking , wood pellets or wood chips - apartment complex - existing building - distributed level 0.67 | PJ | MW | ANNUAL |  | yes | HOUETARHNBHWPEN01_OLDC_FBHGASE01
DMD | HOUETARHNBHWPEN01_OLDC_FBHGASE01_D83 | Residential heating technology - Biomass boiler, automatic stoking , wood pellets or wood chips - apartment complex - existing building - distributed level 0.83 | PJ | MW | ANNUAL |  | yes | HOUETARHNBHWPEN01_OLDC_FBHGASE01
DMD | HOUETARHNBHSOLN01_OLDC_FBHGASE01_D17 | Residential heating technology - Solar heating system - apartment complex - existing building - distributed level 0.17 | PJ | MW | ANNUAL |  | yes | HOUETARHNBHSOLN01_OLDC_FBHGASE01
DMD | HOUETARHNBHSOLN01_OLDC_FBHGASE01_D33 | Residential heating technology - Solar heating system - apartment complex - existing building - distributed level 0.33 | PJ | MW | ANNUAL |  | yes | HOUETARHNBHSOLN01_OLDC_FBHGASE01
DMD | HOUETARHNBHSOLN01_OLDC_FBHGASE01_D50 | Residential heating technology - Solar heating system - apartment complex - existing building - distributed MEAN level | PJ | MW | ANNUAL |  | yes | HOUETARHNBHSOLN01_OLDC_FBHGASE01
DMD | HOUETARHNBHSOLN01_OLDC_FBHGASE01_D67 | Residential heating technology - Solar heating system - apartment complex - existing building - distributed level 0.67 | PJ | MW | ANNUAL |  | yes | HOUETARHNBHSOLN01_OLDC_FBHGASE01
DMD | HOUETARHNBHSOLN01_OLDC_FBHGASE01_D83 | Residential heating technology - Solar heating system - apartment complex - existing building - distributed level 0.83 | PJ | MW | ANNUAL |  | yes | HOUETARHNBHSOLN01_OLDC_FBHGASE01
DMD | HOUETARHNBHGASN01_OLDC_FBHGASE01_D17 | Residential heating technology - Natural gas boiler - apartment complex - existing building - distributed level 0.17 | PJ | MW | ANNUAL |  | yes | HOUETARHNBHGASN01_OLDC_FBHGASE01
DMD | HOUETARHNBHGASN01_OLDC_FBHGASE01_D33 | Residential heating technology - Natural gas boiler - apartment complex - existing building - distributed level 0.33 | PJ | MW | ANNUAL |  | yes | HOUETARHNBHGASN01_OLDC_FBHGASE01
DMD | HOUETARHNBHGASN01_OLDC_FBHGASE01_D50 | Residential heating technology - Natural gas boiler - apartment complex - existing building - distributed MEAN level | PJ | MW | ANNUAL |  | yes | HOUETARHNBHGASN01_OLDC_FBHGASE01
DMD | HOUETARHNBHGASN01_OLDC_FBHGASE01_D67 | Residential heating technology - Natural gas boiler - apartment complex - existing building - distributed level 0.67 | PJ | MW | ANNUAL |  | yes | HOUETARHNBHGASN01_OLDC_FBHGASE01
DMD | HOUETARHNBHGASN01_OLDC_FBHGASE01_D83 | Residential heating technology - Natural gas boiler - apartment complex - existing building - distributed level 0.83 | PJ | MW | ANNUAL |  | yes | HOUETARHNBHGASN01_OLDC_FBHGASE01
DMD | HOUETARHNBHDHCN03_OLDC_FBHGASE01_D17 | Residential heating technology - Direct district heating substation - plus connection pipe - apartment complex - existing building - distributed level 0.17 | PJ | MW | ANNUAL |  | yes | HOUETARHNBHDHCN03_OLDC_FBHGASE01
DMD | HOUETARHNBHDHCN03_OLDC_FBHGASE01_D33 | Residential heating technology - Direct district heating substation - plus connection pipe - apartment complex - existing building - distributed level 0.33 | PJ | MW | ANNUAL |  | yes | HOUETARHNBHDHCN03_OLDC_FBHGASE01
DMD | HOUETARHNBHDHCN03_OLDC_FBHGASE01_D50 | Residential heating technology - Direct district heating substation - plus connection pipe - apartment complex - existing building - distributed MEAN level | PJ | MW | ANNUAL |  | yes | HOUETARHNBHDHCN03_OLDC_FBHGASE01
DMD | HOUETARHNBHDHCN03_OLDC_FBHGASE01_D67 | Residential heating technology - Direct district heating substation - plus connection pipe - apartment complex - existing building - distributed level 0.67 | PJ | MW | ANNUAL |  | yes | HOUETARHNBHDHCN03_OLDC_FBHGASE01
DMD | HOUETARHNBHDHCN03_OLDC_FBHGASE01_D83 | Residential heating technology - Direct district heating substation - plus connection pipe - apartment complex - existing building - distributed level 0.83 | PJ | MW | ANNUAL |  | yes | HOUETARHNBHDHCN03_OLDC_FBHGASE01
DMD | HOUETARHNHPELCN05_OLDD_FBHGASE01_D17 | Residential heating technology - Heat pump, Air-to-water - leasing - apartment complex - existing building - distributed level 0.17 | PJ | MW | ANNUAL |  | yes | HOUETARHNHPELCN05_OLDD_FBHGASE01
DMD | HOUETARHNHPELCN05_OLDD_FBHGASE01_D33 | Residential heating technology - Heat pump, Air-to-water - leasing - apartment complex - existing building - distributed level 0.33 | PJ | MW | ANNUAL |  | yes | HOUETARHNHPELCN05_OLDD_FBHGASE01
DMD | HOUETARHNHPELCN05_OLDD_FBHGASE01_D50 | Residential heating technology - Heat pump, Air-to-water - leasing - apartment complex - existing building - distributed MEAN level | PJ | MW | ANNUAL |  | yes | HOUETARHNHPELCN05_OLDD_FBHGASE01
DMD | HOUETARHNHPELCN05_OLDD_FBHGASE01_D67 | Residential heating technology - Heat pump, Air-to-water - leasing - apartment complex - existing building - distributed level 0.67 | PJ | MW | ANNUAL |  | yes | HOUETARHNHPELCN05_OLDD_FBHGASE01
DMD | HOUETARHNHPELCN05_OLDD_FBHGASE01_D83 | Residential heating technology - Heat pump, Air-to-water - leasing - apartment complex - existing building - distributed level 0.83 | PJ | MW | ANNUAL |  | yes | HOUETARHNHPELCN05_OLDD_FBHGASE01
DMD | HOUETARHNHPELCN04_OLDD_FBHGASE01_D17 | Residential heating technology - Heat pump, Ground source - apartment complex - existing building - distributed level 0.17 | PJ | MW | ANNUAL |  | yes | HOUETARHNHPELCN04_OLDD_FBHGASE01
DMD | HOUETARHNHPELCN04_OLDD_FBHGASE01_D33 | Residential heating technology - Heat pump, Ground source - apartment complex - existing building - distributed level 0.33 | PJ | MW | ANNUAL |  | yes | HOUETARHNHPELCN04_OLDD_FBHGASE01
DMD | HOUETARHNHPELCN04_OLDD_FBHGASE01_D50 | Residential heating technology - Heat pump, Ground source - apartment complex - existing building - distributed MEAN level | PJ | MW | ANNUAL |  | yes | HOUETARHNHPELCN04_OLDD_FBHGASE01
DMD | HOUETARHNHPELCN04_OLDD_FBHGASE01_D67 | Residential heating technology - Heat pump, Ground source - apartment complex - existing building - distributed level 0.67 | PJ | MW | ANNUAL |  | yes | HOUETARHNHPELCN04_OLDD_FBHGASE01
DMD | HOUETARHNHPELCN04_OLDD_FBHGASE01_D83 | Residential heating technology - Heat pump, Ground source - apartment complex - existing building - distributed level 0.83 | PJ | MW | ANNUAL |  | yes | HOUETARHNHPELCN04_OLDD_FBHGASE01
DMD | HOUETARHNHPELCN03_OLDD_FBHGASE01_D17 | Residential heating technology - Heat pump, Air-to-water - apartment complex - existing building - distributed level 0.17 | PJ | MW | ANNUAL |  | yes | HOUETARHNHPELCN03_OLDD_FBHGASE01
DMD | HOUETARHNHPELCN03_OLDD_FBHGASE01_D33 | Residential heating technology - Heat pump, Air-to-water - apartment complex - existing building - distributed level 0.33 | PJ | MW | ANNUAL |  | yes | HOUETARHNHPELCN03_OLDD_FBHGASE01
DMD | HOUETARHNHPELCN03_OLDD_FBHGASE01_D50 | Residential heating technology - Heat pump, Air-to-water - apartment complex - existing building - distributed MEAN level | PJ | MW | ANNUAL |  | yes | HOUETARHNHPELCN03_OLDD_FBHGASE01
DMD | HOUETARHNHPELCN03_OLDD_FBHGASE01_D67 | Residential heating technology - Heat pump, Air-to-water - apartment complex - existing building - distributed level 0.67 | PJ | MW | ANNUAL |  | yes | HOUETARHNHPELCN03_OLDD_FBHGASE01
DMD | HOUETARHNHPELCN03_OLDD_FBHGASE01_D83 | Residential heating technology - Heat pump, Air-to-water - apartment complex - existing building - distributed level 0.83 | PJ | MW | ANNUAL |  | yes | HOUETARHNHPELCN03_OLDD_FBHGASE01
DMD | HOUETARHNHPELCN02_OLDD_FBHGASE01_D17 | Residential heating technology - Heat pump, Air-to-air - single-family house - existing building - distributed level 0.17 | PJ | MW | ANNUAL |  | yes | HOUETARHNHPELCN02_OLDD_FBHGASE01
DMD | HOUETARHNHPELCN02_OLDD_FBHGASE01_D33 | Residential heating technology - Heat pump, Air-to-air - single-family house - existing building - distributed level 0.33 | PJ | MW | ANNUAL |  | yes | HOUETARHNHPELCN02_OLDD_FBHGASE01
DMD | HOUETARHNHPELCN02_OLDD_FBHGASE01_D50 | Residential heating technology - Heat pump, Air-to-air - single-family house - existing building - distributed MEAN level | PJ | MW | ANNUAL |  | yes | HOUETARHNHPELCN02_OLDD_FBHGASE01
DMD | HOUETARHNHPELCN02_OLDD_FBHGASE01_D67 | Residential heating technology - Heat pump, Air-to-air - single-family house - existing building - distributed level 0.67 | PJ | MW | ANNUAL |  | yes | HOUETARHNHPELCN02_OLDD_FBHGASE01
DMD | HOUETARHNHPELCN02_OLDD_FBHGASE01_D83 | Residential heating technology - Heat pump, Air-to-air - single-family house - existing building - distributed level 0.83 | PJ | MW | ANNUAL |  | yes | HOUETARHNHPELCN02_OLDD_FBHGASE01
DMD | HOUETARHNDIELCN06_OLDD_FBHGASE01_D17 | Residential heating technology - Electric heating - electric panel from Bauhaus - apartment complex - new building - distributed level 0.17 | PJ | MW | ANNUAL |  | yes | HOUETARHNDIELCN06_OLDD_FBHGASE01
DMD | HOUETARHNDIELCN06_OLDD_FBHGASE01_D33 | Residential heating technology - Electric heating - electric panel from Bauhaus - apartment complex - new building - distributed level 0.33 | PJ | MW | ANNUAL |  | yes | HOUETARHNDIELCN06_OLDD_FBHGASE01
DMD | HOUETARHNDIELCN06_OLDD_FBHGASE01_D50 | Residential heating technology - Electric heating - electric panel from Bauhaus - apartment complex - new building - distributed MEAN level | PJ | MW | ANNUAL |  | yes | HOUETARHNDIELCN06_OLDD_FBHGASE01
DMD | HOUETARHNDIELCN06_OLDD_FBHGASE01_D67 | Residential heating technology - Electric heating - electric panel from Bauhaus - apartment complex - new building - distributed level 0.67 | PJ | MW | ANNUAL |  | yes | HOUETARHNDIELCN06_OLDD_FBHGASE01
DMD | HOUETARHNDIELCN06_OLDD_FBHGASE01_D83 | Residential heating technology - Electric heating - electric panel from Bauhaus - apartment complex - new building - distributed level 0.83 | PJ | MW | ANNUAL |  | yes | HOUETARHNDIELCN06_OLDD_FBHGASE01
DMD | HOUETARHNDIELCN01_OLDD_FBHGASE01_D17 | Residential heating technology - Electric heating - apartment complex - new building - distributed level 0.17 | PJ | MW | ANNUAL |  | yes | HOUETARHNDIELCN01_OLDD_FBHGASE01
DMD | HOUETARHNDIELCN01_OLDD_FBHGASE01_D33 | Residential heating technology - Electric heating - apartment complex - new building - distributed level 0.33 | PJ | MW | ANNUAL |  | yes | HOUETARHNDIELCN01_OLDD_FBHGASE01
DMD | HOUETARHNDIELCN01_OLDD_FBHGASE01_D50 | Residential heating technology - Electric heating - apartment complex - new building - distributed MEAN level | PJ | MW | ANNUAL |  | yes | HOUETARHNDIELCN01_OLDD_FBHGASE01
DMD | HOUETARHNDIELCN01_OLDD_FBHGASE01_D67 | Residential heating technology - Electric heating - apartment complex - new building - distributed level 0.67 | PJ | MW | ANNUAL |  | yes | HOUETARHNDIELCN01_OLDD_FBHGASE01
DMD | HOUETARHNDIELCN01_OLDD_FBHGASE01_D83 | Residential heating technology - Electric heating - apartment complex - new building - distributed level 0.83 | PJ | MW | ANNUAL |  | yes | HOUETARHNDIELCN01_OLDD_FBHGASE01
DMD | HOUETARHNBHWPEN01_OLDD_FBHGASE01_D17 | Residential heating technology - Biomass boiler, automatic stoking , wood pellets or wood chips - apartment complex - existing building - distributed level 0.17 | PJ | MW | ANNUAL |  | yes | HOUETARHNBHWPEN01_OLDD_FBHGASE01
DMD | HOUETARHNBHWPEN01_OLDD_FBHGASE01_D33 | Residential heating technology - Biomass boiler, automatic stoking , wood pellets or wood chips - apartment complex - existing building - distributed level 0.33 | PJ | MW | ANNUAL |  | yes | HOUETARHNBHWPEN01_OLDD_FBHGASE01
DMD | HOUETARHNBHWPEN01_OLDD_FBHGASE01_D50 | Residential heating technology - Biomass boiler, automatic stoking , wood pellets or wood chips - apartment complex - existing building - distributed MEAN level | PJ | MW | ANNUAL |  | yes | HOUETARHNBHWPEN01_OLDD_FBHGASE01
DMD | HOUETARHNBHWPEN01_OLDD_FBHGASE01_D67 | Residential heating technology - Biomass boiler, automatic stoking , wood pellets or wood chips - apartment complex - existing building - distributed level 0.67 | PJ | MW | ANNUAL |  | yes | HOUETARHNBHWPEN01_OLDD_FBHGASE01
DMD | HOUETARHNBHWPEN01_OLDD_FBHGASE01_D83 | Residential heating technology - Biomass boiler, automatic stoking , wood pellets or wood chips - apartment complex - existing building - distributed level 0.83 | PJ | MW | ANNUAL |  | yes | HOUETARHNBHWPEN01_OLDD_FBHGASE01
DMD | HOUETARHNBHSOLN01_OLDD_FBHGASE01_D17 | Residential heating technology - Solar heating system - apartment complex - existing building - distributed level 0.17 | PJ | MW | ANNUAL |  | yes | HOUETARHNBHSOLN01_OLDD_FBHGASE01
DMD | HOUETARHNBHSOLN01_OLDD_FBHGASE01_D33 | Residential heating technology - Solar heating system - apartment complex - existing building - distributed level 0.33 | PJ | MW | ANNUAL |  | yes | HOUETARHNBHSOLN01_OLDD_FBHGASE01
DMD | HOUETARHNBHSOLN01_OLDD_FBHGASE01_D50 | Residential heating technology - Solar heating system - apartment complex - existing building - distributed MEAN level | PJ | MW | ANNUAL |  | yes | HOUETARHNBHSOLN01_OLDD_FBHGASE01
DMD | HOUETARHNBHSOLN01_OLDD_FBHGASE01_D67 | Residential heating technology - Solar heating system - apartment complex - existing building - distributed level 0.67 | PJ | MW | ANNUAL |  | yes | HOUETARHNBHSOLN01_OLDD_FBHGASE01
DMD | HOUETARHNBHSOLN01_OLDD_FBHGASE01_D83 | Residential heating technology - Solar heating system - apartment complex - existing building - distributed level 0.83 | PJ | MW | ANNUAL |  | yes | HOUETARHNBHSOLN01_OLDD_FBHGASE01
DMD | HOUETARHNBHGASN01_OLDD_FBHGASE01_D17 | Residential heating technology - Natural gas boiler - apartment complex - existing building - distributed level 0.17 | PJ | MW | ANNUAL |  | yes | HOUETARHNBHGASN01_OLDD_FBHGASE01
DMD | HOUETARHNBHGASN01_OLDD_FBHGASE01_D33 | Residential heating technology - Natural gas boiler - apartment complex - existing building - distributed level 0.33 | PJ | MW | ANNUAL |  | yes | HOUETARHNBHGASN01_OLDD_FBHGASE01
DMD | HOUETARHNBHGASN01_OLDD_FBHGASE01_D50 | Residential heating technology - Natural gas boiler - apartment complex - existing building - distributed MEAN level | PJ | MW | ANNUAL |  | yes | HOUETARHNBHGASN01_OLDD_FBHGASE01
DMD | HOUETARHNBHGASN01_OLDD_FBHGASE01_D67 | Residential heating technology - Natural gas boiler - apartment complex - existing building - distributed level 0.67 | PJ | MW | ANNUAL |  | yes | HOUETARHNBHGASN01_OLDD_FBHGASE01
DMD | HOUETARHNBHGASN01_OLDD_FBHGASE01_D83 | Residential heating technology - Natural gas boiler - apartment complex - existing building - distributed level 0.83 | PJ | MW | ANNUAL |  | yes | HOUETARHNBHGASN01_OLDD_FBHGASE01
DMD | HOUETARHNBHDHDN03_OLDD_FBHGASE01_D17 | Residential heating technology - Direct district heating substation - plus connection pipe - apartment complex - existing building - distributed level 0.17 | PJ | MW | ANNUAL |  | yes | HOUETARHNBHDHDN03_OLDD_FBHGASE01
DMD | HOUETARHNBHDHDN03_OLDD_FBHGASE01_D33 | Residential heating technology - Direct district heating substation - plus connection pipe - apartment complex - existing building - distributed level 0.33 | PJ | MW | ANNUAL |  | yes | HOUETARHNBHDHDN03_OLDD_FBHGASE01
DMD | HOUETARHNBHDHDN03_OLDD_FBHGASE01_D50 | Residential heating technology - Direct district heating substation - plus connection pipe - apartment complex - existing building - distributed MEAN level | PJ | MW | ANNUAL |  | yes | HOUETARHNBHDHDN03_OLDD_FBHGASE01
DMD | HOUETARHNBHDHDN03_OLDD_FBHGASE01_D67 | Residential heating technology - Direct district heating substation - plus connection pipe - apartment complex - existing building - distributed level 0.67 | PJ | MW | ANNUAL |  | yes | HOUETARHNBHDHDN03_OLDD_FBHGASE01
DMD | HOUETARHNBHDHDN03_OLDD_FBHGASE01_D83 | Residential heating technology - Direct district heating substation - plus connection pipe - apartment complex - existing building - distributed level 0.83 | PJ | MW | ANNUAL |  | yes | HOUETARHNBHDHDN03_OLDD_FBHGASE01
DMD | HOUETARHNHPELCN05_OLDI_FBHGASE01_D17 | Residential heating technology - Heat pump, Air-to-water - leasing - apartment complex - existing building - distributed level 0.17 | PJ | MW | ANNUAL |  | yes | HOUETARHNHPELCN05_OLDI_FBHGASE01
DMD | HOUETARHNHPELCN05_OLDI_FBHGASE01_D33 | Residential heating technology - Heat pump, Air-to-water - leasing - apartment complex - existing building - distributed level 0.33 | PJ | MW | ANNUAL |  | yes | HOUETARHNHPELCN05_OLDI_FBHGASE01
DMD | HOUETARHNHPELCN05_OLDI_FBHGASE01_D50 | Residential heating technology - Heat pump, Air-to-water - leasing - apartment complex - existing building - distributed MEAN level | PJ | MW | ANNUAL |  | yes | HOUETARHNHPELCN05_OLDI_FBHGASE01
DMD | HOUETARHNHPELCN05_OLDI_FBHGASE01_D67 | Residential heating technology - Heat pump, Air-to-water - leasing - apartment complex - existing building - distributed level 0.67 | PJ | MW | ANNUAL |  | yes | HOUETARHNHPELCN05_OLDI_FBHGASE01
DMD | HOUETARHNHPELCN05_OLDI_FBHGASE01_D83 | Residential heating technology - Heat pump, Air-to-water - leasing - apartment complex - existing building - distributed level 0.83 | PJ | MW | ANNUAL |  | yes | HOUETARHNHPELCN05_OLDI_FBHGASE01
DMD | HOUETARHNHPELCN04_OLDI_FBHGASE01_D17 | Residential heating technology - Heat pump, Ground source - apartment complex - existing building - distributed level 0.17 | PJ | MW | ANNUAL |  | yes | HOUETARHNHPELCN04_OLDI_FBHGASE01
DMD | HOUETARHNHPELCN04_OLDI_FBHGASE01_D33 | Residential heating technology - Heat pump, Ground source - apartment complex - existing building - distributed level 0.33 | PJ | MW | ANNUAL |  | yes | HOUETARHNHPELCN04_OLDI_FBHGASE01
DMD | HOUETARHNHPELCN04_OLDI_FBHGASE01_D50 | Residential heating technology - Heat pump, Ground source - apartment complex - existing building - distributed MEAN level | PJ | MW | ANNUAL |  | yes | HOUETARHNHPELCN04_OLDI_FBHGASE01
DMD | HOUETARHNHPELCN04_OLDI_FBHGASE01_D67 | Residential heating technology - Heat pump, Ground source - apartment complex - existing building - distributed level 0.67 | PJ | MW | ANNUAL |  | yes | HOUETARHNHPELCN04_OLDI_FBHGASE01
DMD | HOUETARHNHPELCN04_OLDI_FBHGASE01_D83 | Residential heating technology - Heat pump, Ground source - apartment complex - existing building - distributed level 0.83 | PJ | MW | ANNUAL |  | yes | HOUETARHNHPELCN04_OLDI_FBHGASE01
DMD | HOUETARHNHPELCN03_OLDI_FBHGASE01_D17 | Residential heating technology - Heat pump, Air-to-water - apartment complex - existing building - distributed level 0.17 | PJ | MW | ANNUAL |  | yes | HOUETARHNHPELCN03_OLDI_FBHGASE01
DMD | HOUETARHNHPELCN03_OLDI_FBHGASE01_D33 | Residential heating technology - Heat pump, Air-to-water - apartment complex - existing building - distributed level 0.33 | PJ | MW | ANNUAL |  | yes | HOUETARHNHPELCN03_OLDI_FBHGASE01
DMD | HOUETARHNHPELCN03_OLDI_FBHGASE01_D50 | Residential heating technology - Heat pump, Air-to-water - apartment complex - existing building - distributed MEAN level | PJ | MW | ANNUAL |  | yes | HOUETARHNHPELCN03_OLDI_FBHGASE01
DMD | HOUETARHNHPELCN03_OLDI_FBHGASE01_D67 | Residential heating technology - Heat pump, Air-to-water - apartment complex - existing building - distributed level 0.67 | PJ | MW | ANNUAL |  | yes | HOUETARHNHPELCN03_OLDI_FBHGASE01
DMD | HOUETARHNHPELCN03_OLDI_FBHGASE01_D83 | Residential heating technology - Heat pump, Air-to-water - apartment complex - existing building - distributed level 0.83 | PJ | MW | ANNUAL |  | yes | HOUETARHNHPELCN03_OLDI_FBHGASE01
DMD | HOUETARHNHPELCN02_OLDI_FBHGASE01_D17 | Residential heating technology - Heat pump, Air-to-air - single-family house - existing building - distributed level 0.17 | PJ | MW | ANNUAL |  | yes | HOUETARHNHPELCN02_OLDI_FBHGASE01
DMD | HOUETARHNHPELCN02_OLDI_FBHGASE01_D33 | Residential heating technology - Heat pump, Air-to-air - single-family house - existing building - distributed level 0.33 | PJ | MW | ANNUAL |  | yes | HOUETARHNHPELCN02_OLDI_FBHGASE01
DMD | HOUETARHNHPELCN02_OLDI_FBHGASE01_D50 | Residential heating technology - Heat pump, Air-to-air - single-family house - existing building - distributed MEAN level | PJ | MW | ANNUAL |  | yes | HOUETARHNHPELCN02_OLDI_FBHGASE01
DMD | HOUETARHNHPELCN02_OLDI_FBHGASE01_D67 | Residential heating technology - Heat pump, Air-to-air - single-family house - existing building - distributed level 0.67 | PJ | MW | ANNUAL |  | yes | HOUETARHNHPELCN02_OLDI_FBHGASE01
DMD | HOUETARHNHPELCN02_OLDI_FBHGASE01_D83 | Residential heating technology - Heat pump, Air-to-air - single-family house - existing building - distributed level 0.83 | PJ | MW | ANNUAL |  | yes | HOUETARHNHPELCN02_OLDI_FBHGASE01
DMD | HOUETARHNDIELCN06_OLDI_FBHGASE01_D17 | Residential heating technology - Electric heating - electric panel from Bauhaus - apartment complex - new building - distributed level 0.17 | PJ | MW | ANNUAL |  | yes | HOUETARHNDIELCN06_OLDI_FBHGASE01
DMD | HOUETARHNDIELCN06_OLDI_FBHGASE01_D33 | Residential heating technology - Electric heating - electric panel from Bauhaus - apartment complex - new building - distributed level 0.33 | PJ | MW | ANNUAL |  | yes | HOUETARHNDIELCN06_OLDI_FBHGASE01
DMD | HOUETARHNDIELCN06_OLDI_FBHGASE01_D50 | Residential heating technology - Electric heating - electric panel from Bauhaus - apartment complex - new building - distributed MEAN level | PJ | MW | ANNUAL |  | yes | HOUETARHNDIELCN06_OLDI_FBHGASE01
DMD | HOUETARHNDIELCN06_OLDI_FBHGASE01_D67 | Residential heating technology - Electric heating - electric panel from Bauhaus - apartment complex - new building - distributed level 0.67 | PJ | MW | ANNUAL |  | yes | HOUETARHNDIELCN06_OLDI_FBHGASE01
DMD | HOUETARHNDIELCN06_OLDI_FBHGASE01_D83 | Residential heating technology - Electric heating - electric panel from Bauhaus - apartment complex - new building - distributed level 0.83 | PJ | MW | ANNUAL |  | yes | HOUETARHNDIELCN06_OLDI_FBHGASE01
DMD | HOUETARHNDIELCN01_OLDI_FBHGASE01_D17 | Residential heating technology - Electric heating - apartment complex - new building - distributed level 0.17 | PJ | MW | ANNUAL |  | yes | HOUETARHNDIELCN01_OLDI_FBHGASE01
DMD | HOUETARHNDIELCN01_OLDI_FBHGASE01_D33 | Residential heating technology - Electric heating - apartment complex - new building - distributed level 0.33 | PJ | MW | ANNUAL |  | yes | HOUETARHNDIELCN01_OLDI_FBHGASE01
DMD | HOUETARHNDIELCN01_OLDI_FBHGASE01_D50 | Residential heating technology - Electric heating - apartment complex - new building - distributed MEAN level | PJ | MW | ANNUAL |  | yes | HOUETARHNDIELCN01_OLDI_FBHGASE01
DMD | HOUETARHNDIELCN01_OLDI_FBHGASE01_D67 | Residential heating technology - Electric heating - apartment complex - new building - distributed level 0.67 | PJ | MW | ANNUAL |  | yes | HOUETARHNDIELCN01_OLDI_FBHGASE01
DMD | HOUETARHNDIELCN01_OLDI_FBHGASE01_D83 | Residential heating technology - Electric heating - apartment complex - new building - distributed level 0.83 | PJ | MW | ANNUAL |  | yes | HOUETARHNDIELCN01_OLDI_FBHGASE01
DMD | HOUETARHNBHWPEN01_OLDI_FBHGASE01_D17 | Residential heating technology - Biomass boiler, automatic stoking , wood pellets or wood chips - apartment complex - existing building - distributed level 0.17 | PJ | MW | ANNUAL |  | yes | HOUETARHNBHWPEN01_OLDI_FBHGASE01
DMD | HOUETARHNBHWPEN01_OLDI_FBHGASE01_D33 | Residential heating technology - Biomass boiler, automatic stoking , wood pellets or wood chips - apartment complex - existing building - distributed level 0.33 | PJ | MW | ANNUAL |  | yes | HOUETARHNBHWPEN01_OLDI_FBHGASE01
DMD | HOUETARHNBHWPEN01_OLDI_FBHGASE01_D50 | Residential heating technology - Biomass boiler, automatic stoking , wood pellets or wood chips - apartment complex - existing building - distributed MEAN level | PJ | MW | ANNUAL |  | yes | HOUETARHNBHWPEN01_OLDI_FBHGASE01
DMD | HOUETARHNBHWPEN01_OLDI_FBHGASE01_D67 | Residential heating technology - Biomass boiler, automatic stoking , wood pellets or wood chips - apartment complex - existing building - distributed level 0.67 | PJ | MW | ANNUAL |  | yes | HOUETARHNBHWPEN01_OLDI_FBHGASE01
DMD | HOUETARHNBHWPEN01_OLDI_FBHGASE01_D83 | Residential heating technology - Biomass boiler, automatic stoking , wood pellets or wood chips - apartment complex - existing building - distributed level 0.83 | PJ | MW | ANNUAL |  | yes | HOUETARHNBHWPEN01_OLDI_FBHGASE01
DMD | HOUETARHNBHSOLN01_OLDI_FBHGASE01_D17 | Residential heating technology - Solar heating system - apartment complex - existing building - distributed level 0.17 | PJ | MW | ANNUAL |  | yes | HOUETARHNBHSOLN01_OLDI_FBHGASE01
DMD | HOUETARHNBHSOLN01_OLDI_FBHGASE01_D33 | Residential heating technology - Solar heating system - apartment complex - existing building - distributed level 0.33 | PJ | MW | ANNUAL |  | yes | HOUETARHNBHSOLN01_OLDI_FBHGASE01
DMD | HOUETARHNBHSOLN01_OLDI_FBHGASE01_D50 | Residential heating technology - Solar heating system - apartment complex - existing building - distributed MEAN level | PJ | MW | ANNUAL |  | yes | HOUETARHNBHSOLN01_OLDI_FBHGASE01
DMD | HOUETARHNBHSOLN01_OLDI_FBHGASE01_D67 | Residential heating technology - Solar heating system - apartment complex - existing building - distributed level 0.67 | PJ | MW | ANNUAL |  | yes | HOUETARHNBHSOLN01_OLDI_FBHGASE01
DMD | HOUETARHNBHSOLN01_OLDI_FBHGASE01_D83 | Residential heating technology - Solar heating system - apartment complex - existing building - distributed level 0.83 | PJ | MW | ANNUAL |  | yes | HOUETARHNBHSOLN01_OLDI_FBHGASE01
DMD | HOUETARHNBHGASN01_OLDI_FBHGASE01_D17 | Residential heating technology - Natural gas boiler - apartment complex - existing building - distributed level 0.17 | PJ | MW | ANNUAL |  | yes | HOUETARHNBHGASN01_OLDI_FBHGASE01
DMD | HOUETARHNBHGASN01_OLDI_FBHGASE01_D33 | Residential heating technology - Natural gas boiler - apartment complex - existing building - distributed level 0.33 | PJ | MW | ANNUAL |  | yes | HOUETARHNBHGASN01_OLDI_FBHGASE01
DMD | HOUETARHNBHGASN01_OLDI_FBHGASE01_D50 | Residential heating technology - Natural gas boiler - apartment complex - existing building - distributed MEAN level | PJ | MW | ANNUAL |  | yes | HOUETARHNBHGASN01_OLDI_FBHGASE01
DMD | HOUETARHNBHGASN01_OLDI_FBHGASE01_D67 | Residential heating technology - Natural gas boiler - apartment complex - existing building - distributed level 0.67 | PJ | MW | ANNUAL |  | yes | HOUETARHNBHGASN01_OLDI_FBHGASE01
DMD | HOUETARHNBHGASN01_OLDI_FBHGASE01_D83 | Residential heating technology - Natural gas boiler - apartment complex - existing building - distributed level 0.83 | PJ | MW | ANNUAL |  | yes | HOUETARHNBHGASN01_OLDI_FBHGASE01
DMD | HOUETARHNBHDHDN09_OLDI_FBHGASE01_D17 | Residential heating technology - Direct district heating substation - plus connection pipe - plus distribution (heating density: low ) - apartment complex - existing building - distributed level 0.17 | PJ | MW | ANNUAL |  | yes | HOUETARHNBHDHDN09_OLDI_FBHGASE01
DMD | HOUETARHNBHDHDN09_OLDI_FBHGASE01_D33 | Residential heating technology - Direct district heating substation - plus connection pipe - plus distribution (heating density: low ) - apartment complex - existing building - distributed level 0.33 | PJ | MW | ANNUAL |  | yes | HOUETARHNBHDHDN09_OLDI_FBHGASE01
DMD | HOUETARHNBHDHDN09_OLDI_FBHGASE01_D50 | Residential heating technology - Direct district heating substation - plus connection pipe - plus distribution (heating density: low ) - apartment complex - existing building - distributed MEAN level | PJ | MW | ANNUAL |  | yes | HOUETARHNBHDHDN09_OLDI_FBHGASE01
DMD | HOUETARHNBHDHDN09_OLDI_FBHGASE01_D67 | Residential heating technology - Direct district heating substation - plus connection pipe - plus distribution (heating density: low ) - apartment complex - existing building - distributed level 0.67 | PJ | MW | ANNUAL |  | yes | HOUETARHNBHDHDN09_OLDI_FBHGASE01
DMD | HOUETARHNBHDHDN09_OLDI_FBHGASE01_D83 | Residential heating technology - Direct district heating substation - plus connection pipe - plus distribution (heating density: low ) - apartment complex - existing building - distributed level 0.83 | PJ | MW | ANNUAL |  | yes | HOUETARHNBHDHDN09_OLDI_FBHGASE01
DMD | HOUETARHNBHDHDN07_OLDI_FBHGASE01_D17 | Residential heating technology - Direct district heating substation - plus connection pipe - plus distribution (heating density: medium ) - apartment complex - existing building - distributed level 0.17 | PJ | MW | ANNUAL |  | yes | HOUETARHNBHDHDN07_OLDI_FBHGASE01
DMD | HOUETARHNBHDHDN07_OLDI_FBHGASE01_D33 | Residential heating technology - Direct district heating substation - plus connection pipe - plus distribution (heating density: medium ) - apartment complex - existing building - distributed level 0.33 | PJ | MW | ANNUAL |  | yes | HOUETARHNBHDHDN07_OLDI_FBHGASE01
DMD | HOUETARHNBHDHDN07_OLDI_FBHGASE01_D50 | Residential heating technology - Direct district heating substation - plus connection pipe - plus distribution (heating density: medium ) - apartment complex - existing building - distributed MEAN level | PJ | MW | ANNUAL |  | yes | HOUETARHNBHDHDN07_OLDI_FBHGASE01
DMD | HOUETARHNBHDHDN07_OLDI_FBHGASE01_D67 | Residential heating technology - Direct district heating substation - plus connection pipe - plus distribution (heating density: medium ) - apartment complex - existing building - distributed level 0.67 | PJ | MW | ANNUAL |  | yes | HOUETARHNBHDHDN07_OLDI_FBHGASE01
DMD | HOUETARHNBHDHDN07_OLDI_FBHGASE01_D83 | Residential heating technology - Direct district heating substation - plus connection pipe - plus distribution (heating density: medium ) - apartment complex - existing building - distributed level 0.83 | PJ | MW | ANNUAL |  | yes | HOUETARHNBHDHDN07_OLDI_FBHGASE01
DMD | HOUETARHNBHDHDN05_OLDI_FBHGASE01_D17 | Residential heating technology - Direct district heating substation - plus connection pipe - plus distribution (heating density: high ) - apartment complex - existing building - distributed level 0.17 | PJ | MW | ANNUAL |  | yes | HOUETARHNBHDHDN05_OLDI_FBHGASE01
DMD | HOUETARHNBHDHDN05_OLDI_FBHGASE01_D33 | Residential heating technology - Direct district heating substation - plus connection pipe - plus distribution (heating density: high ) - apartment complex - existing building - distributed level 0.33 | PJ | MW | ANNUAL |  | yes | HOUETARHNBHDHDN05_OLDI_FBHGASE01
DMD | HOUETARHNBHDHDN05_OLDI_FBHGASE01_D50 | Residential heating technology - Direct district heating substation - plus connection pipe - plus distribution (heating density: high ) - apartment complex - existing building - distributed MEAN level | PJ | MW | ANNUAL |  | yes | HOUETARHNBHDHDN05_OLDI_FBHGASE01
DMD | HOUETARHNBHDHDN05_OLDI_FBHGASE01_D67 | Residential heating technology - Direct district heating substation - plus connection pipe - plus distribution (heating density: high ) - apartment complex - existing building - distributed level 0.67 | PJ | MW | ANNUAL |  | yes | HOUETARHNBHDHDN05_OLDI_FBHGASE01
DMD | HOUETARHNBHDHDN05_OLDI_FBHGASE01_D83 | Residential heating technology - Direct district heating substation - plus connection pipe - plus distribution (heating density: high ) - apartment complex - existing building - distributed level 0.83 | PJ | MW | ANNUAL |  | yes | HOUETARHNBHDHDN05_OLDI_FBHGASE01
DMD | HOUETARHNBHDHCN09_OLDI_FBHGASE01_D17 | Residential heating technology - Direct district heating substation - plus connection pipe - plus distribution (heating density: low ) - apartment complex - existing building - distributed level 0.17 | PJ | MW | ANNUAL |  | yes | HOUETARHNBHDHCN09_OLDI_FBHGASE01
DMD | HOUETARHNBHDHCN09_OLDI_FBHGASE01_D33 | Residential heating technology - Direct district heating substation - plus connection pipe - plus distribution (heating density: low ) - apartment complex - existing building - distributed level 0.33 | PJ | MW | ANNUAL |  | yes | HOUETARHNBHDHCN09_OLDI_FBHGASE01
DMD | HOUETARHNBHDHCN09_OLDI_FBHGASE01_D50 | Residential heating technology - Direct district heating substation - plus connection pipe - plus distribution (heating density: low ) - apartment complex - existing building - distributed MEAN level | PJ | MW | ANNUAL |  | yes | HOUETARHNBHDHCN09_OLDI_FBHGASE01
DMD | HOUETARHNBHDHCN09_OLDI_FBHGASE01_D67 | Residential heating technology - Direct district heating substation - plus connection pipe - plus distribution (heating density: low ) - apartment complex - existing building - distributed level 0.67 | PJ | MW | ANNUAL |  | yes | HOUETARHNBHDHCN09_OLDI_FBHGASE01
DMD | HOUETARHNBHDHCN09_OLDI_FBHGASE01_D83 | Residential heating technology - Direct district heating substation - plus connection pipe - plus distribution (heating density: low ) - apartment complex - existing building - distributed level 0.83 | PJ | MW | ANNUAL |  | yes | HOUETARHNBHDHCN09_OLDI_FBHGASE01
DMD | HOUETARHNBHDHCN07_OLDI_FBHGASE01_D17 | Residential heating technology - Direct district heating substation - plus connection pipe - plus distribution (heating density: medium ) - apartment complex - existing building - distributed level 0.17 | PJ | MW | ANNUAL |  | yes | HOUETARHNBHDHCN07_OLDI_FBHGASE01
DMD | HOUETARHNBHDHCN07_OLDI_FBHGASE01_D33 | Residential heating technology - Direct district heating substation - plus connection pipe - plus distribution (heating density: medium ) - apartment complex - existing building - distributed level 0.33 | PJ | MW | ANNUAL |  | yes | HOUETARHNBHDHCN07_OLDI_FBHGASE01
DMD | HOUETARHNBHDHCN07_OLDI_FBHGASE01_D50 | Residential heating technology - Direct district heating substation - plus connection pipe - plus distribution (heating density: medium ) - apartment complex - existing building - distributed MEAN level | PJ | MW | ANNUAL |  | yes | HOUETARHNBHDHCN07_OLDI_FBHGASE01
DMD | HOUETARHNBHDHCN07_OLDI_FBHGASE01_D67 | Residential heating technology - Direct district heating substation - plus connection pipe - plus distribution (heating density: medium ) - apartment complex - existing building - distributed level 0.67 | PJ | MW | ANNUAL |  | yes | HOUETARHNBHDHCN07_OLDI_FBHGASE01
DMD | HOUETARHNBHDHCN07_OLDI_FBHGASE01_D83 | Residential heating technology - Direct district heating substation - plus connection pipe - plus distribution (heating density: medium ) - apartment complex - existing building - distributed level 0.83 | PJ | MW | ANNUAL |  | yes | HOUETARHNBHDHCN07_OLDI_FBHGASE01
DMD | HOUETARHNBHDHCN05_OLDI_FBHGASE01_D17 | Residential heating technology - Direct district heating substation - plus connection pipe - plus distribution (heating density: high ) - apartment complex - existing building - distributed level 0.17 | PJ | MW | ANNUAL |  | yes | HOUETARHNBHDHCN05_OLDI_FBHGASE01
DMD | HOUETARHNBHDHCN05_OLDI_FBHGASE01_D33 | Residential heating technology - Direct district heating substation - plus connection pipe - plus distribution (heating density: high ) - apartment complex - existing building - distributed level 0.33 | PJ | MW | ANNUAL |  | yes | HOUETARHNBHDHCN05_OLDI_FBHGASE01
DMD | HOUETARHNBHDHCN05_OLDI_FBHGASE01_D50 | Residential heating technology - Direct district heating substation - plus connection pipe - plus distribution (heating density: high ) - apartment complex - existing building - distributed MEAN level | PJ | MW | ANNUAL |  | yes | HOUETARHNBHDHCN05_OLDI_FBHGASE01
DMD | HOUETARHNBHDHCN05_OLDI_FBHGASE01_D67 | Residential heating technology - Direct district heating substation - plus connection pipe - plus distribution (heating density: high ) - apartment complex - existing building - distributed level 0.67 | PJ | MW | ANNUAL |  | yes | HOUETARHNBHDHCN05_OLDI_FBHGASE01
DMD | HOUETARHNBHDHCN05_OLDI_FBHGASE01_D83 | Residential heating technology - Direct district heating substation - plus connection pipe - plus distribution (heating density: high ) - apartment complex - existing building - distributed level 0.83 | PJ | MW | ANNUAL |  | yes | HOUETARHNBHDHCN05_OLDI_FBHGASE01
DMD | HOUPARRHNHPELCN07_OLDC_FBHGASE01_D17 | Residential heating technology - Heat pump, Air-to-water, low-price product - single-family house - existing building - distributed level 0.17 | PJ | MW | ANNUAL |  | yes | HOUPARRHNHPELCN07_OLDC_FBHGASE01
DMD | HOUPARRHNHPELCN07_OLDC_FBHGASE01_D33 | Residential heating technology - Heat pump, Air-to-water, low-price product - single-family house - existing building - distributed level 0.33 | PJ | MW | ANNUAL |  | yes | HOUPARRHNHPELCN07_OLDC_FBHGASE01
DMD | HOUPARRHNHPELCN07_OLDC_FBHGASE01_D50 | Residential heating technology - Heat pump, Air-to-water, low-price product - single-family house - existing building - distributed MEAN level | PJ | MW | ANNUAL |  | yes | HOUPARRHNHPELCN07_OLDC_FBHGASE01
DMD | HOUPARRHNHPELCN07_OLDC_FBHGASE01_D67 | Residential heating technology - Heat pump, Air-to-water, low-price product - single-family house - existing building - distributed level 0.67 | PJ | MW | ANNUAL |  | yes | HOUPARRHNHPELCN07_OLDC_FBHGASE01
DMD | HOUPARRHNHPELCN07_OLDC_FBHGASE01_D83 | Residential heating technology - Heat pump, Air-to-water, low-price product - single-family house - existing building - distributed level 0.83 | PJ | MW | ANNUAL |  | yes | HOUPARRHNHPELCN07_OLDC_FBHGASE01
DMD | HOUPARRHNHPELCN05_OLDC_FBHGASE01_D17 | Residential heating technology - Heat pump, Air-to-water - leasing - single-family house - existing building - distributed level 0.17 | PJ | MW | ANNUAL |  | yes | HOUPARRHNHPELCN05_OLDC_FBHGASE01
DMD | HOUPARRHNHPELCN05_OLDC_FBHGASE01_D33 | Residential heating technology - Heat pump, Air-to-water - leasing - single-family house - existing building - distributed level 0.33 | PJ | MW | ANNUAL |  | yes | HOUPARRHNHPELCN05_OLDC_FBHGASE01
DMD | HOUPARRHNHPELCN05_OLDC_FBHGASE01_D50 | Residential heating technology - Heat pump, Air-to-water - leasing - single-family house - existing building - distributed MEAN level | PJ | MW | ANNUAL |  | yes | HOUPARRHNHPELCN05_OLDC_FBHGASE01
DMD | HOUPARRHNHPELCN05_OLDC_FBHGASE01_D67 | Residential heating technology - Heat pump, Air-to-water - leasing - single-family house - existing building - distributed level 0.67 | PJ | MW | ANNUAL |  | yes | HOUPARRHNHPELCN05_OLDC_FBHGASE01
DMD | HOUPARRHNHPELCN05_OLDC_FBHGASE01_D83 | Residential heating technology - Heat pump, Air-to-water - leasing - single-family house - existing building - distributed level 0.83 | PJ | MW | ANNUAL |  | yes | HOUPARRHNHPELCN05_OLDC_FBHGASE01
DMD | HOUPARRHNHPELCN04_OLDC_FBHGASE01_D17 | Residential heating technology - Heat pump, Ground source - single-family house - existing building - distributed level 0.17 | PJ | MW | ANNUAL |  | yes | HOUPARRHNHPELCN04_OLDC_FBHGASE01
DMD | HOUPARRHNHPELCN04_OLDC_FBHGASE01_D33 | Residential heating technology - Heat pump, Ground source - single-family house - existing building - distributed level 0.33 | PJ | MW | ANNUAL |  | yes | HOUPARRHNHPELCN04_OLDC_FBHGASE01
DMD | HOUPARRHNHPELCN04_OLDC_FBHGASE01_D50 | Residential heating technology - Heat pump, Ground source - single-family house - existing building - distributed MEAN level | PJ | MW | ANNUAL |  | yes | HOUPARRHNHPELCN04_OLDC_FBHGASE01
DMD | HOUPARRHNHPELCN04_OLDC_FBHGASE01_D67 | Residential heating technology - Heat pump, Ground source - single-family house - existing building - distributed level 0.67 | PJ | MW | ANNUAL |  | yes | HOUPARRHNHPELCN04_OLDC_FBHGASE01
DMD | HOUPARRHNHPELCN04_OLDC_FBHGASE01_D83 | Residential heating technology - Heat pump, Ground source - single-family house - existing building - distributed level 0.83 | PJ | MW | ANNUAL |  | yes | HOUPARRHNHPELCN04_OLDC_FBHGASE01
DMD | HOUPARRHNHPELCN03_OLDC_FBHGASE01_D17 | Residential heating technology - Heat pump, Air-to-water - single-family house - existing building - distributed level 0.17 | PJ | MW | ANNUAL |  | yes | HOUPARRHNHPELCN03_OLDC_FBHGASE01
DMD | HOUPARRHNHPELCN03_OLDC_FBHGASE01_D33 | Residential heating technology - Heat pump, Air-to-water - single-family house - existing building - distributed level 0.33 | PJ | MW | ANNUAL |  | yes | HOUPARRHNHPELCN03_OLDC_FBHGASE01
DMD | HOUPARRHNHPELCN03_OLDC_FBHGASE01_D50 | Residential heating technology - Heat pump, Air-to-water - single-family house - existing building - distributed MEAN level | PJ | MW | ANNUAL |  | yes | HOUPARRHNHPELCN03_OLDC_FBHGASE01
DMD | HOUPARRHNHPELCN03_OLDC_FBHGASE01_D67 | Residential heating technology - Heat pump, Air-to-water - single-family house - existing building - distributed level 0.67 | PJ | MW | ANNUAL |  | yes | HOUPARRHNHPELCN03_OLDC_FBHGASE01
DMD | HOUPARRHNHPELCN03_OLDC_FBHGASE01_D83 | Residential heating technology - Heat pump, Air-to-water - single-family house - existing building - distributed level 0.83 | PJ | MW | ANNUAL |  | yes | HOUPARRHNHPELCN03_OLDC_FBHGASE01
DMD | HOUPARRHNHPELCN02_OLDC_FBHGASE01_D17 | Residential heating technology - Heat pump, Air-to-air - single-family house - existing building - distributed level 0.17 | PJ | MW | ANNUAL |  | yes | HOUPARRHNHPELCN02_OLDC_FBHGASE01
DMD | HOUPARRHNHPELCN02_OLDC_FBHGASE01_D33 | Residential heating technology - Heat pump, Air-to-air - single-family house - existing building - distributed level 0.33 | PJ | MW | ANNUAL |  | yes | HOUPARRHNHPELCN02_OLDC_FBHGASE01
DMD | HOUPARRHNHPELCN02_OLDC_FBHGASE01_D50 | Residential heating technology - Heat pump, Air-to-air - single-family house - existing building - distributed MEAN level | PJ | MW | ANNUAL |  | yes | HOUPARRHNHPELCN02_OLDC_FBHGASE01
DMD | HOUPARRHNHPELCN02_OLDC_FBHGASE01_D67 | Residential heating technology - Heat pump, Air-to-air - single-family house - existing building - distributed level 0.67 | PJ | MW | ANNUAL |  | yes | HOUPARRHNHPELCN02_OLDC_FBHGASE01
DMD | HOUPARRHNHPELCN02_OLDC_FBHGASE01_D83 | Residential heating technology - Heat pump, Air-to-air - single-family house - existing building - distributed level 0.83 | PJ | MW | ANNUAL |  | yes | HOUPARRHNHPELCN02_OLDC_FBHGASE01
DMD | HOUPARRHNDIELCN06_OLDC_FBHGASE01_D17 | Residential heating technology - Electric heating - electric panel from Bauhaus - single-family house - new building - distributed level 0.17 | PJ | MW | ANNUAL |  | yes | HOUPARRHNDIELCN06_OLDC_FBHGASE01
DMD | HOUPARRHNDIELCN06_OLDC_FBHGASE01_D33 | Residential heating technology - Electric heating - electric panel from Bauhaus - single-family house - new building - distributed level 0.33 | PJ | MW | ANNUAL |  | yes | HOUPARRHNDIELCN06_OLDC_FBHGASE01
DMD | HOUPARRHNDIELCN06_OLDC_FBHGASE01_D50 | Residential heating technology - Electric heating - electric panel from Bauhaus - single-family house - new building - distributed MEAN level | PJ | MW | ANNUAL |  | yes | HOUPARRHNDIELCN06_OLDC_FBHGASE01
DMD | HOUPARRHNDIELCN06_OLDC_FBHGASE01_D67 | Residential heating technology - Electric heating - electric panel from Bauhaus - single-family house - new building - distributed level 0.67 | PJ | MW | ANNUAL |  | yes | HOUPARRHNDIELCN06_OLDC_FBHGASE01
DMD | HOUPARRHNDIELCN06_OLDC_FBHGASE01_D83 | Residential heating technology - Electric heating - electric panel from Bauhaus - single-family house - new building - distributed level 0.83 | PJ | MW | ANNUAL |  | yes | HOUPARRHNDIELCN06_OLDC_FBHGASE01
DMD | HOUPARRHNDIELCN01_OLDC_FBHGASE01_D17 | Residential heating technology - Electric heating - single-family house - new building - distributed level 0.17 | PJ | MW | ANNUAL |  | yes | HOUPARRHNDIELCN01_OLDC_FBHGASE01
DMD | HOUPARRHNDIELCN01_OLDC_FBHGASE01_D33 | Residential heating technology - Electric heating - single-family house - new building - distributed level 0.33 | PJ | MW | ANNUAL |  | yes | HOUPARRHNDIELCN01_OLDC_FBHGASE01
DMD | HOUPARRHNDIELCN01_OLDC_FBHGASE01_D50 | Residential heating technology - Electric heating - single-family house - new building - distributed MEAN level | PJ | MW | ANNUAL |  | yes | HOUPARRHNDIELCN01_OLDC_FBHGASE01
DMD | HOUPARRHNDIELCN01_OLDC_FBHGASE01_D67 | Residential heating technology - Electric heating - single-family house - new building - distributed level 0.67 | PJ | MW | ANNUAL |  | yes | HOUPARRHNDIELCN01_OLDC_FBHGASE01
DMD | HOUPARRHNDIELCN01_OLDC_FBHGASE01_D83 | Residential heating technology - Electric heating - single-family house - new building - distributed level 0.83 | PJ | MW | ANNUAL |  | yes | HOUPARRHNDIELCN01_OLDC_FBHGASE01
DMD | HOUPARRHNBHWPEN01_OLDC_FBHGASE01_D17 | Residential heating technology - Biomass boiler, automatic stoking , wood pellets or wood chips - single-family house - existing building - distributed level 0.17 | PJ | MW | ANNUAL |  | yes | HOUPARRHNBHWPEN01_OLDC_FBHGASE01
DMD | HOUPARRHNBHWPEN01_OLDC_FBHGASE01_D33 | Residential heating technology - Biomass boiler, automatic stoking , wood pellets or wood chips - single-family house - existing building - distributed level 0.33 | PJ | MW | ANNUAL |  | yes | HOUPARRHNBHWPEN01_OLDC_FBHGASE01
DMD | HOUPARRHNBHWPEN01_OLDC_FBHGASE01_D50 | Residential heating technology - Biomass boiler, automatic stoking , wood pellets or wood chips - single-family house - existing building - distributed MEAN level | PJ | MW | ANNUAL |  | yes | HOUPARRHNBHWPEN01_OLDC_FBHGASE01
DMD | HOUPARRHNBHWPEN01_OLDC_FBHGASE01_D67 | Residential heating technology - Biomass boiler, automatic stoking , wood pellets or wood chips - single-family house - existing building - distributed level 0.67 | PJ | MW | ANNUAL |  | yes | HOUPARRHNBHWPEN01_OLDC_FBHGASE01
DMD | HOUPARRHNBHWPEN01_OLDC_FBHGASE01_D83 | Residential heating technology - Biomass boiler, automatic stoking , wood pellets or wood chips - single-family house - existing building - distributed level 0.83 | PJ | MW | ANNUAL |  | yes | HOUPARRHNBHWPEN01_OLDC_FBHGASE01
DMD | HOUPARRHNBHSOLN01_OLDC_FBHGASE01_D17 | Residential heating technology - Solar heating system - single-family house - existing building - distributed level 0.17 | PJ | MW | ANNUAL |  | yes | HOUPARRHNBHSOLN01_OLDC_FBHGASE01
DMD | HOUPARRHNBHSOLN01_OLDC_FBHGASE01_D33 | Residential heating technology - Solar heating system - single-family house - existing building - distributed level 0.33 | PJ | MW | ANNUAL |  | yes | HOUPARRHNBHSOLN01_OLDC_FBHGASE01
DMD | HOUPARRHNBHSOLN01_OLDC_FBHGASE01_D50 | Residential heating technology - Solar heating system - single-family house - existing building - distributed MEAN level | PJ | MW | ANNUAL |  | yes | HOUPARRHNBHSOLN01_OLDC_FBHGASE01
DMD | HOUPARRHNBHSOLN01_OLDC_FBHGASE01_D67 | Residential heating technology - Solar heating system - single-family house - existing building - distributed level 0.67 | PJ | MW | ANNUAL |  | yes | HOUPARRHNBHSOLN01_OLDC_FBHGASE01
DMD | HOUPARRHNBHSOLN01_OLDC_FBHGASE01_D83 | Residential heating technology - Solar heating system - single-family house - existing building - distributed level 0.83 | PJ | MW | ANNUAL |  | yes | HOUPARRHNBHSOLN01_OLDC_FBHGASE01
DMD | HOUPARRHNBHGASN01_OLDC_FBHGASE01_D17 | Residential heating technology - Natural gas boiler - single-family house - existing building - distributed level 0.17 | PJ | MW | ANNUAL |  | yes | HOUPARRHNBHGASN01_OLDC_FBHGASE01
DMD | HOUPARRHNBHGASN01_OLDC_FBHGASE01_D33 | Residential heating technology - Natural gas boiler - single-family house - existing building - distributed level 0.33 | PJ | MW | ANNUAL |  | yes | HOUPARRHNBHGASN01_OLDC_FBHGASE01
DMD | HOUPARRHNBHGASN01_OLDC_FBHGASE01_D50 | Residential heating technology - Natural gas boiler - single-family house - existing building - distributed MEAN level | PJ | MW | ANNUAL |  | yes | HOUPARRHNBHGASN01_OLDC_FBHGASE01
DMD | HOUPARRHNBHGASN01_OLDC_FBHGASE01_D67 | Residential heating technology - Natural gas boiler - single-family house - existing building - distributed level 0.67 | PJ | MW | ANNUAL |  | yes | HOUPARRHNBHGASN01_OLDC_FBHGASE01
DMD | HOUPARRHNBHGASN01_OLDC_FBHGASE01_D83 | Residential heating technology - Natural gas boiler - single-family house - existing building - distributed level 0.83 | PJ | MW | ANNUAL |  | yes | HOUPARRHNBHGASN01_OLDC_FBHGASE01
DMD | HOUPARRHNBHDHCN03_OLDC_FBHGASE01_D17 | Residential heating technology - Direct district heating substation - plus connection pipe - single-family house - existing building - distributed level 0.17 | PJ | MW | ANNUAL |  | yes | HOUPARRHNBHDHCN03_OLDC_FBHGASE01
DMD | HOUPARRHNBHDHCN03_OLDC_FBHGASE01_D33 | Residential heating technology - Direct district heating substation - plus connection pipe - single-family house - existing building - distributed level 0.33 | PJ | MW | ANNUAL |  | yes | HOUPARRHNBHDHCN03_OLDC_FBHGASE01
DMD | HOUPARRHNBHDHCN03_OLDC_FBHGASE01_D50 | Residential heating technology - Direct district heating substation - plus connection pipe - single-family house - existing building - distributed MEAN level | PJ | MW | ANNUAL |  | yes | HOUPARRHNBHDHCN03_OLDC_FBHGASE01
DMD | HOUPARRHNBHDHCN03_OLDC_FBHGASE01_D67 | Residential heating technology - Direct district heating substation - plus connection pipe - single-family house - existing building - distributed level 0.67 | PJ | MW | ANNUAL |  | yes | HOUPARRHNBHDHCN03_OLDC_FBHGASE01
DMD | HOUPARRHNBHDHCN03_OLDC_FBHGASE01_D83 | Residential heating technology - Direct district heating substation - plus connection pipe - single-family house - existing building - distributed level 0.83 | PJ | MW | ANNUAL |  | yes | HOUPARRHNBHDHCN03_OLDC_FBHGASE01
DMD | HOUPARRHNHPELCN07_OLDD_FBHGASE01_D17 | Residential heating technology - Heat pump, Air-to-water, low-price product - single-family house - existing building - distributed level 0.17 | PJ | MW | ANNUAL |  | yes | HOUPARRHNHPELCN07_OLDD_FBHGASE01
DMD | HOUPARRHNHPELCN07_OLDD_FBHGASE01_D33 | Residential heating technology - Heat pump, Air-to-water, low-price product - single-family house - existing building - distributed level 0.33 | PJ | MW | ANNUAL |  | yes | HOUPARRHNHPELCN07_OLDD_FBHGASE01
DMD | HOUPARRHNHPELCN07_OLDD_FBHGASE01_D50 | Residential heating technology - Heat pump, Air-to-water, low-price product - single-family house - existing building - distributed MEAN level | PJ | MW | ANNUAL |  | yes | HOUPARRHNHPELCN07_OLDD_FBHGASE01
DMD | HOUPARRHNHPELCN07_OLDD_FBHGASE01_D67 | Residential heating technology - Heat pump, Air-to-water, low-price product - single-family house - existing building - distributed level 0.67 | PJ | MW | ANNUAL |  | yes | HOUPARRHNHPELCN07_OLDD_FBHGASE01
DMD | HOUPARRHNHPELCN07_OLDD_FBHGASE01_D83 | Residential heating technology - Heat pump, Air-to-water, low-price product - single-family house - existing building - distributed level 0.83 | PJ | MW | ANNUAL |  | yes | HOUPARRHNHPELCN07_OLDD_FBHGASE01
DMD | HOUPARRHNHPELCN05_OLDD_FBHGASE01_D17 | Residential heating technology - Heat pump, Air-to-water - leasing - single-family house - existing building - distributed level 0.17 | PJ | MW | ANNUAL |  | yes | HOUPARRHNHPELCN05_OLDD_FBHGASE01
DMD | HOUPARRHNHPELCN05_OLDD_FBHGASE01_D33 | Residential heating technology - Heat pump, Air-to-water - leasing - single-family house - existing building - distributed level 0.33 | PJ | MW | ANNUAL |  | yes | HOUPARRHNHPELCN05_OLDD_FBHGASE01
DMD | HOUPARRHNHPELCN05_OLDD_FBHGASE01_D50 | Residential heating technology - Heat pump, Air-to-water - leasing - single-family house - existing building - distributed MEAN level | PJ | MW | ANNUAL |  | yes | HOUPARRHNHPELCN05_OLDD_FBHGASE01
DMD | HOUPARRHNHPELCN05_OLDD_FBHGASE01_D67 | Residential heating technology - Heat pump, Air-to-water - leasing - single-family house - existing building - distributed level 0.67 | PJ | MW | ANNUAL |  | yes | HOUPARRHNHPELCN05_OLDD_FBHGASE01
DMD | HOUPARRHNHPELCN05_OLDD_FBHGASE01_D83 | Residential heating technology - Heat pump, Air-to-water - leasing - single-family house - existing building - distributed level 0.83 | PJ | MW | ANNUAL |  | yes | HOUPARRHNHPELCN05_OLDD_FBHGASE01
DMD | HOUPARRHNHPELCN04_OLDD_FBHGASE01_D17 | Residential heating technology - Heat pump, Ground source - single-family house - existing building - distributed level 0.17 | PJ | MW | ANNUAL |  | yes | HOUPARRHNHPELCN04_OLDD_FBHGASE01
DMD | HOUPARRHNHPELCN04_OLDD_FBHGASE01_D33 | Residential heating technology - Heat pump, Ground source - single-family house - existing building - distributed level 0.33 | PJ | MW | ANNUAL |  | yes | HOUPARRHNHPELCN04_OLDD_FBHGASE01
DMD | HOUPARRHNHPELCN04_OLDD_FBHGASE01_D50 | Residential heating technology - Heat pump, Ground source - single-family house - existing building - distributed MEAN level | PJ | MW | ANNUAL |  | yes | HOUPARRHNHPELCN04_OLDD_FBHGASE01
DMD | HOUPARRHNHPELCN04_OLDD_FBHGASE01_D67 | Residential heating technology - Heat pump, Ground source - single-family house - existing building - distributed level 0.67 | PJ | MW | ANNUAL |  | yes | HOUPARRHNHPELCN04_OLDD_FBHGASE01
DMD | HOUPARRHNHPELCN04_OLDD_FBHGASE01_D83 | Residential heating technology - Heat pump, Ground source - single-family house - existing building - distributed level 0.83 | PJ | MW | ANNUAL |  | yes | HOUPARRHNHPELCN04_OLDD_FBHGASE01
DMD | HOUPARRHNHPELCN03_OLDD_FBHGASE01_D17 | Residential heating technology - Heat pump, Air-to-water - single-family house - existing building - distributed level 0.17 | PJ | MW | ANNUAL |  | yes | HOUPARRHNHPELCN03_OLDD_FBHGASE01
DMD | HOUPARRHNHPELCN03_OLDD_FBHGASE01_D33 | Residential heating technology - Heat pump, Air-to-water - single-family house - existing building - distributed level 0.33 | PJ | MW | ANNUAL |  | yes | HOUPARRHNHPELCN03_OLDD_FBHGASE01
DMD | HOUPARRHNHPELCN03_OLDD_FBHGASE01_D50 | Residential heating technology - Heat pump, Air-to-water - single-family house - existing building - distributed MEAN level | PJ | MW | ANNUAL |  | yes | HOUPARRHNHPELCN03_OLDD_FBHGASE01
DMD | HOUPARRHNHPELCN03_OLDD_FBHGASE01_D67 | Residential heating technology - Heat pump, Air-to-water - single-family house - existing building - distributed level 0.67 | PJ | MW | ANNUAL |  | yes | HOUPARRHNHPELCN03_OLDD_FBHGASE01
DMD | HOUPARRHNHPELCN03_OLDD_FBHGASE01_D83 | Residential heating technology - Heat pump, Air-to-water - single-family house - existing building - distributed level 0.83 | PJ | MW | ANNUAL |  | yes | HOUPARRHNHPELCN03_OLDD_FBHGASE01
DMD | HOUPARRHNHPELCN02_OLDD_FBHGASE01_D17 | Residential heating technology - Heat pump, Air-to-air - single-family house - existing building - distributed level 0.17 | PJ | MW | ANNUAL |  | yes | HOUPARRHNHPELCN02_OLDD_FBHGASE01
DMD | HOUPARRHNHPELCN02_OLDD_FBHGASE01_D33 | Residential heating technology - Heat pump, Air-to-air - single-family house - existing building - distributed level 0.33 | PJ | MW | ANNUAL |  | yes | HOUPARRHNHPELCN02_OLDD_FBHGASE01
DMD | HOUPARRHNHPELCN02_OLDD_FBHGASE01_D50 | Residential heating technology - Heat pump, Air-to-air - single-family house - existing building - distributed MEAN level | PJ | MW | ANNUAL |  | yes | HOUPARRHNHPELCN02_OLDD_FBHGASE01
DMD | HOUPARRHNHPELCN02_OLDD_FBHGASE01_D67 | Residential heating technology - Heat pump, Air-to-air - single-family house - existing building - distributed level 0.67 | PJ | MW | ANNUAL |  | yes | HOUPARRHNHPELCN02_OLDD_FBHGASE01
DMD | HOUPARRHNHPELCN02_OLDD_FBHGASE01_D83 | Residential heating technology - Heat pump, Air-to-air - single-family house - existing building - distributed level 0.83 | PJ | MW | ANNUAL |  | yes | HOUPARRHNHPELCN02_OLDD_FBHGASE01
DMD | HOUPARRHNDIELCN06_OLDD_FBHGASE01_D17 | Residential heating technology - Electric heating - electric panel from Bauhaus - single-family house - new building - distributed level 0.17 | PJ | MW | ANNUAL |  | yes | HOUPARRHNDIELCN06_OLDD_FBHGASE01
DMD | HOUPARRHNDIELCN06_OLDD_FBHGASE01_D33 | Residential heating technology - Electric heating - electric panel from Bauhaus - single-family house - new building - distributed level 0.33 | PJ | MW | ANNUAL |  | yes | HOUPARRHNDIELCN06_OLDD_FBHGASE01
DMD | HOUPARRHNDIELCN06_OLDD_FBHGASE01_D50 | Residential heating technology - Electric heating - electric panel from Bauhaus - single-family house - new building - distributed MEAN level | PJ | MW | ANNUAL |  | yes | HOUPARRHNDIELCN06_OLDD_FBHGASE01
DMD | HOUPARRHNDIELCN06_OLDD_FBHGASE01_D67 | Residential heating technology - Electric heating - electric panel from Bauhaus - single-family house - new building - distributed level 0.67 | PJ | MW | ANNUAL |  | yes | HOUPARRHNDIELCN06_OLDD_FBHGASE01
DMD | HOUPARRHNDIELCN06_OLDD_FBHGASE01_D83 | Residential heating technology - Electric heating - electric panel from Bauhaus - single-family house - new building - distributed level 0.83 | PJ | MW | ANNUAL |  | yes | HOUPARRHNDIELCN06_OLDD_FBHGASE01
DMD | HOUPARRHNDIELCN01_OLDD_FBHGASE01_D17 | Residential heating technology - Electric heating - single-family house - new building - distributed level 0.17 | PJ | MW | ANNUAL |  | yes | HOUPARRHNDIELCN01_OLDD_FBHGASE01
DMD | HOUPARRHNDIELCN01_OLDD_FBHGASE01_D33 | Residential heating technology - Electric heating - single-family house - new building - distributed level 0.33 | PJ | MW | ANNUAL |  | yes | HOUPARRHNDIELCN01_OLDD_FBHGASE01
DMD | HOUPARRHNDIELCN01_OLDD_FBHGASE01_D50 | Residential heating technology - Electric heating - single-family house - new building - distributed MEAN level | PJ | MW | ANNUAL |  | yes | HOUPARRHNDIELCN01_OLDD_FBHGASE01
DMD | HOUPARRHNDIELCN01_OLDD_FBHGASE01_D67 | Residential heating technology - Electric heating - single-family house - new building - distributed level 0.67 | PJ | MW | ANNUAL |  | yes | HOUPARRHNDIELCN01_OLDD_FBHGASE01
DMD | HOUPARRHNDIELCN01_OLDD_FBHGASE01_D83 | Residential heating technology - Electric heating - single-family house - new building - distributed level 0.83 | PJ | MW | ANNUAL |  | yes | HOUPARRHNDIELCN01_OLDD_FBHGASE01
DMD | HOUPARRHNBHWPEN01_OLDD_FBHGASE01_D17 | Residential heating technology - Biomass boiler, automatic stoking , wood pellets or wood chips - single-family house - existing building - distributed level 0.17 | PJ | MW | ANNUAL |  | yes | HOUPARRHNBHWPEN01_OLDD_FBHGASE01
DMD | HOUPARRHNBHWPEN01_OLDD_FBHGASE01_D33 | Residential heating technology - Biomass boiler, automatic stoking , wood pellets or wood chips - single-family house - existing building - distributed level 0.33 | PJ | MW | ANNUAL |  | yes | HOUPARRHNBHWPEN01_OLDD_FBHGASE01
DMD | HOUPARRHNBHWPEN01_OLDD_FBHGASE01_D50 | Residential heating technology - Biomass boiler, automatic stoking , wood pellets or wood chips - single-family house - existing building - distributed MEAN level | PJ | MW | ANNUAL |  | yes | HOUPARRHNBHWPEN01_OLDD_FBHGASE01
DMD | HOUPARRHNBHWPEN01_OLDD_FBHGASE01_D67 | Residential heating technology - Biomass boiler, automatic stoking , wood pellets or wood chips - single-family house - existing building - distributed level 0.67 | PJ | MW | ANNUAL |  | yes | HOUPARRHNBHWPEN01_OLDD_FBHGASE01
DMD | HOUPARRHNBHWPEN01_OLDD_FBHGASE01_D83 | Residential heating technology - Biomass boiler, automatic stoking , wood pellets or wood chips - single-family house - existing building - distributed level 0.83 | PJ | MW | ANNUAL |  | yes | HOUPARRHNBHWPEN01_OLDD_FBHGASE01
DMD | HOUPARRHNBHSOLN01_OLDD_FBHGASE01_D17 | Residential heating technology - Solar heating system - single-family house - existing building - distributed level 0.17 | PJ | MW | ANNUAL |  | yes | HOUPARRHNBHSOLN01_OLDD_FBHGASE01
DMD | HOUPARRHNBHSOLN01_OLDD_FBHGASE01_D33 | Residential heating technology - Solar heating system - single-family house - existing building - distributed level 0.33 | PJ | MW | ANNUAL |  | yes | HOUPARRHNBHSOLN01_OLDD_FBHGASE01
DMD | HOUPARRHNBHSOLN01_OLDD_FBHGASE01_D50 | Residential heating technology - Solar heating system - single-family house - existing building - distributed MEAN level | PJ | MW | ANNUAL |  | yes | HOUPARRHNBHSOLN01_OLDD_FBHGASE01
DMD | HOUPARRHNBHSOLN01_OLDD_FBHGASE01_D67 | Residential heating technology - Solar heating system - single-family house - existing building - distributed level 0.67 | PJ | MW | ANNUAL |  | yes | HOUPARRHNBHSOLN01_OLDD_FBHGASE01
DMD | HOUPARRHNBHSOLN01_OLDD_FBHGASE01_D83 | Residential heating technology - Solar heating system - single-family house - existing building - distributed level 0.83 | PJ | MW | ANNUAL |  | yes | HOUPARRHNBHSOLN01_OLDD_FBHGASE01
DMD | HOUPARRHNBHGASN01_OLDD_FBHGASE01_D17 | Residential heating technology - Natural gas boiler - single-family house - existing building - distributed level 0.17 | PJ | MW | ANNUAL |  | yes | HOUPARRHNBHGASN01_OLDD_FBHGASE01
DMD | HOUPARRHNBHGASN01_OLDD_FBHGASE01_D33 | Residential heating technology - Natural gas boiler - single-family house - existing building - distributed level 0.33 | PJ | MW | ANNUAL |  | yes | HOUPARRHNBHGASN01_OLDD_FBHGASE01
DMD | HOUPARRHNBHGASN01_OLDD_FBHGASE01_D50 | Residential heating technology - Natural gas boiler - single-family house - existing building - distributed MEAN level | PJ | MW | ANNUAL |  | yes | HOUPARRHNBHGASN01_OLDD_FBHGASE01
DMD | HOUPARRHNBHGASN01_OLDD_FBHGASE01_D67 | Residential heating technology - Natural gas boiler - single-family house - existing building - distributed level 0.67 | PJ | MW | ANNUAL |  | yes | HOUPARRHNBHGASN01_OLDD_FBHGASE01
DMD | HOUPARRHNBHGASN01_OLDD_FBHGASE01_D83 | Residential heating technology - Natural gas boiler - single-family house - existing building - distributed level 0.83 | PJ | MW | ANNUAL |  | yes | HOUPARRHNBHGASN01_OLDD_FBHGASE01
DMD | HOUPARRHNBHDHDN03_OLDD_FBHGASE01_D17 | Residential heating technology - Direct district heating substation - plus connection pipe - single-family house - existing building - distributed level 0.17 | PJ | MW | ANNUAL |  | yes | HOUPARRHNBHDHDN03_OLDD_FBHGASE01
DMD | HOUPARRHNBHDHDN03_OLDD_FBHGASE01_D33 | Residential heating technology - Direct district heating substation - plus connection pipe - single-family house - existing building - distributed level 0.33 | PJ | MW | ANNUAL |  | yes | HOUPARRHNBHDHDN03_OLDD_FBHGASE01
DMD | HOUPARRHNBHDHDN03_OLDD_FBHGASE01_D50 | Residential heating technology - Direct district heating substation - plus connection pipe - single-family house - existing building - distributed MEAN level | PJ | MW | ANNUAL |  | yes | HOUPARRHNBHDHDN03_OLDD_FBHGASE01
DMD | HOUPARRHNBHDHDN03_OLDD_FBHGASE01_D67 | Residential heating technology - Direct district heating substation - plus connection pipe - single-family house - existing building - distributed level 0.67 | PJ | MW | ANNUAL |  | yes | HOUPARRHNBHDHDN03_OLDD_FBHGASE01
DMD | HOUPARRHNBHDHDN03_OLDD_FBHGASE01_D83 | Residential heating technology - Direct district heating substation - plus connection pipe - single-family house - existing building - distributed level 0.83 | PJ | MW | ANNUAL |  | yes | HOUPARRHNBHDHDN03_OLDD_FBHGASE01
DMD | HOUPARRHNHPELCN07_OLDI_FBHGASE01_D17 | Residential heating technology - Heat pump, Air-to-water, low-price product - single-family house - existing building - distributed level 0.17 | PJ | MW | ANNUAL |  | yes | HOUPARRHNHPELCN07_OLDI_FBHGASE01
DMD | HOUPARRHNHPELCN07_OLDI_FBHGASE01_D33 | Residential heating technology - Heat pump, Air-to-water, low-price product - single-family house - existing building - distributed level 0.33 | PJ | MW | ANNUAL |  | yes | HOUPARRHNHPELCN07_OLDI_FBHGASE01
DMD | HOUPARRHNHPELCN07_OLDI_FBHGASE01_D50 | Residential heating technology - Heat pump, Air-to-water, low-price product - single-family house - existing building - distributed MEAN level | PJ | MW | ANNUAL |  | yes | HOUPARRHNHPELCN07_OLDI_FBHGASE01
DMD | HOUPARRHNHPELCN07_OLDI_FBHGASE01_D67 | Residential heating technology - Heat pump, Air-to-water, low-price product - single-family house - existing building - distributed level 0.67 | PJ | MW | ANNUAL |  | yes | HOUPARRHNHPELCN07_OLDI_FBHGASE01
DMD | HOUPARRHNHPELCN07_OLDI_FBHGASE01_D83 | Residential heating technology - Heat pump, Air-to-water, low-price product - single-family house - existing building - distributed level 0.83 | PJ | MW | ANNUAL |  | yes | HOUPARRHNHPELCN07_OLDI_FBHGASE01
DMD | HOUPARRHNHPELCN05_OLDI_FBHGASE01_D17 | Residential heating technology - Heat pump, Air-to-water - leasing - single-family house - existing building - distributed level 0.17 | PJ | MW | ANNUAL |  | yes | HOUPARRHNHPELCN05_OLDI_FBHGASE01
DMD | HOUPARRHNHPELCN05_OLDI_FBHGASE01_D33 | Residential heating technology - Heat pump, Air-to-water - leasing - single-family house - existing building - distributed level 0.33 | PJ | MW | ANNUAL |  | yes | HOUPARRHNHPELCN05_OLDI_FBHGASE01
DMD | HOUPARRHNHPELCN05_OLDI_FBHGASE01_D50 | Residential heating technology - Heat pump, Air-to-water - leasing - single-family house - existing building - distributed MEAN level | PJ | MW | ANNUAL |  | yes | HOUPARRHNHPELCN05_OLDI_FBHGASE01
DMD | HOUPARRHNHPELCN05_OLDI_FBHGASE01_D67 | Residential heating technology - Heat pump, Air-to-water - leasing - single-family house - existing building - distributed level 0.67 | PJ | MW | ANNUAL |  | yes | HOUPARRHNHPELCN05_OLDI_FBHGASE01
DMD | HOUPARRHNHPELCN05_OLDI_FBHGASE01_D83 | Residential heating technology - Heat pump, Air-to-water - leasing - single-family house - existing building - distributed level 0.83 | PJ | MW | ANNUAL |  | yes | HOUPARRHNHPELCN05_OLDI_FBHGASE01
DMD | HOUPARRHNHPELCN04_OLDI_FBHGASE01_D17 | Residential heating technology - Heat pump, Ground source - single-family house - existing building - distributed level 0.17 | PJ | MW | ANNUAL |  | yes | HOUPARRHNHPELCN04_OLDI_FBHGASE01
DMD | HOUPARRHNHPELCN04_OLDI_FBHGASE01_D33 | Residential heating technology - Heat pump, Ground source - single-family house - existing building - distributed level 0.33 | PJ | MW | ANNUAL |  | yes | HOUPARRHNHPELCN04_OLDI_FBHGASE01
DMD | HOUPARRHNHPELCN04_OLDI_FBHGASE01_D50 | Residential heating technology - Heat pump, Ground source - single-family house - existing building - distributed MEAN level | PJ | MW | ANNUAL |  | yes | HOUPARRHNHPELCN04_OLDI_FBHGASE01
DMD | HOUPARRHNHPELCN04_OLDI_FBHGASE01_D67 | Residential heating technology - Heat pump, Ground source - single-family house - existing building - distributed level 0.67 | PJ | MW | ANNUAL |  | yes | HOUPARRHNHPELCN04_OLDI_FBHGASE01
DMD | HOUPARRHNHPELCN04_OLDI_FBHGASE01_D83 | Residential heating technology - Heat pump, Ground source - single-family house - existing building - distributed level 0.83 | PJ | MW | ANNUAL |  | yes | HOUPARRHNHPELCN04_OLDI_FBHGASE01
DMD | HOUPARRHNHPELCN03_OLDI_FBHGASE01_D17 | Residential heating technology - Heat pump, Air-to-water - single-family house - existing building - distributed level 0.17 | PJ | MW | ANNUAL |  | yes | HOUPARRHNHPELCN03_OLDI_FBHGASE01
DMD | HOUPARRHNHPELCN03_OLDI_FBHGASE01_D33 | Residential heating technology - Heat pump, Air-to-water - single-family house - existing building - distributed level 0.33 | PJ | MW | ANNUAL |  | yes | HOUPARRHNHPELCN03_OLDI_FBHGASE01
DMD | HOUPARRHNHPELCN03_OLDI_FBHGASE01_D50 | Residential heating technology - Heat pump, Air-to-water - single-family house - existing building - distributed MEAN level | PJ | MW | ANNUAL |  | yes | HOUPARRHNHPELCN03_OLDI_FBHGASE01
DMD | HOUPARRHNHPELCN03_OLDI_FBHGASE01_D67 | Residential heating technology - Heat pump, Air-to-water - single-family house - existing building - distributed level 0.67 | PJ | MW | ANNUAL |  | yes | HOUPARRHNHPELCN03_OLDI_FBHGASE01
DMD | HOUPARRHNHPELCN03_OLDI_FBHGASE01_D83 | Residential heating technology - Heat pump, Air-to-water - single-family house - existing building - distributed level 0.83 | PJ | MW | ANNUAL |  | yes | HOUPARRHNHPELCN03_OLDI_FBHGASE01
DMD | HOUPARRHNHPELCN02_OLDI_FBHGASE01_D17 | Residential heating technology - Heat pump, Air-to-air - single-family house - existing building - distributed level 0.17 | PJ | MW | ANNUAL |  | yes | HOUPARRHNHPELCN02_OLDI_FBHGASE01
DMD | HOUPARRHNHPELCN02_OLDI_FBHGASE01_D33 | Residential heating technology - Heat pump, Air-to-air - single-family house - existing building - distributed level 0.33 | PJ | MW | ANNUAL |  | yes | HOUPARRHNHPELCN02_OLDI_FBHGASE01
DMD | HOUPARRHNHPELCN02_OLDI_FBHGASE01_D50 | Residential heating technology - Heat pump, Air-to-air - single-family house - existing building - distributed MEAN level | PJ | MW | ANNUAL |  | yes | HOUPARRHNHPELCN02_OLDI_FBHGASE01
DMD | HOUPARRHNHPELCN02_OLDI_FBHGASE01_D67 | Residential heating technology - Heat pump, Air-to-air - single-family house - existing building - distributed level 0.67 | PJ | MW | ANNUAL |  | yes | HOUPARRHNHPELCN02_OLDI_FBHGASE01
DMD | HOUPARRHNHPELCN02_OLDI_FBHGASE01_D83 | Residential heating technology - Heat pump, Air-to-air - single-family house - existing building - distributed level 0.83 | PJ | MW | ANNUAL |  | yes | HOUPARRHNHPELCN02_OLDI_FBHGASE01
DMD | HOUPARRHNDIELCN06_OLDI_FBHGASE01_D17 | Residential heating technology - Electric heating - electric panel from Bauhaus - single-family house - new building - distributed level 0.17 | PJ | MW | ANNUAL |  | yes | HOUPARRHNDIELCN06_OLDI_FBHGASE01
DMD | HOUPARRHNDIELCN06_OLDI_FBHGASE01_D33 | Residential heating technology - Electric heating - electric panel from Bauhaus - single-family house - new building - distributed level 0.33 | PJ | MW | ANNUAL |  | yes | HOUPARRHNDIELCN06_OLDI_FBHGASE01
DMD | HOUPARRHNDIELCN06_OLDI_FBHGASE01_D50 | Residential heating technology - Electric heating - electric panel from Bauhaus - single-family house - new building - distributed MEAN level | PJ | MW | ANNUAL |  | yes | HOUPARRHNDIELCN06_OLDI_FBHGASE01
DMD | HOUPARRHNDIELCN06_OLDI_FBHGASE01_D67 | Residential heating technology - Electric heating - electric panel from Bauhaus - single-family house - new building - distributed level 0.67 | PJ | MW | ANNUAL |  | yes | HOUPARRHNDIELCN06_OLDI_FBHGASE01
DMD | HOUPARRHNDIELCN06_OLDI_FBHGASE01_D83 | Residential heating technology - Electric heating - electric panel from Bauhaus - single-family house - new building - distributed level 0.83 | PJ | MW | ANNUAL |  | yes | HOUPARRHNDIELCN06_OLDI_FBHGASE01
DMD | HOUPARRHNDIELCN01_OLDI_FBHGASE01_D17 | Residential heating technology - Electric heating - single-family house - new building - distributed level 0.17 | PJ | MW | ANNUAL |  | yes | HOUPARRHNDIELCN01_OLDI_FBHGASE01
DMD | HOUPARRHNDIELCN01_OLDI_FBHGASE01_D33 | Residential heating technology - Electric heating - single-family house - new building - distributed level 0.33 | PJ | MW | ANNUAL |  | yes | HOUPARRHNDIELCN01_OLDI_FBHGASE01
DMD | HOUPARRHNDIELCN01_OLDI_FBHGASE01_D50 | Residential heating technology - Electric heating - single-family house - new building - distributed MEAN level | PJ | MW | ANNUAL |  | yes | HOUPARRHNDIELCN01_OLDI_FBHGASE01
DMD | HOUPARRHNDIELCN01_OLDI_FBHGASE01_D67 | Residential heating technology - Electric heating - single-family house - new building - distributed level 0.67 | PJ | MW | ANNUAL |  | yes | HOUPARRHNDIELCN01_OLDI_FBHGASE01
DMD | HOUPARRHNDIELCN01_OLDI_FBHGASE01_D83 | Residential heating technology - Electric heating - single-family house - new building - distributed level 0.83 | PJ | MW | ANNUAL |  | yes | HOUPARRHNDIELCN01_OLDI_FBHGASE01
DMD | HOUPARRHNBHWPEN01_OLDI_FBHGASE01_D17 | Residential heating technology - Biomass boiler, automatic stoking , wood pellets or wood chips - single-family house - existing building - distributed level 0.17 | PJ | MW | ANNUAL |  | yes | HOUPARRHNBHWPEN01_OLDI_FBHGASE01
DMD | HOUPARRHNBHWPEN01_OLDI_FBHGASE01_D33 | Residential heating technology - Biomass boiler, automatic stoking , wood pellets or wood chips - single-family house - existing building - distributed level 0.33 | PJ | MW | ANNUAL |  | yes | HOUPARRHNBHWPEN01_OLDI_FBHGASE01
DMD | HOUPARRHNBHWPEN01_OLDI_FBHGASE01_D50 | Residential heating technology - Biomass boiler, automatic stoking , wood pellets or wood chips - single-family house - existing building - distributed MEAN level | PJ | MW | ANNUAL |  | yes | HOUPARRHNBHWPEN01_OLDI_FBHGASE01
DMD | HOUPARRHNBHWPEN01_OLDI_FBHGASE01_D67 | Residential heating technology - Biomass boiler, automatic stoking , wood pellets or wood chips - single-family house - existing building - distributed level 0.67 | PJ | MW | ANNUAL |  | yes | HOUPARRHNBHWPEN01_OLDI_FBHGASE01
DMD | HOUPARRHNBHWPEN01_OLDI_FBHGASE01_D83 | Residential heating technology - Biomass boiler, automatic stoking , wood pellets or wood chips - single-family house - existing building - distributed level 0.83 | PJ | MW | ANNUAL |  | yes | HOUPARRHNBHWPEN01_OLDI_FBHGASE01
DMD | HOUPARRHNBHSOLN01_OLDI_FBHGASE01_D17 | Residential heating technology - Solar heating system - single-family house - existing building - distributed level 0.17 | PJ | MW | ANNUAL |  | yes | HOUPARRHNBHSOLN01_OLDI_FBHGASE01
DMD | HOUPARRHNBHSOLN01_OLDI_FBHGASE01_D33 | Residential heating technology - Solar heating system - single-family house - existing building - distributed level 0.33 | PJ | MW | ANNUAL |  | yes | HOUPARRHNBHSOLN01_OLDI_FBHGASE01
DMD | HOUPARRHNBHSOLN01_OLDI_FBHGASE01_D50 | Residential heating technology - Solar heating system - single-family house - existing building - distributed MEAN level | PJ | MW | ANNUAL |  | yes | HOUPARRHNBHSOLN01_OLDI_FBHGASE01
DMD | HOUPARRHNBHSOLN01_OLDI_FBHGASE01_D67 | Residential heating technology - Solar heating system - single-family house - existing building - distributed level 0.67 | PJ | MW | ANNUAL |  | yes | HOUPARRHNBHSOLN01_OLDI_FBHGASE01
DMD | HOUPARRHNBHSOLN01_OLDI_FBHGASE01_D83 | Residential heating technology - Solar heating system - single-family house - existing building - distributed level 0.83 | PJ | MW | ANNUAL |  | yes | HOUPARRHNBHSOLN01_OLDI_FBHGASE01
DMD | HOUPARRHNBHGASN01_OLDI_FBHGASE01_D17 | Residential heating technology - Natural gas boiler - single-family house - existing building - distributed level 0.17 | PJ | MW | ANNUAL |  | yes | HOUPARRHNBHGASN01_OLDI_FBHGASE01
DMD | HOUPARRHNBHGASN01_OLDI_FBHGASE01_D33 | Residential heating technology - Natural gas boiler - single-family house - existing building - distributed level 0.33 | PJ | MW | ANNUAL |  | yes | HOUPARRHNBHGASN01_OLDI_FBHGASE01
DMD | HOUPARRHNBHGASN01_OLDI_FBHGASE01_D50 | Residential heating technology - Natural gas boiler - single-family house - existing building - distributed MEAN level | PJ | MW | ANNUAL |  | yes | HOUPARRHNBHGASN01_OLDI_FBHGASE01
DMD | HOUPARRHNBHGASN01_OLDI_FBHGASE01_D67 | Residential heating technology - Natural gas boiler - single-family house - existing building - distributed level 0.67 | PJ | MW | ANNUAL |  | yes | HOUPARRHNBHGASN01_OLDI_FBHGASE01
DMD | HOUPARRHNBHGASN01_OLDI_FBHGASE01_D83 | Residential heating technology - Natural gas boiler - single-family house - existing building - distributed level 0.83 | PJ | MW | ANNUAL |  | yes | HOUPARRHNBHGASN01_OLDI_FBHGASE01
DMD | HOUPARRHNBHDHDN09_OLDI_FBHGASE01_D17 | Residential heating technology - Direct district heating substation - plus connection pipe - plus distribution (heating density: low ) - single-family house - existing building - distributed level 0.17 | PJ | MW | ANNUAL |  | yes | HOUPARRHNBHDHDN09_OLDI_FBHGASE01
DMD | HOUPARRHNBHDHDN09_OLDI_FBHGASE01_D33 | Residential heating technology - Direct district heating substation - plus connection pipe - plus distribution (heating density: low ) - single-family house - existing building - distributed level 0.33 | PJ | MW | ANNUAL |  | yes | HOUPARRHNBHDHDN09_OLDI_FBHGASE01
DMD | HOUPARRHNBHDHDN09_OLDI_FBHGASE01_D50 | Residential heating technology - Direct district heating substation - plus connection pipe - plus distribution (heating density: low ) - single-family house - existing building - distributed MEAN level | PJ | MW | ANNUAL |  | yes | HOUPARRHNBHDHDN09_OLDI_FBHGASE01
DMD | HOUPARRHNBHDHDN09_OLDI_FBHGASE01_D67 | Residential heating technology - Direct district heating substation - plus connection pipe - plus distribution (heating density: low ) - single-family house - existing building - distributed level 0.67 | PJ | MW | ANNUAL |  | yes | HOUPARRHNBHDHDN09_OLDI_FBHGASE01
DMD | HOUPARRHNBHDHDN09_OLDI_FBHGASE01_D83 | Residential heating technology - Direct district heating substation - plus connection pipe - plus distribution (heating density: low ) - single-family house - existing building - distributed level 0.83 | PJ | MW | ANNUAL |  | yes | HOUPARRHNBHDHDN09_OLDI_FBHGASE01
DMD | HOUPARRHNBHDHDN07_OLDI_FBHGASE01_D17 | Residential heating technology - Direct district heating substation - plus connection pipe - plus distribution (heating density: medium ) - single-family house - existing building - distributed level 0.17 | PJ | MW | ANNUAL |  | yes | HOUPARRHNBHDHDN07_OLDI_FBHGASE01
DMD | HOUPARRHNBHDHDN07_OLDI_FBHGASE01_D33 | Residential heating technology - Direct district heating substation - plus connection pipe - plus distribution (heating density: medium ) - single-family house - existing building - distributed level 0.33 | PJ | MW | ANNUAL |  | yes | HOUPARRHNBHDHDN07_OLDI_FBHGASE01
DMD | HOUPARRHNBHDHDN07_OLDI_FBHGASE01_D50 | Residential heating technology - Direct district heating substation - plus connection pipe - plus distribution (heating density: medium ) - single-family house - existing building - distributed MEAN level | PJ | MW | ANNUAL |  | yes | HOUPARRHNBHDHDN07_OLDI_FBHGASE01
DMD | HOUPARRHNBHDHDN07_OLDI_FBHGASE01_D67 | Residential heating technology - Direct district heating substation - plus connection pipe - plus distribution (heating density: medium ) - single-family house - existing building - distributed level 0.67 | PJ | MW | ANNUAL |  | yes | HOUPARRHNBHDHDN07_OLDI_FBHGASE01
DMD | HOUPARRHNBHDHDN07_OLDI_FBHGASE01_D83 | Residential heating technology - Direct district heating substation - plus connection pipe - plus distribution (heating density: medium ) - single-family house - existing building - distributed level 0.83 | PJ | MW | ANNUAL |  | yes | HOUPARRHNBHDHDN07_OLDI_FBHGASE01
DMD | HOUPARRHNBHDHDN05_OLDI_FBHGASE01_D17 | Residential heating technology - Direct district heating substation - plus connection pipe - plus distribution (heating density: high ) - single-family house - existing building - distributed level 0.17 | PJ | MW | ANNUAL |  | yes | HOUPARRHNBHDHDN05_OLDI_FBHGASE01
DMD | HOUPARRHNBHDHDN05_OLDI_FBHGASE01_D33 | Residential heating technology - Direct district heating substation - plus connection pipe - plus distribution (heating density: high ) - single-family house - existing building - distributed level 0.33 | PJ | MW | ANNUAL |  | yes | HOUPARRHNBHDHDN05_OLDI_FBHGASE01
DMD | HOUPARRHNBHDHDN05_OLDI_FBHGASE01_D50 | Residential heating technology - Direct district heating substation - plus connection pipe - plus distribution (heating density: high ) - single-family house - existing building - distributed MEAN level | PJ | MW | ANNUAL |  | yes | HOUPARRHNBHDHDN05_OLDI_FBHGASE01
DMD | HOUPARRHNBHDHDN05_OLDI_FBHGASE01_D67 | Residential heating technology - Direct district heating substation - plus connection pipe - plus distribution (heating density: high ) - single-family house - existing building - distributed level 0.67 | PJ | MW | ANNUAL |  | yes | HOUPARRHNBHDHDN05_OLDI_FBHGASE01
DMD | HOUPARRHNBHDHDN05_OLDI_FBHGASE01_D83 | Residential heating technology - Direct district heating substation - plus connection pipe - plus distribution (heating density: high ) - single-family house - existing building - distributed level 0.83 | PJ | MW | ANNUAL |  | yes | HOUPARRHNBHDHDN05_OLDI_FBHGASE01
DMD | HOUPARRHNBHDHCN09_OLDI_FBHGASE01_D17 | Residential heating technology - Direct district heating substation - plus connection pipe - plus distribution (heating density: low ) - single-family house - existing building - distributed level 0.17 | PJ | MW | ANNUAL |  | yes | HOUPARRHNBHDHCN09_OLDI_FBHGASE01
DMD | HOUPARRHNBHDHCN09_OLDI_FBHGASE01_D33 | Residential heating technology - Direct district heating substation - plus connection pipe - plus distribution (heating density: low ) - single-family house - existing building - distributed level 0.33 | PJ | MW | ANNUAL |  | yes | HOUPARRHNBHDHCN09_OLDI_FBHGASE01
DMD | HOUPARRHNBHDHCN09_OLDI_FBHGASE01_D50 | Residential heating technology - Direct district heating substation - plus connection pipe - plus distribution (heating density: low ) - single-family house - existing building - distributed MEAN level | PJ | MW | ANNUAL |  | yes | HOUPARRHNBHDHCN09_OLDI_FBHGASE01
DMD | HOUPARRHNBHDHCN09_OLDI_FBHGASE01_D67 | Residential heating technology - Direct district heating substation - plus connection pipe - plus distribution (heating density: low ) - single-family house - existing building - distributed level 0.67 | PJ | MW | ANNUAL |  | yes | HOUPARRHNBHDHCN09_OLDI_FBHGASE01
DMD | HOUPARRHNBHDHCN09_OLDI_FBHGASE01_D83 | Residential heating technology - Direct district heating substation - plus connection pipe - plus distribution (heating density: low ) - single-family house - existing building - distributed level 0.83 | PJ | MW | ANNUAL |  | yes | HOUPARRHNBHDHCN09_OLDI_FBHGASE01
DMD | HOUPARRHNBHDHCN07_OLDI_FBHGASE01_D17 | Residential heating technology - Direct district heating substation - plus connection pipe - plus distribution (heating density: medium ) - single-family house - existing building - distributed level 0.17 | PJ | MW | ANNUAL |  | yes | HOUPARRHNBHDHCN07_OLDI_FBHGASE01
DMD | HOUPARRHNBHDHCN07_OLDI_FBHGASE01_D33 | Residential heating technology - Direct district heating substation - plus connection pipe - plus distribution (heating density: medium ) - single-family house - existing building - distributed level 0.33 | PJ | MW | ANNUAL |  | yes | HOUPARRHNBHDHCN07_OLDI_FBHGASE01
DMD | HOUPARRHNBHDHCN07_OLDI_FBHGASE01_D50 | Residential heating technology - Direct district heating substation - plus connection pipe - plus distribution (heating density: medium ) - single-family house - existing building - distributed MEAN level | PJ | MW | ANNUAL |  | yes | HOUPARRHNBHDHCN07_OLDI_FBHGASE01
DMD | HOUPARRHNBHDHCN07_OLDI_FBHGASE01_D67 | Residential heating technology - Direct district heating substation - plus connection pipe - plus distribution (heating density: medium ) - single-family house - existing building - distributed level 0.67 | PJ | MW | ANNUAL |  | yes | HOUPARRHNBHDHCN07_OLDI_FBHGASE01
DMD | HOUPARRHNBHDHCN07_OLDI_FBHGASE01_D83 | Residential heating technology - Direct district heating substation - plus connection pipe - plus distribution (heating density: medium ) - single-family house - existing building - distributed level 0.83 | PJ | MW | ANNUAL |  | yes | HOUPARRHNBHDHCN07_OLDI_FBHGASE01
DMD | HOUPARRHNBHDHCN05_OLDI_FBHGASE01_D17 | Residential heating technology - Direct district heating substation - plus connection pipe - plus distribution (heating density: high ) - single-family house - existing building - distributed level 0.17 | PJ | MW | ANNUAL |  | yes | HOUPARRHNBHDHCN05_OLDI_FBHGASE01
DMD | HOUPARRHNBHDHCN05_OLDI_FBHGASE01_D33 | Residential heating technology - Direct district heating substation - plus connection pipe - plus distribution (heating density: high ) - single-family house - existing building - distributed level 0.33 | PJ | MW | ANNUAL |  | yes | HOUPARRHNBHDHCN05_OLDI_FBHGASE01
DMD | HOUPARRHNBHDHCN05_OLDI_FBHGASE01_D50 | Residential heating technology - Direct district heating substation - plus connection pipe - plus distribution (heating density: high ) - single-family house - existing building - distributed MEAN level | PJ | MW | ANNUAL |  | yes | HOUPARRHNBHDHCN05_OLDI_FBHGASE01
DMD | HOUPARRHNBHDHCN05_OLDI_FBHGASE01_D67 | Residential heating technology - Direct district heating substation - plus connection pipe - plus distribution (heating density: high ) - single-family house - existing building - distributed level 0.67 | PJ | MW | ANNUAL |  | yes | HOUPARRHNBHDHCN05_OLDI_FBHGASE01
DMD | HOUPARRHNBHDHCN05_OLDI_FBHGASE01_D83 | Residential heating technology - Direct district heating substation - plus connection pipe - plus distribution (heating density: high ) - single-family house - existing building - distributed level 0.83 | PJ | MW | ANNUAL |  | yes | HOUPARRHNBHDHCN05_OLDI_FBHGASE01
DMD | HOUETARHNHPELCN05_OLDC_FBHOILE01_D17 | Residential heating technology - Heat pump, Air-to-water - leasing - apartment complex - existing building - distributed level 0.17 | PJ | MW | ANNUAL |  | yes | HOUETARHNHPELCN05_OLDC_FBHOILE01
DMD | HOUETARHNHPELCN05_OLDC_FBHOILE01_D33 | Residential heating technology - Heat pump, Air-to-water - leasing - apartment complex - existing building - distributed level 0.33 | PJ | MW | ANNUAL |  | yes | HOUETARHNHPELCN05_OLDC_FBHOILE01
DMD | HOUETARHNHPELCN05_OLDC_FBHOILE01_D50 | Residential heating technology - Heat pump, Air-to-water - leasing - apartment complex - existing building - distributed MEAN level | PJ | MW | ANNUAL |  | yes | HOUETARHNHPELCN05_OLDC_FBHOILE01
DMD | HOUETARHNHPELCN05_OLDC_FBHOILE01_D67 | Residential heating technology - Heat pump, Air-to-water - leasing - apartment complex - existing building - distributed level 0.67 | PJ | MW | ANNUAL |  | yes | HOUETARHNHPELCN05_OLDC_FBHOILE01
DMD | HOUETARHNHPELCN05_OLDC_FBHOILE01_D83 | Residential heating technology - Heat pump, Air-to-water - leasing - apartment complex - existing building - distributed level 0.83 | PJ | MW | ANNUAL |  | yes | HOUETARHNHPELCN05_OLDC_FBHOILE01
DMD | HOUETARHNHPELCN04_OLDC_FBHOILE01_D17 | Residential heating technology - Heat pump, Ground source - apartment complex - existing building - distributed level 0.17 | PJ | MW | ANNUAL |  | yes | HOUETARHNHPELCN04_OLDC_FBHOILE01
DMD | HOUETARHNHPELCN04_OLDC_FBHOILE01_D33 | Residential heating technology - Heat pump, Ground source - apartment complex - existing building - distributed level 0.33 | PJ | MW | ANNUAL |  | yes | HOUETARHNHPELCN04_OLDC_FBHOILE01
DMD | HOUETARHNHPELCN04_OLDC_FBHOILE01_D50 | Residential heating technology - Heat pump, Ground source - apartment complex - existing building - distributed MEAN level | PJ | MW | ANNUAL |  | yes | HOUETARHNHPELCN04_OLDC_FBHOILE01
DMD | HOUETARHNHPELCN04_OLDC_FBHOILE01_D67 | Residential heating technology - Heat pump, Ground source - apartment complex - existing building - distributed level 0.67 | PJ | MW | ANNUAL |  | yes | HOUETARHNHPELCN04_OLDC_FBHOILE01
DMD | HOUETARHNHPELCN04_OLDC_FBHOILE01_D83 | Residential heating technology - Heat pump, Ground source - apartment complex - existing building - distributed level 0.83 | PJ | MW | ANNUAL |  | yes | HOUETARHNHPELCN04_OLDC_FBHOILE01
DMD | HOUETARHNHPELCN03_OLDC_FBHOILE01_D17 | Residential heating technology - Heat pump, Air-to-water - apartment complex - existing building - distributed level 0.17 | PJ | MW | ANNUAL |  | yes | HOUETARHNHPELCN03_OLDC_FBHOILE01
DMD | HOUETARHNHPELCN03_OLDC_FBHOILE01_D33 | Residential heating technology - Heat pump, Air-to-water - apartment complex - existing building - distributed level 0.33 | PJ | MW | ANNUAL |  | yes | HOUETARHNHPELCN03_OLDC_FBHOILE01
DMD | HOUETARHNHPELCN03_OLDC_FBHOILE01_D50 | Residential heating technology - Heat pump, Air-to-water - apartment complex - existing building - distributed MEAN level | PJ | MW | ANNUAL |  | yes | HOUETARHNHPELCN03_OLDC_FBHOILE01
DMD | HOUETARHNHPELCN03_OLDC_FBHOILE01_D67 | Residential heating technology - Heat pump, Air-to-water - apartment complex - existing building - distributed level 0.67 | PJ | MW | ANNUAL |  | yes | HOUETARHNHPELCN03_OLDC_FBHOILE01
DMD | HOUETARHNHPELCN03_OLDC_FBHOILE01_D83 | Residential heating technology - Heat pump, Air-to-water - apartment complex - existing building - distributed level 0.83 | PJ | MW | ANNUAL |  | yes | HOUETARHNHPELCN03_OLDC_FBHOILE01
DMD | HOUETARHNHPELCN02_OLDC_FBHOILE01_D17 | Residential heating technology - Heat pump, Air-to-air - single-family house - existing building - distributed level 0.17 | PJ | MW | ANNUAL |  | yes | HOUETARHNHPELCN02_OLDC_FBHOILE01
DMD | HOUETARHNHPELCN02_OLDC_FBHOILE01_D33 | Residential heating technology - Heat pump, Air-to-air - single-family house - existing building - distributed level 0.33 | PJ | MW | ANNUAL |  | yes | HOUETARHNHPELCN02_OLDC_FBHOILE01
DMD | HOUETARHNHPELCN02_OLDC_FBHOILE01_D50 | Residential heating technology - Heat pump, Air-to-air - single-family house - existing building - distributed MEAN level | PJ | MW | ANNUAL |  | yes | HOUETARHNHPELCN02_OLDC_FBHOILE01
DMD | HOUETARHNHPELCN02_OLDC_FBHOILE01_D67 | Residential heating technology - Heat pump, Air-to-air - single-family house - existing building - distributed level 0.67 | PJ | MW | ANNUAL |  | yes | HOUETARHNHPELCN02_OLDC_FBHOILE01
DMD | HOUETARHNHPELCN02_OLDC_FBHOILE01_D83 | Residential heating technology - Heat pump, Air-to-air - single-family house - existing building - distributed level 0.83 | PJ | MW | ANNUAL |  | yes | HOUETARHNHPELCN02_OLDC_FBHOILE01
DMD | HOUETARHNDIELCN06_OLDC_FBHOILE01_D17 | Residential heating technology - Electric heating - electric panel from Bauhaus - apartment complex - new building - distributed level 0.17 | PJ | MW | ANNUAL |  | yes | HOUETARHNDIELCN06_OLDC_FBHOILE01
DMD | HOUETARHNDIELCN06_OLDC_FBHOILE01_D33 | Residential heating technology - Electric heating - electric panel from Bauhaus - apartment complex - new building - distributed level 0.33 | PJ | MW | ANNUAL |  | yes | HOUETARHNDIELCN06_OLDC_FBHOILE01
DMD | HOUETARHNDIELCN06_OLDC_FBHOILE01_D50 | Residential heating technology - Electric heating - electric panel from Bauhaus - apartment complex - new building - distributed MEAN level | PJ | MW | ANNUAL |  | yes | HOUETARHNDIELCN06_OLDC_FBHOILE01
DMD | HOUETARHNDIELCN06_OLDC_FBHOILE01_D67 | Residential heating technology - Electric heating - electric panel from Bauhaus - apartment complex - new building - distributed level 0.67 | PJ | MW | ANNUAL |  | yes | HOUETARHNDIELCN06_OLDC_FBHOILE01
DMD | HOUETARHNDIELCN06_OLDC_FBHOILE01_D83 | Residential heating technology - Electric heating - electric panel from Bauhaus - apartment complex - new building - distributed level 0.83 | PJ | MW | ANNUAL |  | yes | HOUETARHNDIELCN06_OLDC_FBHOILE01
DMD | HOUETARHNDIELCN01_OLDC_FBHOILE01_D17 | Residential heating technology - Electric heating - apartment complex - new building - distributed level 0.17 | PJ | MW | ANNUAL |  | yes | HOUETARHNDIELCN01_OLDC_FBHOILE01
DMD | HOUETARHNDIELCN01_OLDC_FBHOILE01_D33 | Residential heating technology - Electric heating - apartment complex - new building - distributed level 0.33 | PJ | MW | ANNUAL |  | yes | HOUETARHNDIELCN01_OLDC_FBHOILE01
DMD | HOUETARHNDIELCN01_OLDC_FBHOILE01_D50 | Residential heating technology - Electric heating - apartment complex - new building - distributed MEAN level | PJ | MW | ANNUAL |  | yes | HOUETARHNDIELCN01_OLDC_FBHOILE01
DMD | HOUETARHNDIELCN01_OLDC_FBHOILE01_D67 | Residential heating technology - Electric heating - apartment complex - new building - distributed level 0.67 | PJ | MW | ANNUAL |  | yes | HOUETARHNDIELCN01_OLDC_FBHOILE01
DMD | HOUETARHNDIELCN01_OLDC_FBHOILE01_D83 | Residential heating technology - Electric heating - apartment complex - new building - distributed level 0.83 | PJ | MW | ANNUAL |  | yes | HOUETARHNDIELCN01_OLDC_FBHOILE01
DMD | HOUETARHNBHWPEN01_OLDC_FBHOILE01_D17 | Residential heating technology - Biomass boiler, automatic stoking , wood pellets or wood chips - apartment complex - existing building - distributed level 0.17 | PJ | MW | ANNUAL |  | yes | HOUETARHNBHWPEN01_OLDC_FBHOILE01
DMD | HOUETARHNBHWPEN01_OLDC_FBHOILE01_D33 | Residential heating technology - Biomass boiler, automatic stoking , wood pellets or wood chips - apartment complex - existing building - distributed level 0.33 | PJ | MW | ANNUAL |  | yes | HOUETARHNBHWPEN01_OLDC_FBHOILE01
DMD | HOUETARHNBHWPEN01_OLDC_FBHOILE01_D50 | Residential heating technology - Biomass boiler, automatic stoking , wood pellets or wood chips - apartment complex - existing building - distributed MEAN level | PJ | MW | ANNUAL |  | yes | HOUETARHNBHWPEN01_OLDC_FBHOILE01
DMD | HOUETARHNBHWPEN01_OLDC_FBHOILE01_D67 | Residential heating technology - Biomass boiler, automatic stoking , wood pellets or wood chips - apartment complex - existing building - distributed level 0.67 | PJ | MW | ANNUAL |  | yes | HOUETARHNBHWPEN01_OLDC_FBHOILE01
DMD | HOUETARHNBHWPEN01_OLDC_FBHOILE01_D83 | Residential heating technology - Biomass boiler, automatic stoking , wood pellets or wood chips - apartment complex - existing building - distributed level 0.83 | PJ | MW | ANNUAL |  | yes | HOUETARHNBHWPEN01_OLDC_FBHOILE01
DMD | HOUETARHNBHSOLN01_OLDC_FBHOILE01_D17 | Residential heating technology - Solar heating system - apartment complex - existing building - distributed level 0.17 | PJ | MW | ANNUAL |  | yes | HOUETARHNBHSOLN01_OLDC_FBHOILE01
DMD | HOUETARHNBHSOLN01_OLDC_FBHOILE01_D33 | Residential heating technology - Solar heating system - apartment complex - existing building - distributed level 0.33 | PJ | MW | ANNUAL |  | yes | HOUETARHNBHSOLN01_OLDC_FBHOILE01
DMD | HOUETARHNBHSOLN01_OLDC_FBHOILE01_D50 | Residential heating technology - Solar heating system - apartment complex - existing building - distributed MEAN level | PJ | MW | ANNUAL |  | yes | HOUETARHNBHSOLN01_OLDC_FBHOILE01
DMD | HOUETARHNBHSOLN01_OLDC_FBHOILE01_D67 | Residential heating technology - Solar heating system - apartment complex - existing building - distributed level 0.67 | PJ | MW | ANNUAL |  | yes | HOUETARHNBHSOLN01_OLDC_FBHOILE01
DMD | HOUETARHNBHSOLN01_OLDC_FBHOILE01_D83 | Residential heating technology - Solar heating system - apartment complex - existing building - distributed level 0.83 | PJ | MW | ANNUAL |  | yes | HOUETARHNBHSOLN01_OLDC_FBHOILE01
DMD | HOUETARHNBHOILN01_OLDC_FBHOILE01_D17 | Residential heating technology - Oil boiler (mineral oil fired, < 10 % FAME) - apartment complex - existing building - distributed level 0.17 | PJ | MW | ANNUAL |  | yes | HOUETARHNBHOILN01_OLDC_FBHOILE01
DMD | HOUETARHNBHOILN01_OLDC_FBHOILE01_D33 | Residential heating technology - Oil boiler (mineral oil fired, < 10 % FAME) - apartment complex - existing building - distributed level 0.33 | PJ | MW | ANNUAL |  | yes | HOUETARHNBHOILN01_OLDC_FBHOILE01
DMD | HOUETARHNBHOILN01_OLDC_FBHOILE01_D50 | Residential heating technology - Oil boiler (mineral oil fired, < 10 % FAME) - apartment complex - existing building - distributed MEAN level | PJ | MW | ANNUAL |  | yes | HOUETARHNBHOILN01_OLDC_FBHOILE01
DMD | HOUETARHNBHOILN01_OLDC_FBHOILE01_D67 | Residential heating technology - Oil boiler (mineral oil fired, < 10 % FAME) - apartment complex - existing building - distributed level 0.67 | PJ | MW | ANNUAL |  | yes | HOUETARHNBHOILN01_OLDC_FBHOILE01
DMD | HOUETARHNBHOILN01_OLDC_FBHOILE01_D83 | Residential heating technology - Oil boiler (mineral oil fired, < 10 % FAME) - apartment complex - existing building - distributed level 0.83 | PJ | MW | ANNUAL |  | yes | HOUETARHNBHOILN01_OLDC_FBHOILE01
DMD | HOUETARHNBHDHCN03_OLDC_FBHOILE01_D17 | Residential heating technology - Direct district heating substation - plus connection pipe - apartment complex - existing building - distributed level 0.17 | PJ | MW | ANNUAL |  | yes | HOUETARHNBHDHCN03_OLDC_FBHOILE01
DMD | HOUETARHNBHDHCN03_OLDC_FBHOILE01_D33 | Residential heating technology - Direct district heating substation - plus connection pipe - apartment complex - existing building - distributed level 0.33 | PJ | MW | ANNUAL |  | yes | HOUETARHNBHDHCN03_OLDC_FBHOILE01
DMD | HOUETARHNBHDHCN03_OLDC_FBHOILE01_D50 | Residential heating technology - Direct district heating substation - plus connection pipe - apartment complex - existing building - distributed MEAN level | PJ | MW | ANNUAL |  | yes | HOUETARHNBHDHCN03_OLDC_FBHOILE01
DMD | HOUETARHNBHDHCN03_OLDC_FBHOILE01_D67 | Residential heating technology - Direct district heating substation - plus connection pipe - apartment complex - existing building - distributed level 0.67 | PJ | MW | ANNUAL |  | yes | HOUETARHNBHDHCN03_OLDC_FBHOILE01
DMD | HOUETARHNBHDHCN03_OLDC_FBHOILE01_D83 | Residential heating technology - Direct district heating substation - plus connection pipe - apartment complex - existing building - distributed level 0.83 | PJ | MW | ANNUAL |  | yes | HOUETARHNBHDHCN03_OLDC_FBHOILE01
DMD | HOUETARHNHPELCN05_OLDD_FBHOILE01_D17 | Residential heating technology - Heat pump, Air-to-water - leasing - apartment complex - existing building - distributed level 0.17 | PJ | MW | ANNUAL |  | yes | HOUETARHNHPELCN05_OLDD_FBHOILE01
DMD | HOUETARHNHPELCN05_OLDD_FBHOILE01_D33 | Residential heating technology - Heat pump, Air-to-water - leasing - apartment complex - existing building - distributed level 0.33 | PJ | MW | ANNUAL |  | yes | HOUETARHNHPELCN05_OLDD_FBHOILE01
DMD | HOUETARHNHPELCN05_OLDD_FBHOILE01_D50 | Residential heating technology - Heat pump, Air-to-water - leasing - apartment complex - existing building - distributed MEAN level | PJ | MW | ANNUAL |  | yes | HOUETARHNHPELCN05_OLDD_FBHOILE01
DMD | HOUETARHNHPELCN05_OLDD_FBHOILE01_D67 | Residential heating technology - Heat pump, Air-to-water - leasing - apartment complex - existing building - distributed level 0.67 | PJ | MW | ANNUAL |  | yes | HOUETARHNHPELCN05_OLDD_FBHOILE01
DMD | HOUETARHNHPELCN05_OLDD_FBHOILE01_D83 | Residential heating technology - Heat pump, Air-to-water - leasing - apartment complex - existing building - distributed level 0.83 | PJ | MW | ANNUAL |  | yes | HOUETARHNHPELCN05_OLDD_FBHOILE01
DMD | HOUETARHNHPELCN04_OLDD_FBHOILE01_D17 | Residential heating technology - Heat pump, Ground source - apartment complex - existing building - distributed level 0.17 | PJ | MW | ANNUAL |  | yes | HOUETARHNHPELCN04_OLDD_FBHOILE01
DMD | HOUETARHNHPELCN04_OLDD_FBHOILE01_D33 | Residential heating technology - Heat pump, Ground source - apartment complex - existing building - distributed level 0.33 | PJ | MW | ANNUAL |  | yes | HOUETARHNHPELCN04_OLDD_FBHOILE01
DMD | HOUETARHNHPELCN04_OLDD_FBHOILE01_D50 | Residential heating technology - Heat pump, Ground source - apartment complex - existing building - distributed MEAN level | PJ | MW | ANNUAL |  | yes | HOUETARHNHPELCN04_OLDD_FBHOILE01
DMD | HOUETARHNHPELCN04_OLDD_FBHOILE01_D67 | Residential heating technology - Heat pump, Ground source - apartment complex - existing building - distributed level 0.67 | PJ | MW | ANNUAL |  | yes | HOUETARHNHPELCN04_OLDD_FBHOILE01
DMD | HOUETARHNHPELCN04_OLDD_FBHOILE01_D83 | Residential heating technology - Heat pump, Ground source - apartment complex - existing building - distributed level 0.83 | PJ | MW | ANNUAL |  | yes | HOUETARHNHPELCN04_OLDD_FBHOILE01
DMD | HOUETARHNHPELCN03_OLDD_FBHOILE01_D17 | Residential heating technology - Heat pump, Air-to-water - apartment complex - existing building - distributed level 0.17 | PJ | MW | ANNUAL |  | yes | HOUETARHNHPELCN03_OLDD_FBHOILE01
DMD | HOUETARHNHPELCN03_OLDD_FBHOILE01_D33 | Residential heating technology - Heat pump, Air-to-water - apartment complex - existing building - distributed level 0.33 | PJ | MW | ANNUAL |  | yes | HOUETARHNHPELCN03_OLDD_FBHOILE01
DMD | HOUETARHNHPELCN03_OLDD_FBHOILE01_D50 | Residential heating technology - Heat pump, Air-to-water - apartment complex - existing building - distributed MEAN level | PJ | MW | ANNUAL |  | yes | HOUETARHNHPELCN03_OLDD_FBHOILE01
DMD | HOUETARHNHPELCN03_OLDD_FBHOILE01_D67 | Residential heating technology - Heat pump, Air-to-water - apartment complex - existing building - distributed level 0.67 | PJ | MW | ANNUAL |  | yes | HOUETARHNHPELCN03_OLDD_FBHOILE01
DMD | HOUETARHNHPELCN03_OLDD_FBHOILE01_D83 | Residential heating technology - Heat pump, Air-to-water - apartment complex - existing building - distributed level 0.83 | PJ | MW | ANNUAL |  | yes | HOUETARHNHPELCN03_OLDD_FBHOILE01
DMD | HOUETARHNHPELCN02_OLDD_FBHOILE01_D17 | Residential heating technology - Heat pump, Air-to-air - single-family house - existing building - distributed level 0.17 | PJ | MW | ANNUAL |  | yes | HOUETARHNHPELCN02_OLDD_FBHOILE01
DMD | HOUETARHNHPELCN02_OLDD_FBHOILE01_D33 | Residential heating technology - Heat pump, Air-to-air - single-family house - existing building - distributed level 0.33 | PJ | MW | ANNUAL |  | yes | HOUETARHNHPELCN02_OLDD_FBHOILE01
DMD | HOUETARHNHPELCN02_OLDD_FBHOILE01_D50 | Residential heating technology - Heat pump, Air-to-air - single-family house - existing building - distributed MEAN level | PJ | MW | ANNUAL |  | yes | HOUETARHNHPELCN02_OLDD_FBHOILE01
DMD | HOUETARHNHPELCN02_OLDD_FBHOILE01_D67 | Residential heating technology - Heat pump, Air-to-air - single-family house - existing building - distributed level 0.67 | PJ | MW | ANNUAL |  | yes | HOUETARHNHPELCN02_OLDD_FBHOILE01
DMD | HOUETARHNHPELCN02_OLDD_FBHOILE01_D83 | Residential heating technology - Heat pump, Air-to-air - single-family house - existing building - distributed level 0.83 | PJ | MW | ANNUAL |  | yes | HOUETARHNHPELCN02_OLDD_FBHOILE01
DMD | HOUETARHNDIELCN06_OLDD_FBHOILE01_D17 | Residential heating technology - Electric heating - electric panel from Bauhaus - apartment complex - new building - distributed level 0.17 | PJ | MW | ANNUAL |  | yes | HOUETARHNDIELCN06_OLDD_FBHOILE01
DMD | HOUETARHNDIELCN06_OLDD_FBHOILE01_D33 | Residential heating technology - Electric heating - electric panel from Bauhaus - apartment complex - new building - distributed level 0.33 | PJ | MW | ANNUAL |  | yes | HOUETARHNDIELCN06_OLDD_FBHOILE01
DMD | HOUETARHNDIELCN06_OLDD_FBHOILE01_D50 | Residential heating technology - Electric heating - electric panel from Bauhaus - apartment complex - new building - distributed MEAN level | PJ | MW | ANNUAL |  | yes | HOUETARHNDIELCN06_OLDD_FBHOILE01
DMD | HOUETARHNDIELCN06_OLDD_FBHOILE01_D67 | Residential heating technology - Electric heating - electric panel from Bauhaus - apartment complex - new building - distributed level 0.67 | PJ | MW | ANNUAL |  | yes | HOUETARHNDIELCN06_OLDD_FBHOILE01
DMD | HOUETARHNDIELCN06_OLDD_FBHOILE01_D83 | Residential heating technology - Electric heating - electric panel from Bauhaus - apartment complex - new building - distributed level 0.83 | PJ | MW | ANNUAL |  | yes | HOUETARHNDIELCN06_OLDD_FBHOILE01
DMD | HOUETARHNDIELCN01_OLDD_FBHOILE01_D17 | Residential heating technology - Electric heating - apartment complex - new building - distributed level 0.17 | PJ | MW | ANNUAL |  | yes | HOUETARHNDIELCN01_OLDD_FBHOILE01
DMD | HOUETARHNDIELCN01_OLDD_FBHOILE01_D33 | Residential heating technology - Electric heating - apartment complex - new building - distributed level 0.33 | PJ | MW | ANNUAL |  | yes | HOUETARHNDIELCN01_OLDD_FBHOILE01
DMD | HOUETARHNDIELCN01_OLDD_FBHOILE01_D50 | Residential heating technology - Electric heating - apartment complex - new building - distributed MEAN level | PJ | MW | ANNUAL |  | yes | HOUETARHNDIELCN01_OLDD_FBHOILE01
DMD | HOUETARHNDIELCN01_OLDD_FBHOILE01_D67 | Residential heating technology - Electric heating - apartment complex - new building - distributed level 0.67 | PJ | MW | ANNUAL |  | yes | HOUETARHNDIELCN01_OLDD_FBHOILE01
DMD | HOUETARHNDIELCN01_OLDD_FBHOILE01_D83 | Residential heating technology - Electric heating - apartment complex - new building - distributed level 0.83 | PJ | MW | ANNUAL |  | yes | HOUETARHNDIELCN01_OLDD_FBHOILE01
DMD | HOUETARHNBHWPEN01_OLDD_FBHOILE01_D17 | Residential heating technology - Biomass boiler, automatic stoking , wood pellets or wood chips - apartment complex - existing building - distributed level 0.17 | PJ | MW | ANNUAL |  | yes | HOUETARHNBHWPEN01_OLDD_FBHOILE01
DMD | HOUETARHNBHWPEN01_OLDD_FBHOILE01_D33 | Residential heating technology - Biomass boiler, automatic stoking , wood pellets or wood chips - apartment complex - existing building - distributed level 0.33 | PJ | MW | ANNUAL |  | yes | HOUETARHNBHWPEN01_OLDD_FBHOILE01
DMD | HOUETARHNBHWPEN01_OLDD_FBHOILE01_D50 | Residential heating technology - Biomass boiler, automatic stoking , wood pellets or wood chips - apartment complex - existing building - distributed MEAN level | PJ | MW | ANNUAL |  | yes | HOUETARHNBHWPEN01_OLDD_FBHOILE01
DMD | HOUETARHNBHWPEN01_OLDD_FBHOILE01_D67 | Residential heating technology - Biomass boiler, automatic stoking , wood pellets or wood chips - apartment complex - existing building - distributed level 0.67 | PJ | MW | ANNUAL |  | yes | HOUETARHNBHWPEN01_OLDD_FBHOILE01
DMD | HOUETARHNBHWPEN01_OLDD_FBHOILE01_D83 | Residential heating technology - Biomass boiler, automatic stoking , wood pellets or wood chips - apartment complex - existing building - distributed level 0.83 | PJ | MW | ANNUAL |  | yes | HOUETARHNBHWPEN01_OLDD_FBHOILE01
DMD | HOUETARHNBHSOLN01_OLDD_FBHOILE01_D17 | Residential heating technology - Solar heating system - apartment complex - existing building - distributed level 0.17 | PJ | MW | ANNUAL |  | yes | HOUETARHNBHSOLN01_OLDD_FBHOILE01
DMD | HOUETARHNBHSOLN01_OLDD_FBHOILE01_D33 | Residential heating technology - Solar heating system - apartment complex - existing building - distributed level 0.33 | PJ | MW | ANNUAL |  | yes | HOUETARHNBHSOLN01_OLDD_FBHOILE01
DMD | HOUETARHNBHSOLN01_OLDD_FBHOILE01_D50 | Residential heating technology - Solar heating system - apartment complex - existing building - distributed MEAN level | PJ | MW | ANNUAL |  | yes | HOUETARHNBHSOLN01_OLDD_FBHOILE01
DMD | HOUETARHNBHSOLN01_OLDD_FBHOILE01_D67 | Residential heating technology - Solar heating system - apartment complex - existing building - distributed level 0.67 | PJ | MW | ANNUAL |  | yes | HOUETARHNBHSOLN01_OLDD_FBHOILE01
DMD | HOUETARHNBHSOLN01_OLDD_FBHOILE01_D83 | Residential heating technology - Solar heating system - apartment complex - existing building - distributed level 0.83 | PJ | MW | ANNUAL |  | yes | HOUETARHNBHSOLN01_OLDD_FBHOILE01
DMD | HOUETARHNBHOILN01_OLDD_FBHOILE01_D17 | Residential heating technology - Oil boiler (mineral oil fired, < 10 % FAME) - apartment complex - existing building - distributed level 0.17 | PJ | MW | ANNUAL |  | yes | HOUETARHNBHOILN01_OLDD_FBHOILE01
DMD | HOUETARHNBHOILN01_OLDD_FBHOILE01_D33 | Residential heating technology - Oil boiler (mineral oil fired, < 10 % FAME) - apartment complex - existing building - distributed level 0.33 | PJ | MW | ANNUAL |  | yes | HOUETARHNBHOILN01_OLDD_FBHOILE01
DMD | HOUETARHNBHOILN01_OLDD_FBHOILE01_D50 | Residential heating technology - Oil boiler (mineral oil fired, < 10 % FAME) - apartment complex - existing building - distributed MEAN level | PJ | MW | ANNUAL |  | yes | HOUETARHNBHOILN01_OLDD_FBHOILE01
DMD | HOUETARHNBHOILN01_OLDD_FBHOILE01_D67 | Residential heating technology - Oil boiler (mineral oil fired, < 10 % FAME) - apartment complex - existing building - distributed level 0.67 | PJ | MW | ANNUAL |  | yes | HOUETARHNBHOILN01_OLDD_FBHOILE01
DMD | HOUETARHNBHOILN01_OLDD_FBHOILE01_D83 | Residential heating technology - Oil boiler (mineral oil fired, < 10 % FAME) - apartment complex - existing building - distributed level 0.83 | PJ | MW | ANNUAL |  | yes | HOUETARHNBHOILN01_OLDD_FBHOILE01
DMD | HOUETARHNBHDHDN03_OLDD_FBHOILE01_D17 | Residential heating technology - Direct district heating substation - plus connection pipe - apartment complex - existing building - distributed level 0.17 | PJ | MW | ANNUAL |  | yes | HOUETARHNBHDHDN03_OLDD_FBHOILE01
DMD | HOUETARHNBHDHDN03_OLDD_FBHOILE01_D33 | Residential heating technology - Direct district heating substation - plus connection pipe - apartment complex - existing building - distributed level 0.33 | PJ | MW | ANNUAL |  | yes | HOUETARHNBHDHDN03_OLDD_FBHOILE01
DMD | HOUETARHNBHDHDN03_OLDD_FBHOILE01_D50 | Residential heating technology - Direct district heating substation - plus connection pipe - apartment complex - existing building - distributed MEAN level | PJ | MW | ANNUAL |  | yes | HOUETARHNBHDHDN03_OLDD_FBHOILE01
DMD | HOUETARHNBHDHDN03_OLDD_FBHOILE01_D67 | Residential heating technology - Direct district heating substation - plus connection pipe - apartment complex - existing building - distributed level 0.67 | PJ | MW | ANNUAL |  | yes | HOUETARHNBHDHDN03_OLDD_FBHOILE01
DMD | HOUETARHNBHDHDN03_OLDD_FBHOILE01_D83 | Residential heating technology - Direct district heating substation - plus connection pipe - apartment complex - existing building - distributed level 0.83 | PJ | MW | ANNUAL |  | yes | HOUETARHNBHDHDN03_OLDD_FBHOILE01
DMD | HOUETARHNHPELCN05_OLDI_FBHOILE01_D17 | Residential heating technology - Heat pump, Air-to-water - leasing - apartment complex - existing building - distributed level 0.17 | PJ | MW | ANNUAL |  | yes | HOUETARHNHPELCN05_OLDI_FBHOILE01
DMD | HOUETARHNHPELCN05_OLDI_FBHOILE01_D33 | Residential heating technology - Heat pump, Air-to-water - leasing - apartment complex - existing building - distributed level 0.33 | PJ | MW | ANNUAL |  | yes | HOUETARHNHPELCN05_OLDI_FBHOILE01
DMD | HOUETARHNHPELCN05_OLDI_FBHOILE01_D50 | Residential heating technology - Heat pump, Air-to-water - leasing - apartment complex - existing building - distributed MEAN level | PJ | MW | ANNUAL |  | yes | HOUETARHNHPELCN05_OLDI_FBHOILE01
DMD | HOUETARHNHPELCN05_OLDI_FBHOILE01_D67 | Residential heating technology - Heat pump, Air-to-water - leasing - apartment complex - existing building - distributed level 0.67 | PJ | MW | ANNUAL |  | yes | HOUETARHNHPELCN05_OLDI_FBHOILE01
DMD | HOUETARHNHPELCN05_OLDI_FBHOILE01_D83 | Residential heating technology - Heat pump, Air-to-water - leasing - apartment complex - existing building - distributed level 0.83 | PJ | MW | ANNUAL |  | yes | HOUETARHNHPELCN05_OLDI_FBHOILE01
DMD | HOUETARHNHPELCN04_OLDI_FBHOILE01_D17 | Residential heating technology - Heat pump, Ground source - apartment complex - existing building - distributed level 0.17 | PJ | MW | ANNUAL |  | yes | HOUETARHNHPELCN04_OLDI_FBHOILE01
DMD | HOUETARHNHPELCN04_OLDI_FBHOILE01_D33 | Residential heating technology - Heat pump, Ground source - apartment complex - existing building - distributed level 0.33 | PJ | MW | ANNUAL |  | yes | HOUETARHNHPELCN04_OLDI_FBHOILE01
DMD | HOUETARHNHPELCN04_OLDI_FBHOILE01_D50 | Residential heating technology - Heat pump, Ground source - apartment complex - existing building - distributed MEAN level | PJ | MW | ANNUAL |  | yes | HOUETARHNHPELCN04_OLDI_FBHOILE01
DMD | HOUETARHNHPELCN04_OLDI_FBHOILE01_D67 | Residential heating technology - Heat pump, Ground source - apartment complex - existing building - distributed level 0.67 | PJ | MW | ANNUAL |  | yes | HOUETARHNHPELCN04_OLDI_FBHOILE01
DMD | HOUETARHNHPELCN04_OLDI_FBHOILE01_D83 | Residential heating technology - Heat pump, Ground source - apartment complex - existing building - distributed level 0.83 | PJ | MW | ANNUAL |  | yes | HOUETARHNHPELCN04_OLDI_FBHOILE01
DMD | HOUETARHNHPELCN03_OLDI_FBHOILE01_D17 | Residential heating technology - Heat pump, Air-to-water - apartment complex - existing building - distributed level 0.17 | PJ | MW | ANNUAL |  | yes | HOUETARHNHPELCN03_OLDI_FBHOILE01
DMD | HOUETARHNHPELCN03_OLDI_FBHOILE01_D33 | Residential heating technology - Heat pump, Air-to-water - apartment complex - existing building - distributed level 0.33 | PJ | MW | ANNUAL |  | yes | HOUETARHNHPELCN03_OLDI_FBHOILE01
DMD | HOUETARHNHPELCN03_OLDI_FBHOILE01_D50 | Residential heating technology - Heat pump, Air-to-water - apartment complex - existing building - distributed MEAN level | PJ | MW | ANNUAL |  | yes | HOUETARHNHPELCN03_OLDI_FBHOILE01
DMD | HOUETARHNHPELCN03_OLDI_FBHOILE01_D67 | Residential heating technology - Heat pump, Air-to-water - apartment complex - existing building - distributed level 0.67 | PJ | MW | ANNUAL |  | yes | HOUETARHNHPELCN03_OLDI_FBHOILE01
DMD | HOUETARHNHPELCN03_OLDI_FBHOILE01_D83 | Residential heating technology - Heat pump, Air-to-water - apartment complex - existing building - distributed level 0.83 | PJ | MW | ANNUAL |  | yes | HOUETARHNHPELCN03_OLDI_FBHOILE01
DMD | HOUETARHNHPELCN02_OLDI_FBHOILE01_D17 | Residential heating technology - Heat pump, Air-to-air - single-family house - existing building - distributed level 0.17 | PJ | MW | ANNUAL |  | yes | HOUETARHNHPELCN02_OLDI_FBHOILE01
DMD | HOUETARHNHPELCN02_OLDI_FBHOILE01_D33 | Residential heating technology - Heat pump, Air-to-air - single-family house - existing building - distributed level 0.33 | PJ | MW | ANNUAL |  | yes | HOUETARHNHPELCN02_OLDI_FBHOILE01
DMD | HOUETARHNHPELCN02_OLDI_FBHOILE01_D50 | Residential heating technology - Heat pump, Air-to-air - single-family house - existing building - distributed MEAN level | PJ | MW | ANNUAL |  | yes | HOUETARHNHPELCN02_OLDI_FBHOILE01
DMD | HOUETARHNHPELCN02_OLDI_FBHOILE01_D67 | Residential heating technology - Heat pump, Air-to-air - single-family house - existing building - distributed level 0.67 | PJ | MW | ANNUAL |  | yes | HOUETARHNHPELCN02_OLDI_FBHOILE01
DMD | HOUETARHNHPELCN02_OLDI_FBHOILE01_D83 | Residential heating technology - Heat pump, Air-to-air - single-family house - existing building - distributed level 0.83 | PJ | MW | ANNUAL |  | yes | HOUETARHNHPELCN02_OLDI_FBHOILE01
DMD | HOUETARHNDIELCN06_OLDI_FBHOILE01_D17 | Residential heating technology - Electric heating - electric panel from Bauhaus - apartment complex - new building - distributed level 0.17 | PJ | MW | ANNUAL |  | yes | HOUETARHNDIELCN06_OLDI_FBHOILE01
DMD | HOUETARHNDIELCN06_OLDI_FBHOILE01_D33 | Residential heating technology - Electric heating - electric panel from Bauhaus - apartment complex - new building - distributed level 0.33 | PJ | MW | ANNUAL |  | yes | HOUETARHNDIELCN06_OLDI_FBHOILE01
DMD | HOUETARHNDIELCN06_OLDI_FBHOILE01_D50 | Residential heating technology - Electric heating - electric panel from Bauhaus - apartment complex - new building - distributed MEAN level | PJ | MW | ANNUAL |  | yes | HOUETARHNDIELCN06_OLDI_FBHOILE01
DMD | HOUETARHNDIELCN06_OLDI_FBHOILE01_D67 | Residential heating technology - Electric heating - electric panel from Bauhaus - apartment complex - new building - distributed level 0.67 | PJ | MW | ANNUAL |  | yes | HOUETARHNDIELCN06_OLDI_FBHOILE01
DMD | HOUETARHNDIELCN06_OLDI_FBHOILE01_D83 | Residential heating technology - Electric heating - electric panel from Bauhaus - apartment complex - new building - distributed level 0.83 | PJ | MW | ANNUAL |  | yes | HOUETARHNDIELCN06_OLDI_FBHOILE01
DMD | HOUETARHNDIELCN01_OLDI_FBHOILE01_D17 | Residential heating technology - Electric heating - apartment complex - new building - distributed level 0.17 | PJ | MW | ANNUAL |  | yes | HOUETARHNDIELCN01_OLDI_FBHOILE01
DMD | HOUETARHNDIELCN01_OLDI_FBHOILE01_D33 | Residential heating technology - Electric heating - apartment complex - new building - distributed level 0.33 | PJ | MW | ANNUAL |  | yes | HOUETARHNDIELCN01_OLDI_FBHOILE01
DMD | HOUETARHNDIELCN01_OLDI_FBHOILE01_D50 | Residential heating technology - Electric heating - apartment complex - new building - distributed MEAN level | PJ | MW | ANNUAL |  | yes | HOUETARHNDIELCN01_OLDI_FBHOILE01
DMD | HOUETARHNDIELCN01_OLDI_FBHOILE01_D67 | Residential heating technology - Electric heating - apartment complex - new building - distributed level 0.67 | PJ | MW | ANNUAL |  | yes | HOUETARHNDIELCN01_OLDI_FBHOILE01
DMD | HOUETARHNDIELCN01_OLDI_FBHOILE01_D83 | Residential heating technology - Electric heating - apartment complex - new building - distributed level 0.83 | PJ | MW | ANNUAL |  | yes | HOUETARHNDIELCN01_OLDI_FBHOILE01
DMD | HOUETARHNBHWPEN01_OLDI_FBHOILE01_D17 | Residential heating technology - Biomass boiler, automatic stoking , wood pellets or wood chips - apartment complex - existing building - distributed level 0.17 | PJ | MW | ANNUAL |  | yes | HOUETARHNBHWPEN01_OLDI_FBHOILE01
DMD | HOUETARHNBHWPEN01_OLDI_FBHOILE01_D33 | Residential heating technology - Biomass boiler, automatic stoking , wood pellets or wood chips - apartment complex - existing building - distributed level 0.33 | PJ | MW | ANNUAL |  | yes | HOUETARHNBHWPEN01_OLDI_FBHOILE01
DMD | HOUETARHNBHWPEN01_OLDI_FBHOILE01_D50 | Residential heating technology - Biomass boiler, automatic stoking , wood pellets or wood chips - apartment complex - existing building - distributed MEAN level | PJ | MW | ANNUAL |  | yes | HOUETARHNBHWPEN01_OLDI_FBHOILE01
DMD | HOUETARHNBHWPEN01_OLDI_FBHOILE01_D67 | Residential heating technology - Biomass boiler, automatic stoking , wood pellets or wood chips - apartment complex - existing building - distributed level 0.67 | PJ | MW | ANNUAL |  | yes | HOUETARHNBHWPEN01_OLDI_FBHOILE01
DMD | HOUETARHNBHWPEN01_OLDI_FBHOILE01_D83 | Residential heating technology - Biomass boiler, automatic stoking , wood pellets or wood chips - apartment complex - existing building - distributed level 0.83 | PJ | MW | ANNUAL |  | yes | HOUETARHNBHWPEN01_OLDI_FBHOILE01
DMD | HOUETARHNBHSOLN01_OLDI_FBHOILE01_D17 | Residential heating technology - Solar heating system - apartment complex - existing building - distributed level 0.17 | PJ | MW | ANNUAL |  | yes | HOUETARHNBHSOLN01_OLDI_FBHOILE01
DMD | HOUETARHNBHSOLN01_OLDI_FBHOILE01_D33 | Residential heating technology - Solar heating system - apartment complex - existing building - distributed level 0.33 | PJ | MW | ANNUAL |  | yes | HOUETARHNBHSOLN01_OLDI_FBHOILE01
DMD | HOUETARHNBHSOLN01_OLDI_FBHOILE01_D50 | Residential heating technology - Solar heating system - apartment complex - existing building - distributed MEAN level | PJ | MW | ANNUAL |  | yes | HOUETARHNBHSOLN01_OLDI_FBHOILE01
DMD | HOUETARHNBHSOLN01_OLDI_FBHOILE01_D67 | Residential heating technology - Solar heating system - apartment complex - existing building - distributed level 0.67 | PJ | MW | ANNUAL |  | yes | HOUETARHNBHSOLN01_OLDI_FBHOILE01
DMD | HOUETARHNBHSOLN01_OLDI_FBHOILE01_D83 | Residential heating technology - Solar heating system - apartment complex - existing building - distributed level 0.83 | PJ | MW | ANNUAL |  | yes | HOUETARHNBHSOLN01_OLDI_FBHOILE01
DMD | HOUETARHNBHOILN01_OLDI_FBHOILE01_D17 | Residential heating technology - Oil boiler (mineral oil fired, < 10 % FAME) - apartment complex - existing building - distributed level 0.17 | PJ | MW | ANNUAL |  | yes | HOUETARHNBHOILN01_OLDI_FBHOILE01
DMD | HOUETARHNBHOILN01_OLDI_FBHOILE01_D33 | Residential heating technology - Oil boiler (mineral oil fired, < 10 % FAME) - apartment complex - existing building - distributed level 0.33 | PJ | MW | ANNUAL |  | yes | HOUETARHNBHOILN01_OLDI_FBHOILE01
DMD | HOUETARHNBHOILN01_OLDI_FBHOILE01_D50 | Residential heating technology - Oil boiler (mineral oil fired, < 10 % FAME) - apartment complex - existing building - distributed MEAN level | PJ | MW | ANNUAL |  | yes | HOUETARHNBHOILN01_OLDI_FBHOILE01
DMD | HOUETARHNBHOILN01_OLDI_FBHOILE01_D67 | Residential heating technology - Oil boiler (mineral oil fired, < 10 % FAME) - apartment complex - existing building - distributed level 0.67 | PJ | MW | ANNUAL |  | yes | HOUETARHNBHOILN01_OLDI_FBHOILE01
DMD | HOUETARHNBHOILN01_OLDI_FBHOILE01_D83 | Residential heating technology - Oil boiler (mineral oil fired, < 10 % FAME) - apartment complex - existing building - distributed level 0.83 | PJ | MW | ANNUAL |  | yes | HOUETARHNBHOILN01_OLDI_FBHOILE01
DMD | HOUETARHNBHDHDN09_OLDI_FBHOILE01_D17 | Residential heating technology - Direct district heating substation - plus connection pipe - plus distribution (heating density: low ) - apartment complex - existing building - distributed level 0.17 | PJ | MW | ANNUAL |  | yes | HOUETARHNBHDHDN09_OLDI_FBHOILE01
DMD | HOUETARHNBHDHDN09_OLDI_FBHOILE01_D33 | Residential heating technology - Direct district heating substation - plus connection pipe - plus distribution (heating density: low ) - apartment complex - existing building - distributed level 0.33 | PJ | MW | ANNUAL |  | yes | HOUETARHNBHDHDN09_OLDI_FBHOILE01
DMD | HOUETARHNBHDHDN09_OLDI_FBHOILE01_D50 | Residential heating technology - Direct district heating substation - plus connection pipe - plus distribution (heating density: low ) - apartment complex - existing building - distributed MEAN level | PJ | MW | ANNUAL |  | yes | HOUETARHNBHDHDN09_OLDI_FBHOILE01
DMD | HOUETARHNBHDHDN09_OLDI_FBHOILE01_D67 | Residential heating technology - Direct district heating substation - plus connection pipe - plus distribution (heating density: low ) - apartment complex - existing building - distributed level 0.67 | PJ | MW | ANNUAL |  | yes | HOUETARHNBHDHDN09_OLDI_FBHOILE01
DMD | HOUETARHNBHDHDN09_OLDI_FBHOILE01_D83 | Residential heating technology - Direct district heating substation - plus connection pipe - plus distribution (heating density: low ) - apartment complex - existing building - distributed level 0.83 | PJ | MW | ANNUAL |  | yes | HOUETARHNBHDHDN09_OLDI_FBHOILE01
DMD | HOUETARHNBHDHDN07_OLDI_FBHOILE01_D17 | Residential heating technology - Direct district heating substation - plus connection pipe - plus distribution (heating density: medium ) - apartment complex - existing building - distributed level 0.17 | PJ | MW | ANNUAL |  | yes | HOUETARHNBHDHDN07_OLDI_FBHOILE01
DMD | HOUETARHNBHDHDN07_OLDI_FBHOILE01_D33 | Residential heating technology - Direct district heating substation - plus connection pipe - plus distribution (heating density: medium ) - apartment complex - existing building - distributed level 0.33 | PJ | MW | ANNUAL |  | yes | HOUETARHNBHDHDN07_OLDI_FBHOILE01
DMD | HOUETARHNBHDHDN07_OLDI_FBHOILE01_D50 | Residential heating technology - Direct district heating substation - plus connection pipe - plus distribution (heating density: medium ) - apartment complex - existing building - distributed MEAN level | PJ | MW | ANNUAL |  | yes | HOUETARHNBHDHDN07_OLDI_FBHOILE01
DMD | HOUETARHNBHDHDN07_OLDI_FBHOILE01_D67 | Residential heating technology - Direct district heating substation - plus connection pipe - plus distribution (heating density: medium ) - apartment complex - existing building - distributed level 0.67 | PJ | MW | ANNUAL |  | yes | HOUETARHNBHDHDN07_OLDI_FBHOILE01
DMD | HOUETARHNBHDHDN07_OLDI_FBHOILE01_D83 | Residential heating technology - Direct district heating substation - plus connection pipe - plus distribution (heating density: medium ) - apartment complex - existing building - distributed level 0.83 | PJ | MW | ANNUAL |  | yes | HOUETARHNBHDHDN07_OLDI_FBHOILE01
DMD | HOUETARHNBHDHDN05_OLDI_FBHOILE01_D17 | Residential heating technology - Direct district heating substation - plus connection pipe - plus distribution (heating density: high ) - apartment complex - existing building - distributed level 0.17 | PJ | MW | ANNUAL |  | yes | HOUETARHNBHDHDN05_OLDI_FBHOILE01
DMD | HOUETARHNBHDHDN05_OLDI_FBHOILE01_D33 | Residential heating technology - Direct district heating substation - plus connection pipe - plus distribution (heating density: high ) - apartment complex - existing building - distributed level 0.33 | PJ | MW | ANNUAL |  | yes | HOUETARHNBHDHDN05_OLDI_FBHOILE01
DMD | HOUETARHNBHDHDN05_OLDI_FBHOILE01_D50 | Residential heating technology - Direct district heating substation - plus connection pipe - plus distribution (heating density: high ) - apartment complex - existing building - distributed MEAN level | PJ | MW | ANNUAL |  | yes | HOUETARHNBHDHDN05_OLDI_FBHOILE01
DMD | HOUETARHNBHDHDN05_OLDI_FBHOILE01_D67 | Residential heating technology - Direct district heating substation - plus connection pipe - plus distribution (heating density: high ) - apartment complex - existing building - distributed level 0.67 | PJ | MW | ANNUAL |  | yes | HOUETARHNBHDHDN05_OLDI_FBHOILE01
DMD | HOUETARHNBHDHDN05_OLDI_FBHOILE01_D83 | Residential heating technology - Direct district heating substation - plus connection pipe - plus distribution (heating density: high ) - apartment complex - existing building - distributed level 0.83 | PJ | MW | ANNUAL |  | yes | HOUETARHNBHDHDN05_OLDI_FBHOILE01
DMD | HOUETARHNBHDHCN09_OLDI_FBHOILE01_D17 | Residential heating technology - Direct district heating substation - plus connection pipe - plus distribution (heating density: low ) - apartment complex - existing building - distributed level 0.17 | PJ | MW | ANNUAL |  | yes | HOUETARHNBHDHCN09_OLDI_FBHOILE01
DMD | HOUETARHNBHDHCN09_OLDI_FBHOILE01_D33 | Residential heating technology - Direct district heating substation - plus connection pipe - plus distribution (heating density: low ) - apartment complex - existing building - distributed level 0.33 | PJ | MW | ANNUAL |  | yes | HOUETARHNBHDHCN09_OLDI_FBHOILE01
DMD | HOUETARHNBHDHCN09_OLDI_FBHOILE01_D50 | Residential heating technology - Direct district heating substation - plus connection pipe - plus distribution (heating density: low ) - apartment complex - existing building - distributed MEAN level | PJ | MW | ANNUAL |  | yes | HOUETARHNBHDHCN09_OLDI_FBHOILE01
DMD | HOUETARHNBHDHCN09_OLDI_FBHOILE01_D67 | Residential heating technology - Direct district heating substation - plus connection pipe - plus distribution (heating density: low ) - apartment complex - existing building - distributed level 0.67 | PJ | MW | ANNUAL |  | yes | HOUETARHNBHDHCN09_OLDI_FBHOILE01
DMD | HOUETARHNBHDHCN09_OLDI_FBHOILE01_D83 | Residential heating technology - Direct district heating substation - plus connection pipe - plus distribution (heating density: low ) - apartment complex - existing building - distributed level 0.83 | PJ | MW | ANNUAL |  | yes | HOUETARHNBHDHCN09_OLDI_FBHOILE01
DMD | HOUETARHNBHDHCN07_OLDI_FBHOILE01_D17 | Residential heating technology - Direct district heating substation - plus connection pipe - plus distribution (heating density: medium ) - apartment complex - existing building - distributed level 0.17 | PJ | MW | ANNUAL |  | yes | HOUETARHNBHDHCN07_OLDI_FBHOILE01
DMD | HOUETARHNBHDHCN07_OLDI_FBHOILE01_D33 | Residential heating technology - Direct district heating substation - plus connection pipe - plus distribution (heating density: medium ) - apartment complex - existing building - distributed level 0.33 | PJ | MW | ANNUAL |  | yes | HOUETARHNBHDHCN07_OLDI_FBHOILE01
DMD | HOUETARHNBHDHCN07_OLDI_FBHOILE01_D50 | Residential heating technology - Direct district heating substation - plus connection pipe - plus distribution (heating density: medium ) - apartment complex - existing building - distributed MEAN level | PJ | MW | ANNUAL |  | yes | HOUETARHNBHDHCN07_OLDI_FBHOILE01
DMD | HOUETARHNBHDHCN07_OLDI_FBHOILE01_D67 | Residential heating technology - Direct district heating substation - plus connection pipe - plus distribution (heating density: medium ) - apartment complex - existing building - distributed level 0.67 | PJ | MW | ANNUAL |  | yes | HOUETARHNBHDHCN07_OLDI_FBHOILE01
DMD | HOUETARHNBHDHCN07_OLDI_FBHOILE01_D83 | Residential heating technology - Direct district heating substation - plus connection pipe - plus distribution (heating density: medium ) - apartment complex - existing building - distributed level 0.83 | PJ | MW | ANNUAL |  | yes | HOUETARHNBHDHCN07_OLDI_FBHOILE01
DMD | HOUETARHNBHDHCN05_OLDI_FBHOILE01_D17 | Residential heating technology - Direct district heating substation - plus connection pipe - plus distribution (heating density: high ) - apartment complex - existing building - distributed level 0.17 | PJ | MW | ANNUAL |  | yes | HOUETARHNBHDHCN05_OLDI_FBHOILE01
DMD | HOUETARHNBHDHCN05_OLDI_FBHOILE01_D33 | Residential heating technology - Direct district heating substation - plus connection pipe - plus distribution (heating density: high ) - apartment complex - existing building - distributed level 0.33 | PJ | MW | ANNUAL |  | yes | HOUETARHNBHDHCN05_OLDI_FBHOILE01
DMD | HOUETARHNBHDHCN05_OLDI_FBHOILE01_D50 | Residential heating technology - Direct district heating substation - plus connection pipe - plus distribution (heating density: high ) - apartment complex - existing building - distributed MEAN level | PJ | MW | ANNUAL |  | yes | HOUETARHNBHDHCN05_OLDI_FBHOILE01
DMD | HOUETARHNBHDHCN05_OLDI_FBHOILE01_D67 | Residential heating technology - Direct district heating substation - plus connection pipe - plus distribution (heating density: high ) - apartment complex - existing building - distributed level 0.67 | PJ | MW | ANNUAL |  | yes | HOUETARHNBHDHCN05_OLDI_FBHOILE01
DMD | HOUETARHNBHDHCN05_OLDI_FBHOILE01_D83 | Residential heating technology - Direct district heating substation - plus connection pipe - plus distribution (heating density: high ) - apartment complex - existing building - distributed level 0.83 | PJ | MW | ANNUAL |  | yes | HOUETARHNBHDHCN05_OLDI_FBHOILE01
DMD | HOUPARRHNHPELCN07_OLDC_FBHOILE01_D17 | Residential heating technology - Heat pump, Air-to-water, low-price product - single-family house - existing building - distributed level 0.17 | PJ | MW | ANNUAL |  | yes | HOUPARRHNHPELCN07_OLDC_FBHOILE01
DMD | HOUPARRHNHPELCN07_OLDC_FBHOILE01_D33 | Residential heating technology - Heat pump, Air-to-water, low-price product - single-family house - existing building - distributed level 0.33 | PJ | MW | ANNUAL |  | yes | HOUPARRHNHPELCN07_OLDC_FBHOILE01
DMD | HOUPARRHNHPELCN07_OLDC_FBHOILE01_D50 | Residential heating technology - Heat pump, Air-to-water, low-price product - single-family house - existing building - distributed MEAN level | PJ | MW | ANNUAL |  | yes | HOUPARRHNHPELCN07_OLDC_FBHOILE01
DMD | HOUPARRHNHPELCN07_OLDC_FBHOILE01_D67 | Residential heating technology - Heat pump, Air-to-water, low-price product - single-family house - existing building - distributed level 0.67 | PJ | MW | ANNUAL |  | yes | HOUPARRHNHPELCN07_OLDC_FBHOILE01
DMD | HOUPARRHNHPELCN07_OLDC_FBHOILE01_D83 | Residential heating technology - Heat pump, Air-to-water, low-price product - single-family house - existing building - distributed level 0.83 | PJ | MW | ANNUAL |  | yes | HOUPARRHNHPELCN07_OLDC_FBHOILE01
DMD | HOUPARRHNHPELCN05_OLDC_FBHOILE01_D17 | Residential heating technology - Heat pump, Air-to-water - leasing - single-family house - existing building - distributed level 0.17 | PJ | MW | ANNUAL |  | yes | HOUPARRHNHPELCN05_OLDC_FBHOILE01
DMD | HOUPARRHNHPELCN05_OLDC_FBHOILE01_D33 | Residential heating technology - Heat pump, Air-to-water - leasing - single-family house - existing building - distributed level 0.33 | PJ | MW | ANNUAL |  | yes | HOUPARRHNHPELCN05_OLDC_FBHOILE01
DMD | HOUPARRHNHPELCN05_OLDC_FBHOILE01_D50 | Residential heating technology - Heat pump, Air-to-water - leasing - single-family house - existing building - distributed MEAN level | PJ | MW | ANNUAL |  | yes | HOUPARRHNHPELCN05_OLDC_FBHOILE01
DMD | HOUPARRHNHPELCN05_OLDC_FBHOILE01_D67 | Residential heating technology - Heat pump, Air-to-water - leasing - single-family house - existing building - distributed level 0.67 | PJ | MW | ANNUAL |  | yes | HOUPARRHNHPELCN05_OLDC_FBHOILE01
DMD | HOUPARRHNHPELCN05_OLDC_FBHOILE01_D83 | Residential heating technology - Heat pump, Air-to-water - leasing - single-family house - existing building - distributed level 0.83 | PJ | MW | ANNUAL |  | yes | HOUPARRHNHPELCN05_OLDC_FBHOILE01
DMD | HOUPARRHNHPELCN04_OLDC_FBHOILE01_D17 | Residential heating technology - Heat pump, Ground source - single-family house - existing building - distributed level 0.17 | PJ | MW | ANNUAL |  | yes | HOUPARRHNHPELCN04_OLDC_FBHOILE01
DMD | HOUPARRHNHPELCN04_OLDC_FBHOILE01_D33 | Residential heating technology - Heat pump, Ground source - single-family house - existing building - distributed level 0.33 | PJ | MW | ANNUAL |  | yes | HOUPARRHNHPELCN04_OLDC_FBHOILE01
DMD | HOUPARRHNHPELCN04_OLDC_FBHOILE01_D50 | Residential heating technology - Heat pump, Ground source - single-family house - existing building - distributed MEAN level | PJ | MW | ANNUAL |  | yes | HOUPARRHNHPELCN04_OLDC_FBHOILE01
DMD | HOUPARRHNHPELCN04_OLDC_FBHOILE01_D67 | Residential heating technology - Heat pump, Ground source - single-family house - existing building - distributed level 0.67 | PJ | MW | ANNUAL |  | yes | HOUPARRHNHPELCN04_OLDC_FBHOILE01
DMD | HOUPARRHNHPELCN04_OLDC_FBHOILE01_D83 | Residential heating technology - Heat pump, Ground source - single-family house - existing building - distributed level 0.83 | PJ | MW | ANNUAL |  | yes | HOUPARRHNHPELCN04_OLDC_FBHOILE01
DMD | HOUPARRHNHPELCN03_OLDC_FBHOILE01_D17 | Residential heating technology - Heat pump, Air-to-water - single-family house - existing building - distributed level 0.17 | PJ | MW | ANNUAL |  | yes | HOUPARRHNHPELCN03_OLDC_FBHOILE01
DMD | HOUPARRHNHPELCN03_OLDC_FBHOILE01_D33 | Residential heating technology - Heat pump, Air-to-water - single-family house - existing building - distributed level 0.33 | PJ | MW | ANNUAL |  | yes | HOUPARRHNHPELCN03_OLDC_FBHOILE01
DMD | HOUPARRHNHPELCN03_OLDC_FBHOILE01_D50 | Residential heating technology - Heat pump, Air-to-water - single-family house - existing building - distributed MEAN level | PJ | MW | ANNUAL |  | yes | HOUPARRHNHPELCN03_OLDC_FBHOILE01
DMD | HOUPARRHNHPELCN03_OLDC_FBHOILE01_D67 | Residential heating technology - Heat pump, Air-to-water - single-family house - existing building - distributed level 0.67 | PJ | MW | ANNUAL |  | yes | HOUPARRHNHPELCN03_OLDC_FBHOILE01
DMD | HOUPARRHNHPELCN03_OLDC_FBHOILE01_D83 | Residential heating technology - Heat pump, Air-to-water - single-family house - existing building - distributed level 0.83 | PJ | MW | ANNUAL |  | yes | HOUPARRHNHPELCN03_OLDC_FBHOILE01
DMD | HOUPARRHNHPELCN02_OLDC_FBHOILE01_D17 | Residential heating technology - Heat pump, Air-to-air - single-family house - existing building - distributed level 0.17 | PJ | MW | ANNUAL |  | yes | HOUPARRHNHPELCN02_OLDC_FBHOILE01
DMD | HOUPARRHNHPELCN02_OLDC_FBHOILE01_D33 | Residential heating technology - Heat pump, Air-to-air - single-family house - existing building - distributed level 0.33 | PJ | MW | ANNUAL |  | yes | HOUPARRHNHPELCN02_OLDC_FBHOILE01
DMD | HOUPARRHNHPELCN02_OLDC_FBHOILE01_D50 | Residential heating technology - Heat pump, Air-to-air - single-family house - existing building - distributed MEAN level | PJ | MW | ANNUAL |  | yes | HOUPARRHNHPELCN02_OLDC_FBHOILE01
DMD | HOUPARRHNHPELCN02_OLDC_FBHOILE01_D67 | Residential heating technology - Heat pump, Air-to-air - single-family house - existing building - distributed level 0.67 | PJ | MW | ANNUAL |  | yes | HOUPARRHNHPELCN02_OLDC_FBHOILE01
DMD | HOUPARRHNHPELCN02_OLDC_FBHOILE01_D83 | Residential heating technology - Heat pump, Air-to-air - single-family house - existing building - distributed level 0.83 | PJ | MW | ANNUAL |  | yes | HOUPARRHNHPELCN02_OLDC_FBHOILE01
DMD | HOUPARRHNDIELCN06_OLDC_FBHOILE01_D17 | Residential heating technology - Electric heating - electric panel from Bauhaus - single-family house - new building - distributed level 0.17 | PJ | MW | ANNUAL |  | yes | HOUPARRHNDIELCN06_OLDC_FBHOILE01
DMD | HOUPARRHNDIELCN06_OLDC_FBHOILE01_D33 | Residential heating technology - Electric heating - electric panel from Bauhaus - single-family house - new building - distributed level 0.33 | PJ | MW | ANNUAL |  | yes | HOUPARRHNDIELCN06_OLDC_FBHOILE01
DMD | HOUPARRHNDIELCN06_OLDC_FBHOILE01_D50 | Residential heating technology - Electric heating - electric panel from Bauhaus - single-family house - new building - distributed MEAN level | PJ | MW | ANNUAL |  | yes | HOUPARRHNDIELCN06_OLDC_FBHOILE01
DMD | HOUPARRHNDIELCN06_OLDC_FBHOILE01_D67 | Residential heating technology - Electric heating - electric panel from Bauhaus - single-family house - new building - distributed level 0.67 | PJ | MW | ANNUAL |  | yes | HOUPARRHNDIELCN06_OLDC_FBHOILE01
DMD | HOUPARRHNDIELCN06_OLDC_FBHOILE01_D83 | Residential heating technology - Electric heating - electric panel from Bauhaus - single-family house - new building - distributed level 0.83 | PJ | MW | ANNUAL |  | yes | HOUPARRHNDIELCN06_OLDC_FBHOILE01
DMD | HOUPARRHNDIELCN01_OLDC_FBHOILE01_D17 | Residential heating technology - Electric heating - single-family house - new building - distributed level 0.17 | PJ | MW | ANNUAL |  | yes | HOUPARRHNDIELCN01_OLDC_FBHOILE01
DMD | HOUPARRHNDIELCN01_OLDC_FBHOILE01_D33 | Residential heating technology - Electric heating - single-family house - new building - distributed level 0.33 | PJ | MW | ANNUAL |  | yes | HOUPARRHNDIELCN01_OLDC_FBHOILE01
DMD | HOUPARRHNDIELCN01_OLDC_FBHOILE01_D50 | Residential heating technology - Electric heating - single-family house - new building - distributed MEAN level | PJ | MW | ANNUAL |  | yes | HOUPARRHNDIELCN01_OLDC_FBHOILE01
DMD | HOUPARRHNDIELCN01_OLDC_FBHOILE01_D67 | Residential heating technology - Electric heating - single-family house - new building - distributed level 0.67 | PJ | MW | ANNUAL |  | yes | HOUPARRHNDIELCN01_OLDC_FBHOILE01
DMD | HOUPARRHNDIELCN01_OLDC_FBHOILE01_D83 | Residential heating technology - Electric heating - single-family house - new building - distributed level 0.83 | PJ | MW | ANNUAL |  | yes | HOUPARRHNDIELCN01_OLDC_FBHOILE01
DMD | HOUPARRHNBHWPEN01_OLDC_FBHOILE01_D17 | Residential heating technology - Biomass boiler, automatic stoking , wood pellets or wood chips - single-family house - existing building - distributed level 0.17 | PJ | MW | ANNUAL |  | yes | HOUPARRHNBHWPEN01_OLDC_FBHOILE01
DMD | HOUPARRHNBHWPEN01_OLDC_FBHOILE01_D33 | Residential heating technology - Biomass boiler, automatic stoking , wood pellets or wood chips - single-family house - existing building - distributed level 0.33 | PJ | MW | ANNUAL |  | yes | HOUPARRHNBHWPEN01_OLDC_FBHOILE01
DMD | HOUPARRHNBHWPEN01_OLDC_FBHOILE01_D50 | Residential heating technology - Biomass boiler, automatic stoking , wood pellets or wood chips - single-family house - existing building - distributed MEAN level | PJ | MW | ANNUAL |  | yes | HOUPARRHNBHWPEN01_OLDC_FBHOILE01
DMD | HOUPARRHNBHWPEN01_OLDC_FBHOILE01_D67 | Residential heating technology - Biomass boiler, automatic stoking , wood pellets or wood chips - single-family house - existing building - distributed level 0.67 | PJ | MW | ANNUAL |  | yes | HOUPARRHNBHWPEN01_OLDC_FBHOILE01
DMD | HOUPARRHNBHWPEN01_OLDC_FBHOILE01_D83 | Residential heating technology - Biomass boiler, automatic stoking , wood pellets or wood chips - single-family house - existing building - distributed level 0.83 | PJ | MW | ANNUAL |  | yes | HOUPARRHNBHWPEN01_OLDC_FBHOILE01
DMD | HOUPARRHNBHSOLN01_OLDC_FBHOILE01_D17 | Residential heating technology - Solar heating system - single-family house - existing building - distributed level 0.17 | PJ | MW | ANNUAL |  | yes | HOUPARRHNBHSOLN01_OLDC_FBHOILE01
DMD | HOUPARRHNBHSOLN01_OLDC_FBHOILE01_D33 | Residential heating technology - Solar heating system - single-family house - existing building - distributed level 0.33 | PJ | MW | ANNUAL |  | yes | HOUPARRHNBHSOLN01_OLDC_FBHOILE01
DMD | HOUPARRHNBHSOLN01_OLDC_FBHOILE01_D50 | Residential heating technology - Solar heating system - single-family house - existing building - distributed MEAN level | PJ | MW | ANNUAL |  | yes | HOUPARRHNBHSOLN01_OLDC_FBHOILE01
DMD | HOUPARRHNBHSOLN01_OLDC_FBHOILE01_D67 | Residential heating technology - Solar heating system - single-family house - existing building - distributed level 0.67 | PJ | MW | ANNUAL |  | yes | HOUPARRHNBHSOLN01_OLDC_FBHOILE01
DMD | HOUPARRHNBHSOLN01_OLDC_FBHOILE01_D83 | Residential heating technology - Solar heating system - single-family house - existing building - distributed level 0.83 | PJ | MW | ANNUAL |  | yes | HOUPARRHNBHSOLN01_OLDC_FBHOILE01
DMD | HOUPARRHNBHOILN01_OLDC_FBHOILE01_D17 | Residential heating technology - Oil boiler (mineral oil fired, < 10 % FAME) - single-family house - existing building - distributed level 0.17 | PJ | MW | ANNUAL |  | yes | HOUPARRHNBHOILN01_OLDC_FBHOILE01
DMD | HOUPARRHNBHOILN01_OLDC_FBHOILE01_D33 | Residential heating technology - Oil boiler (mineral oil fired, < 10 % FAME) - single-family house - existing building - distributed level 0.33 | PJ | MW | ANNUAL |  | yes | HOUPARRHNBHOILN01_OLDC_FBHOILE01
DMD | HOUPARRHNBHOILN01_OLDC_FBHOILE01_D50 | Residential heating technology - Oil boiler (mineral oil fired, < 10 % FAME) - single-family house - existing building - distributed MEAN level | PJ | MW | ANNUAL |  | yes | HOUPARRHNBHOILN01_OLDC_FBHOILE01
DMD | HOUPARRHNBHOILN01_OLDC_FBHOILE01_D67 | Residential heating technology - Oil boiler (mineral oil fired, < 10 % FAME) - single-family house - existing building - distributed level 0.67 | PJ | MW | ANNUAL |  | yes | HOUPARRHNBHOILN01_OLDC_FBHOILE01
DMD | HOUPARRHNBHOILN01_OLDC_FBHOILE01_D83 | Residential heating technology - Oil boiler (mineral oil fired, < 10 % FAME) - single-family house - existing building - distributed level 0.83 | PJ | MW | ANNUAL |  | yes | HOUPARRHNBHOILN01_OLDC_FBHOILE01
DMD | HOUPARRHNBHDHCN03_OLDC_FBHOILE01_D17 | Residential heating technology - Direct district heating substation - plus connection pipe - single-family house - existing building - distributed level 0.17 | PJ | MW | ANNUAL |  | yes | HOUPARRHNBHDHCN03_OLDC_FBHOILE01
DMD | HOUPARRHNBHDHCN03_OLDC_FBHOILE01_D33 | Residential heating technology - Direct district heating substation - plus connection pipe - single-family house - existing building - distributed level 0.33 | PJ | MW | ANNUAL |  | yes | HOUPARRHNBHDHCN03_OLDC_FBHOILE01
DMD | HOUPARRHNBHDHCN03_OLDC_FBHOILE01_D50 | Residential heating technology - Direct district heating substation - plus connection pipe - single-family house - existing building - distributed MEAN level | PJ | MW | ANNUAL |  | yes | HOUPARRHNBHDHCN03_OLDC_FBHOILE01
DMD | HOUPARRHNBHDHCN03_OLDC_FBHOILE01_D67 | Residential heating technology - Direct district heating substation - plus connection pipe - single-family house - existing building - distributed level 0.67 | PJ | MW | ANNUAL |  | yes | HOUPARRHNBHDHCN03_OLDC_FBHOILE01
DMD | HOUPARRHNBHDHCN03_OLDC_FBHOILE01_D83 | Residential heating technology - Direct district heating substation - plus connection pipe - single-family house - existing building - distributed level 0.83 | PJ | MW | ANNUAL |  | yes | HOUPARRHNBHDHCN03_OLDC_FBHOILE01
DMD | HOUPARRHNHPELCN07_OLDD_FBHOILE01_D17 | Residential heating technology - Heat pump, Air-to-water, low-price product - single-family house - existing building - distributed level 0.17 | PJ | MW | ANNUAL |  | yes | HOUPARRHNHPELCN07_OLDD_FBHOILE01
DMD | HOUPARRHNHPELCN07_OLDD_FBHOILE01_D33 | Residential heating technology - Heat pump, Air-to-water, low-price product - single-family house - existing building - distributed level 0.33 | PJ | MW | ANNUAL |  | yes | HOUPARRHNHPELCN07_OLDD_FBHOILE01
DMD | HOUPARRHNHPELCN07_OLDD_FBHOILE01_D50 | Residential heating technology - Heat pump, Air-to-water, low-price product - single-family house - existing building - distributed MEAN level | PJ | MW | ANNUAL |  | yes | HOUPARRHNHPELCN07_OLDD_FBHOILE01
DMD | HOUPARRHNHPELCN07_OLDD_FBHOILE01_D67 | Residential heating technology - Heat pump, Air-to-water, low-price product - single-family house - existing building - distributed level 0.67 | PJ | MW | ANNUAL |  | yes | HOUPARRHNHPELCN07_OLDD_FBHOILE01
DMD | HOUPARRHNHPELCN07_OLDD_FBHOILE01_D83 | Residential heating technology - Heat pump, Air-to-water, low-price product - single-family house - existing building - distributed level 0.83 | PJ | MW | ANNUAL |  | yes | HOUPARRHNHPELCN07_OLDD_FBHOILE01
DMD | HOUPARRHNHPELCN05_OLDD_FBHOILE01_D17 | Residential heating technology - Heat pump, Air-to-water - leasing - single-family house - existing building - distributed level 0.17 | PJ | MW | ANNUAL |  | yes | HOUPARRHNHPELCN05_OLDD_FBHOILE01
DMD | HOUPARRHNHPELCN05_OLDD_FBHOILE01_D33 | Residential heating technology - Heat pump, Air-to-water - leasing - single-family house - existing building - distributed level 0.33 | PJ | MW | ANNUAL |  | yes | HOUPARRHNHPELCN05_OLDD_FBHOILE01
DMD | HOUPARRHNHPELCN05_OLDD_FBHOILE01_D50 | Residential heating technology - Heat pump, Air-to-water - leasing - single-family house - existing building - distributed MEAN level | PJ | MW | ANNUAL |  | yes | HOUPARRHNHPELCN05_OLDD_FBHOILE01
DMD | HOUPARRHNHPELCN05_OLDD_FBHOILE01_D67 | Residential heating technology - Heat pump, Air-to-water - leasing - single-family house - existing building - distributed level 0.67 | PJ | MW | ANNUAL |  | yes | HOUPARRHNHPELCN05_OLDD_FBHOILE01
DMD | HOUPARRHNHPELCN05_OLDD_FBHOILE01_D83 | Residential heating technology - Heat pump, Air-to-water - leasing - single-family house - existing building - distributed level 0.83 | PJ | MW | ANNUAL |  | yes | HOUPARRHNHPELCN05_OLDD_FBHOILE01
DMD | HOUPARRHNHPELCN04_OLDD_FBHOILE01_D17 | Residential heating technology - Heat pump, Ground source - single-family house - existing building - distributed level 0.17 | PJ | MW | ANNUAL |  | yes | HOUPARRHNHPELCN04_OLDD_FBHOILE01
DMD | HOUPARRHNHPELCN04_OLDD_FBHOILE01_D33 | Residential heating technology - Heat pump, Ground source - single-family house - existing building - distributed level 0.33 | PJ | MW | ANNUAL |  | yes | HOUPARRHNHPELCN04_OLDD_FBHOILE01
DMD | HOUPARRHNHPELCN04_OLDD_FBHOILE01_D50 | Residential heating technology - Heat pump, Ground source - single-family house - existing building - distributed MEAN level | PJ | MW | ANNUAL |  | yes | HOUPARRHNHPELCN04_OLDD_FBHOILE01
DMD | HOUPARRHNHPELCN04_OLDD_FBHOILE01_D67 | Residential heating technology - Heat pump, Ground source - single-family house - existing building - distributed level 0.67 | PJ | MW | ANNUAL |  | yes | HOUPARRHNHPELCN04_OLDD_FBHOILE01
DMD | HOUPARRHNHPELCN04_OLDD_FBHOILE01_D83 | Residential heating technology - Heat pump, Ground source - single-family house - existing building - distributed level 0.83 | PJ | MW | ANNUAL |  | yes | HOUPARRHNHPELCN04_OLDD_FBHOILE01
DMD | HOUPARRHNHPELCN03_OLDD_FBHOILE01_D17 | Residential heating technology - Heat pump, Air-to-water - single-family house - existing building - distributed level 0.17 | PJ | MW | ANNUAL |  | yes | HOUPARRHNHPELCN03_OLDD_FBHOILE01
DMD | HOUPARRHNHPELCN03_OLDD_FBHOILE01_D33 | Residential heating technology - Heat pump, Air-to-water - single-family house - existing building - distributed level 0.33 | PJ | MW | ANNUAL |  | yes | HOUPARRHNHPELCN03_OLDD_FBHOILE01
DMD | HOUPARRHNHPELCN03_OLDD_FBHOILE01_D50 | Residential heating technology - Heat pump, Air-to-water - single-family house - existing building - distributed MEAN level | PJ | MW | ANNUAL |  | yes | HOUPARRHNHPELCN03_OLDD_FBHOILE01
DMD | HOUPARRHNHPELCN03_OLDD_FBHOILE01_D67 | Residential heating technology - Heat pump, Air-to-water - single-family house - existing building - distributed level 0.67 | PJ | MW | ANNUAL |  | yes | HOUPARRHNHPELCN03_OLDD_FBHOILE01
DMD | HOUPARRHNHPELCN03_OLDD_FBHOILE01_D83 | Residential heating technology - Heat pump, Air-to-water - single-family house - existing building - distributed level 0.83 | PJ | MW | ANNUAL |  | yes | HOUPARRHNHPELCN03_OLDD_FBHOILE01
DMD | HOUPARRHNHPELCN02_OLDD_FBHOILE01_D17 | Residential heating technology - Heat pump, Air-to-air - single-family house - existing building - distributed level 0.17 | PJ | MW | ANNUAL |  | yes | HOUPARRHNHPELCN02_OLDD_FBHOILE01
DMD | HOUPARRHNHPELCN02_OLDD_FBHOILE01_D33 | Residential heating technology - Heat pump, Air-to-air - single-family house - existing building - distributed level 0.33 | PJ | MW | ANNUAL |  | yes | HOUPARRHNHPELCN02_OLDD_FBHOILE01
DMD | HOUPARRHNHPELCN02_OLDD_FBHOILE01_D50 | Residential heating technology - Heat pump, Air-to-air - single-family house - existing building - distributed MEAN level | PJ | MW | ANNUAL |  | yes | HOUPARRHNHPELCN02_OLDD_FBHOILE01
DMD | HOUPARRHNHPELCN02_OLDD_FBHOILE01_D67 | Residential heating technology - Heat pump, Air-to-air - single-family house - existing building - distributed level 0.67 | PJ | MW | ANNUAL |  | yes | HOUPARRHNHPELCN02_OLDD_FBHOILE01
DMD | HOUPARRHNHPELCN02_OLDD_FBHOILE01_D83 | Residential heating technology - Heat pump, Air-to-air - single-family house - existing building - distributed level 0.83 | PJ | MW | ANNUAL |  | yes | HOUPARRHNHPELCN02_OLDD_FBHOILE01
DMD | HOUPARRHNDIELCN06_OLDD_FBHOILE01_D17 | Residential heating technology - Electric heating - electric panel from Bauhaus - single-family house - new building - distributed level 0.17 | PJ | MW | ANNUAL |  | yes | HOUPARRHNDIELCN06_OLDD_FBHOILE01
DMD | HOUPARRHNDIELCN06_OLDD_FBHOILE01_D33 | Residential heating technology - Electric heating - electric panel from Bauhaus - single-family house - new building - distributed level 0.33 | PJ | MW | ANNUAL |  | yes | HOUPARRHNDIELCN06_OLDD_FBHOILE01
DMD | HOUPARRHNDIELCN06_OLDD_FBHOILE01_D50 | Residential heating technology - Electric heating - electric panel from Bauhaus - single-family house - new building - distributed MEAN level | PJ | MW | ANNUAL |  | yes | HOUPARRHNDIELCN06_OLDD_FBHOILE01
DMD | HOUPARRHNDIELCN06_OLDD_FBHOILE01_D67 | Residential heating technology - Electric heating - electric panel from Bauhaus - single-family house - new building - distributed level 0.67 | PJ | MW | ANNUAL |  | yes | HOUPARRHNDIELCN06_OLDD_FBHOILE01
DMD | HOUPARRHNDIELCN06_OLDD_FBHOILE01_D83 | Residential heating technology - Electric heating - electric panel from Bauhaus - single-family house - new building - distributed level 0.83 | PJ | MW | ANNUAL |  | yes | HOUPARRHNDIELCN06_OLDD_FBHOILE01
DMD | HOUPARRHNDIELCN01_OLDD_FBHOILE01_D17 | Residential heating technology - Electric heating - single-family house - new building - distributed level 0.17 | PJ | MW | ANNUAL |  | yes | HOUPARRHNDIELCN01_OLDD_FBHOILE01
DMD | HOUPARRHNDIELCN01_OLDD_FBHOILE01_D33 | Residential heating technology - Electric heating - single-family house - new building - distributed level 0.33 | PJ | MW | ANNUAL |  | yes | HOUPARRHNDIELCN01_OLDD_FBHOILE01
DMD | HOUPARRHNDIELCN01_OLDD_FBHOILE01_D50 | Residential heating technology - Electric heating - single-family house - new building - distributed MEAN level | PJ | MW | ANNUAL |  | yes | HOUPARRHNDIELCN01_OLDD_FBHOILE01
DMD | HOUPARRHNDIELCN01_OLDD_FBHOILE01_D67 | Residential heating technology - Electric heating - single-family house - new building - distributed level 0.67 | PJ | MW | ANNUAL |  | yes | HOUPARRHNDIELCN01_OLDD_FBHOILE01
DMD | HOUPARRHNDIELCN01_OLDD_FBHOILE01_D83 | Residential heating technology - Electric heating - single-family house - new building - distributed level 0.83 | PJ | MW | ANNUAL |  | yes | HOUPARRHNDIELCN01_OLDD_FBHOILE01
DMD | HOUPARRHNBHWPEN01_OLDD_FBHOILE01_D17 | Residential heating technology - Biomass boiler, automatic stoking , wood pellets or wood chips - single-family house - existing building - distributed level 0.17 | PJ | MW | ANNUAL |  | yes | HOUPARRHNBHWPEN01_OLDD_FBHOILE01
DMD | HOUPARRHNBHWPEN01_OLDD_FBHOILE01_D33 | Residential heating technology - Biomass boiler, automatic stoking , wood pellets or wood chips - single-family house - existing building - distributed level 0.33 | PJ | MW | ANNUAL |  | yes | HOUPARRHNBHWPEN01_OLDD_FBHOILE01
DMD | HOUPARRHNBHWPEN01_OLDD_FBHOILE01_D50 | Residential heating technology - Biomass boiler, automatic stoking , wood pellets or wood chips - single-family house - existing building - distributed MEAN level | PJ | MW | ANNUAL |  | yes | HOUPARRHNBHWPEN01_OLDD_FBHOILE01
DMD | HOUPARRHNBHWPEN01_OLDD_FBHOILE01_D67 | Residential heating technology - Biomass boiler, automatic stoking , wood pellets or wood chips - single-family house - existing building - distributed level 0.67 | PJ | MW | ANNUAL |  | yes | HOUPARRHNBHWPEN01_OLDD_FBHOILE01
DMD | HOUPARRHNBHWPEN01_OLDD_FBHOILE01_D83 | Residential heating technology - Biomass boiler, automatic stoking , wood pellets or wood chips - single-family house - existing building - distributed level 0.83 | PJ | MW | ANNUAL |  | yes | HOUPARRHNBHWPEN01_OLDD_FBHOILE01
DMD | HOUPARRHNBHSOLN01_OLDD_FBHOILE01_D17 | Residential heating technology - Solar heating system - single-family house - existing building - distributed level 0.17 | PJ | MW | ANNUAL |  | yes | HOUPARRHNBHSOLN01_OLDD_FBHOILE01
DMD | HOUPARRHNBHSOLN01_OLDD_FBHOILE01_D33 | Residential heating technology - Solar heating system - single-family house - existing building - distributed level 0.33 | PJ | MW | ANNUAL |  | yes | HOUPARRHNBHSOLN01_OLDD_FBHOILE01
DMD | HOUPARRHNBHSOLN01_OLDD_FBHOILE01_D50 | Residential heating technology - Solar heating system - single-family house - existing building - distributed MEAN level | PJ | MW | ANNUAL |  | yes | HOUPARRHNBHSOLN01_OLDD_FBHOILE01
DMD | HOUPARRHNBHSOLN01_OLDD_FBHOILE01_D67 | Residential heating technology - Solar heating system - single-family house - existing building - distributed level 0.67 | PJ | MW | ANNUAL |  | yes | HOUPARRHNBHSOLN01_OLDD_FBHOILE01
DMD | HOUPARRHNBHSOLN01_OLDD_FBHOILE01_D83 | Residential heating technology - Solar heating system - single-family house - existing building - distributed level 0.83 | PJ | MW | ANNUAL |  | yes | HOUPARRHNBHSOLN01_OLDD_FBHOILE01
DMD | HOUPARRHNBHOILN01_OLDD_FBHOILE01_D17 | Residential heating technology - Oil boiler (mineral oil fired, < 10 % FAME) - single-family house - existing building - distributed level 0.17 | PJ | MW | ANNUAL |  | yes | HOUPARRHNBHOILN01_OLDD_FBHOILE01
DMD | HOUPARRHNBHOILN01_OLDD_FBHOILE01_D33 | Residential heating technology - Oil boiler (mineral oil fired, < 10 % FAME) - single-family house - existing building - distributed level 0.33 | PJ | MW | ANNUAL |  | yes | HOUPARRHNBHOILN01_OLDD_FBHOILE01
DMD | HOUPARRHNBHOILN01_OLDD_FBHOILE01_D50 | Residential heating technology - Oil boiler (mineral oil fired, < 10 % FAME) - single-family house - existing building - distributed MEAN level | PJ | MW | ANNUAL |  | yes | HOUPARRHNBHOILN01_OLDD_FBHOILE01
DMD | HOUPARRHNBHOILN01_OLDD_FBHOILE01_D67 | Residential heating technology - Oil boiler (mineral oil fired, < 10 % FAME) - single-family house - existing building - distributed level 0.67 | PJ | MW | ANNUAL |  | yes | HOUPARRHNBHOILN01_OLDD_FBHOILE01
DMD | HOUPARRHNBHOILN01_OLDD_FBHOILE01_D83 | Residential heating technology - Oil boiler (mineral oil fired, < 10 % FAME) - single-family house - existing building - distributed level 0.83 | PJ | MW | ANNUAL |  | yes | HOUPARRHNBHOILN01_OLDD_FBHOILE01
DMD | HOUPARRHNBHDHDN03_OLDD_FBHOILE01_D17 | Residential heating technology - Direct district heating substation - plus connection pipe - single-family house - existing building - distributed level 0.17 | PJ | MW | ANNUAL |  | yes | HOUPARRHNBHDHDN03_OLDD_FBHOILE01
DMD | HOUPARRHNBHDHDN03_OLDD_FBHOILE01_D33 | Residential heating technology - Direct district heating substation - plus connection pipe - single-family house - existing building - distributed level 0.33 | PJ | MW | ANNUAL |  | yes | HOUPARRHNBHDHDN03_OLDD_FBHOILE01
DMD | HOUPARRHNBHDHDN03_OLDD_FBHOILE01_D50 | Residential heating technology - Direct district heating substation - plus connection pipe - single-family house - existing building - distributed MEAN level | PJ | MW | ANNUAL |  | yes | HOUPARRHNBHDHDN03_OLDD_FBHOILE01
DMD | HOUPARRHNBHDHDN03_OLDD_FBHOILE01_D67 | Residential heating technology - Direct district heating substation - plus connection pipe - single-family house - existing building - distributed level 0.67 | PJ | MW | ANNUAL |  | yes | HOUPARRHNBHDHDN03_OLDD_FBHOILE01
DMD | HOUPARRHNBHDHDN03_OLDD_FBHOILE01_D83 | Residential heating technology - Direct district heating substation - plus connection pipe - single-family house - existing building - distributed level 0.83 | PJ | MW | ANNUAL |  | yes | HOUPARRHNBHDHDN03_OLDD_FBHOILE01
DMD | HOUPARRHNHPELCN07_OLDI_FBHOILE01_D17 | Residential heating technology - Heat pump, Air-to-water, low-price product - single-family house - existing building - distributed level 0.17 | PJ | MW | ANNUAL |  | yes | HOUPARRHNHPELCN07_OLDI_FBHOILE01
DMD | HOUPARRHNHPELCN07_OLDI_FBHOILE01_D33 | Residential heating technology - Heat pump, Air-to-water, low-price product - single-family house - existing building - distributed level 0.33 | PJ | MW | ANNUAL |  | yes | HOUPARRHNHPELCN07_OLDI_FBHOILE01
DMD | HOUPARRHNHPELCN07_OLDI_FBHOILE01_D50 | Residential heating technology - Heat pump, Air-to-water, low-price product - single-family house - existing building - distributed MEAN level | PJ | MW | ANNUAL |  | yes | HOUPARRHNHPELCN07_OLDI_FBHOILE01
DMD | HOUPARRHNHPELCN07_OLDI_FBHOILE01_D67 | Residential heating technology - Heat pump, Air-to-water, low-price product - single-family house - existing building - distributed level 0.67 | PJ | MW | ANNUAL |  | yes | HOUPARRHNHPELCN07_OLDI_FBHOILE01
DMD | HOUPARRHNHPELCN07_OLDI_FBHOILE01_D83 | Residential heating technology - Heat pump, Air-to-water, low-price product - single-family house - existing building - distributed level 0.83 | PJ | MW | ANNUAL |  | yes | HOUPARRHNHPELCN07_OLDI_FBHOILE01
DMD | HOUPARRHNHPELCN05_OLDI_FBHOILE01_D17 | Residential heating technology - Heat pump, Air-to-water - leasing - single-family house - existing building - distributed level 0.17 | PJ | MW | ANNUAL |  | yes | HOUPARRHNHPELCN05_OLDI_FBHOILE01
DMD | HOUPARRHNHPELCN05_OLDI_FBHOILE01_D33 | Residential heating technology - Heat pump, Air-to-water - leasing - single-family house - existing building - distributed level 0.33 | PJ | MW | ANNUAL |  | yes | HOUPARRHNHPELCN05_OLDI_FBHOILE01
DMD | HOUPARRHNHPELCN05_OLDI_FBHOILE01_D50 | Residential heating technology - Heat pump, Air-to-water - leasing - single-family house - existing building - distributed MEAN level | PJ | MW | ANNUAL |  | yes | HOUPARRHNHPELCN05_OLDI_FBHOILE01
DMD | HOUPARRHNHPELCN05_OLDI_FBHOILE01_D67 | Residential heating technology - Heat pump, Air-to-water - leasing - single-family house - existing building - distributed level 0.67 | PJ | MW | ANNUAL |  | yes | HOUPARRHNHPELCN05_OLDI_FBHOILE01
DMD | HOUPARRHNHPELCN05_OLDI_FBHOILE01_D83 | Residential heating technology - Heat pump, Air-to-water - leasing - single-family house - existing building - distributed level 0.83 | PJ | MW | ANNUAL |  | yes | HOUPARRHNHPELCN05_OLDI_FBHOILE01
DMD | HOUPARRHNHPELCN04_OLDI_FBHOILE01_D17 | Residential heating technology - Heat pump, Ground source - single-family house - existing building - distributed level 0.17 | PJ | MW | ANNUAL |  | yes | HOUPARRHNHPELCN04_OLDI_FBHOILE01
DMD | HOUPARRHNHPELCN04_OLDI_FBHOILE01_D33 | Residential heating technology - Heat pump, Ground source - single-family house - existing building - distributed level 0.33 | PJ | MW | ANNUAL |  | yes | HOUPARRHNHPELCN04_OLDI_FBHOILE01
DMD | HOUPARRHNHPELCN04_OLDI_FBHOILE01_D50 | Residential heating technology - Heat pump, Ground source - single-family house - existing building - distributed MEAN level | PJ | MW | ANNUAL |  | yes | HOUPARRHNHPELCN04_OLDI_FBHOILE01
DMD | HOUPARRHNHPELCN04_OLDI_FBHOILE01_D67 | Residential heating technology - Heat pump, Ground source - single-family house - existing building - distributed level 0.67 | PJ | MW | ANNUAL |  | yes | HOUPARRHNHPELCN04_OLDI_FBHOILE01
DMD | HOUPARRHNHPELCN04_OLDI_FBHOILE01_D83 | Residential heating technology - Heat pump, Ground source - single-family house - existing building - distributed level 0.83 | PJ | MW | ANNUAL |  | yes | HOUPARRHNHPELCN04_OLDI_FBHOILE01
DMD | HOUPARRHNHPELCN03_OLDI_FBHOILE01_D17 | Residential heating technology - Heat pump, Air-to-water - single-family house - existing building - distributed level 0.17 | PJ | MW | ANNUAL |  | yes | HOUPARRHNHPELCN03_OLDI_FBHOILE01
DMD | HOUPARRHNHPELCN03_OLDI_FBHOILE01_D33 | Residential heating technology - Heat pump, Air-to-water - single-family house - existing building - distributed level 0.33 | PJ | MW | ANNUAL |  | yes | HOUPARRHNHPELCN03_OLDI_FBHOILE01
DMD | HOUPARRHNHPELCN03_OLDI_FBHOILE01_D50 | Residential heating technology - Heat pump, Air-to-water - single-family house - existing building - distributed MEAN level | PJ | MW | ANNUAL |  | yes | HOUPARRHNHPELCN03_OLDI_FBHOILE01
DMD | HOUPARRHNHPELCN03_OLDI_FBHOILE01_D67 | Residential heating technology - Heat pump, Air-to-water - single-family house - existing building - distributed level 0.67 | PJ | MW | ANNUAL |  | yes | HOUPARRHNHPELCN03_OLDI_FBHOILE01
DMD | HOUPARRHNHPELCN03_OLDI_FBHOILE01_D83 | Residential heating technology - Heat pump, Air-to-water - single-family house - existing building - distributed level 0.83 | PJ | MW | ANNUAL |  | yes | HOUPARRHNHPELCN03_OLDI_FBHOILE01
DMD | HOUPARRHNHPELCN02_OLDI_FBHOILE01_D17 | Residential heating technology - Heat pump, Air-to-air - single-family house - existing building - distributed level 0.17 | PJ | MW | ANNUAL |  | yes | HOUPARRHNHPELCN02_OLDI_FBHOILE01
DMD | HOUPARRHNHPELCN02_OLDI_FBHOILE01_D33 | Residential heating technology - Heat pump, Air-to-air - single-family house - existing building - distributed level 0.33 | PJ | MW | ANNUAL |  | yes | HOUPARRHNHPELCN02_OLDI_FBHOILE01
DMD | HOUPARRHNHPELCN02_OLDI_FBHOILE01_D50 | Residential heating technology - Heat pump, Air-to-air - single-family house - existing building - distributed MEAN level | PJ | MW | ANNUAL |  | yes | HOUPARRHNHPELCN02_OLDI_FBHOILE01
DMD | HOUPARRHNHPELCN02_OLDI_FBHOILE01_D67 | Residential heating technology - Heat pump, Air-to-air - single-family house - existing building - distributed level 0.67 | PJ | MW | ANNUAL |  | yes | HOUPARRHNHPELCN02_OLDI_FBHOILE01
DMD | HOUPARRHNHPELCN02_OLDI_FBHOILE01_D83 | Residential heating technology - Heat pump, Air-to-air - single-family house - existing building - distributed level 0.83 | PJ | MW | ANNUAL |  | yes | HOUPARRHNHPELCN02_OLDI_FBHOILE01
DMD | HOUPARRHNDIELCN06_OLDI_FBHOILE01_D17 | Residential heating technology - Electric heating - electric panel from Bauhaus - single-family house - new building - distributed level 0.17 | PJ | MW | ANNUAL |  | yes | HOUPARRHNDIELCN06_OLDI_FBHOILE01
DMD | HOUPARRHNDIELCN06_OLDI_FBHOILE01_D33 | Residential heating technology - Electric heating - electric panel from Bauhaus - single-family house - new building - distributed level 0.33 | PJ | MW | ANNUAL |  | yes | HOUPARRHNDIELCN06_OLDI_FBHOILE01
DMD | HOUPARRHNDIELCN06_OLDI_FBHOILE01_D50 | Residential heating technology - Electric heating - electric panel from Bauhaus - single-family house - new building - distributed MEAN level | PJ | MW | ANNUAL |  | yes | HOUPARRHNDIELCN06_OLDI_FBHOILE01
DMD | HOUPARRHNDIELCN06_OLDI_FBHOILE01_D67 | Residential heating technology - Electric heating - electric panel from Bauhaus - single-family house - new building - distributed level 0.67 | PJ | MW | ANNUAL |  | yes | HOUPARRHNDIELCN06_OLDI_FBHOILE01
DMD | HOUPARRHNDIELCN06_OLDI_FBHOILE01_D83 | Residential heating technology - Electric heating - electric panel from Bauhaus - single-family house - new building - distributed level 0.83 | PJ | MW | ANNUAL |  | yes | HOUPARRHNDIELCN06_OLDI_FBHOILE01
DMD | HOUPARRHNDIELCN01_OLDI_FBHOILE01_D17 | Residential heating technology - Electric heating - single-family house - new building - distributed level 0.17 | PJ | MW | ANNUAL |  | yes | HOUPARRHNDIELCN01_OLDI_FBHOILE01
DMD | HOUPARRHNDIELCN01_OLDI_FBHOILE01_D33 | Residential heating technology - Electric heating - single-family house - new building - distributed level 0.33 | PJ | MW | ANNUAL |  | yes | HOUPARRHNDIELCN01_OLDI_FBHOILE01
DMD | HOUPARRHNDIELCN01_OLDI_FBHOILE01_D50 | Residential heating technology - Electric heating - single-family house - new building - distributed MEAN level | PJ | MW | ANNUAL |  | yes | HOUPARRHNDIELCN01_OLDI_FBHOILE01
DMD | HOUPARRHNDIELCN01_OLDI_FBHOILE01_D67 | Residential heating technology - Electric heating - single-family house - new building - distributed level 0.67 | PJ | MW | ANNUAL |  | yes | HOUPARRHNDIELCN01_OLDI_FBHOILE01
DMD | HOUPARRHNDIELCN01_OLDI_FBHOILE01_D83 | Residential heating technology - Electric heating - single-family house - new building - distributed level 0.83 | PJ | MW | ANNUAL |  | yes | HOUPARRHNDIELCN01_OLDI_FBHOILE01
DMD | HOUPARRHNBHWPEN01_OLDI_FBHOILE01_D17 | Residential heating technology - Biomass boiler, automatic stoking , wood pellets or wood chips - single-family house - existing building - distributed level 0.17 | PJ | MW | ANNUAL |  | yes | HOUPARRHNBHWPEN01_OLDI_FBHOILE01
DMD | HOUPARRHNBHWPEN01_OLDI_FBHOILE01_D33 | Residential heating technology - Biomass boiler, automatic stoking , wood pellets or wood chips - single-family house - existing building - distributed level 0.33 | PJ | MW | ANNUAL |  | yes | HOUPARRHNBHWPEN01_OLDI_FBHOILE01
DMD | HOUPARRHNBHWPEN01_OLDI_FBHOILE01_D50 | Residential heating technology - Biomass boiler, automatic stoking , wood pellets or wood chips - single-family house - existing building - distributed MEAN level | PJ | MW | ANNUAL |  | yes | HOUPARRHNBHWPEN01_OLDI_FBHOILE01
DMD | HOUPARRHNBHWPEN01_OLDI_FBHOILE01_D67 | Residential heating technology - Biomass boiler, automatic stoking , wood pellets or wood chips - single-family house - existing building - distributed level 0.67 | PJ | MW | ANNUAL |  | yes | HOUPARRHNBHWPEN01_OLDI_FBHOILE01
DMD | HOUPARRHNBHWPEN01_OLDI_FBHOILE01_D83 | Residential heating technology - Biomass boiler, automatic stoking , wood pellets or wood chips - single-family house - existing building - distributed level 0.83 | PJ | MW | ANNUAL |  | yes | HOUPARRHNBHWPEN01_OLDI_FBHOILE01
DMD | HOUPARRHNBHSOLN01_OLDI_FBHOILE01_D17 | Residential heating technology - Solar heating system - single-family house - existing building - distributed level 0.17 | PJ | MW | ANNUAL |  | yes | HOUPARRHNBHSOLN01_OLDI_FBHOILE01
DMD | HOUPARRHNBHSOLN01_OLDI_FBHOILE01_D33 | Residential heating technology - Solar heating system - single-family house - existing building - distributed level 0.33 | PJ | MW | ANNUAL |  | yes | HOUPARRHNBHSOLN01_OLDI_FBHOILE01
DMD | HOUPARRHNBHSOLN01_OLDI_FBHOILE01_D50 | Residential heating technology - Solar heating system - single-family house - existing building - distributed MEAN level | PJ | MW | ANNUAL |  | yes | HOUPARRHNBHSOLN01_OLDI_FBHOILE01
DMD | HOUPARRHNBHSOLN01_OLDI_FBHOILE01_D67 | Residential heating technology - Solar heating system - single-family house - existing building - distributed level 0.67 | PJ | MW | ANNUAL |  | yes | HOUPARRHNBHSOLN01_OLDI_FBHOILE01
DMD | HOUPARRHNBHSOLN01_OLDI_FBHOILE01_D83 | Residential heating technology - Solar heating system - single-family house - existing building - distributed level 0.83 | PJ | MW | ANNUAL |  | yes | HOUPARRHNBHSOLN01_OLDI_FBHOILE01
DMD | HOUPARRHNBHOILN01_OLDI_FBHOILE01_D17 | Residential heating technology - Oil boiler (mineral oil fired, < 10 % FAME) - single-family house - existing building - distributed level 0.17 | PJ | MW | ANNUAL |  | yes | HOUPARRHNBHOILN01_OLDI_FBHOILE01
DMD | HOUPARRHNBHOILN01_OLDI_FBHOILE01_D33 | Residential heating technology - Oil boiler (mineral oil fired, < 10 % FAME) - single-family house - existing building - distributed level 0.33 | PJ | MW | ANNUAL |  | yes | HOUPARRHNBHOILN01_OLDI_FBHOILE01
DMD | HOUPARRHNBHOILN01_OLDI_FBHOILE01_D50 | Residential heating technology - Oil boiler (mineral oil fired, < 10 % FAME) - single-family house - existing building - distributed MEAN level | PJ | MW | ANNUAL |  | yes | HOUPARRHNBHOILN01_OLDI_FBHOILE01
DMD | HOUPARRHNBHOILN01_OLDI_FBHOILE01_D67 | Residential heating technology - Oil boiler (mineral oil fired, < 10 % FAME) - single-family house - existing building - distributed level 0.67 | PJ | MW | ANNUAL |  | yes | HOUPARRHNBHOILN01_OLDI_FBHOILE01
DMD | HOUPARRHNBHOILN01_OLDI_FBHOILE01_D83 | Residential heating technology - Oil boiler (mineral oil fired, < 10 % FAME) - single-family house - existing building - distributed level 0.83 | PJ | MW | ANNUAL |  | yes | HOUPARRHNBHOILN01_OLDI_FBHOILE01
DMD | HOUPARRHNBHDHDN09_OLDI_FBHOILE01_D17 | Residential heating technology - Direct district heating substation - plus connection pipe - plus distribution (heating density: low ) - single-family house - existing building - distributed level 0.17 | PJ | MW | ANNUAL |  | yes | HOUPARRHNBHDHDN09_OLDI_FBHOILE01
DMD | HOUPARRHNBHDHDN09_OLDI_FBHOILE01_D33 | Residential heating technology - Direct district heating substation - plus connection pipe - plus distribution (heating density: low ) - single-family house - existing building - distributed level 0.33 | PJ | MW | ANNUAL |  | yes | HOUPARRHNBHDHDN09_OLDI_FBHOILE01
DMD | HOUPARRHNBHDHDN09_OLDI_FBHOILE01_D50 | Residential heating technology - Direct district heating substation - plus connection pipe - plus distribution (heating density: low ) - single-family house - existing building - distributed MEAN level | PJ | MW | ANNUAL |  | yes | HOUPARRHNBHDHDN09_OLDI_FBHOILE01
DMD | HOUPARRHNBHDHDN09_OLDI_FBHOILE01_D67 | Residential heating technology - Direct district heating substation - plus connection pipe - plus distribution (heating density: low ) - single-family house - existing building - distributed level 0.67 | PJ | MW | ANNUAL |  | yes | HOUPARRHNBHDHDN09_OLDI_FBHOILE01
DMD | HOUPARRHNBHDHDN09_OLDI_FBHOILE01_D83 | Residential heating technology - Direct district heating substation - plus connection pipe - plus distribution (heating density: low ) - single-family house - existing building - distributed level 0.83 | PJ | MW | ANNUAL |  | yes | HOUPARRHNBHDHDN09_OLDI_FBHOILE01
DMD | HOUPARRHNBHDHDN07_OLDI_FBHOILE01_D17 | Residential heating technology - Direct district heating substation - plus connection pipe - plus distribution (heating density: medium ) - single-family house - existing building - distributed level 0.17 | PJ | MW | ANNUAL |  | yes | HOUPARRHNBHDHDN07_OLDI_FBHOILE01
DMD | HOUPARRHNBHDHDN07_OLDI_FBHOILE01_D33 | Residential heating technology - Direct district heating substation - plus connection pipe - plus distribution (heating density: medium ) - single-family house - existing building - distributed level 0.33 | PJ | MW | ANNUAL |  | yes | HOUPARRHNBHDHDN07_OLDI_FBHOILE01
DMD | HOUPARRHNBHDHDN07_OLDI_FBHOILE01_D50 | Residential heating technology - Direct district heating substation - plus connection pipe - plus distribution (heating density: medium ) - single-family house - existing building - distributed MEAN level | PJ | MW | ANNUAL |  | yes | HOUPARRHNBHDHDN07_OLDI_FBHOILE01
DMD | HOUPARRHNBHDHDN07_OLDI_FBHOILE01_D67 | Residential heating technology - Direct district heating substation - plus connection pipe - plus distribution (heating density: medium ) - single-family house - existing building - distributed level 0.67 | PJ | MW | ANNUAL |  | yes | HOUPARRHNBHDHDN07_OLDI_FBHOILE01
DMD | HOUPARRHNBHDHDN07_OLDI_FBHOILE01_D83 | Residential heating technology - Direct district heating substation - plus connection pipe - plus distribution (heating density: medium ) - single-family house - existing building - distributed level 0.83 | PJ | MW | ANNUAL |  | yes | HOUPARRHNBHDHDN07_OLDI_FBHOILE01
DMD | HOUPARRHNBHDHDN05_OLDI_FBHOILE01_D17 | Residential heating technology - Direct district heating substation - plus connection pipe - plus distribution (heating density: high ) - single-family house - existing building - distributed level 0.17 | PJ | MW | ANNUAL |  | yes | HOUPARRHNBHDHDN05_OLDI_FBHOILE01
DMD | HOUPARRHNBHDHDN05_OLDI_FBHOILE01_D33 | Residential heating technology - Direct district heating substation - plus connection pipe - plus distribution (heating density: high ) - single-family house - existing building - distributed level 0.33 | PJ | MW | ANNUAL |  | yes | HOUPARRHNBHDHDN05_OLDI_FBHOILE01
DMD | HOUPARRHNBHDHDN05_OLDI_FBHOILE01_D50 | Residential heating technology - Direct district heating substation - plus connection pipe - plus distribution (heating density: high ) - single-family house - existing building - distributed MEAN level | PJ | MW | ANNUAL |  | yes | HOUPARRHNBHDHDN05_OLDI_FBHOILE01
DMD | HOUPARRHNBHDHDN05_OLDI_FBHOILE01_D67 | Residential heating technology - Direct district heating substation - plus connection pipe - plus distribution (heating density: high ) - single-family house - existing building - distributed level 0.67 | PJ | MW | ANNUAL |  | yes | HOUPARRHNBHDHDN05_OLDI_FBHOILE01
DMD | HOUPARRHNBHDHDN05_OLDI_FBHOILE01_D83 | Residential heating technology - Direct district heating substation - plus connection pipe - plus distribution (heating density: high ) - single-family house - existing building - distributed level 0.83 | PJ | MW | ANNUAL |  | yes | HOUPARRHNBHDHDN05_OLDI_FBHOILE01
DMD | HOUPARRHNBHDHCN09_OLDI_FBHOILE01_D17 | Residential heating technology - Direct district heating substation - plus connection pipe - plus distribution (heating density: low ) - single-family house - existing building - distributed level 0.17 | PJ | MW | ANNUAL |  | yes | HOUPARRHNBHDHCN09_OLDI_FBHOILE01
DMD | HOUPARRHNBHDHCN09_OLDI_FBHOILE01_D33 | Residential heating technology - Direct district heating substation - plus connection pipe - plus distribution (heating density: low ) - single-family house - existing building - distributed level 0.33 | PJ | MW | ANNUAL |  | yes | HOUPARRHNBHDHCN09_OLDI_FBHOILE01
DMD | HOUPARRHNBHDHCN09_OLDI_FBHOILE01_D50 | Residential heating technology - Direct district heating substation - plus connection pipe - plus distribution (heating density: low ) - single-family house - existing building - distributed MEAN level | PJ | MW | ANNUAL |  | yes | HOUPARRHNBHDHCN09_OLDI_FBHOILE01
DMD | HOUPARRHNBHDHCN09_OLDI_FBHOILE01_D67 | Residential heating technology - Direct district heating substation - plus connection pipe - plus distribution (heating density: low ) - single-family house - existing building - distributed level 0.67 | PJ | MW | ANNUAL |  | yes | HOUPARRHNBHDHCN09_OLDI_FBHOILE01
DMD | HOUPARRHNBHDHCN09_OLDI_FBHOILE01_D83 | Residential heating technology - Direct district heating substation - plus connection pipe - plus distribution (heating density: low ) - single-family house - existing building - distributed level 0.83 | PJ | MW | ANNUAL |  | yes | HOUPARRHNBHDHCN09_OLDI_FBHOILE01
DMD | HOUPARRHNBHDHCN07_OLDI_FBHOILE01_D17 | Residential heating technology - Direct district heating substation - plus connection pipe - plus distribution (heating density: medium ) - single-family house - existing building - distributed level 0.17 | PJ | MW | ANNUAL |  | yes | HOUPARRHNBHDHCN07_OLDI_FBHOILE01
DMD | HOUPARRHNBHDHCN07_OLDI_FBHOILE01_D33 | Residential heating technology - Direct district heating substation - plus connection pipe - plus distribution (heating density: medium ) - single-family house - existing building - distributed level 0.33 | PJ | MW | ANNUAL |  | yes | HOUPARRHNBHDHCN07_OLDI_FBHOILE01
DMD | HOUPARRHNBHDHCN07_OLDI_FBHOILE01_D50 | Residential heating technology - Direct district heating substation - plus connection pipe - plus distribution (heating density: medium ) - single-family house - existing building - distributed MEAN level | PJ | MW | ANNUAL |  | yes | HOUPARRHNBHDHCN07_OLDI_FBHOILE01
DMD | HOUPARRHNBHDHCN07_OLDI_FBHOILE01_D67 | Residential heating technology - Direct district heating substation - plus connection pipe - plus distribution (heating density: medium ) - single-family house - existing building - distributed level 0.67 | PJ | MW | ANNUAL |  | yes | HOUPARRHNBHDHCN07_OLDI_FBHOILE01
DMD | HOUPARRHNBHDHCN07_OLDI_FBHOILE01_D83 | Residential heating technology - Direct district heating substation - plus connection pipe - plus distribution (heating density: medium ) - single-family house - existing building - distributed level 0.83 | PJ | MW | ANNUAL |  | yes | HOUPARRHNBHDHCN07_OLDI_FBHOILE01
DMD | HOUPARRHNBHDHCN05_OLDI_FBHOILE01_D17 | Residential heating technology - Direct district heating substation - plus connection pipe - plus distribution (heating density: high ) - single-family house - existing building - distributed level 0.17 | PJ | MW | ANNUAL |  | yes | HOUPARRHNBHDHCN05_OLDI_FBHOILE01
DMD | HOUPARRHNBHDHCN05_OLDI_FBHOILE01_D33 | Residential heating technology - Direct district heating substation - plus connection pipe - plus distribution (heating density: high ) - single-family house - existing building - distributed level 0.33 | PJ | MW | ANNUAL |  | yes | HOUPARRHNBHDHCN05_OLDI_FBHOILE01
DMD | HOUPARRHNBHDHCN05_OLDI_FBHOILE01_D50 | Residential heating technology - Direct district heating substation - plus connection pipe - plus distribution (heating density: high ) - single-family house - existing building - distributed MEAN level | PJ | MW | ANNUAL |  | yes | HOUPARRHNBHDHCN05_OLDI_FBHOILE01
DMD | HOUPARRHNBHDHCN05_OLDI_FBHOILE01_D67 | Residential heating technology - Direct district heating substation - plus connection pipe - plus distribution (heating density: high ) - single-family house - existing building - distributed level 0.67 | PJ | MW | ANNUAL |  | yes | HOUPARRHNBHDHCN05_OLDI_FBHOILE01
DMD | HOUPARRHNBHDHCN05_OLDI_FBHOILE01_D83 | Residential heating technology - Direct district heating substation - plus connection pipe - plus distribution (heating density: high ) - single-family house - existing building - distributed level 0.83 | PJ | MW | ANNUAL |  | yes | HOUPARRHNBHDHCN05_OLDI_FBHOILE01
DMD | HOUETARHNHPELCN05_OLDC_FBHSOLE01_D17 | Residential heating technology - Heat pump, Air-to-water - leasing - apartment complex - existing building - distributed level 0.17 | PJ | MW | ANNUAL |  | yes | HOUETARHNHPELCN05_OLDC_FBHSOLE01
DMD | HOUETARHNHPELCN05_OLDC_FBHSOLE01_D33 | Residential heating technology - Heat pump, Air-to-water - leasing - apartment complex - existing building - distributed level 0.33 | PJ | MW | ANNUAL |  | yes | HOUETARHNHPELCN05_OLDC_FBHSOLE01
DMD | HOUETARHNHPELCN05_OLDC_FBHSOLE01_D50 | Residential heating technology - Heat pump, Air-to-water - leasing - apartment complex - existing building - distributed MEAN level | PJ | MW | ANNUAL |  | yes | HOUETARHNHPELCN05_OLDC_FBHSOLE01
DMD | HOUETARHNHPELCN05_OLDC_FBHSOLE01_D67 | Residential heating technology - Heat pump, Air-to-water - leasing - apartment complex - existing building - distributed level 0.67 | PJ | MW | ANNUAL |  | yes | HOUETARHNHPELCN05_OLDC_FBHSOLE01
DMD | HOUETARHNHPELCN05_OLDC_FBHSOLE01_D83 | Residential heating technology - Heat pump, Air-to-water - leasing - apartment complex - existing building - distributed level 0.83 | PJ | MW | ANNUAL |  | yes | HOUETARHNHPELCN05_OLDC_FBHSOLE01
DMD | HOUETARHNHPELCN04_OLDC_FBHSOLE01_D17 | Residential heating technology - Heat pump, Ground source - apartment complex - existing building - distributed level 0.17 | PJ | MW | ANNUAL |  | yes | HOUETARHNHPELCN04_OLDC_FBHSOLE01
DMD | HOUETARHNHPELCN04_OLDC_FBHSOLE01_D33 | Residential heating technology - Heat pump, Ground source - apartment complex - existing building - distributed level 0.33 | PJ | MW | ANNUAL |  | yes | HOUETARHNHPELCN04_OLDC_FBHSOLE01
DMD | HOUETARHNHPELCN04_OLDC_FBHSOLE01_D50 | Residential heating technology - Heat pump, Ground source - apartment complex - existing building - distributed MEAN level | PJ | MW | ANNUAL |  | yes | HOUETARHNHPELCN04_OLDC_FBHSOLE01
DMD | HOUETARHNHPELCN04_OLDC_FBHSOLE01_D67 | Residential heating technology - Heat pump, Ground source - apartment complex - existing building - distributed level 0.67 | PJ | MW | ANNUAL |  | yes | HOUETARHNHPELCN04_OLDC_FBHSOLE01
DMD | HOUETARHNHPELCN04_OLDC_FBHSOLE01_D83 | Residential heating technology - Heat pump, Ground source - apartment complex - existing building - distributed level 0.83 | PJ | MW | ANNUAL |  | yes | HOUETARHNHPELCN04_OLDC_FBHSOLE01
DMD | HOUETARHNHPELCN03_OLDC_FBHSOLE01_D17 | Residential heating technology - Heat pump, Air-to-water - apartment complex - existing building - distributed level 0.17 | PJ | MW | ANNUAL |  | yes | HOUETARHNHPELCN03_OLDC_FBHSOLE01
DMD | HOUETARHNHPELCN03_OLDC_FBHSOLE01_D33 | Residential heating technology - Heat pump, Air-to-water - apartment complex - existing building - distributed level 0.33 | PJ | MW | ANNUAL |  | yes | HOUETARHNHPELCN03_OLDC_FBHSOLE01
DMD | HOUETARHNHPELCN03_OLDC_FBHSOLE01_D50 | Residential heating technology - Heat pump, Air-to-water - apartment complex - existing building - distributed MEAN level | PJ | MW | ANNUAL |  | yes | HOUETARHNHPELCN03_OLDC_FBHSOLE01
DMD | HOUETARHNHPELCN03_OLDC_FBHSOLE01_D67 | Residential heating technology - Heat pump, Air-to-water - apartment complex - existing building - distributed level 0.67 | PJ | MW | ANNUAL |  | yes | HOUETARHNHPELCN03_OLDC_FBHSOLE01
DMD | HOUETARHNHPELCN03_OLDC_FBHSOLE01_D83 | Residential heating technology - Heat pump, Air-to-water - apartment complex - existing building - distributed level 0.83 | PJ | MW | ANNUAL |  | yes | HOUETARHNHPELCN03_OLDC_FBHSOLE01
DMD | HOUETARHNHPELCN02_OLDC_FBHSOLE01_D17 | Residential heating technology - Heat pump, Air-to-air - single-family house - existing building - distributed level 0.17 | PJ | MW | ANNUAL |  | yes | HOUETARHNHPELCN02_OLDC_FBHSOLE01
DMD | HOUETARHNHPELCN02_OLDC_FBHSOLE01_D33 | Residential heating technology - Heat pump, Air-to-air - single-family house - existing building - distributed level 0.33 | PJ | MW | ANNUAL |  | yes | HOUETARHNHPELCN02_OLDC_FBHSOLE01
DMD | HOUETARHNHPELCN02_OLDC_FBHSOLE01_D50 | Residential heating technology - Heat pump, Air-to-air - single-family house - existing building - distributed MEAN level | PJ | MW | ANNUAL |  | yes | HOUETARHNHPELCN02_OLDC_FBHSOLE01
DMD | HOUETARHNHPELCN02_OLDC_FBHSOLE01_D67 | Residential heating technology - Heat pump, Air-to-air - single-family house - existing building - distributed level 0.67 | PJ | MW | ANNUAL |  | yes | HOUETARHNHPELCN02_OLDC_FBHSOLE01
DMD | HOUETARHNHPELCN02_OLDC_FBHSOLE01_D83 | Residential heating technology - Heat pump, Air-to-air - single-family house - existing building - distributed level 0.83 | PJ | MW | ANNUAL |  | yes | HOUETARHNHPELCN02_OLDC_FBHSOLE01
DMD | HOUETARHNDIELCN06_OLDC_FBHSOLE01_D17 | Residential heating technology - Electric heating - electric panel from Bauhaus - apartment complex - new building - distributed level 0.17 | PJ | MW | ANNUAL |  | yes | HOUETARHNDIELCN06_OLDC_FBHSOLE01
DMD | HOUETARHNDIELCN06_OLDC_FBHSOLE01_D33 | Residential heating technology - Electric heating - electric panel from Bauhaus - apartment complex - new building - distributed level 0.33 | PJ | MW | ANNUAL |  | yes | HOUETARHNDIELCN06_OLDC_FBHSOLE01
DMD | HOUETARHNDIELCN06_OLDC_FBHSOLE01_D50 | Residential heating technology - Electric heating - electric panel from Bauhaus - apartment complex - new building - distributed MEAN level | PJ | MW | ANNUAL |  | yes | HOUETARHNDIELCN06_OLDC_FBHSOLE01
DMD | HOUETARHNDIELCN06_OLDC_FBHSOLE01_D67 | Residential heating technology - Electric heating - electric panel from Bauhaus - apartment complex - new building - distributed level 0.67 | PJ | MW | ANNUAL |  | yes | HOUETARHNDIELCN06_OLDC_FBHSOLE01
DMD | HOUETARHNDIELCN06_OLDC_FBHSOLE01_D83 | Residential heating technology - Electric heating - electric panel from Bauhaus - apartment complex - new building - distributed level 0.83 | PJ | MW | ANNUAL |  | yes | HOUETARHNDIELCN06_OLDC_FBHSOLE01
DMD | HOUETARHNDIELCN01_OLDC_FBHSOLE01_D17 | Residential heating technology - Electric heating - apartment complex - new building - distributed level 0.17 | PJ | MW | ANNUAL |  | yes | HOUETARHNDIELCN01_OLDC_FBHSOLE01
DMD | HOUETARHNDIELCN01_OLDC_FBHSOLE01_D33 | Residential heating technology - Electric heating - apartment complex - new building - distributed level 0.33 | PJ | MW | ANNUAL |  | yes | HOUETARHNDIELCN01_OLDC_FBHSOLE01
DMD | HOUETARHNDIELCN01_OLDC_FBHSOLE01_D50 | Residential heating technology - Electric heating - apartment complex - new building - distributed MEAN level | PJ | MW | ANNUAL |  | yes | HOUETARHNDIELCN01_OLDC_FBHSOLE01
DMD | HOUETARHNDIELCN01_OLDC_FBHSOLE01_D67 | Residential heating technology - Electric heating - apartment complex - new building - distributed level 0.67 | PJ | MW | ANNUAL |  | yes | HOUETARHNDIELCN01_OLDC_FBHSOLE01
DMD | HOUETARHNDIELCN01_OLDC_FBHSOLE01_D83 | Residential heating technology - Electric heating - apartment complex - new building - distributed level 0.83 | PJ | MW | ANNUAL |  | yes | HOUETARHNDIELCN01_OLDC_FBHSOLE01
DMD | HOUETARHNBHWPEN01_OLDC_FBHSOLE01_D17 | Residential heating technology - Biomass boiler, automatic stoking , wood pellets or wood chips - apartment complex - existing building - distributed level 0.17 | PJ | MW | ANNUAL |  | yes | HOUETARHNBHWPEN01_OLDC_FBHSOLE01
DMD | HOUETARHNBHWPEN01_OLDC_FBHSOLE01_D33 | Residential heating technology - Biomass boiler, automatic stoking , wood pellets or wood chips - apartment complex - existing building - distributed level 0.33 | PJ | MW | ANNUAL |  | yes | HOUETARHNBHWPEN01_OLDC_FBHSOLE01
DMD | HOUETARHNBHWPEN01_OLDC_FBHSOLE01_D50 | Residential heating technology - Biomass boiler, automatic stoking , wood pellets or wood chips - apartment complex - existing building - distributed MEAN level | PJ | MW | ANNUAL |  | yes | HOUETARHNBHWPEN01_OLDC_FBHSOLE01
DMD | HOUETARHNBHWPEN01_OLDC_FBHSOLE01_D67 | Residential heating technology - Biomass boiler, automatic stoking , wood pellets or wood chips - apartment complex - existing building - distributed level 0.67 | PJ | MW | ANNUAL |  | yes | HOUETARHNBHWPEN01_OLDC_FBHSOLE01
DMD | HOUETARHNBHWPEN01_OLDC_FBHSOLE01_D83 | Residential heating technology - Biomass boiler, automatic stoking , wood pellets or wood chips - apartment complex - existing building - distributed level 0.83 | PJ | MW | ANNUAL |  | yes | HOUETARHNBHWPEN01_OLDC_FBHSOLE01
DMD | HOUETARHNBHSOLN01_OLDC_FBHSOLE01_D17 | Residential heating technology - Solar heating system - apartment complex - existing building - distributed level 0.17 | PJ | MW | ANNUAL |  | yes | HOUETARHNBHSOLN01_OLDC_FBHSOLE01
DMD | HOUETARHNBHSOLN01_OLDC_FBHSOLE01_D33 | Residential heating technology - Solar heating system - apartment complex - existing building - distributed level 0.33 | PJ | MW | ANNUAL |  | yes | HOUETARHNBHSOLN01_OLDC_FBHSOLE01
DMD | HOUETARHNBHSOLN01_OLDC_FBHSOLE01_D50 | Residential heating technology - Solar heating system - apartment complex - existing building - distributed MEAN level | PJ | MW | ANNUAL |  | yes | HOUETARHNBHSOLN01_OLDC_FBHSOLE01
DMD | HOUETARHNBHSOLN01_OLDC_FBHSOLE01_D67 | Residential heating technology - Solar heating system - apartment complex - existing building - distributed level 0.67 | PJ | MW | ANNUAL |  | yes | HOUETARHNBHSOLN01_OLDC_FBHSOLE01
DMD | HOUETARHNBHSOLN01_OLDC_FBHSOLE01_D83 | Residential heating technology - Solar heating system - apartment complex - existing building - distributed level 0.83 | PJ | MW | ANNUAL |  | yes | HOUETARHNBHSOLN01_OLDC_FBHSOLE01
DMD | HOUETARHNBHDHCN03_OLDC_FBHSOLE01_D17 | Residential heating technology - Direct district heating substation - plus connection pipe - apartment complex - existing building - distributed level 0.17 | PJ | MW | ANNUAL |  | yes | HOUETARHNBHDHCN03_OLDC_FBHSOLE01
DMD | HOUETARHNBHDHCN03_OLDC_FBHSOLE01_D33 | Residential heating technology - Direct district heating substation - plus connection pipe - apartment complex - existing building - distributed level 0.33 | PJ | MW | ANNUAL |  | yes | HOUETARHNBHDHCN03_OLDC_FBHSOLE01
DMD | HOUETARHNBHDHCN03_OLDC_FBHSOLE01_D50 | Residential heating technology - Direct district heating substation - plus connection pipe - apartment complex - existing building - distributed MEAN level | PJ | MW | ANNUAL |  | yes | HOUETARHNBHDHCN03_OLDC_FBHSOLE01
DMD | HOUETARHNBHDHCN03_OLDC_FBHSOLE01_D67 | Residential heating technology - Direct district heating substation - plus connection pipe - apartment complex - existing building - distributed level 0.67 | PJ | MW | ANNUAL |  | yes | HOUETARHNBHDHCN03_OLDC_FBHSOLE01
DMD | HOUETARHNBHDHCN03_OLDC_FBHSOLE01_D83 | Residential heating technology - Direct district heating substation - plus connection pipe - apartment complex - existing building - distributed level 0.83 | PJ | MW | ANNUAL |  | yes | HOUETARHNBHDHCN03_OLDC_FBHSOLE01
DMD | HOUETARHNHPELCN05_OLDD_FBHSOLE01_D17 | Residential heating technology - Heat pump, Air-to-water - leasing - apartment complex - existing building - distributed level 0.17 | PJ | MW | ANNUAL |  | yes | HOUETARHNHPELCN05_OLDD_FBHSOLE01
DMD | HOUETARHNHPELCN05_OLDD_FBHSOLE01_D33 | Residential heating technology - Heat pump, Air-to-water - leasing - apartment complex - existing building - distributed level 0.33 | PJ | MW | ANNUAL |  | yes | HOUETARHNHPELCN05_OLDD_FBHSOLE01
DMD | HOUETARHNHPELCN05_OLDD_FBHSOLE01_D50 | Residential heating technology - Heat pump, Air-to-water - leasing - apartment complex - existing building - distributed MEAN level | PJ | MW | ANNUAL |  | yes | HOUETARHNHPELCN05_OLDD_FBHSOLE01
DMD | HOUETARHNHPELCN05_OLDD_FBHSOLE01_D67 | Residential heating technology - Heat pump, Air-to-water - leasing - apartment complex - existing building - distributed level 0.67 | PJ | MW | ANNUAL |  | yes | HOUETARHNHPELCN05_OLDD_FBHSOLE01
DMD | HOUETARHNHPELCN05_OLDD_FBHSOLE01_D83 | Residential heating technology - Heat pump, Air-to-water - leasing - apartment complex - existing building - distributed level 0.83 | PJ | MW | ANNUAL |  | yes | HOUETARHNHPELCN05_OLDD_FBHSOLE01
DMD | HOUETARHNHPELCN04_OLDD_FBHSOLE01_D17 | Residential heating technology - Heat pump, Ground source - apartment complex - existing building - distributed level 0.17 | PJ | MW | ANNUAL |  | yes | HOUETARHNHPELCN04_OLDD_FBHSOLE01
DMD | HOUETARHNHPELCN04_OLDD_FBHSOLE01_D33 | Residential heating technology - Heat pump, Ground source - apartment complex - existing building - distributed level 0.33 | PJ | MW | ANNUAL |  | yes | HOUETARHNHPELCN04_OLDD_FBHSOLE01
DMD | HOUETARHNHPELCN04_OLDD_FBHSOLE01_D50 | Residential heating technology - Heat pump, Ground source - apartment complex - existing building - distributed MEAN level | PJ | MW | ANNUAL |  | yes | HOUETARHNHPELCN04_OLDD_FBHSOLE01
DMD | HOUETARHNHPELCN04_OLDD_FBHSOLE01_D67 | Residential heating technology - Heat pump, Ground source - apartment complex - existing building - distributed level 0.67 | PJ | MW | ANNUAL |  | yes | HOUETARHNHPELCN04_OLDD_FBHSOLE01
DMD | HOUETARHNHPELCN04_OLDD_FBHSOLE01_D83 | Residential heating technology - Heat pump, Ground source - apartment complex - existing building - distributed level 0.83 | PJ | MW | ANNUAL |  | yes | HOUETARHNHPELCN04_OLDD_FBHSOLE01
DMD | HOUETARHNHPELCN03_OLDD_FBHSOLE01_D17 | Residential heating technology - Heat pump, Air-to-water - apartment complex - existing building - distributed level 0.17 | PJ | MW | ANNUAL |  | yes | HOUETARHNHPELCN03_OLDD_FBHSOLE01
DMD | HOUETARHNHPELCN03_OLDD_FBHSOLE01_D33 | Residential heating technology - Heat pump, Air-to-water - apartment complex - existing building - distributed level 0.33 | PJ | MW | ANNUAL |  | yes | HOUETARHNHPELCN03_OLDD_FBHSOLE01
DMD | HOUETARHNHPELCN03_OLDD_FBHSOLE01_D50 | Residential heating technology - Heat pump, Air-to-water - apartment complex - existing building - distributed MEAN level | PJ | MW | ANNUAL |  | yes | HOUETARHNHPELCN03_OLDD_FBHSOLE01
DMD | HOUETARHNHPELCN03_OLDD_FBHSOLE01_D67 | Residential heating technology - Heat pump, Air-to-water - apartment complex - existing building - distributed level 0.67 | PJ | MW | ANNUAL |  | yes | HOUETARHNHPELCN03_OLDD_FBHSOLE01
DMD | HOUETARHNHPELCN03_OLDD_FBHSOLE01_D83 | Residential heating technology - Heat pump, Air-to-water - apartment complex - existing building - distributed level 0.83 | PJ | MW | ANNUAL |  | yes | HOUETARHNHPELCN03_OLDD_FBHSOLE01
DMD | HOUETARHNHPELCN02_OLDD_FBHSOLE01_D17 | Residential heating technology - Heat pump, Air-to-air - single-family house - existing building - distributed level 0.17 | PJ | MW | ANNUAL |  | yes | HOUETARHNHPELCN02_OLDD_FBHSOLE01
DMD | HOUETARHNHPELCN02_OLDD_FBHSOLE01_D33 | Residential heating technology - Heat pump, Air-to-air - single-family house - existing building - distributed level 0.33 | PJ | MW | ANNUAL |  | yes | HOUETARHNHPELCN02_OLDD_FBHSOLE01
DMD | HOUETARHNHPELCN02_OLDD_FBHSOLE01_D50 | Residential heating technology - Heat pump, Air-to-air - single-family house - existing building - distributed MEAN level | PJ | MW | ANNUAL |  | yes | HOUETARHNHPELCN02_OLDD_FBHSOLE01
DMD | HOUETARHNHPELCN02_OLDD_FBHSOLE01_D67 | Residential heating technology - Heat pump, Air-to-air - single-family house - existing building - distributed level 0.67 | PJ | MW | ANNUAL |  | yes | HOUETARHNHPELCN02_OLDD_FBHSOLE01
DMD | HOUETARHNHPELCN02_OLDD_FBHSOLE01_D83 | Residential heating technology - Heat pump, Air-to-air - single-family house - existing building - distributed level 0.83 | PJ | MW | ANNUAL |  | yes | HOUETARHNHPELCN02_OLDD_FBHSOLE01
DMD | HOUETARHNDIELCN06_OLDD_FBHSOLE01_D17 | Residential heating technology - Electric heating - electric panel from Bauhaus - apartment complex - new building - distributed level 0.17 | PJ | MW | ANNUAL |  | yes | HOUETARHNDIELCN06_OLDD_FBHSOLE01
DMD | HOUETARHNDIELCN06_OLDD_FBHSOLE01_D33 | Residential heating technology - Electric heating - electric panel from Bauhaus - apartment complex - new building - distributed level 0.33 | PJ | MW | ANNUAL |  | yes | HOUETARHNDIELCN06_OLDD_FBHSOLE01
DMD | HOUETARHNDIELCN06_OLDD_FBHSOLE01_D50 | Residential heating technology - Electric heating - electric panel from Bauhaus - apartment complex - new building - distributed MEAN level | PJ | MW | ANNUAL |  | yes | HOUETARHNDIELCN06_OLDD_FBHSOLE01
DMD | HOUETARHNDIELCN06_OLDD_FBHSOLE01_D67 | Residential heating technology - Electric heating - electric panel from Bauhaus - apartment complex - new building - distributed level 0.67 | PJ | MW | ANNUAL |  | yes | HOUETARHNDIELCN06_OLDD_FBHSOLE01
DMD | HOUETARHNDIELCN06_OLDD_FBHSOLE01_D83 | Residential heating technology - Electric heating - electric panel from Bauhaus - apartment complex - new building - distributed level 0.83 | PJ | MW | ANNUAL |  | yes | HOUETARHNDIELCN06_OLDD_FBHSOLE01
DMD | HOUETARHNDIELCN01_OLDD_FBHSOLE01_D17 | Residential heating technology - Electric heating - apartment complex - new building - distributed level 0.17 | PJ | MW | ANNUAL |  | yes | HOUETARHNDIELCN01_OLDD_FBHSOLE01
DMD | HOUETARHNDIELCN01_OLDD_FBHSOLE01_D33 | Residential heating technology - Electric heating - apartment complex - new building - distributed level 0.33 | PJ | MW | ANNUAL |  | yes | HOUETARHNDIELCN01_OLDD_FBHSOLE01
DMD | HOUETARHNDIELCN01_OLDD_FBHSOLE01_D50 | Residential heating technology - Electric heating - apartment complex - new building - distributed MEAN level | PJ | MW | ANNUAL |  | yes | HOUETARHNDIELCN01_OLDD_FBHSOLE01
DMD | HOUETARHNDIELCN01_OLDD_FBHSOLE01_D67 | Residential heating technology - Electric heating - apartment complex - new building - distributed level 0.67 | PJ | MW | ANNUAL |  | yes | HOUETARHNDIELCN01_OLDD_FBHSOLE01
DMD | HOUETARHNDIELCN01_OLDD_FBHSOLE01_D83 | Residential heating technology - Electric heating - apartment complex - new building - distributed level 0.83 | PJ | MW | ANNUAL |  | yes | HOUETARHNDIELCN01_OLDD_FBHSOLE01
DMD | HOUETARHNBHWPEN01_OLDD_FBHSOLE01_D17 | Residential heating technology - Biomass boiler, automatic stoking , wood pellets or wood chips - apartment complex - existing building - distributed level 0.17 | PJ | MW | ANNUAL |  | yes | HOUETARHNBHWPEN01_OLDD_FBHSOLE01
DMD | HOUETARHNBHWPEN01_OLDD_FBHSOLE01_D33 | Residential heating technology - Biomass boiler, automatic stoking , wood pellets or wood chips - apartment complex - existing building - distributed level 0.33 | PJ | MW | ANNUAL |  | yes | HOUETARHNBHWPEN01_OLDD_FBHSOLE01
DMD | HOUETARHNBHWPEN01_OLDD_FBHSOLE01_D50 | Residential heating technology - Biomass boiler, automatic stoking , wood pellets or wood chips - apartment complex - existing building - distributed MEAN level | PJ | MW | ANNUAL |  | yes | HOUETARHNBHWPEN01_OLDD_FBHSOLE01
DMD | HOUETARHNBHWPEN01_OLDD_FBHSOLE01_D67 | Residential heating technology - Biomass boiler, automatic stoking , wood pellets or wood chips - apartment complex - existing building - distributed level 0.67 | PJ | MW | ANNUAL |  | yes | HOUETARHNBHWPEN01_OLDD_FBHSOLE01
DMD | HOUETARHNBHWPEN01_OLDD_FBHSOLE01_D83 | Residential heating technology - Biomass boiler, automatic stoking , wood pellets or wood chips - apartment complex - existing building - distributed level 0.83 | PJ | MW | ANNUAL |  | yes | HOUETARHNBHWPEN01_OLDD_FBHSOLE01
DMD | HOUETARHNBHSOLN01_OLDD_FBHSOLE01_D17 | Residential heating technology - Solar heating system - apartment complex - existing building - distributed level 0.17 | PJ | MW | ANNUAL |  | yes | HOUETARHNBHSOLN01_OLDD_FBHSOLE01
DMD | HOUETARHNBHSOLN01_OLDD_FBHSOLE01_D33 | Residential heating technology - Solar heating system - apartment complex - existing building - distributed level 0.33 | PJ | MW | ANNUAL |  | yes | HOUETARHNBHSOLN01_OLDD_FBHSOLE01
DMD | HOUETARHNBHSOLN01_OLDD_FBHSOLE01_D50 | Residential heating technology - Solar heating system - apartment complex - existing building - distributed MEAN level | PJ | MW | ANNUAL |  | yes | HOUETARHNBHSOLN01_OLDD_FBHSOLE01
DMD | HOUETARHNBHSOLN01_OLDD_FBHSOLE01_D67 | Residential heating technology - Solar heating system - apartment complex - existing building - distributed level 0.67 | PJ | MW | ANNUAL |  | yes | HOUETARHNBHSOLN01_OLDD_FBHSOLE01
DMD | HOUETARHNBHSOLN01_OLDD_FBHSOLE01_D83 | Residential heating technology - Solar heating system - apartment complex - existing building - distributed level 0.83 | PJ | MW | ANNUAL |  | yes | HOUETARHNBHSOLN01_OLDD_FBHSOLE01
DMD | HOUETARHNBHDHDN03_OLDD_FBHSOLE01_D17 | Residential heating technology - Direct district heating substation - plus connection pipe - apartment complex - existing building - distributed level 0.17 | PJ | MW | ANNUAL |  | yes | HOUETARHNBHDHDN03_OLDD_FBHSOLE01
DMD | HOUETARHNBHDHDN03_OLDD_FBHSOLE01_D33 | Residential heating technology - Direct district heating substation - plus connection pipe - apartment complex - existing building - distributed level 0.33 | PJ | MW | ANNUAL |  | yes | HOUETARHNBHDHDN03_OLDD_FBHSOLE01
DMD | HOUETARHNBHDHDN03_OLDD_FBHSOLE01_D50 | Residential heating technology - Direct district heating substation - plus connection pipe - apartment complex - existing building - distributed MEAN level | PJ | MW | ANNUAL |  | yes | HOUETARHNBHDHDN03_OLDD_FBHSOLE01
DMD | HOUETARHNBHDHDN03_OLDD_FBHSOLE01_D67 | Residential heating technology - Direct district heating substation - plus connection pipe - apartment complex - existing building - distributed level 0.67 | PJ | MW | ANNUAL |  | yes | HOUETARHNBHDHDN03_OLDD_FBHSOLE01
DMD | HOUETARHNBHDHDN03_OLDD_FBHSOLE01_D83 | Residential heating technology - Direct district heating substation - plus connection pipe - apartment complex - existing building - distributed level 0.83 | PJ | MW | ANNUAL |  | yes | HOUETARHNBHDHDN03_OLDD_FBHSOLE01
DMD | HOUETARHNHPELCN05_OLDI_FBHSOLE01_D17 | Residential heating technology - Heat pump, Air-to-water - leasing - apartment complex - existing building - distributed level 0.17 | PJ | MW | ANNUAL |  | yes | HOUETARHNHPELCN05_OLDI_FBHSOLE01
DMD | HOUETARHNHPELCN05_OLDI_FBHSOLE01_D33 | Residential heating technology - Heat pump, Air-to-water - leasing - apartment complex - existing building - distributed level 0.33 | PJ | MW | ANNUAL |  | yes | HOUETARHNHPELCN05_OLDI_FBHSOLE01
DMD | HOUETARHNHPELCN05_OLDI_FBHSOLE01_D50 | Residential heating technology - Heat pump, Air-to-water - leasing - apartment complex - existing building - distributed MEAN level | PJ | MW | ANNUAL |  | yes | HOUETARHNHPELCN05_OLDI_FBHSOLE01
DMD | HOUETARHNHPELCN05_OLDI_FBHSOLE01_D67 | Residential heating technology - Heat pump, Air-to-water - leasing - apartment complex - existing building - distributed level 0.67 | PJ | MW | ANNUAL |  | yes | HOUETARHNHPELCN05_OLDI_FBHSOLE01
DMD | HOUETARHNHPELCN05_OLDI_FBHSOLE01_D83 | Residential heating technology - Heat pump, Air-to-water - leasing - apartment complex - existing building - distributed level 0.83 | PJ | MW | ANNUAL |  | yes | HOUETARHNHPELCN05_OLDI_FBHSOLE01
DMD | HOUETARHNHPELCN04_OLDI_FBHSOLE01_D17 | Residential heating technology - Heat pump, Ground source - apartment complex - existing building - distributed level 0.17 | PJ | MW | ANNUAL |  | yes | HOUETARHNHPELCN04_OLDI_FBHSOLE01
DMD | HOUETARHNHPELCN04_OLDI_FBHSOLE01_D33 | Residential heating technology - Heat pump, Ground source - apartment complex - existing building - distributed level 0.33 | PJ | MW | ANNUAL |  | yes | HOUETARHNHPELCN04_OLDI_FBHSOLE01
DMD | HOUETARHNHPELCN04_OLDI_FBHSOLE01_D50 | Residential heating technology - Heat pump, Ground source - apartment complex - existing building - distributed MEAN level | PJ | MW | ANNUAL |  | yes | HOUETARHNHPELCN04_OLDI_FBHSOLE01
DMD | HOUETARHNHPELCN04_OLDI_FBHSOLE01_D67 | Residential heating technology - Heat pump, Ground source - apartment complex - existing building - distributed level 0.67 | PJ | MW | ANNUAL |  | yes | HOUETARHNHPELCN04_OLDI_FBHSOLE01
DMD | HOUETARHNHPELCN04_OLDI_FBHSOLE01_D83 | Residential heating technology - Heat pump, Ground source - apartment complex - existing building - distributed level 0.83 | PJ | MW | ANNUAL |  | yes | HOUETARHNHPELCN04_OLDI_FBHSOLE01
DMD | HOUETARHNHPELCN03_OLDI_FBHSOLE01_D17 | Residential heating technology - Heat pump, Air-to-water - apartment complex - existing building - distributed level 0.17 | PJ | MW | ANNUAL |  | yes | HOUETARHNHPELCN03_OLDI_FBHSOLE01
DMD | HOUETARHNHPELCN03_OLDI_FBHSOLE01_D33 | Residential heating technology - Heat pump, Air-to-water - apartment complex - existing building - distributed level 0.33 | PJ | MW | ANNUAL |  | yes | HOUETARHNHPELCN03_OLDI_FBHSOLE01
DMD | HOUETARHNHPELCN03_OLDI_FBHSOLE01_D50 | Residential heating technology - Heat pump, Air-to-water - apartment complex - existing building - distributed MEAN level | PJ | MW | ANNUAL |  | yes | HOUETARHNHPELCN03_OLDI_FBHSOLE01
DMD | HOUETARHNHPELCN03_OLDI_FBHSOLE01_D67 | Residential heating technology - Heat pump, Air-to-water - apartment complex - existing building - distributed level 0.67 | PJ | MW | ANNUAL |  | yes | HOUETARHNHPELCN03_OLDI_FBHSOLE01
DMD | HOUETARHNHPELCN03_OLDI_FBHSOLE01_D83 | Residential heating technology - Heat pump, Air-to-water - apartment complex - existing building - distributed level 0.83 | PJ | MW | ANNUAL |  | yes | HOUETARHNHPELCN03_OLDI_FBHSOLE01
DMD | HOUETARHNHPELCN02_OLDI_FBHSOLE01_D17 | Residential heating technology - Heat pump, Air-to-air - single-family house - existing building - distributed level 0.17 | PJ | MW | ANNUAL |  | yes | HOUETARHNHPELCN02_OLDI_FBHSOLE01
DMD | HOUETARHNHPELCN02_OLDI_FBHSOLE01_D33 | Residential heating technology - Heat pump, Air-to-air - single-family house - existing building - distributed level 0.33 | PJ | MW | ANNUAL |  | yes | HOUETARHNHPELCN02_OLDI_FBHSOLE01
DMD | HOUETARHNHPELCN02_OLDI_FBHSOLE01_D50 | Residential heating technology - Heat pump, Air-to-air - single-family house - existing building - distributed MEAN level | PJ | MW | ANNUAL |  | yes | HOUETARHNHPELCN02_OLDI_FBHSOLE01
DMD | HOUETARHNHPELCN02_OLDI_FBHSOLE01_D67 | Residential heating technology - Heat pump, Air-to-air - single-family house - existing building - distributed level 0.67 | PJ | MW | ANNUAL |  | yes | HOUETARHNHPELCN02_OLDI_FBHSOLE01
DMD | HOUETARHNHPELCN02_OLDI_FBHSOLE01_D83 | Residential heating technology - Heat pump, Air-to-air - single-family house - existing building - distributed level 0.83 | PJ | MW | ANNUAL |  | yes | HOUETARHNHPELCN02_OLDI_FBHSOLE01
DMD | HOUETARHNDIELCN06_OLDI_FBHSOLE01_D17 | Residential heating technology - Electric heating - electric panel from Bauhaus - apartment complex - new building - distributed level 0.17 | PJ | MW | ANNUAL |  | yes | HOUETARHNDIELCN06_OLDI_FBHSOLE01
DMD | HOUETARHNDIELCN06_OLDI_FBHSOLE01_D33 | Residential heating technology - Electric heating - electric panel from Bauhaus - apartment complex - new building - distributed level 0.33 | PJ | MW | ANNUAL |  | yes | HOUETARHNDIELCN06_OLDI_FBHSOLE01
DMD | HOUETARHNDIELCN06_OLDI_FBHSOLE01_D50 | Residential heating technology - Electric heating - electric panel from Bauhaus - apartment complex - new building - distributed MEAN level | PJ | MW | ANNUAL |  | yes | HOUETARHNDIELCN06_OLDI_FBHSOLE01
DMD | HOUETARHNDIELCN06_OLDI_FBHSOLE01_D67 | Residential heating technology - Electric heating - electric panel from Bauhaus - apartment complex - new building - distributed level 0.67 | PJ | MW | ANNUAL |  | yes | HOUETARHNDIELCN06_OLDI_FBHSOLE01
DMD | HOUETARHNDIELCN06_OLDI_FBHSOLE01_D83 | Residential heating technology - Electric heating - electric panel from Bauhaus - apartment complex - new building - distributed level 0.83 | PJ | MW | ANNUAL |  | yes | HOUETARHNDIELCN06_OLDI_FBHSOLE01
DMD | HOUETARHNDIELCN01_OLDI_FBHSOLE01_D17 | Residential heating technology - Electric heating - apartment complex - new building - distributed level 0.17 | PJ | MW | ANNUAL |  | yes | HOUETARHNDIELCN01_OLDI_FBHSOLE01
DMD | HOUETARHNDIELCN01_OLDI_FBHSOLE01_D33 | Residential heating technology - Electric heating - apartment complex - new building - distributed level 0.33 | PJ | MW | ANNUAL |  | yes | HOUETARHNDIELCN01_OLDI_FBHSOLE01
DMD | HOUETARHNDIELCN01_OLDI_FBHSOLE01_D50 | Residential heating technology - Electric heating - apartment complex - new building - distributed MEAN level | PJ | MW | ANNUAL |  | yes | HOUETARHNDIELCN01_OLDI_FBHSOLE01
DMD | HOUETARHNDIELCN01_OLDI_FBHSOLE01_D67 | Residential heating technology - Electric heating - apartment complex - new building - distributed level 0.67 | PJ | MW | ANNUAL |  | yes | HOUETARHNDIELCN01_OLDI_FBHSOLE01
DMD | HOUETARHNDIELCN01_OLDI_FBHSOLE01_D83 | Residential heating technology - Electric heating - apartment complex - new building - distributed level 0.83 | PJ | MW | ANNUAL |  | yes | HOUETARHNDIELCN01_OLDI_FBHSOLE01
DMD | HOUETARHNBHWPEN01_OLDI_FBHSOLE01_D17 | Residential heating technology - Biomass boiler, automatic stoking , wood pellets or wood chips - apartment complex - existing building - distributed level 0.17 | PJ | MW | ANNUAL |  | yes | HOUETARHNBHWPEN01_OLDI_FBHSOLE01
DMD | HOUETARHNBHWPEN01_OLDI_FBHSOLE01_D33 | Residential heating technology - Biomass boiler, automatic stoking , wood pellets or wood chips - apartment complex - existing building - distributed level 0.33 | PJ | MW | ANNUAL |  | yes | HOUETARHNBHWPEN01_OLDI_FBHSOLE01
DMD | HOUETARHNBHWPEN01_OLDI_FBHSOLE01_D50 | Residential heating technology - Biomass boiler, automatic stoking , wood pellets or wood chips - apartment complex - existing building - distributed MEAN level | PJ | MW | ANNUAL |  | yes | HOUETARHNBHWPEN01_OLDI_FBHSOLE01
DMD | HOUETARHNBHWPEN01_OLDI_FBHSOLE01_D67 | Residential heating technology - Biomass boiler, automatic stoking , wood pellets or wood chips - apartment complex - existing building - distributed level 0.67 | PJ | MW | ANNUAL |  | yes | HOUETARHNBHWPEN01_OLDI_FBHSOLE01
DMD | HOUETARHNBHWPEN01_OLDI_FBHSOLE01_D83 | Residential heating technology - Biomass boiler, automatic stoking , wood pellets or wood chips - apartment complex - existing building - distributed level 0.83 | PJ | MW | ANNUAL |  | yes | HOUETARHNBHWPEN01_OLDI_FBHSOLE01
DMD | HOUETARHNBHSOLN01_OLDI_FBHSOLE01_D17 | Residential heating technology - Solar heating system - apartment complex - existing building - distributed level 0.17 | PJ | MW | ANNUAL |  | yes | HOUETARHNBHSOLN01_OLDI_FBHSOLE01
DMD | HOUETARHNBHSOLN01_OLDI_FBHSOLE01_D33 | Residential heating technology - Solar heating system - apartment complex - existing building - distributed level 0.33 | PJ | MW | ANNUAL |  | yes | HOUETARHNBHSOLN01_OLDI_FBHSOLE01
DMD | HOUETARHNBHSOLN01_OLDI_FBHSOLE01_D50 | Residential heating technology - Solar heating system - apartment complex - existing building - distributed MEAN level | PJ | MW | ANNUAL |  | yes | HOUETARHNBHSOLN01_OLDI_FBHSOLE01
DMD | HOUETARHNBHSOLN01_OLDI_FBHSOLE01_D67 | Residential heating technology - Solar heating system - apartment complex - existing building - distributed level 0.67 | PJ | MW | ANNUAL |  | yes | HOUETARHNBHSOLN01_OLDI_FBHSOLE01
DMD | HOUETARHNBHSOLN01_OLDI_FBHSOLE01_D83 | Residential heating technology - Solar heating system - apartment complex - existing building - distributed level 0.83 | PJ | MW | ANNUAL |  | yes | HOUETARHNBHSOLN01_OLDI_FBHSOLE01
DMD | HOUETARHNBHDHDN09_OLDI_FBHSOLE01_D17 | Residential heating technology - Direct district heating substation - plus connection pipe - plus distribution (heating density: low ) - apartment complex - existing building - distributed level 0.17 | PJ | MW | ANNUAL |  | yes | HOUETARHNBHDHDN09_OLDI_FBHSOLE01
DMD | HOUETARHNBHDHDN09_OLDI_FBHSOLE01_D33 | Residential heating technology - Direct district heating substation - plus connection pipe - plus distribution (heating density: low ) - apartment complex - existing building - distributed level 0.33 | PJ | MW | ANNUAL |  | yes | HOUETARHNBHDHDN09_OLDI_FBHSOLE01
DMD | HOUETARHNBHDHDN09_OLDI_FBHSOLE01_D50 | Residential heating technology - Direct district heating substation - plus connection pipe - plus distribution (heating density: low ) - apartment complex - existing building - distributed MEAN level | PJ | MW | ANNUAL |  | yes | HOUETARHNBHDHDN09_OLDI_FBHSOLE01
DMD | HOUETARHNBHDHDN09_OLDI_FBHSOLE01_D67 | Residential heating technology - Direct district heating substation - plus connection pipe - plus distribution (heating density: low ) - apartment complex - existing building - distributed level 0.67 | PJ | MW | ANNUAL |  | yes | HOUETARHNBHDHDN09_OLDI_FBHSOLE01
DMD | HOUETARHNBHDHDN09_OLDI_FBHSOLE01_D83 | Residential heating technology - Direct district heating substation - plus connection pipe - plus distribution (heating density: low ) - apartment complex - existing building - distributed level 0.83 | PJ | MW | ANNUAL |  | yes | HOUETARHNBHDHDN09_OLDI_FBHSOLE01
DMD | HOUETARHNBHDHDN07_OLDI_FBHSOLE01_D17 | Residential heating technology - Direct district heating substation - plus connection pipe - plus distribution (heating density: medium ) - apartment complex - existing building - distributed level 0.17 | PJ | MW | ANNUAL |  | yes | HOUETARHNBHDHDN07_OLDI_FBHSOLE01
DMD | HOUETARHNBHDHDN07_OLDI_FBHSOLE01_D33 | Residential heating technology - Direct district heating substation - plus connection pipe - plus distribution (heating density: medium ) - apartment complex - existing building - distributed level 0.33 | PJ | MW | ANNUAL |  | yes | HOUETARHNBHDHDN07_OLDI_FBHSOLE01
DMD | HOUETARHNBHDHDN07_OLDI_FBHSOLE01_D50 | Residential heating technology - Direct district heating substation - plus connection pipe - plus distribution (heating density: medium ) - apartment complex - existing building - distributed MEAN level | PJ | MW | ANNUAL |  | yes | HOUETARHNBHDHDN07_OLDI_FBHSOLE01
DMD | HOUETARHNBHDHDN07_OLDI_FBHSOLE01_D67 | Residential heating technology - Direct district heating substation - plus connection pipe - plus distribution (heating density: medium ) - apartment complex - existing building - distributed level 0.67 | PJ | MW | ANNUAL |  | yes | HOUETARHNBHDHDN07_OLDI_FBHSOLE01
DMD | HOUETARHNBHDHDN07_OLDI_FBHSOLE01_D83 | Residential heating technology - Direct district heating substation - plus connection pipe - plus distribution (heating density: medium ) - apartment complex - existing building - distributed level 0.83 | PJ | MW | ANNUAL |  | yes | HOUETARHNBHDHDN07_OLDI_FBHSOLE01
DMD | HOUETARHNBHDHDN05_OLDI_FBHSOLE01_D17 | Residential heating technology - Direct district heating substation - plus connection pipe - plus distribution (heating density: high ) - apartment complex - existing building - distributed level 0.17 | PJ | MW | ANNUAL |  | yes | HOUETARHNBHDHDN05_OLDI_FBHSOLE01
DMD | HOUETARHNBHDHDN05_OLDI_FBHSOLE01_D33 | Residential heating technology - Direct district heating substation - plus connection pipe - plus distribution (heating density: high ) - apartment complex - existing building - distributed level 0.33 | PJ | MW | ANNUAL |  | yes | HOUETARHNBHDHDN05_OLDI_FBHSOLE01
DMD | HOUETARHNBHDHDN05_OLDI_FBHSOLE01_D50 | Residential heating technology - Direct district heating substation - plus connection pipe - plus distribution (heating density: high ) - apartment complex - existing building - distributed MEAN level | PJ | MW | ANNUAL |  | yes | HOUETARHNBHDHDN05_OLDI_FBHSOLE01
DMD | HOUETARHNBHDHDN05_OLDI_FBHSOLE01_D67 | Residential heating technology - Direct district heating substation - plus connection pipe - plus distribution (heating density: high ) - apartment complex - existing building - distributed level 0.67 | PJ | MW | ANNUAL |  | yes | HOUETARHNBHDHDN05_OLDI_FBHSOLE01
DMD | HOUETARHNBHDHDN05_OLDI_FBHSOLE01_D83 | Residential heating technology - Direct district heating substation - plus connection pipe - plus distribution (heating density: high ) - apartment complex - existing building - distributed level 0.83 | PJ | MW | ANNUAL |  | yes | HOUETARHNBHDHDN05_OLDI_FBHSOLE01
DMD | HOUETARHNBHDHCN09_OLDI_FBHSOLE01_D17 | Residential heating technology - Direct district heating substation - plus connection pipe - plus distribution (heating density: low ) - apartment complex - existing building - distributed level 0.17 | PJ | MW | ANNUAL |  | yes | HOUETARHNBHDHCN09_OLDI_FBHSOLE01
DMD | HOUETARHNBHDHCN09_OLDI_FBHSOLE01_D33 | Residential heating technology - Direct district heating substation - plus connection pipe - plus distribution (heating density: low ) - apartment complex - existing building - distributed level 0.33 | PJ | MW | ANNUAL |  | yes | HOUETARHNBHDHCN09_OLDI_FBHSOLE01
DMD | HOUETARHNBHDHCN09_OLDI_FBHSOLE01_D50 | Residential heating technology - Direct district heating substation - plus connection pipe - plus distribution (heating density: low ) - apartment complex - existing building - distributed MEAN level | PJ | MW | ANNUAL |  | yes | HOUETARHNBHDHCN09_OLDI_FBHSOLE01
DMD | HOUETARHNBHDHCN09_OLDI_FBHSOLE01_D67 | Residential heating technology - Direct district heating substation - plus connection pipe - plus distribution (heating density: low ) - apartment complex - existing building - distributed level 0.67 | PJ | MW | ANNUAL |  | yes | HOUETARHNBHDHCN09_OLDI_FBHSOLE01
DMD | HOUETARHNBHDHCN09_OLDI_FBHSOLE01_D83 | Residential heating technology - Direct district heating substation - plus connection pipe - plus distribution (heating density: low ) - apartment complex - existing building - distributed level 0.83 | PJ | MW | ANNUAL |  | yes | HOUETARHNBHDHCN09_OLDI_FBHSOLE01
DMD | HOUETARHNBHDHCN07_OLDI_FBHSOLE01_D17 | Residential heating technology - Direct district heating substation - plus connection pipe - plus distribution (heating density: medium ) - apartment complex - existing building - distributed level 0.17 | PJ | MW | ANNUAL |  | yes | HOUETARHNBHDHCN07_OLDI_FBHSOLE01
DMD | HOUETARHNBHDHCN07_OLDI_FBHSOLE01_D33 | Residential heating technology - Direct district heating substation - plus connection pipe - plus distribution (heating density: medium ) - apartment complex - existing building - distributed level 0.33 | PJ | MW | ANNUAL |  | yes | HOUETARHNBHDHCN07_OLDI_FBHSOLE01
DMD | HOUETARHNBHDHCN07_OLDI_FBHSOLE01_D50 | Residential heating technology - Direct district heating substation - plus connection pipe - plus distribution (heating density: medium ) - apartment complex - existing building - distributed MEAN level | PJ | MW | ANNUAL |  | yes | HOUETARHNBHDHCN07_OLDI_FBHSOLE01
DMD | HOUETARHNBHDHCN07_OLDI_FBHSOLE01_D67 | Residential heating technology - Direct district heating substation - plus connection pipe - plus distribution (heating density: medium ) - apartment complex - existing building - distributed level 0.67 | PJ | MW | ANNUAL |  | yes | HOUETARHNBHDHCN07_OLDI_FBHSOLE01
DMD | HOUETARHNBHDHCN07_OLDI_FBHSOLE01_D83 | Residential heating technology - Direct district heating substation - plus connection pipe - plus distribution (heating density: medium ) - apartment complex - existing building - distributed level 0.83 | PJ | MW | ANNUAL |  | yes | HOUETARHNBHDHCN07_OLDI_FBHSOLE01
DMD | HOUETARHNBHDHCN05_OLDI_FBHSOLE01_D17 | Residential heating technology - Direct district heating substation - plus connection pipe - plus distribution (heating density: high ) - apartment complex - existing building - distributed level 0.17 | PJ | MW | ANNUAL |  | yes | HOUETARHNBHDHCN05_OLDI_FBHSOLE01
DMD | HOUETARHNBHDHCN05_OLDI_FBHSOLE01_D33 | Residential heating technology - Direct district heating substation - plus connection pipe - plus distribution (heating density: high ) - apartment complex - existing building - distributed level 0.33 | PJ | MW | ANNUAL |  | yes | HOUETARHNBHDHCN05_OLDI_FBHSOLE01
DMD | HOUETARHNBHDHCN05_OLDI_FBHSOLE01_D50 | Residential heating technology - Direct district heating substation - plus connection pipe - plus distribution (heating density: high ) - apartment complex - existing building - distributed MEAN level | PJ | MW | ANNUAL |  | yes | HOUETARHNBHDHCN05_OLDI_FBHSOLE01
DMD | HOUETARHNBHDHCN05_OLDI_FBHSOLE01_D67 | Residential heating technology - Direct district heating substation - plus connection pipe - plus distribution (heating density: high ) - apartment complex - existing building - distributed level 0.67 | PJ | MW | ANNUAL |  | yes | HOUETARHNBHDHCN05_OLDI_FBHSOLE01
DMD | HOUETARHNBHDHCN05_OLDI_FBHSOLE01_D83 | Residential heating technology - Direct district heating substation - plus connection pipe - plus distribution (heating density: high ) - apartment complex - existing building - distributed level 0.83 | PJ | MW | ANNUAL |  | yes | HOUETARHNBHDHCN05_OLDI_FBHSOLE01
DMD | HOUPARRHNHPELCN07_OLDC_FBHSOLE01_D17 | Residential heating technology - Heat pump, Air-to-water, low-price product - single-family house - existing building - distributed level 0.17 | PJ | MW | ANNUAL |  | yes | HOUPARRHNHPELCN07_OLDC_FBHSOLE01
DMD | HOUPARRHNHPELCN07_OLDC_FBHSOLE01_D33 | Residential heating technology - Heat pump, Air-to-water, low-price product - single-family house - existing building - distributed level 0.33 | PJ | MW | ANNUAL |  | yes | HOUPARRHNHPELCN07_OLDC_FBHSOLE01
DMD | HOUPARRHNHPELCN07_OLDC_FBHSOLE01_D50 | Residential heating technology - Heat pump, Air-to-water, low-price product - single-family house - existing building - distributed MEAN level | PJ | MW | ANNUAL |  | yes | HOUPARRHNHPELCN07_OLDC_FBHSOLE01
DMD | HOUPARRHNHPELCN07_OLDC_FBHSOLE01_D67 | Residential heating technology - Heat pump, Air-to-water, low-price product - single-family house - existing building - distributed level 0.67 | PJ | MW | ANNUAL |  | yes | HOUPARRHNHPELCN07_OLDC_FBHSOLE01
DMD | HOUPARRHNHPELCN07_OLDC_FBHSOLE01_D83 | Residential heating technology - Heat pump, Air-to-water, low-price product - single-family house - existing building - distributed level 0.83 | PJ | MW | ANNUAL |  | yes | HOUPARRHNHPELCN07_OLDC_FBHSOLE01
DMD | HOUPARRHNHPELCN05_OLDC_FBHSOLE01_D17 | Residential heating technology - Heat pump, Air-to-water - leasing - single-family house - existing building - distributed level 0.17 | PJ | MW | ANNUAL |  | yes | HOUPARRHNHPELCN05_OLDC_FBHSOLE01
DMD | HOUPARRHNHPELCN05_OLDC_FBHSOLE01_D33 | Residential heating technology - Heat pump, Air-to-water - leasing - single-family house - existing building - distributed level 0.33 | PJ | MW | ANNUAL |  | yes | HOUPARRHNHPELCN05_OLDC_FBHSOLE01
DMD | HOUPARRHNHPELCN05_OLDC_FBHSOLE01_D50 | Residential heating technology - Heat pump, Air-to-water - leasing - single-family house - existing building - distributed MEAN level | PJ | MW | ANNUAL |  | yes | HOUPARRHNHPELCN05_OLDC_FBHSOLE01
DMD | HOUPARRHNHPELCN05_OLDC_FBHSOLE01_D67 | Residential heating technology - Heat pump, Air-to-water - leasing - single-family house - existing building - distributed level 0.67 | PJ | MW | ANNUAL |  | yes | HOUPARRHNHPELCN05_OLDC_FBHSOLE01
DMD | HOUPARRHNHPELCN05_OLDC_FBHSOLE01_D83 | Residential heating technology - Heat pump, Air-to-water - leasing - single-family house - existing building - distributed level 0.83 | PJ | MW | ANNUAL |  | yes | HOUPARRHNHPELCN05_OLDC_FBHSOLE01
DMD | HOUPARRHNHPELCN04_OLDC_FBHSOLE01_D17 | Residential heating technology - Heat pump, Ground source - single-family house - existing building - distributed level 0.17 | PJ | MW | ANNUAL |  | yes | HOUPARRHNHPELCN04_OLDC_FBHSOLE01
DMD | HOUPARRHNHPELCN04_OLDC_FBHSOLE01_D33 | Residential heating technology - Heat pump, Ground source - single-family house - existing building - distributed level 0.33 | PJ | MW | ANNUAL |  | yes | HOUPARRHNHPELCN04_OLDC_FBHSOLE01
DMD | HOUPARRHNHPELCN04_OLDC_FBHSOLE01_D50 | Residential heating technology - Heat pump, Ground source - single-family house - existing building - distributed MEAN level | PJ | MW | ANNUAL |  | yes | HOUPARRHNHPELCN04_OLDC_FBHSOLE01
DMD | HOUPARRHNHPELCN04_OLDC_FBHSOLE01_D67 | Residential heating technology - Heat pump, Ground source - single-family house - existing building - distributed level 0.67 | PJ | MW | ANNUAL |  | yes | HOUPARRHNHPELCN04_OLDC_FBHSOLE01
DMD | HOUPARRHNHPELCN04_OLDC_FBHSOLE01_D83 | Residential heating technology - Heat pump, Ground source - single-family house - existing building - distributed level 0.83 | PJ | MW | ANNUAL |  | yes | HOUPARRHNHPELCN04_OLDC_FBHSOLE01
DMD | HOUPARRHNHPELCN03_OLDC_FBHSOLE01_D17 | Residential heating technology - Heat pump, Air-to-water - single-family house - existing building - distributed level 0.17 | PJ | MW | ANNUAL |  | yes | HOUPARRHNHPELCN03_OLDC_FBHSOLE01
DMD | HOUPARRHNHPELCN03_OLDC_FBHSOLE01_D33 | Residential heating technology - Heat pump, Air-to-water - single-family house - existing building - distributed level 0.33 | PJ | MW | ANNUAL |  | yes | HOUPARRHNHPELCN03_OLDC_FBHSOLE01
DMD | HOUPARRHNHPELCN03_OLDC_FBHSOLE01_D50 | Residential heating technology - Heat pump, Air-to-water - single-family house - existing building - distributed MEAN level | PJ | MW | ANNUAL |  | yes | HOUPARRHNHPELCN03_OLDC_FBHSOLE01
DMD | HOUPARRHNHPELCN03_OLDC_FBHSOLE01_D67 | Residential heating technology - Heat pump, Air-to-water - single-family house - existing building - distributed level 0.67 | PJ | MW | ANNUAL |  | yes | HOUPARRHNHPELCN03_OLDC_FBHSOLE01
DMD | HOUPARRHNHPELCN03_OLDC_FBHSOLE01_D83 | Residential heating technology - Heat pump, Air-to-water - single-family house - existing building - distributed level 0.83 | PJ | MW | ANNUAL |  | yes | HOUPARRHNHPELCN03_OLDC_FBHSOLE01
DMD | HOUPARRHNHPELCN02_OLDC_FBHSOLE01_D17 | Residential heating technology - Heat pump, Air-to-air - single-family house - existing building - distributed level 0.17 | PJ | MW | ANNUAL |  | yes | HOUPARRHNHPELCN02_OLDC_FBHSOLE01
DMD | HOUPARRHNHPELCN02_OLDC_FBHSOLE01_D33 | Residential heating technology - Heat pump, Air-to-air - single-family house - existing building - distributed level 0.33 | PJ | MW | ANNUAL |  | yes | HOUPARRHNHPELCN02_OLDC_FBHSOLE01
DMD | HOUPARRHNHPELCN02_OLDC_FBHSOLE01_D50 | Residential heating technology - Heat pump, Air-to-air - single-family house - existing building - distributed MEAN level | PJ | MW | ANNUAL |  | yes | HOUPARRHNHPELCN02_OLDC_FBHSOLE01
DMD | HOUPARRHNHPELCN02_OLDC_FBHSOLE01_D67 | Residential heating technology - Heat pump, Air-to-air - single-family house - existing building - distributed level 0.67 | PJ | MW | ANNUAL |  | yes | HOUPARRHNHPELCN02_OLDC_FBHSOLE01
DMD | HOUPARRHNHPELCN02_OLDC_FBHSOLE01_D83 | Residential heating technology - Heat pump, Air-to-air - single-family house - existing building - distributed level 0.83 | PJ | MW | ANNUAL |  | yes | HOUPARRHNHPELCN02_OLDC_FBHSOLE01
DMD | HOUPARRHNDIELCN06_OLDC_FBHSOLE01_D17 | Residential heating technology - Electric heating - electric panel from Bauhaus - single-family house - new building - distributed level 0.17 | PJ | MW | ANNUAL |  | yes | HOUPARRHNDIELCN06_OLDC_FBHSOLE01
DMD | HOUPARRHNDIELCN06_OLDC_FBHSOLE01_D33 | Residential heating technology - Electric heating - electric panel from Bauhaus - single-family house - new building - distributed level 0.33 | PJ | MW | ANNUAL |  | yes | HOUPARRHNDIELCN06_OLDC_FBHSOLE01
DMD | HOUPARRHNDIELCN06_OLDC_FBHSOLE01_D50 | Residential heating technology - Electric heating - electric panel from Bauhaus - single-family house - new building - distributed MEAN level | PJ | MW | ANNUAL |  | yes | HOUPARRHNDIELCN06_OLDC_FBHSOLE01
DMD | HOUPARRHNDIELCN06_OLDC_FBHSOLE01_D67 | Residential heating technology - Electric heating - electric panel from Bauhaus - single-family house - new building - distributed level 0.67 | PJ | MW | ANNUAL |  | yes | HOUPARRHNDIELCN06_OLDC_FBHSOLE01
DMD | HOUPARRHNDIELCN06_OLDC_FBHSOLE01_D83 | Residential heating technology - Electric heating - electric panel from Bauhaus - single-family house - new building - distributed level 0.83 | PJ | MW | ANNUAL |  | yes | HOUPARRHNDIELCN06_OLDC_FBHSOLE01
DMD | HOUPARRHNDIELCN01_OLDC_FBHSOLE01_D17 | Residential heating technology - Electric heating - single-family house - new building - distributed level 0.17 | PJ | MW | ANNUAL |  | yes | HOUPARRHNDIELCN01_OLDC_FBHSOLE01
DMD | HOUPARRHNDIELCN01_OLDC_FBHSOLE01_D33 | Residential heating technology - Electric heating - single-family house - new building - distributed level 0.33 | PJ | MW | ANNUAL |  | yes | HOUPARRHNDIELCN01_OLDC_FBHSOLE01
DMD | HOUPARRHNDIELCN01_OLDC_FBHSOLE01_D50 | Residential heating technology - Electric heating - single-family house - new building - distributed MEAN level | PJ | MW | ANNUAL |  | yes | HOUPARRHNDIELCN01_OLDC_FBHSOLE01
DMD | HOUPARRHNDIELCN01_OLDC_FBHSOLE01_D67 | Residential heating technology - Electric heating - single-family house - new building - distributed level 0.67 | PJ | MW | ANNUAL |  | yes | HOUPARRHNDIELCN01_OLDC_FBHSOLE01
DMD | HOUPARRHNDIELCN01_OLDC_FBHSOLE01_D83 | Residential heating technology - Electric heating - single-family house - new building - distributed level 0.83 | PJ | MW | ANNUAL |  | yes | HOUPARRHNDIELCN01_OLDC_FBHSOLE01
DMD | HOUPARRHNBHWPEN01_OLDC_FBHSOLE01_D17 | Residential heating technology - Biomass boiler, automatic stoking , wood pellets or wood chips - single-family house - existing building - distributed level 0.17 | PJ | MW | ANNUAL |  | yes | HOUPARRHNBHWPEN01_OLDC_FBHSOLE01
DMD | HOUPARRHNBHWPEN01_OLDC_FBHSOLE01_D33 | Residential heating technology - Biomass boiler, automatic stoking , wood pellets or wood chips - single-family house - existing building - distributed level 0.33 | PJ | MW | ANNUAL |  | yes | HOUPARRHNBHWPEN01_OLDC_FBHSOLE01
DMD | HOUPARRHNBHWPEN01_OLDC_FBHSOLE01_D50 | Residential heating technology - Biomass boiler, automatic stoking , wood pellets or wood chips - single-family house - existing building - distributed MEAN level | PJ | MW | ANNUAL |  | yes | HOUPARRHNBHWPEN01_OLDC_FBHSOLE01
DMD | HOUPARRHNBHWPEN01_OLDC_FBHSOLE01_D67 | Residential heating technology - Biomass boiler, automatic stoking , wood pellets or wood chips - single-family house - existing building - distributed level 0.67 | PJ | MW | ANNUAL |  | yes | HOUPARRHNBHWPEN01_OLDC_FBHSOLE01
DMD | HOUPARRHNBHWPEN01_OLDC_FBHSOLE01_D83 | Residential heating technology - Biomass boiler, automatic stoking , wood pellets or wood chips - single-family house - existing building - distributed level 0.83 | PJ | MW | ANNUAL |  | yes | HOUPARRHNBHWPEN01_OLDC_FBHSOLE01
DMD | HOUPARRHNBHSOLN01_OLDC_FBHSOLE01_D17 | Residential heating technology - Solar heating system - single-family house - existing building - distributed level 0.17 | PJ | MW | ANNUAL |  | yes | HOUPARRHNBHSOLN01_OLDC_FBHSOLE01
DMD | HOUPARRHNBHSOLN01_OLDC_FBHSOLE01_D33 | Residential heating technology - Solar heating system - single-family house - existing building - distributed level 0.33 | PJ | MW | ANNUAL |  | yes | HOUPARRHNBHSOLN01_OLDC_FBHSOLE01
DMD | HOUPARRHNBHSOLN01_OLDC_FBHSOLE01_D50 | Residential heating technology - Solar heating system - single-family house - existing building - distributed MEAN level | PJ | MW | ANNUAL |  | yes | HOUPARRHNBHSOLN01_OLDC_FBHSOLE01
DMD | HOUPARRHNBHSOLN01_OLDC_FBHSOLE01_D67 | Residential heating technology - Solar heating system - single-family house - existing building - distributed level 0.67 | PJ | MW | ANNUAL |  | yes | HOUPARRHNBHSOLN01_OLDC_FBHSOLE01
DMD | HOUPARRHNBHSOLN01_OLDC_FBHSOLE01_D83 | Residential heating technology - Solar heating system - single-family house - existing building - distributed level 0.83 | PJ | MW | ANNUAL |  | yes | HOUPARRHNBHSOLN01_OLDC_FBHSOLE01
DMD | HOUPARRHNBHDHCN03_OLDC_FBHSOLE01_D17 | Residential heating technology - Direct district heating substation - plus connection pipe - single-family house - existing building - distributed level 0.17 | PJ | MW | ANNUAL |  | yes | HOUPARRHNBHDHCN03_OLDC_FBHSOLE01
DMD | HOUPARRHNBHDHCN03_OLDC_FBHSOLE01_D33 | Residential heating technology - Direct district heating substation - plus connection pipe - single-family house - existing building - distributed level 0.33 | PJ | MW | ANNUAL |  | yes | HOUPARRHNBHDHCN03_OLDC_FBHSOLE01
DMD | HOUPARRHNBHDHCN03_OLDC_FBHSOLE01_D50 | Residential heating technology - Direct district heating substation - plus connection pipe - single-family house - existing building - distributed MEAN level | PJ | MW | ANNUAL |  | yes | HOUPARRHNBHDHCN03_OLDC_FBHSOLE01
DMD | HOUPARRHNBHDHCN03_OLDC_FBHSOLE01_D67 | Residential heating technology - Direct district heating substation - plus connection pipe - single-family house - existing building - distributed level 0.67 | PJ | MW | ANNUAL |  | yes | HOUPARRHNBHDHCN03_OLDC_FBHSOLE01
DMD | HOUPARRHNBHDHCN03_OLDC_FBHSOLE01_D83 | Residential heating technology - Direct district heating substation - plus connection pipe - single-family house - existing building - distributed level 0.83 | PJ | MW | ANNUAL |  | yes | HOUPARRHNBHDHCN03_OLDC_FBHSOLE01
DMD | HOUPARRHNHPELCN07_OLDD_FBHSOLE01_D17 | Residential heating technology - Heat pump, Air-to-water, low-price product - single-family house - existing building - distributed level 0.17 | PJ | MW | ANNUAL |  | yes | HOUPARRHNHPELCN07_OLDD_FBHSOLE01
DMD | HOUPARRHNHPELCN07_OLDD_FBHSOLE01_D33 | Residential heating technology - Heat pump, Air-to-water, low-price product - single-family house - existing building - distributed level 0.33 | PJ | MW | ANNUAL |  | yes | HOUPARRHNHPELCN07_OLDD_FBHSOLE01
DMD | HOUPARRHNHPELCN07_OLDD_FBHSOLE01_D50 | Residential heating technology - Heat pump, Air-to-water, low-price product - single-family house - existing building - distributed MEAN level | PJ | MW | ANNUAL |  | yes | HOUPARRHNHPELCN07_OLDD_FBHSOLE01
DMD | HOUPARRHNHPELCN07_OLDD_FBHSOLE01_D67 | Residential heating technology - Heat pump, Air-to-water, low-price product - single-family house - existing building - distributed level 0.67 | PJ | MW | ANNUAL |  | yes | HOUPARRHNHPELCN07_OLDD_FBHSOLE01
DMD | HOUPARRHNHPELCN07_OLDD_FBHSOLE01_D83 | Residential heating technology - Heat pump, Air-to-water, low-price product - single-family house - existing building - distributed level 0.83 | PJ | MW | ANNUAL |  | yes | HOUPARRHNHPELCN07_OLDD_FBHSOLE01
DMD | HOUPARRHNHPELCN05_OLDD_FBHSOLE01_D17 | Residential heating technology - Heat pump, Air-to-water - leasing - single-family house - existing building - distributed level 0.17 | PJ | MW | ANNUAL |  | yes | HOUPARRHNHPELCN05_OLDD_FBHSOLE01
DMD | HOUPARRHNHPELCN05_OLDD_FBHSOLE01_D33 | Residential heating technology - Heat pump, Air-to-water - leasing - single-family house - existing building - distributed level 0.33 | PJ | MW | ANNUAL |  | yes | HOUPARRHNHPELCN05_OLDD_FBHSOLE01
DMD | HOUPARRHNHPELCN05_OLDD_FBHSOLE01_D50 | Residential heating technology - Heat pump, Air-to-water - leasing - single-family house - existing building - distributed MEAN level | PJ | MW | ANNUAL |  | yes | HOUPARRHNHPELCN05_OLDD_FBHSOLE01
DMD | HOUPARRHNHPELCN05_OLDD_FBHSOLE01_D67 | Residential heating technology - Heat pump, Air-to-water - leasing - single-family house - existing building - distributed level 0.67 | PJ | MW | ANNUAL |  | yes | HOUPARRHNHPELCN05_OLDD_FBHSOLE01
DMD | HOUPARRHNHPELCN05_OLDD_FBHSOLE01_D83 | Residential heating technology - Heat pump, Air-to-water - leasing - single-family house - existing building - distributed level 0.83 | PJ | MW | ANNUAL |  | yes | HOUPARRHNHPELCN05_OLDD_FBHSOLE01
DMD | HOUPARRHNHPELCN04_OLDD_FBHSOLE01_D17 | Residential heating technology - Heat pump, Ground source - single-family house - existing building - distributed level 0.17 | PJ | MW | ANNUAL |  | yes | HOUPARRHNHPELCN04_OLDD_FBHSOLE01
DMD | HOUPARRHNHPELCN04_OLDD_FBHSOLE01_D33 | Residential heating technology - Heat pump, Ground source - single-family house - existing building - distributed level 0.33 | PJ | MW | ANNUAL |  | yes | HOUPARRHNHPELCN04_OLDD_FBHSOLE01
DMD | HOUPARRHNHPELCN04_OLDD_FBHSOLE01_D50 | Residential heating technology - Heat pump, Ground source - single-family house - existing building - distributed MEAN level | PJ | MW | ANNUAL |  | yes | HOUPARRHNHPELCN04_OLDD_FBHSOLE01
DMD | HOUPARRHNHPELCN04_OLDD_FBHSOLE01_D67 | Residential heating technology - Heat pump, Ground source - single-family house - existing building - distributed level 0.67 | PJ | MW | ANNUAL |  | yes | HOUPARRHNHPELCN04_OLDD_FBHSOLE01
DMD | HOUPARRHNHPELCN04_OLDD_FBHSOLE01_D83 | Residential heating technology - Heat pump, Ground source - single-family house - existing building - distributed level 0.83 | PJ | MW | ANNUAL |  | yes | HOUPARRHNHPELCN04_OLDD_FBHSOLE01
DMD | HOUPARRHNHPELCN03_OLDD_FBHSOLE01_D17 | Residential heating technology - Heat pump, Air-to-water - single-family house - existing building - distributed level 0.17 | PJ | MW | ANNUAL |  | yes | HOUPARRHNHPELCN03_OLDD_FBHSOLE01
DMD | HOUPARRHNHPELCN03_OLDD_FBHSOLE01_D33 | Residential heating technology - Heat pump, Air-to-water - single-family house - existing building - distributed level 0.33 | PJ | MW | ANNUAL |  | yes | HOUPARRHNHPELCN03_OLDD_FBHSOLE01
DMD | HOUPARRHNHPELCN03_OLDD_FBHSOLE01_D50 | Residential heating technology - Heat pump, Air-to-water - single-family house - existing building - distributed MEAN level | PJ | MW | ANNUAL |  | yes | HOUPARRHNHPELCN03_OLDD_FBHSOLE01
DMD | HOUPARRHNHPELCN03_OLDD_FBHSOLE01_D67 | Residential heating technology - Heat pump, Air-to-water - single-family house - existing building - distributed level 0.67 | PJ | MW | ANNUAL |  | yes | HOUPARRHNHPELCN03_OLDD_FBHSOLE01
DMD | HOUPARRHNHPELCN03_OLDD_FBHSOLE01_D83 | Residential heating technology - Heat pump, Air-to-water - single-family house - existing building - distributed level 0.83 | PJ | MW | ANNUAL |  | yes | HOUPARRHNHPELCN03_OLDD_FBHSOLE01
DMD | HOUPARRHNHPELCN02_OLDD_FBHSOLE01_D17 | Residential heating technology - Heat pump, Air-to-air - single-family house - existing building - distributed level 0.17 | PJ | MW | ANNUAL |  | yes | HOUPARRHNHPELCN02_OLDD_FBHSOLE01
DMD | HOUPARRHNHPELCN02_OLDD_FBHSOLE01_D33 | Residential heating technology - Heat pump, Air-to-air - single-family house - existing building - distributed level 0.33 | PJ | MW | ANNUAL |  | yes | HOUPARRHNHPELCN02_OLDD_FBHSOLE01
DMD | HOUPARRHNHPELCN02_OLDD_FBHSOLE01_D50 | Residential heating technology - Heat pump, Air-to-air - single-family house - existing building - distributed MEAN level | PJ | MW | ANNUAL |  | yes | HOUPARRHNHPELCN02_OLDD_FBHSOLE01
DMD | HOUPARRHNHPELCN02_OLDD_FBHSOLE01_D67 | Residential heating technology - Heat pump, Air-to-air - single-family house - existing building - distributed level 0.67 | PJ | MW | ANNUAL |  | yes | HOUPARRHNHPELCN02_OLDD_FBHSOLE01
DMD | HOUPARRHNHPELCN02_OLDD_FBHSOLE01_D83 | Residential heating technology - Heat pump, Air-to-air - single-family house - existing building - distributed level 0.83 | PJ | MW | ANNUAL |  | yes | HOUPARRHNHPELCN02_OLDD_FBHSOLE01
DMD | HOUPARRHNDIELCN06_OLDD_FBHSOLE01_D17 | Residential heating technology - Electric heating - electric panel from Bauhaus - single-family house - new building - distributed level 0.17 | PJ | MW | ANNUAL |  | yes | HOUPARRHNDIELCN06_OLDD_FBHSOLE01
DMD | HOUPARRHNDIELCN06_OLDD_FBHSOLE01_D33 | Residential heating technology - Electric heating - electric panel from Bauhaus - single-family house - new building - distributed level 0.33 | PJ | MW | ANNUAL |  | yes | HOUPARRHNDIELCN06_OLDD_FBHSOLE01
DMD | HOUPARRHNDIELCN06_OLDD_FBHSOLE01_D50 | Residential heating technology - Electric heating - electric panel from Bauhaus - single-family house - new building - distributed MEAN level | PJ | MW | ANNUAL |  | yes | HOUPARRHNDIELCN06_OLDD_FBHSOLE01
DMD | HOUPARRHNDIELCN06_OLDD_FBHSOLE01_D67 | Residential heating technology - Electric heating - electric panel from Bauhaus - single-family house - new building - distributed level 0.67 | PJ | MW | ANNUAL |  | yes | HOUPARRHNDIELCN06_OLDD_FBHSOLE01
DMD | HOUPARRHNDIELCN06_OLDD_FBHSOLE01_D83 | Residential heating technology - Electric heating - electric panel from Bauhaus - single-family house - new building - distributed level 0.83 | PJ | MW | ANNUAL |  | yes | HOUPARRHNDIELCN06_OLDD_FBHSOLE01
DMD | HOUPARRHNDIELCN01_OLDD_FBHSOLE01_D17 | Residential heating technology - Electric heating - single-family house - new building - distributed level 0.17 | PJ | MW | ANNUAL |  | yes | HOUPARRHNDIELCN01_OLDD_FBHSOLE01
DMD | HOUPARRHNDIELCN01_OLDD_FBHSOLE01_D33 | Residential heating technology - Electric heating - single-family house - new building - distributed level 0.33 | PJ | MW | ANNUAL |  | yes | HOUPARRHNDIELCN01_OLDD_FBHSOLE01
DMD | HOUPARRHNDIELCN01_OLDD_FBHSOLE01_D50 | Residential heating technology - Electric heating - single-family house - new building - distributed MEAN level | PJ | MW | ANNUAL |  | yes | HOUPARRHNDIELCN01_OLDD_FBHSOLE01
DMD | HOUPARRHNDIELCN01_OLDD_FBHSOLE01_D67 | Residential heating technology - Electric heating - single-family house - new building - distributed level 0.67 | PJ | MW | ANNUAL |  | yes | HOUPARRHNDIELCN01_OLDD_FBHSOLE01
DMD | HOUPARRHNDIELCN01_OLDD_FBHSOLE01_D83 | Residential heating technology - Electric heating - single-family house - new building - distributed level 0.83 | PJ | MW | ANNUAL |  | yes | HOUPARRHNDIELCN01_OLDD_FBHSOLE01
DMD | HOUPARRHNBHWPEN01_OLDD_FBHSOLE01_D17 | Residential heating technology - Biomass boiler, automatic stoking , wood pellets or wood chips - single-family house - existing building - distributed level 0.17 | PJ | MW | ANNUAL |  | yes | HOUPARRHNBHWPEN01_OLDD_FBHSOLE01
DMD | HOUPARRHNBHWPEN01_OLDD_FBHSOLE01_D33 | Residential heating technology - Biomass boiler, automatic stoking , wood pellets or wood chips - single-family house - existing building - distributed level 0.33 | PJ | MW | ANNUAL |  | yes | HOUPARRHNBHWPEN01_OLDD_FBHSOLE01
DMD | HOUPARRHNBHWPEN01_OLDD_FBHSOLE01_D50 | Residential heating technology - Biomass boiler, automatic stoking , wood pellets or wood chips - single-family house - existing building - distributed MEAN level | PJ | MW | ANNUAL |  | yes | HOUPARRHNBHWPEN01_OLDD_FBHSOLE01
DMD | HOUPARRHNBHWPEN01_OLDD_FBHSOLE01_D67 | Residential heating technology - Biomass boiler, automatic stoking , wood pellets or wood chips - single-family house - existing building - distributed level 0.67 | PJ | MW | ANNUAL |  | yes | HOUPARRHNBHWPEN01_OLDD_FBHSOLE01
DMD | HOUPARRHNBHWPEN01_OLDD_FBHSOLE01_D83 | Residential heating technology - Biomass boiler, automatic stoking , wood pellets or wood chips - single-family house - existing building - distributed level 0.83 | PJ | MW | ANNUAL |  | yes | HOUPARRHNBHWPEN01_OLDD_FBHSOLE01
DMD | HOUPARRHNBHSOLN01_OLDD_FBHSOLE01_D17 | Residential heating technology - Solar heating system - single-family house - existing building - distributed level 0.17 | PJ | MW | ANNUAL |  | yes | HOUPARRHNBHSOLN01_OLDD_FBHSOLE01
DMD | HOUPARRHNBHSOLN01_OLDD_FBHSOLE01_D33 | Residential heating technology - Solar heating system - single-family house - existing building - distributed level 0.33 | PJ | MW | ANNUAL |  | yes | HOUPARRHNBHSOLN01_OLDD_FBHSOLE01
DMD | HOUPARRHNBHSOLN01_OLDD_FBHSOLE01_D50 | Residential heating technology - Solar heating system - single-family house - existing building - distributed MEAN level | PJ | MW | ANNUAL |  | yes | HOUPARRHNBHSOLN01_OLDD_FBHSOLE01
DMD | HOUPARRHNBHSOLN01_OLDD_FBHSOLE01_D67 | Residential heating technology - Solar heating system - single-family house - existing building - distributed level 0.67 | PJ | MW | ANNUAL |  | yes | HOUPARRHNBHSOLN01_OLDD_FBHSOLE01
DMD | HOUPARRHNBHSOLN01_OLDD_FBHSOLE01_D83 | Residential heating technology - Solar heating system - single-family house - existing building - distributed level 0.83 | PJ | MW | ANNUAL |  | yes | HOUPARRHNBHSOLN01_OLDD_FBHSOLE01
DMD | HOUPARRHNBHDHDN03_OLDD_FBHSOLE01_D17 | Residential heating technology - Direct district heating substation - plus connection pipe - single-family house - existing building - distributed level 0.17 | PJ | MW | ANNUAL |  | yes | HOUPARRHNBHDHDN03_OLDD_FBHSOLE01
DMD | HOUPARRHNBHDHDN03_OLDD_FBHSOLE01_D33 | Residential heating technology - Direct district heating substation - plus connection pipe - single-family house - existing building - distributed level 0.33 | PJ | MW | ANNUAL |  | yes | HOUPARRHNBHDHDN03_OLDD_FBHSOLE01
DMD | HOUPARRHNBHDHDN03_OLDD_FBHSOLE01_D50 | Residential heating technology - Direct district heating substation - plus connection pipe - single-family house - existing building - distributed MEAN level | PJ | MW | ANNUAL |  | yes | HOUPARRHNBHDHDN03_OLDD_FBHSOLE01
DMD | HOUPARRHNBHDHDN03_OLDD_FBHSOLE01_D67 | Residential heating technology - Direct district heating substation - plus connection pipe - single-family house - existing building - distributed level 0.67 | PJ | MW | ANNUAL |  | yes | HOUPARRHNBHDHDN03_OLDD_FBHSOLE01
DMD | HOUPARRHNBHDHDN03_OLDD_FBHSOLE01_D83 | Residential heating technology - Direct district heating substation - plus connection pipe - single-family house - existing building - distributed level 0.83 | PJ | MW | ANNUAL |  | yes | HOUPARRHNBHDHDN03_OLDD_FBHSOLE01
DMD | HOUPARRHNHPELCN07_OLDI_FBHSOLE01_D17 | Residential heating technology - Heat pump, Air-to-water, low-price product - single-family house - existing building - distributed level 0.17 | PJ | MW | ANNUAL |  | yes | HOUPARRHNHPELCN07_OLDI_FBHSOLE01
DMD | HOUPARRHNHPELCN07_OLDI_FBHSOLE01_D33 | Residential heating technology - Heat pump, Air-to-water, low-price product - single-family house - existing building - distributed level 0.33 | PJ | MW | ANNUAL |  | yes | HOUPARRHNHPELCN07_OLDI_FBHSOLE01
DMD | HOUPARRHNHPELCN07_OLDI_FBHSOLE01_D50 | Residential heating technology - Heat pump, Air-to-water, low-price product - single-family house - existing building - distributed MEAN level | PJ | MW | ANNUAL |  | yes | HOUPARRHNHPELCN07_OLDI_FBHSOLE01
DMD | HOUPARRHNHPELCN07_OLDI_FBHSOLE01_D67 | Residential heating technology - Heat pump, Air-to-water, low-price product - single-family house - existing building - distributed level 0.67 | PJ | MW | ANNUAL |  | yes | HOUPARRHNHPELCN07_OLDI_FBHSOLE01
DMD | HOUPARRHNHPELCN07_OLDI_FBHSOLE01_D83 | Residential heating technology - Heat pump, Air-to-water, low-price product - single-family house - existing building - distributed level 0.83 | PJ | MW | ANNUAL |  | yes | HOUPARRHNHPELCN07_OLDI_FBHSOLE01
DMD | HOUPARRHNHPELCN05_OLDI_FBHSOLE01_D17 | Residential heating technology - Heat pump, Air-to-water - leasing - single-family house - existing building - distributed level 0.17 | PJ | MW | ANNUAL |  | yes | HOUPARRHNHPELCN05_OLDI_FBHSOLE01
DMD | HOUPARRHNHPELCN05_OLDI_FBHSOLE01_D33 | Residential heating technology - Heat pump, Air-to-water - leasing - single-family house - existing building - distributed level 0.33 | PJ | MW | ANNUAL |  | yes | HOUPARRHNHPELCN05_OLDI_FBHSOLE01
DMD | HOUPARRHNHPELCN05_OLDI_FBHSOLE01_D50 | Residential heating technology - Heat pump, Air-to-water - leasing - single-family house - existing building - distributed MEAN level | PJ | MW | ANNUAL |  | yes | HOUPARRHNHPELCN05_OLDI_FBHSOLE01
DMD | HOUPARRHNHPELCN05_OLDI_FBHSOLE01_D67 | Residential heating technology - Heat pump, Air-to-water - leasing - single-family house - existing building - distributed level 0.67 | PJ | MW | ANNUAL |  | yes | HOUPARRHNHPELCN05_OLDI_FBHSOLE01
DMD | HOUPARRHNHPELCN05_OLDI_FBHSOLE01_D83 | Residential heating technology - Heat pump, Air-to-water - leasing - single-family house - existing building - distributed level 0.83 | PJ | MW | ANNUAL |  | yes | HOUPARRHNHPELCN05_OLDI_FBHSOLE01
DMD | HOUPARRHNHPELCN04_OLDI_FBHSOLE01_D17 | Residential heating technology - Heat pump, Ground source - single-family house - existing building - distributed level 0.17 | PJ | MW | ANNUAL |  | yes | HOUPARRHNHPELCN04_OLDI_FBHSOLE01
DMD | HOUPARRHNHPELCN04_OLDI_FBHSOLE01_D33 | Residential heating technology - Heat pump, Ground source - single-family house - existing building - distributed level 0.33 | PJ | MW | ANNUAL |  | yes | HOUPARRHNHPELCN04_OLDI_FBHSOLE01
DMD | HOUPARRHNHPELCN04_OLDI_FBHSOLE01_D50 | Residential heating technology - Heat pump, Ground source - single-family house - existing building - distributed MEAN level | PJ | MW | ANNUAL |  | yes | HOUPARRHNHPELCN04_OLDI_FBHSOLE01
DMD | HOUPARRHNHPELCN04_OLDI_FBHSOLE01_D67 | Residential heating technology - Heat pump, Ground source - single-family house - existing building - distributed level 0.67 | PJ | MW | ANNUAL |  | yes | HOUPARRHNHPELCN04_OLDI_FBHSOLE01
DMD | HOUPARRHNHPELCN04_OLDI_FBHSOLE01_D83 | Residential heating technology - Heat pump, Ground source - single-family house - existing building - distributed level 0.83 | PJ | MW | ANNUAL |  | yes | HOUPARRHNHPELCN04_OLDI_FBHSOLE01
DMD | HOUPARRHNHPELCN03_OLDI_FBHSOLE01_D17 | Residential heating technology - Heat pump, Air-to-water - single-family house - existing building - distributed level 0.17 | PJ | MW | ANNUAL |  | yes | HOUPARRHNHPELCN03_OLDI_FBHSOLE01
DMD | HOUPARRHNHPELCN03_OLDI_FBHSOLE01_D33 | Residential heating technology - Heat pump, Air-to-water - single-family house - existing building - distributed level 0.33 | PJ | MW | ANNUAL |  | yes | HOUPARRHNHPELCN03_OLDI_FBHSOLE01
DMD | HOUPARRHNHPELCN03_OLDI_FBHSOLE01_D50 | Residential heating technology - Heat pump, Air-to-water - single-family house - existing building - distributed MEAN level | PJ | MW | ANNUAL |  | yes | HOUPARRHNHPELCN03_OLDI_FBHSOLE01
DMD | HOUPARRHNHPELCN03_OLDI_FBHSOLE01_D67 | Residential heating technology - Heat pump, Air-to-water - single-family house - existing building - distributed level 0.67 | PJ | MW | ANNUAL |  | yes | HOUPARRHNHPELCN03_OLDI_FBHSOLE01
DMD | HOUPARRHNHPELCN03_OLDI_FBHSOLE01_D83 | Residential heating technology - Heat pump, Air-to-water - single-family house - existing building - distributed level 0.83 | PJ | MW | ANNUAL |  | yes | HOUPARRHNHPELCN03_OLDI_FBHSOLE01
DMD | HOUPARRHNHPELCN02_OLDI_FBHSOLE01_D17 | Residential heating technology - Heat pump, Air-to-air - single-family house - existing building - distributed level 0.17 | PJ | MW | ANNUAL |  | yes | HOUPARRHNHPELCN02_OLDI_FBHSOLE01
DMD | HOUPARRHNHPELCN02_OLDI_FBHSOLE01_D33 | Residential heating technology - Heat pump, Air-to-air - single-family house - existing building - distributed level 0.33 | PJ | MW | ANNUAL |  | yes | HOUPARRHNHPELCN02_OLDI_FBHSOLE01
DMD | HOUPARRHNHPELCN02_OLDI_FBHSOLE01_D50 | Residential heating technology - Heat pump, Air-to-air - single-family house - existing building - distributed MEAN level | PJ | MW | ANNUAL |  | yes | HOUPARRHNHPELCN02_OLDI_FBHSOLE01
DMD | HOUPARRHNHPELCN02_OLDI_FBHSOLE01_D67 | Residential heating technology - Heat pump, Air-to-air - single-family house - existing building - distributed level 0.67 | PJ | MW | ANNUAL |  | yes | HOUPARRHNHPELCN02_OLDI_FBHSOLE01
DMD | HOUPARRHNHPELCN02_OLDI_FBHSOLE01_D83 | Residential heating technology - Heat pump, Air-to-air - single-family house - existing building - distributed level 0.83 | PJ | MW | ANNUAL |  | yes | HOUPARRHNHPELCN02_OLDI_FBHSOLE01
DMD | HOUPARRHNDIELCN06_OLDI_FBHSOLE01_D17 | Residential heating technology - Electric heating - electric panel from Bauhaus - single-family house - new building - distributed level 0.17 | PJ | MW | ANNUAL |  | yes | HOUPARRHNDIELCN06_OLDI_FBHSOLE01
DMD | HOUPARRHNDIELCN06_OLDI_FBHSOLE01_D33 | Residential heating technology - Electric heating - electric panel from Bauhaus - single-family house - new building - distributed level 0.33 | PJ | MW | ANNUAL |  | yes | HOUPARRHNDIELCN06_OLDI_FBHSOLE01
DMD | HOUPARRHNDIELCN06_OLDI_FBHSOLE01_D50 | Residential heating technology - Electric heating - electric panel from Bauhaus - single-family house - new building - distributed MEAN level | PJ | MW | ANNUAL |  | yes | HOUPARRHNDIELCN06_OLDI_FBHSOLE01
DMD | HOUPARRHNDIELCN06_OLDI_FBHSOLE01_D67 | Residential heating technology - Electric heating - electric panel from Bauhaus - single-family house - new building - distributed level 0.67 | PJ | MW | ANNUAL |  | yes | HOUPARRHNDIELCN06_OLDI_FBHSOLE01
DMD | HOUPARRHNDIELCN06_OLDI_FBHSOLE01_D83 | Residential heating technology - Electric heating - electric panel from Bauhaus - single-family house - new building - distributed level 0.83 | PJ | MW | ANNUAL |  | yes | HOUPARRHNDIELCN06_OLDI_FBHSOLE01
DMD | HOUPARRHNDIELCN01_OLDI_FBHSOLE01_D17 | Residential heating technology - Electric heating - single-family house - new building - distributed level 0.17 | PJ | MW | ANNUAL |  | yes | HOUPARRHNDIELCN01_OLDI_FBHSOLE01
DMD | HOUPARRHNDIELCN01_OLDI_FBHSOLE01_D33 | Residential heating technology - Electric heating - single-family house - new building - distributed level 0.33 | PJ | MW | ANNUAL |  | yes | HOUPARRHNDIELCN01_OLDI_FBHSOLE01
DMD | HOUPARRHNDIELCN01_OLDI_FBHSOLE01_D50 | Residential heating technology - Electric heating - single-family house - new building - distributed MEAN level | PJ | MW | ANNUAL |  | yes | HOUPARRHNDIELCN01_OLDI_FBHSOLE01
DMD | HOUPARRHNDIELCN01_OLDI_FBHSOLE01_D67 | Residential heating technology - Electric heating - single-family house - new building - distributed level 0.67 | PJ | MW | ANNUAL |  | yes | HOUPARRHNDIELCN01_OLDI_FBHSOLE01
DMD | HOUPARRHNDIELCN01_OLDI_FBHSOLE01_D83 | Residential heating technology - Electric heating - single-family house - new building - distributed level 0.83 | PJ | MW | ANNUAL |  | yes | HOUPARRHNDIELCN01_OLDI_FBHSOLE01
DMD | HOUPARRHNBHWPEN01_OLDI_FBHSOLE01_D17 | Residential heating technology - Biomass boiler, automatic stoking , wood pellets or wood chips - single-family house - existing building - distributed level 0.17 | PJ | MW | ANNUAL |  | yes | HOUPARRHNBHWPEN01_OLDI_FBHSOLE01
DMD | HOUPARRHNBHWPEN01_OLDI_FBHSOLE01_D33 | Residential heating technology - Biomass boiler, automatic stoking , wood pellets or wood chips - single-family house - existing building - distributed level 0.33 | PJ | MW | ANNUAL |  | yes | HOUPARRHNBHWPEN01_OLDI_FBHSOLE01
DMD | HOUPARRHNBHWPEN01_OLDI_FBHSOLE01_D50 | Residential heating technology - Biomass boiler, automatic stoking , wood pellets or wood chips - single-family house - existing building - distributed MEAN level | PJ | MW | ANNUAL |  | yes | HOUPARRHNBHWPEN01_OLDI_FBHSOLE01
DMD | HOUPARRHNBHWPEN01_OLDI_FBHSOLE01_D67 | Residential heating technology - Biomass boiler, automatic stoking , wood pellets or wood chips - single-family house - existing building - distributed level 0.67 | PJ | MW | ANNUAL |  | yes | HOUPARRHNBHWPEN01_OLDI_FBHSOLE01
DMD | HOUPARRHNBHWPEN01_OLDI_FBHSOLE01_D83 | Residential heating technology - Biomass boiler, automatic stoking , wood pellets or wood chips - single-family house - existing building - distributed level 0.83 | PJ | MW | ANNUAL |  | yes | HOUPARRHNBHWPEN01_OLDI_FBHSOLE01
DMD | HOUPARRHNBHSOLN01_OLDI_FBHSOLE01_D17 | Residential heating technology - Solar heating system - single-family house - existing building - distributed level 0.17 | PJ | MW | ANNUAL |  | yes | HOUPARRHNBHSOLN01_OLDI_FBHSOLE01
DMD | HOUPARRHNBHSOLN01_OLDI_FBHSOLE01_D33 | Residential heating technology - Solar heating system - single-family house - existing building - distributed level 0.33 | PJ | MW | ANNUAL |  | yes | HOUPARRHNBHSOLN01_OLDI_FBHSOLE01
DMD | HOUPARRHNBHSOLN01_OLDI_FBHSOLE01_D50 | Residential heating technology - Solar heating system - single-family house - existing building - distributed MEAN level | PJ | MW | ANNUAL |  | yes | HOUPARRHNBHSOLN01_OLDI_FBHSOLE01
DMD | HOUPARRHNBHSOLN01_OLDI_FBHSOLE01_D67 | Residential heating technology - Solar heating system - single-family house - existing building - distributed level 0.67 | PJ | MW | ANNUAL |  | yes | HOUPARRHNBHSOLN01_OLDI_FBHSOLE01
DMD | HOUPARRHNBHSOLN01_OLDI_FBHSOLE01_D83 | Residential heating technology - Solar heating system - single-family house - existing building - distributed level 0.83 | PJ | MW | ANNUAL |  | yes | HOUPARRHNBHSOLN01_OLDI_FBHSOLE01
DMD | HOUPARRHNBHDHDN09_OLDI_FBHSOLE01_D17 | Residential heating technology - Direct district heating substation - plus connection pipe - plus distribution (heating density: low ) - single-family house - existing building - distributed level 0.17 | PJ | MW | ANNUAL |  | yes | HOUPARRHNBHDHDN09_OLDI_FBHSOLE01
DMD | HOUPARRHNBHDHDN09_OLDI_FBHSOLE01_D33 | Residential heating technology - Direct district heating substation - plus connection pipe - plus distribution (heating density: low ) - single-family house - existing building - distributed level 0.33 | PJ | MW | ANNUAL |  | yes | HOUPARRHNBHDHDN09_OLDI_FBHSOLE01
DMD | HOUPARRHNBHDHDN09_OLDI_FBHSOLE01_D50 | Residential heating technology - Direct district heating substation - plus connection pipe - plus distribution (heating density: low ) - single-family house - existing building - distributed MEAN level | PJ | MW | ANNUAL |  | yes | HOUPARRHNBHDHDN09_OLDI_FBHSOLE01
DMD | HOUPARRHNBHDHDN09_OLDI_FBHSOLE01_D67 | Residential heating technology - Direct district heating substation - plus connection pipe - plus distribution (heating density: low ) - single-family house - existing building - distributed level 0.67 | PJ | MW | ANNUAL |  | yes | HOUPARRHNBHDHDN09_OLDI_FBHSOLE01
DMD | HOUPARRHNBHDHDN09_OLDI_FBHSOLE01_D83 | Residential heating technology - Direct district heating substation - plus connection pipe - plus distribution (heating density: low ) - single-family house - existing building - distributed level 0.83 | PJ | MW | ANNUAL |  | yes | HOUPARRHNBHDHDN09_OLDI_FBHSOLE01
DMD | HOUPARRHNBHDHDN07_OLDI_FBHSOLE01_D17 | Residential heating technology - Direct district heating substation - plus connection pipe - plus distribution (heating density: medium ) - single-family house - existing building - distributed level 0.17 | PJ | MW | ANNUAL |  | yes | HOUPARRHNBHDHDN07_OLDI_FBHSOLE01
DMD | HOUPARRHNBHDHDN07_OLDI_FBHSOLE01_D33 | Residential heating technology - Direct district heating substation - plus connection pipe - plus distribution (heating density: medium ) - single-family house - existing building - distributed level 0.33 | PJ | MW | ANNUAL |  | yes | HOUPARRHNBHDHDN07_OLDI_FBHSOLE01
DMD | HOUPARRHNBHDHDN07_OLDI_FBHSOLE01_D50 | Residential heating technology - Direct district heating substation - plus connection pipe - plus distribution (heating density: medium ) - single-family house - existing building - distributed MEAN level | PJ | MW | ANNUAL |  | yes | HOUPARRHNBHDHDN07_OLDI_FBHSOLE01
DMD | HOUPARRHNBHDHDN07_OLDI_FBHSOLE01_D67 | Residential heating technology - Direct district heating substation - plus connection pipe - plus distribution (heating density: medium ) - single-family house - existing building - distributed level 0.67 | PJ | MW | ANNUAL |  | yes | HOUPARRHNBHDHDN07_OLDI_FBHSOLE01
DMD | HOUPARRHNBHDHDN07_OLDI_FBHSOLE01_D83 | Residential heating technology - Direct district heating substation - plus connection pipe - plus distribution (heating density: medium ) - single-family house - existing building - distributed level 0.83 | PJ | MW | ANNUAL |  | yes | HOUPARRHNBHDHDN07_OLDI_FBHSOLE01
DMD | HOUPARRHNBHDHDN05_OLDI_FBHSOLE01_D17 | Residential heating technology - Direct district heating substation - plus connection pipe - plus distribution (heating density: high ) - single-family house - existing building - distributed level 0.17 | PJ | MW | ANNUAL |  | yes | HOUPARRHNBHDHDN05_OLDI_FBHSOLE01
DMD | HOUPARRHNBHDHDN05_OLDI_FBHSOLE01_D33 | Residential heating technology - Direct district heating substation - plus connection pipe - plus distribution (heating density: high ) - single-family house - existing building - distributed level 0.33 | PJ | MW | ANNUAL |  | yes | HOUPARRHNBHDHDN05_OLDI_FBHSOLE01
DMD | HOUPARRHNBHDHDN05_OLDI_FBHSOLE01_D50 | Residential heating technology - Direct district heating substation - plus connection pipe - plus distribution (heating density: high ) - single-family house - existing building - distributed MEAN level | PJ | MW | ANNUAL |  | yes | HOUPARRHNBHDHDN05_OLDI_FBHSOLE01
DMD | HOUPARRHNBHDHDN05_OLDI_FBHSOLE01_D67 | Residential heating technology - Direct district heating substation - plus connection pipe - plus distribution (heating density: high ) - single-family house - existing building - distributed level 0.67 | PJ | MW | ANNUAL |  | yes | HOUPARRHNBHDHDN05_OLDI_FBHSOLE01
DMD | HOUPARRHNBHDHDN05_OLDI_FBHSOLE01_D83 | Residential heating technology - Direct district heating substation - plus connection pipe - plus distribution (heating density: high ) - single-family house - existing building - distributed level 0.83 | PJ | MW | ANNUAL |  | yes | HOUPARRHNBHDHDN05_OLDI_FBHSOLE01
DMD | HOUPARRHNBHDHCN09_OLDI_FBHSOLE01_D17 | Residential heating technology - Direct district heating substation - plus connection pipe - plus distribution (heating density: low ) - single-family house - existing building - distributed level 0.17 | PJ | MW | ANNUAL |  | yes | HOUPARRHNBHDHCN09_OLDI_FBHSOLE01
DMD | HOUPARRHNBHDHCN09_OLDI_FBHSOLE01_D33 | Residential heating technology - Direct district heating substation - plus connection pipe - plus distribution (heating density: low ) - single-family house - existing building - distributed level 0.33 | PJ | MW | ANNUAL |  | yes | HOUPARRHNBHDHCN09_OLDI_FBHSOLE01
DMD | HOUPARRHNBHDHCN09_OLDI_FBHSOLE01_D50 | Residential heating technology - Direct district heating substation - plus connection pipe - plus distribution (heating density: low ) - single-family house - existing building - distributed MEAN level | PJ | MW | ANNUAL |  | yes | HOUPARRHNBHDHCN09_OLDI_FBHSOLE01
DMD | HOUPARRHNBHDHCN09_OLDI_FBHSOLE01_D67 | Residential heating technology - Direct district heating substation - plus connection pipe - plus distribution (heating density: low ) - single-family house - existing building - distributed level 0.67 | PJ | MW | ANNUAL |  | yes | HOUPARRHNBHDHCN09_OLDI_FBHSOLE01
DMD | HOUPARRHNBHDHCN09_OLDI_FBHSOLE01_D83 | Residential heating technology - Direct district heating substation - plus connection pipe - plus distribution (heating density: low ) - single-family house - existing building - distributed level 0.83 | PJ | MW | ANNUAL |  | yes | HOUPARRHNBHDHCN09_OLDI_FBHSOLE01
DMD | HOUPARRHNBHDHCN07_OLDI_FBHSOLE01_D17 | Residential heating technology - Direct district heating substation - plus connection pipe - plus distribution (heating density: medium ) - single-family house - existing building - distributed level 0.17 | PJ | MW | ANNUAL |  | yes | HOUPARRHNBHDHCN07_OLDI_FBHSOLE01
DMD | HOUPARRHNBHDHCN07_OLDI_FBHSOLE01_D33 | Residential heating technology - Direct district heating substation - plus connection pipe - plus distribution (heating density: medium ) - single-family house - existing building - distributed level 0.33 | PJ | MW | ANNUAL |  | yes | HOUPARRHNBHDHCN07_OLDI_FBHSOLE01
DMD | HOUPARRHNBHDHCN07_OLDI_FBHSOLE01_D50 | Residential heating technology - Direct district heating substation - plus connection pipe - plus distribution (heating density: medium ) - single-family house - existing building - distributed MEAN level | PJ | MW | ANNUAL |  | yes | HOUPARRHNBHDHCN07_OLDI_FBHSOLE01
DMD | HOUPARRHNBHDHCN07_OLDI_FBHSOLE01_D67 | Residential heating technology - Direct district heating substation - plus connection pipe - plus distribution (heating density: medium ) - single-family house - existing building - distributed level 0.67 | PJ | MW | ANNUAL |  | yes | HOUPARRHNBHDHCN07_OLDI_FBHSOLE01
DMD | HOUPARRHNBHDHCN07_OLDI_FBHSOLE01_D83 | Residential heating technology - Direct district heating substation - plus connection pipe - plus distribution (heating density: medium ) - single-family house - existing building - distributed level 0.83 | PJ | MW | ANNUAL |  | yes | HOUPARRHNBHDHCN07_OLDI_FBHSOLE01
DMD | HOUPARRHNBHDHCN05_OLDI_FBHSOLE01_D17 | Residential heating technology - Direct district heating substation - plus connection pipe - plus distribution (heating density: high ) - single-family house - existing building - distributed level 0.17 | PJ | MW | ANNUAL |  | yes | HOUPARRHNBHDHCN05_OLDI_FBHSOLE01
DMD | HOUPARRHNBHDHCN05_OLDI_FBHSOLE01_D33 | Residential heating technology - Direct district heating substation - plus connection pipe - plus distribution (heating density: high ) - single-family house - existing building - distributed level 0.33 | PJ | MW | ANNUAL |  | yes | HOUPARRHNBHDHCN05_OLDI_FBHSOLE01
DMD | HOUPARRHNBHDHCN05_OLDI_FBHSOLE01_D50 | Residential heating technology - Direct district heating substation - plus connection pipe - plus distribution (heating density: high ) - single-family house - existing building - distributed MEAN level | PJ | MW | ANNUAL |  | yes | HOUPARRHNBHDHCN05_OLDI_FBHSOLE01
DMD | HOUPARRHNBHDHCN05_OLDI_FBHSOLE01_D67 | Residential heating technology - Direct district heating substation - plus connection pipe - plus distribution (heating density: high ) - single-family house - existing building - distributed level 0.67 | PJ | MW | ANNUAL |  | yes | HOUPARRHNBHDHCN05_OLDI_FBHSOLE01
DMD | HOUPARRHNBHDHCN05_OLDI_FBHSOLE01_D83 | Residential heating technology - Direct district heating substation - plus connection pipe - plus distribution (heating density: high ) - single-family house - existing building - distributed level 0.83 | PJ | MW | ANNUAL |  | yes | HOUPARRHNBHDHCN05_OLDI_FBHSOLE01
DMD | HOUPARRHNBHSTRN01_OLDI_FBHSTRE01_D50 | Residential heating technology - Biomass boiler, automatic stoking , Straw - single-family house - existing building - distributed MEAN level | PJ | MW | ANNUAL |  | yes | HOUPARRHNBHSTRN01_OLDI_FBHSTRE01
DMD | HOUPARRHNHPELCN07_OLDC_FHPELCE02_D17 | Residential heating technology - Heat pump, Air-to-water, low-price product - single-family house - existing building - distributed level 0.17 | PJ | MW | ANNUAL |  | yes | HOUPARRHNHPELCN07_OLDC_FHPELCE02
DMD | HOUPARRHNHPELCN07_OLDC_FHPELCE02_D33 | Residential heating technology - Heat pump, Air-to-water, low-price product - single-family house - existing building - distributed level 0.33 | PJ | MW | ANNUAL |  | yes | HOUPARRHNHPELCN07_OLDC_FHPELCE02
DMD | HOUPARRHNHPELCN07_OLDC_FHPELCE02_D50 | Residential heating technology - Heat pump, Air-to-water, low-price product - single-family house - existing building - distributed MEAN level | PJ | MW | ANNUAL |  | yes | HOUPARRHNHPELCN07_OLDC_FHPELCE02
DMD | HOUPARRHNHPELCN07_OLDC_FHPELCE02_D67 | Residential heating technology - Heat pump, Air-to-water, low-price product - single-family house - existing building - distributed level 0.67 | PJ | MW | ANNUAL |  | yes | HOUPARRHNHPELCN07_OLDC_FHPELCE02
DMD | HOUPARRHNHPELCN07_OLDC_FHPELCE02_D83 | Residential heating technology - Heat pump, Air-to-water, low-price product - single-family house - existing building - distributed level 0.83 | PJ | MW | ANNUAL |  | yes | HOUPARRHNHPELCN07_OLDC_FHPELCE02
DMD | HOUPARRHNHPELCN05_OLDC_FHPELCE02_D17 | Residential heating technology - Heat pump, Air-to-water - leasing - single-family house - existing building - distributed level 0.17 | PJ | MW | ANNUAL |  | yes | HOUPARRHNHPELCN05_OLDC_FHPELCE02
DMD | HOUPARRHNHPELCN05_OLDC_FHPELCE02_D33 | Residential heating technology - Heat pump, Air-to-water - leasing - single-family house - existing building - distributed level 0.33 | PJ | MW | ANNUAL |  | yes | HOUPARRHNHPELCN05_OLDC_FHPELCE02
DMD | HOUPARRHNHPELCN05_OLDC_FHPELCE02_D50 | Residential heating technology - Heat pump, Air-to-water - leasing - single-family house - existing building - distributed MEAN level | PJ | MW | ANNUAL |  | yes | HOUPARRHNHPELCN05_OLDC_FHPELCE02
DMD | HOUPARRHNHPELCN05_OLDC_FHPELCE02_D67 | Residential heating technology - Heat pump, Air-to-water - leasing - single-family house - existing building - distributed level 0.67 | PJ | MW | ANNUAL |  | yes | HOUPARRHNHPELCN05_OLDC_FHPELCE02
DMD | HOUPARRHNHPELCN05_OLDC_FHPELCE02_D83 | Residential heating technology - Heat pump, Air-to-water - leasing - single-family house - existing building - distributed level 0.83 | PJ | MW | ANNUAL |  | yes | HOUPARRHNHPELCN05_OLDC_FHPELCE02
DMD | HOUPARRHNHPELCN04_OLDC_FHPELCE02_D17 | Residential heating technology - Heat pump, Ground source - single-family house - existing building - distributed level 0.17 | PJ | MW | ANNUAL |  | yes | HOUPARRHNHPELCN04_OLDC_FHPELCE02
DMD | HOUPARRHNHPELCN04_OLDC_FHPELCE02_D33 | Residential heating technology - Heat pump, Ground source - single-family house - existing building - distributed level 0.33 | PJ | MW | ANNUAL |  | yes | HOUPARRHNHPELCN04_OLDC_FHPELCE02
DMD | HOUPARRHNHPELCN04_OLDC_FHPELCE02_D50 | Residential heating technology - Heat pump, Ground source - single-family house - existing building - distributed MEAN level | PJ | MW | ANNUAL |  | yes | HOUPARRHNHPELCN04_OLDC_FHPELCE02
DMD | HOUPARRHNHPELCN04_OLDC_FHPELCE02_D67 | Residential heating technology - Heat pump, Ground source - single-family house - existing building - distributed level 0.67 | PJ | MW | ANNUAL |  | yes | HOUPARRHNHPELCN04_OLDC_FHPELCE02
DMD | HOUPARRHNHPELCN04_OLDC_FHPELCE02_D83 | Residential heating technology - Heat pump, Ground source - single-family house - existing building - distributed level 0.83 | PJ | MW | ANNUAL |  | yes | HOUPARRHNHPELCN04_OLDC_FHPELCE02
DMD | HOUPARRHNHPELCN03_OLDC_FHPELCE02_D17 | Residential heating technology - Heat pump, Air-to-water - single-family house - existing building - distributed level 0.17 | PJ | MW | ANNUAL |  | yes | HOUPARRHNHPELCN03_OLDC_FHPELCE02
DMD | HOUPARRHNHPELCN03_OLDC_FHPELCE02_D33 | Residential heating technology - Heat pump, Air-to-water - single-family house - existing building - distributed level 0.33 | PJ | MW | ANNUAL |  | yes | HOUPARRHNHPELCN03_OLDC_FHPELCE02
DMD | HOUPARRHNHPELCN03_OLDC_FHPELCE02_D50 | Residential heating technology - Heat pump, Air-to-water - single-family house - existing building - distributed MEAN level | PJ | MW | ANNUAL |  | yes | HOUPARRHNHPELCN03_OLDC_FHPELCE02
DMD | HOUPARRHNHPELCN03_OLDC_FHPELCE02_D67 | Residential heating technology - Heat pump, Air-to-water - single-family house - existing building - distributed level 0.67 | PJ | MW | ANNUAL |  | yes | HOUPARRHNHPELCN03_OLDC_FHPELCE02
DMD | HOUPARRHNHPELCN03_OLDC_FHPELCE02_D83 | Residential heating technology - Heat pump, Air-to-water - single-family house - existing building - distributed level 0.83 | PJ | MW | ANNUAL |  | yes | HOUPARRHNHPELCN03_OLDC_FHPELCE02
DMD | HOUPARRHNHPELCN02_OLDC_FHPELCE02_D17 | Residential heating technology - Heat pump, Air-to-air - single-family house - existing building - distributed level 0.17 | PJ | MW | ANNUAL |  | yes | HOUPARRHNHPELCN02_OLDC_FHPELCE02
DMD | HOUPARRHNHPELCN02_OLDC_FHPELCE02_D33 | Residential heating technology - Heat pump, Air-to-air - single-family house - existing building - distributed level 0.33 | PJ | MW | ANNUAL |  | yes | HOUPARRHNHPELCN02_OLDC_FHPELCE02
DMD | HOUPARRHNHPELCN02_OLDC_FHPELCE02_D50 | Residential heating technology - Heat pump, Air-to-air - single-family house - existing building - distributed MEAN level | PJ | MW | ANNUAL |  | yes | HOUPARRHNHPELCN02_OLDC_FHPELCE02
DMD | HOUPARRHNHPELCN02_OLDC_FHPELCE02_D67 | Residential heating technology - Heat pump, Air-to-air - single-family house - existing building - distributed level 0.67 | PJ | MW | ANNUAL |  | yes | HOUPARRHNHPELCN02_OLDC_FHPELCE02
DMD | HOUPARRHNHPELCN02_OLDC_FHPELCE02_D83 | Residential heating technology - Heat pump, Air-to-air - single-family house - existing building - distributed level 0.83 | PJ | MW | ANNUAL |  | yes | HOUPARRHNHPELCN02_OLDC_FHPELCE02
DMD | HOUPARRHNDIELCN06_OLDC_FHPELCE02_D17 | Residential heating technology - Electric heating - electric panel from Bauhaus - single-family house - new building - distributed level 0.17 | PJ | MW | ANNUAL |  | yes | HOUPARRHNDIELCN06_OLDC_FHPELCE02
DMD | HOUPARRHNDIELCN06_OLDC_FHPELCE02_D33 | Residential heating technology - Electric heating - electric panel from Bauhaus - single-family house - new building - distributed level 0.33 | PJ | MW | ANNUAL |  | yes | HOUPARRHNDIELCN06_OLDC_FHPELCE02
DMD | HOUPARRHNDIELCN06_OLDC_FHPELCE02_D50 | Residential heating technology - Electric heating - electric panel from Bauhaus - single-family house - new building - distributed MEAN level | PJ | MW | ANNUAL |  | yes | HOUPARRHNDIELCN06_OLDC_FHPELCE02
DMD | HOUPARRHNDIELCN06_OLDC_FHPELCE02_D67 | Residential heating technology - Electric heating - electric panel from Bauhaus - single-family house - new building - distributed level 0.67 | PJ | MW | ANNUAL |  | yes | HOUPARRHNDIELCN06_OLDC_FHPELCE02
DMD | HOUPARRHNDIELCN06_OLDC_FHPELCE02_D83 | Residential heating technology - Electric heating - electric panel from Bauhaus - single-family house - new building - distributed level 0.83 | PJ | MW | ANNUAL |  | yes | HOUPARRHNDIELCN06_OLDC_FHPELCE02
DMD | HOUPARRHNDIELCN01_OLDC_FHPELCE02_D17 | Residential heating technology - Electric heating - single-family house - new building - distributed level 0.17 | PJ | MW | ANNUAL |  | yes | HOUPARRHNDIELCN01_OLDC_FHPELCE02
DMD | HOUPARRHNDIELCN01_OLDC_FHPELCE02_D33 | Residential heating technology - Electric heating - single-family house - new building - distributed level 0.33 | PJ | MW | ANNUAL |  | yes | HOUPARRHNDIELCN01_OLDC_FHPELCE02
DMD | HOUPARRHNDIELCN01_OLDC_FHPELCE02_D50 | Residential heating technology - Electric heating - single-family house - new building - distributed MEAN level | PJ | MW | ANNUAL |  | yes | HOUPARRHNDIELCN01_OLDC_FHPELCE02
DMD | HOUPARRHNDIELCN01_OLDC_FHPELCE02_D67 | Residential heating technology - Electric heating - single-family house - new building - distributed level 0.67 | PJ | MW | ANNUAL |  | yes | HOUPARRHNDIELCN01_OLDC_FHPELCE02
DMD | HOUPARRHNDIELCN01_OLDC_FHPELCE02_D83 | Residential heating technology - Electric heating - single-family house - new building - distributed level 0.83 | PJ | MW | ANNUAL |  | yes | HOUPARRHNDIELCN01_OLDC_FHPELCE02
DMD | HOUPARRHNBHWPEN01_OLDC_FHPELCE02_D17 | Residential heating technology - Biomass boiler, automatic stoking , wood pellets or wood chips - single-family house - existing building - distributed level 0.17 | PJ | MW | ANNUAL |  | yes | HOUPARRHNBHWPEN01_OLDC_FHPELCE02
DMD | HOUPARRHNBHWPEN01_OLDC_FHPELCE02_D33 | Residential heating technology - Biomass boiler, automatic stoking , wood pellets or wood chips - single-family house - existing building - distributed level 0.33 | PJ | MW | ANNUAL |  | yes | HOUPARRHNBHWPEN01_OLDC_FHPELCE02
DMD | HOUPARRHNBHWPEN01_OLDC_FHPELCE02_D50 | Residential heating technology - Biomass boiler, automatic stoking , wood pellets or wood chips - single-family house - existing building - distributed MEAN level | PJ | MW | ANNUAL |  | yes | HOUPARRHNBHWPEN01_OLDC_FHPELCE02
DMD | HOUPARRHNBHWPEN01_OLDC_FHPELCE02_D67 | Residential heating technology - Biomass boiler, automatic stoking , wood pellets or wood chips - single-family house - existing building - distributed level 0.67 | PJ | MW | ANNUAL |  | yes | HOUPARRHNBHWPEN01_OLDC_FHPELCE02
DMD | HOUPARRHNBHWPEN01_OLDC_FHPELCE02_D83 | Residential heating technology - Biomass boiler, automatic stoking , wood pellets or wood chips - single-family house - existing building - distributed level 0.83 | PJ | MW | ANNUAL |  | yes | HOUPARRHNBHWPEN01_OLDC_FHPELCE02
DMD | HOUPARRHNBHDHCN03_OLDC_FHPELCE02_D17 | Residential heating technology - Direct district heating substation - plus connection pipe - single-family house - existing building - distributed level 0.17 | PJ | MW | ANNUAL |  | yes | HOUPARRHNBHDHCN03_OLDC_FHPELCE02
DMD | HOUPARRHNBHDHCN03_OLDC_FHPELCE02_D33 | Residential heating technology - Direct district heating substation - plus connection pipe - single-family house - existing building - distributed level 0.33 | PJ | MW | ANNUAL |  | yes | HOUPARRHNBHDHCN03_OLDC_FHPELCE02
DMD | HOUPARRHNBHDHCN03_OLDC_FHPELCE02_D50 | Residential heating technology - Direct district heating substation - plus connection pipe - single-family house - existing building - distributed MEAN level | PJ | MW | ANNUAL |  | yes | HOUPARRHNBHDHCN03_OLDC_FHPELCE02
DMD | HOUPARRHNBHDHCN03_OLDC_FHPELCE02_D67 | Residential heating technology - Direct district heating substation - plus connection pipe - single-family house - existing building - distributed level 0.67 | PJ | MW | ANNUAL |  | yes | HOUPARRHNBHDHCN03_OLDC_FHPELCE02
DMD | HOUPARRHNBHDHCN03_OLDC_FHPELCE02_D83 | Residential heating technology - Direct district heating substation - plus connection pipe - single-family house - existing building - distributed level 0.83 | PJ | MW | ANNUAL |  | yes | HOUPARRHNBHDHCN03_OLDC_FHPELCE02
DMD | HOUPARRHNHPELCN07_OLDD_FHPELCE02_D17 | Residential heating technology - Heat pump, Air-to-water, low-price product - single-family house - existing building - distributed level 0.17 | PJ | MW | ANNUAL |  | yes | HOUPARRHNHPELCN07_OLDD_FHPELCE02
DMD | HOUPARRHNHPELCN07_OLDD_FHPELCE02_D33 | Residential heating technology - Heat pump, Air-to-water, low-price product - single-family house - existing building - distributed level 0.33 | PJ | MW | ANNUAL |  | yes | HOUPARRHNHPELCN07_OLDD_FHPELCE02
DMD | HOUPARRHNHPELCN07_OLDD_FHPELCE02_D50 | Residential heating technology - Heat pump, Air-to-water, low-price product - single-family house - existing building - distributed MEAN level | PJ | MW | ANNUAL |  | yes | HOUPARRHNHPELCN07_OLDD_FHPELCE02
DMD | HOUPARRHNHPELCN07_OLDD_FHPELCE02_D67 | Residential heating technology - Heat pump, Air-to-water, low-price product - single-family house - existing building - distributed level 0.67 | PJ | MW | ANNUAL |  | yes | HOUPARRHNHPELCN07_OLDD_FHPELCE02
DMD | HOUPARRHNHPELCN07_OLDD_FHPELCE02_D83 | Residential heating technology - Heat pump, Air-to-water, low-price product - single-family house - existing building - distributed level 0.83 | PJ | MW | ANNUAL |  | yes | HOUPARRHNHPELCN07_OLDD_FHPELCE02
DMD | HOUPARRHNHPELCN05_OLDD_FHPELCE02_D17 | Residential heating technology - Heat pump, Air-to-water - leasing - single-family house - existing building - distributed level 0.17 | PJ | MW | ANNUAL |  | yes | HOUPARRHNHPELCN05_OLDD_FHPELCE02
DMD | HOUPARRHNHPELCN05_OLDD_FHPELCE02_D33 | Residential heating technology - Heat pump, Air-to-water - leasing - single-family house - existing building - distributed level 0.33 | PJ | MW | ANNUAL |  | yes | HOUPARRHNHPELCN05_OLDD_FHPELCE02
DMD | HOUPARRHNHPELCN05_OLDD_FHPELCE02_D50 | Residential heating technology - Heat pump, Air-to-water - leasing - single-family house - existing building - distributed MEAN level | PJ | MW | ANNUAL |  | yes | HOUPARRHNHPELCN05_OLDD_FHPELCE02
DMD | HOUPARRHNHPELCN05_OLDD_FHPELCE02_D67 | Residential heating technology - Heat pump, Air-to-water - leasing - single-family house - existing building - distributed level 0.67 | PJ | MW | ANNUAL |  | yes | HOUPARRHNHPELCN05_OLDD_FHPELCE02
DMD | HOUPARRHNHPELCN05_OLDD_FHPELCE02_D83 | Residential heating technology - Heat pump, Air-to-water - leasing - single-family house - existing building - distributed level 0.83 | PJ | MW | ANNUAL |  | yes | HOUPARRHNHPELCN05_OLDD_FHPELCE02
DMD | HOUPARRHNHPELCN04_OLDD_FHPELCE02_D17 | Residential heating technology - Heat pump, Ground source - single-family house - existing building - distributed level 0.17 | PJ | MW | ANNUAL |  | yes | HOUPARRHNHPELCN04_OLDD_FHPELCE02
DMD | HOUPARRHNHPELCN04_OLDD_FHPELCE02_D33 | Residential heating technology - Heat pump, Ground source - single-family house - existing building - distributed level 0.33 | PJ | MW | ANNUAL |  | yes | HOUPARRHNHPELCN04_OLDD_FHPELCE02
DMD | HOUPARRHNHPELCN04_OLDD_FHPELCE02_D50 | Residential heating technology - Heat pump, Ground source - single-family house - existing building - distributed MEAN level | PJ | MW | ANNUAL |  | yes | HOUPARRHNHPELCN04_OLDD_FHPELCE02
DMD | HOUPARRHNHPELCN04_OLDD_FHPELCE02_D67 | Residential heating technology - Heat pump, Ground source - single-family house - existing building - distributed level 0.67 | PJ | MW | ANNUAL |  | yes | HOUPARRHNHPELCN04_OLDD_FHPELCE02
DMD | HOUPARRHNHPELCN04_OLDD_FHPELCE02_D83 | Residential heating technology - Heat pump, Ground source - single-family house - existing building - distributed level 0.83 | PJ | MW | ANNUAL |  | yes | HOUPARRHNHPELCN04_OLDD_FHPELCE02
DMD | HOUPARRHNHPELCN03_OLDD_FHPELCE02_D17 | Residential heating technology - Heat pump, Air-to-water - single-family house - existing building - distributed level 0.17 | PJ | MW | ANNUAL |  | yes | HOUPARRHNHPELCN03_OLDD_FHPELCE02
DMD | HOUPARRHNHPELCN03_OLDD_FHPELCE02_D33 | Residential heating technology - Heat pump, Air-to-water - single-family house - existing building - distributed level 0.33 | PJ | MW | ANNUAL |  | yes | HOUPARRHNHPELCN03_OLDD_FHPELCE02
DMD | HOUPARRHNHPELCN03_OLDD_FHPELCE02_D50 | Residential heating technology - Heat pump, Air-to-water - single-family house - existing building - distributed MEAN level | PJ | MW | ANNUAL |  | yes | HOUPARRHNHPELCN03_OLDD_FHPELCE02
DMD | HOUPARRHNHPELCN03_OLDD_FHPELCE02_D67 | Residential heating technology - Heat pump, Air-to-water - single-family house - existing building - distributed level 0.67 | PJ | MW | ANNUAL |  | yes | HOUPARRHNHPELCN03_OLDD_FHPELCE02
DMD | HOUPARRHNHPELCN03_OLDD_FHPELCE02_D83 | Residential heating technology - Heat pump, Air-to-water - single-family house - existing building - distributed level 0.83 | PJ | MW | ANNUAL |  | yes | HOUPARRHNHPELCN03_OLDD_FHPELCE02
DMD | HOUPARRHNHPELCN02_OLDD_FHPELCE02_D17 | Residential heating technology - Heat pump, Air-to-air - single-family house - existing building - distributed level 0.17 | PJ | MW | ANNUAL |  | yes | HOUPARRHNHPELCN02_OLDD_FHPELCE02
DMD | HOUPARRHNHPELCN02_OLDD_FHPELCE02_D33 | Residential heating technology - Heat pump, Air-to-air - single-family house - existing building - distributed level 0.33 | PJ | MW | ANNUAL |  | yes | HOUPARRHNHPELCN02_OLDD_FHPELCE02
DMD | HOUPARRHNHPELCN02_OLDD_FHPELCE02_D50 | Residential heating technology - Heat pump, Air-to-air - single-family house - existing building - distributed MEAN level | PJ | MW | ANNUAL |  | yes | HOUPARRHNHPELCN02_OLDD_FHPELCE02
DMD | HOUPARRHNHPELCN02_OLDD_FHPELCE02_D67 | Residential heating technology - Heat pump, Air-to-air - single-family house - existing building - distributed level 0.67 | PJ | MW | ANNUAL |  | yes | HOUPARRHNHPELCN02_OLDD_FHPELCE02
DMD | HOUPARRHNHPELCN02_OLDD_FHPELCE02_D83 | Residential heating technology - Heat pump, Air-to-air - single-family house - existing building - distributed level 0.83 | PJ | MW | ANNUAL |  | yes | HOUPARRHNHPELCN02_OLDD_FHPELCE02
DMD | HOUPARRHNDIELCN06_OLDD_FHPELCE02_D17 | Residential heating technology - Electric heating - electric panel from Bauhaus - single-family house - new building - distributed level 0.17 | PJ | MW | ANNUAL |  | yes | HOUPARRHNDIELCN06_OLDD_FHPELCE02
DMD | HOUPARRHNDIELCN06_OLDD_FHPELCE02_D33 | Residential heating technology - Electric heating - electric panel from Bauhaus - single-family house - new building - distributed level 0.33 | PJ | MW | ANNUAL |  | yes | HOUPARRHNDIELCN06_OLDD_FHPELCE02
DMD | HOUPARRHNDIELCN06_OLDD_FHPELCE02_D50 | Residential heating technology - Electric heating - electric panel from Bauhaus - single-family house - new building - distributed MEAN level | PJ | MW | ANNUAL |  | yes | HOUPARRHNDIELCN06_OLDD_FHPELCE02
DMD | HOUPARRHNDIELCN06_OLDD_FHPELCE02_D67 | Residential heating technology - Electric heating - electric panel from Bauhaus - single-family house - new building - distributed level 0.67 | PJ | MW | ANNUAL |  | yes | HOUPARRHNDIELCN06_OLDD_FHPELCE02
DMD | HOUPARRHNDIELCN06_OLDD_FHPELCE02_D83 | Residential heating technology - Electric heating - electric panel from Bauhaus - single-family house - new building - distributed level 0.83 | PJ | MW | ANNUAL |  | yes | HOUPARRHNDIELCN06_OLDD_FHPELCE02
DMD | HOUPARRHNDIELCN01_OLDD_FHPELCE02_D17 | Residential heating technology - Electric heating - single-family house - new building - distributed level 0.17 | PJ | MW | ANNUAL |  | yes | HOUPARRHNDIELCN01_OLDD_FHPELCE02
DMD | HOUPARRHNDIELCN01_OLDD_FHPELCE02_D33 | Residential heating technology - Electric heating - single-family house - new building - distributed level 0.33 | PJ | MW | ANNUAL |  | yes | HOUPARRHNDIELCN01_OLDD_FHPELCE02
DMD | HOUPARRHNDIELCN01_OLDD_FHPELCE02_D50 | Residential heating technology - Electric heating - single-family house - new building - distributed MEAN level | PJ | MW | ANNUAL |  | yes | HOUPARRHNDIELCN01_OLDD_FHPELCE02
DMD | HOUPARRHNDIELCN01_OLDD_FHPELCE02_D67 | Residential heating technology - Electric heating - single-family house - new building - distributed level 0.67 | PJ | MW | ANNUAL |  | yes | HOUPARRHNDIELCN01_OLDD_FHPELCE02
DMD | HOUPARRHNDIELCN01_OLDD_FHPELCE02_D83 | Residential heating technology - Electric heating - single-family house - new building - distributed level 0.83 | PJ | MW | ANNUAL |  | yes | HOUPARRHNDIELCN01_OLDD_FHPELCE02
DMD | HOUPARRHNBHWPEN01_OLDD_FHPELCE02_D17 | Residential heating technology - Biomass boiler, automatic stoking , wood pellets or wood chips - single-family house - existing building - distributed level 0.17 | PJ | MW | ANNUAL |  | yes | HOUPARRHNBHWPEN01_OLDD_FHPELCE02
DMD | HOUPARRHNBHWPEN01_OLDD_FHPELCE02_D33 | Residential heating technology - Biomass boiler, automatic stoking , wood pellets or wood chips - single-family house - existing building - distributed level 0.33 | PJ | MW | ANNUAL |  | yes | HOUPARRHNBHWPEN01_OLDD_FHPELCE02
DMD | HOUPARRHNBHWPEN01_OLDD_FHPELCE02_D50 | Residential heating technology - Biomass boiler, automatic stoking , wood pellets or wood chips - single-family house - existing building - distributed MEAN level | PJ | MW | ANNUAL |  | yes | HOUPARRHNBHWPEN01_OLDD_FHPELCE02
DMD | HOUPARRHNBHWPEN01_OLDD_FHPELCE02_D67 | Residential heating technology - Biomass boiler, automatic stoking , wood pellets or wood chips - single-family house - existing building - distributed level 0.67 | PJ | MW | ANNUAL |  | yes | HOUPARRHNBHWPEN01_OLDD_FHPELCE02
DMD | HOUPARRHNBHWPEN01_OLDD_FHPELCE02_D83 | Residential heating technology - Biomass boiler, automatic stoking , wood pellets or wood chips - single-family house - existing building - distributed level 0.83 | PJ | MW | ANNUAL |  | yes | HOUPARRHNBHWPEN01_OLDD_FHPELCE02
DMD | HOUPARRHNBHDHDN03_OLDD_FHPELCE02_D17 | Residential heating technology - Direct district heating substation - plus connection pipe - single-family house - existing building - distributed level 0.17 | PJ | MW | ANNUAL |  | yes | HOUPARRHNBHDHDN03_OLDD_FHPELCE02
DMD | HOUPARRHNBHDHDN03_OLDD_FHPELCE02_D33 | Residential heating technology - Direct district heating substation - plus connection pipe - single-family house - existing building - distributed level 0.33 | PJ | MW | ANNUAL |  | yes | HOUPARRHNBHDHDN03_OLDD_FHPELCE02
DMD | HOUPARRHNBHDHDN03_OLDD_FHPELCE02_D50 | Residential heating technology - Direct district heating substation - plus connection pipe - single-family house - existing building - distributed MEAN level | PJ | MW | ANNUAL |  | yes | HOUPARRHNBHDHDN03_OLDD_FHPELCE02
DMD | HOUPARRHNBHDHDN03_OLDD_FHPELCE02_D67 | Residential heating technology - Direct district heating substation - plus connection pipe - single-family house - existing building - distributed level 0.67 | PJ | MW | ANNUAL |  | yes | HOUPARRHNBHDHDN03_OLDD_FHPELCE02
DMD | HOUPARRHNBHDHDN03_OLDD_FHPELCE02_D83 | Residential heating technology - Direct district heating substation - plus connection pipe - single-family house - existing building - distributed level 0.83 | PJ | MW | ANNUAL |  | yes | HOUPARRHNBHDHDN03_OLDD_FHPELCE02
DMD | HOUPARRHNHPELCN07_OLDI_FHPELCE02_D17 | Residential heating technology - Heat pump, Air-to-water, low-price product - single-family house - existing building - distributed level 0.17 | PJ | MW | ANNUAL |  | yes | HOUPARRHNHPELCN07_OLDI_FHPELCE02
DMD | HOUPARRHNHPELCN07_OLDI_FHPELCE02_D33 | Residential heating technology - Heat pump, Air-to-water, low-price product - single-family house - existing building - distributed level 0.33 | PJ | MW | ANNUAL |  | yes | HOUPARRHNHPELCN07_OLDI_FHPELCE02
DMD | HOUPARRHNHPELCN07_OLDI_FHPELCE02_D50 | Residential heating technology - Heat pump, Air-to-water, low-price product - single-family house - existing building - distributed MEAN level | PJ | MW | ANNUAL |  | yes | HOUPARRHNHPELCN07_OLDI_FHPELCE02
DMD | HOUPARRHNHPELCN07_OLDI_FHPELCE02_D67 | Residential heating technology - Heat pump, Air-to-water, low-price product - single-family house - existing building - distributed level 0.67 | PJ | MW | ANNUAL |  | yes | HOUPARRHNHPELCN07_OLDI_FHPELCE02
DMD | HOUPARRHNHPELCN07_OLDI_FHPELCE02_D83 | Residential heating technology - Heat pump, Air-to-water, low-price product - single-family house - existing building - distributed level 0.83 | PJ | MW | ANNUAL |  | yes | HOUPARRHNHPELCN07_OLDI_FHPELCE02
DMD | HOUPARRHNHPELCN05_OLDI_FHPELCE02_D17 | Residential heating technology - Heat pump, Air-to-water - leasing - single-family house - existing building - distributed level 0.17 | PJ | MW | ANNUAL |  | yes | HOUPARRHNHPELCN05_OLDI_FHPELCE02
DMD | HOUPARRHNHPELCN05_OLDI_FHPELCE02_D33 | Residential heating technology - Heat pump, Air-to-water - leasing - single-family house - existing building - distributed level 0.33 | PJ | MW | ANNUAL |  | yes | HOUPARRHNHPELCN05_OLDI_FHPELCE02
DMD | HOUPARRHNHPELCN05_OLDI_FHPELCE02_D50 | Residential heating technology - Heat pump, Air-to-water - leasing - single-family house - existing building - distributed MEAN level | PJ | MW | ANNUAL |  | yes | HOUPARRHNHPELCN05_OLDI_FHPELCE02
DMD | HOUPARRHNHPELCN05_OLDI_FHPELCE02_D67 | Residential heating technology - Heat pump, Air-to-water - leasing - single-family house - existing building - distributed level 0.67 | PJ | MW | ANNUAL |  | yes | HOUPARRHNHPELCN05_OLDI_FHPELCE02
DMD | HOUPARRHNHPELCN05_OLDI_FHPELCE02_D83 | Residential heating technology - Heat pump, Air-to-water - leasing - single-family house - existing building - distributed level 0.83 | PJ | MW | ANNUAL |  | yes | HOUPARRHNHPELCN05_OLDI_FHPELCE02
DMD | HOUPARRHNHPELCN04_OLDI_FHPELCE02_D17 | Residential heating technology - Heat pump, Ground source - single-family house - existing building - distributed level 0.17 | PJ | MW | ANNUAL |  | yes | HOUPARRHNHPELCN04_OLDI_FHPELCE02
DMD | HOUPARRHNHPELCN04_OLDI_FHPELCE02_D33 | Residential heating technology - Heat pump, Ground source - single-family house - existing building - distributed level 0.33 | PJ | MW | ANNUAL |  | yes | HOUPARRHNHPELCN04_OLDI_FHPELCE02
DMD | HOUPARRHNHPELCN04_OLDI_FHPELCE02_D50 | Residential heating technology - Heat pump, Ground source - single-family house - existing building - distributed MEAN level | PJ | MW | ANNUAL |  | yes | HOUPARRHNHPELCN04_OLDI_FHPELCE02
DMD | HOUPARRHNHPELCN04_OLDI_FHPELCE02_D67 | Residential heating technology - Heat pump, Ground source - single-family house - existing building - distributed level 0.67 | PJ | MW | ANNUAL |  | yes | HOUPARRHNHPELCN04_OLDI_FHPELCE02
DMD | HOUPARRHNHPELCN04_OLDI_FHPELCE02_D83 | Residential heating technology - Heat pump, Ground source - single-family house - existing building - distributed level 0.83 | PJ | MW | ANNUAL |  | yes | HOUPARRHNHPELCN04_OLDI_FHPELCE02
DMD | HOUPARRHNHPELCN03_OLDI_FHPELCE02_D17 | Residential heating technology - Heat pump, Air-to-water - single-family house - existing building - distributed level 0.17 | PJ | MW | ANNUAL |  | yes | HOUPARRHNHPELCN03_OLDI_FHPELCE02
DMD | HOUPARRHNHPELCN03_OLDI_FHPELCE02_D33 | Residential heating technology - Heat pump, Air-to-water - single-family house - existing building - distributed level 0.33 | PJ | MW | ANNUAL |  | yes | HOUPARRHNHPELCN03_OLDI_FHPELCE02
DMD | HOUPARRHNHPELCN03_OLDI_FHPELCE02_D50 | Residential heating technology - Heat pump, Air-to-water - single-family house - existing building - distributed MEAN level | PJ | MW | ANNUAL |  | yes | HOUPARRHNHPELCN03_OLDI_FHPELCE02
DMD | HOUPARRHNHPELCN03_OLDI_FHPELCE02_D67 | Residential heating technology - Heat pump, Air-to-water - single-family house - existing building - distributed level 0.67 | PJ | MW | ANNUAL |  | yes | HOUPARRHNHPELCN03_OLDI_FHPELCE02
DMD | HOUPARRHNHPELCN03_OLDI_FHPELCE02_D83 | Residential heating technology - Heat pump, Air-to-water - single-family house - existing building - distributed level 0.83 | PJ | MW | ANNUAL |  | yes | HOUPARRHNHPELCN03_OLDI_FHPELCE02
DMD | HOUPARRHNHPELCN02_OLDI_FHPELCE02_D17 | Residential heating technology - Heat pump, Air-to-air - single-family house - existing building - distributed level 0.17 | PJ | MW | ANNUAL |  | yes | HOUPARRHNHPELCN02_OLDI_FHPELCE02
DMD | HOUPARRHNHPELCN02_OLDI_FHPELCE02_D33 | Residential heating technology - Heat pump, Air-to-air - single-family house - existing building - distributed level 0.33 | PJ | MW | ANNUAL |  | yes | HOUPARRHNHPELCN02_OLDI_FHPELCE02
DMD | HOUPARRHNHPELCN02_OLDI_FHPELCE02_D50 | Residential heating technology - Heat pump, Air-to-air - single-family house - existing building - distributed MEAN level | PJ | MW | ANNUAL |  | yes | HOUPARRHNHPELCN02_OLDI_FHPELCE02
DMD | HOUPARRHNHPELCN02_OLDI_FHPELCE02_D67 | Residential heating technology - Heat pump, Air-to-air - single-family house - existing building - distributed level 0.67 | PJ | MW | ANNUAL |  | yes | HOUPARRHNHPELCN02_OLDI_FHPELCE02
DMD | HOUPARRHNHPELCN02_OLDI_FHPELCE02_D83 | Residential heating technology - Heat pump, Air-to-air - single-family house - existing building - distributed level 0.83 | PJ | MW | ANNUAL |  | yes | HOUPARRHNHPELCN02_OLDI_FHPELCE02
DMD | HOUPARRHNDIELCN06_OLDI_FHPELCE02_D17 | Residential heating technology - Electric heating - electric panel from Bauhaus - single-family house - new building - distributed level 0.17 | PJ | MW | ANNUAL |  | yes | HOUPARRHNDIELCN06_OLDI_FHPELCE02
DMD | HOUPARRHNDIELCN06_OLDI_FHPELCE02_D33 | Residential heating technology - Electric heating - electric panel from Bauhaus - single-family house - new building - distributed level 0.33 | PJ | MW | ANNUAL |  | yes | HOUPARRHNDIELCN06_OLDI_FHPELCE02
DMD | HOUPARRHNDIELCN06_OLDI_FHPELCE02_D50 | Residential heating technology - Electric heating - electric panel from Bauhaus - single-family house - new building - distributed MEAN level | PJ | MW | ANNUAL |  | yes | HOUPARRHNDIELCN06_OLDI_FHPELCE02
DMD | HOUPARRHNDIELCN06_OLDI_FHPELCE02_D67 | Residential heating technology - Electric heating - electric panel from Bauhaus - single-family house - new building - distributed level 0.67 | PJ | MW | ANNUAL |  | yes | HOUPARRHNDIELCN06_OLDI_FHPELCE02
DMD | HOUPARRHNDIELCN06_OLDI_FHPELCE02_D83 | Residential heating technology - Electric heating - electric panel from Bauhaus - single-family house - new building - distributed level 0.83 | PJ | MW | ANNUAL |  | yes | HOUPARRHNDIELCN06_OLDI_FHPELCE02
DMD | HOUPARRHNDIELCN01_OLDI_FHPELCE02_D17 | Residential heating technology - Electric heating - single-family house - new building - distributed level 0.17 | PJ | MW | ANNUAL |  | yes | HOUPARRHNDIELCN01_OLDI_FHPELCE02
DMD | HOUPARRHNDIELCN01_OLDI_FHPELCE02_D33 | Residential heating technology - Electric heating - single-family house - new building - distributed level 0.33 | PJ | MW | ANNUAL |  | yes | HOUPARRHNDIELCN01_OLDI_FHPELCE02
DMD | HOUPARRHNDIELCN01_OLDI_FHPELCE02_D50 | Residential heating technology - Electric heating - single-family house - new building - distributed MEAN level | PJ | MW | ANNUAL |  | yes | HOUPARRHNDIELCN01_OLDI_FHPELCE02
DMD | HOUPARRHNDIELCN01_OLDI_FHPELCE02_D67 | Residential heating technology - Electric heating - single-family house - new building - distributed level 0.67 | PJ | MW | ANNUAL |  | yes | HOUPARRHNDIELCN01_OLDI_FHPELCE02
DMD | HOUPARRHNDIELCN01_OLDI_FHPELCE02_D83 | Residential heating technology - Electric heating - single-family house - new building - distributed level 0.83 | PJ | MW | ANNUAL |  | yes | HOUPARRHNDIELCN01_OLDI_FHPELCE02
DMD | HOUPARRHNBHWPEN01_OLDI_FHPELCE02_D17 | Residential heating technology - Biomass boiler, automatic stoking , wood pellets or wood chips - single-family house - existing building - distributed level 0.17 | PJ | MW | ANNUAL |  | yes | HOUPARRHNBHWPEN01_OLDI_FHPELCE02
DMD | HOUPARRHNBHWPEN01_OLDI_FHPELCE02_D33 | Residential heating technology - Biomass boiler, automatic stoking , wood pellets or wood chips - single-family house - existing building - distributed level 0.33 | PJ | MW | ANNUAL |  | yes | HOUPARRHNBHWPEN01_OLDI_FHPELCE02
DMD | HOUPARRHNBHWPEN01_OLDI_FHPELCE02_D50 | Residential heating technology - Biomass boiler, automatic stoking , wood pellets or wood chips - single-family house - existing building - distributed MEAN level | PJ | MW | ANNUAL |  | yes | HOUPARRHNBHWPEN01_OLDI_FHPELCE02
DMD | HOUPARRHNBHWPEN01_OLDI_FHPELCE02_D67 | Residential heating technology - Biomass boiler, automatic stoking , wood pellets or wood chips - single-family house - existing building - distributed level 0.67 | PJ | MW | ANNUAL |  | yes | HOUPARRHNBHWPEN01_OLDI_FHPELCE02
DMD | HOUPARRHNBHWPEN01_OLDI_FHPELCE02_D83 | Residential heating technology - Biomass boiler, automatic stoking , wood pellets or wood chips - single-family house - existing building - distributed level 0.83 | PJ | MW | ANNUAL |  | yes | HOUPARRHNBHWPEN01_OLDI_FHPELCE02
DMD | HOUPARRHNBHDHDN09_OLDI_FHPELCE02_D17 | Residential heating technology - Direct district heating substation - plus connection pipe - plus distribution (heating density: low ) - single-family house - existing building - distributed level 0.17 | PJ | MW | ANNUAL |  | yes | HOUPARRHNBHDHDN09_OLDI_FHPELCE02
DMD | HOUPARRHNBHDHDN09_OLDI_FHPELCE02_D33 | Residential heating technology - Direct district heating substation - plus connection pipe - plus distribution (heating density: low ) - single-family house - existing building - distributed level 0.33 | PJ | MW | ANNUAL |  | yes | HOUPARRHNBHDHDN09_OLDI_FHPELCE02
DMD | HOUPARRHNBHDHDN09_OLDI_FHPELCE02_D50 | Residential heating technology - Direct district heating substation - plus connection pipe - plus distribution (heating density: low ) - single-family house - existing building - distributed MEAN level | PJ | MW | ANNUAL |  | yes | HOUPARRHNBHDHDN09_OLDI_FHPELCE02
DMD | HOUPARRHNBHDHDN09_OLDI_FHPELCE02_D67 | Residential heating technology - Direct district heating substation - plus connection pipe - plus distribution (heating density: low ) - single-family house - existing building - distributed level 0.67 | PJ | MW | ANNUAL |  | yes | HOUPARRHNBHDHDN09_OLDI_FHPELCE02
DMD | HOUPARRHNBHDHDN09_OLDI_FHPELCE02_D83 | Residential heating technology - Direct district heating substation - plus connection pipe - plus distribution (heating density: low ) - single-family house - existing building - distributed level 0.83 | PJ | MW | ANNUAL |  | yes | HOUPARRHNBHDHDN09_OLDI_FHPELCE02
DMD | HOUPARRHNBHDHDN07_OLDI_FHPELCE02_D17 | Residential heating technology - Direct district heating substation - plus connection pipe - plus distribution (heating density: medium ) - single-family house - existing building - distributed level 0.17 | PJ | MW | ANNUAL |  | yes | HOUPARRHNBHDHDN07_OLDI_FHPELCE02
DMD | HOUPARRHNBHDHDN07_OLDI_FHPELCE02_D33 | Residential heating technology - Direct district heating substation - plus connection pipe - plus distribution (heating density: medium ) - single-family house - existing building - distributed level 0.33 | PJ | MW | ANNUAL |  | yes | HOUPARRHNBHDHDN07_OLDI_FHPELCE02
DMD | HOUPARRHNBHDHDN07_OLDI_FHPELCE02_D50 | Residential heating technology - Direct district heating substation - plus connection pipe - plus distribution (heating density: medium ) - single-family house - existing building - distributed MEAN level | PJ | MW | ANNUAL |  | yes | HOUPARRHNBHDHDN07_OLDI_FHPELCE02
DMD | HOUPARRHNBHDHDN07_OLDI_FHPELCE02_D67 | Residential heating technology - Direct district heating substation - plus connection pipe - plus distribution (heating density: medium ) - single-family house - existing building - distributed level 0.67 | PJ | MW | ANNUAL |  | yes | HOUPARRHNBHDHDN07_OLDI_FHPELCE02
DMD | HOUPARRHNBHDHDN07_OLDI_FHPELCE02_D83 | Residential heating technology - Direct district heating substation - plus connection pipe - plus distribution (heating density: medium ) - single-family house - existing building - distributed level 0.83 | PJ | MW | ANNUAL |  | yes | HOUPARRHNBHDHDN07_OLDI_FHPELCE02
DMD | HOUPARRHNBHDHDN05_OLDI_FHPELCE02_D17 | Residential heating technology - Direct district heating substation - plus connection pipe - plus distribution (heating density: high ) - single-family house - existing building - distributed level 0.17 | PJ | MW | ANNUAL |  | yes | HOUPARRHNBHDHDN05_OLDI_FHPELCE02
DMD | HOUPARRHNBHDHDN05_OLDI_FHPELCE02_D33 | Residential heating technology - Direct district heating substation - plus connection pipe - plus distribution (heating density: high ) - single-family house - existing building - distributed level 0.33 | PJ | MW | ANNUAL |  | yes | HOUPARRHNBHDHDN05_OLDI_FHPELCE02
DMD | HOUPARRHNBHDHDN05_OLDI_FHPELCE02_D50 | Residential heating technology - Direct district heating substation - plus connection pipe - plus distribution (heating density: high ) - single-family house - existing building - distributed MEAN level | PJ | MW | ANNUAL |  | yes | HOUPARRHNBHDHDN05_OLDI_FHPELCE02
DMD | HOUPARRHNBHDHDN05_OLDI_FHPELCE02_D67 | Residential heating technology - Direct district heating substation - plus connection pipe - plus distribution (heating density: high ) - single-family house - existing building - distributed level 0.67 | PJ | MW | ANNUAL |  | yes | HOUPARRHNBHDHDN05_OLDI_FHPELCE02
DMD | HOUPARRHNBHDHDN05_OLDI_FHPELCE02_D83 | Residential heating technology - Direct district heating substation - plus connection pipe - plus distribution (heating density: high ) - single-family house - existing building - distributed level 0.83 | PJ | MW | ANNUAL |  | yes | HOUPARRHNBHDHDN05_OLDI_FHPELCE02
DMD | HOUPARRHNBHDHCN09_OLDI_FHPELCE02_D17 | Residential heating technology - Direct district heating substation - plus connection pipe - plus distribution (heating density: low ) - single-family house - existing building - distributed level 0.17 | PJ | MW | ANNUAL |  | yes | HOUPARRHNBHDHCN09_OLDI_FHPELCE02
DMD | HOUPARRHNBHDHCN09_OLDI_FHPELCE02_D33 | Residential heating technology - Direct district heating substation - plus connection pipe - plus distribution (heating density: low ) - single-family house - existing building - distributed level 0.33 | PJ | MW | ANNUAL |  | yes | HOUPARRHNBHDHCN09_OLDI_FHPELCE02
DMD | HOUPARRHNBHDHCN09_OLDI_FHPELCE02_D50 | Residential heating technology - Direct district heating substation - plus connection pipe - plus distribution (heating density: low ) - single-family house - existing building - distributed MEAN level | PJ | MW | ANNUAL |  | yes | HOUPARRHNBHDHCN09_OLDI_FHPELCE02
DMD | HOUPARRHNBHDHCN09_OLDI_FHPELCE02_D67 | Residential heating technology - Direct district heating substation - plus connection pipe - plus distribution (heating density: low ) - single-family house - existing building - distributed level 0.67 | PJ | MW | ANNUAL |  | yes | HOUPARRHNBHDHCN09_OLDI_FHPELCE02
DMD | HOUPARRHNBHDHCN09_OLDI_FHPELCE02_D83 | Residential heating technology - Direct district heating substation - plus connection pipe - plus distribution (heating density: low ) - single-family house - existing building - distributed level 0.83 | PJ | MW | ANNUAL |  | yes | HOUPARRHNBHDHCN09_OLDI_FHPELCE02
DMD | HOUPARRHNBHDHCN07_OLDI_FHPELCE02_D17 | Residential heating technology - Direct district heating substation - plus connection pipe - plus distribution (heating density: medium ) - single-family house - existing building - distributed level 0.17 | PJ | MW | ANNUAL |  | yes | HOUPARRHNBHDHCN07_OLDI_FHPELCE02
DMD | HOUPARRHNBHDHCN07_OLDI_FHPELCE02_D33 | Residential heating technology - Direct district heating substation - plus connection pipe - plus distribution (heating density: medium ) - single-family house - existing building - distributed level 0.33 | PJ | MW | ANNUAL |  | yes | HOUPARRHNBHDHCN07_OLDI_FHPELCE02
DMD | HOUPARRHNBHDHCN07_OLDI_FHPELCE02_D50 | Residential heating technology - Direct district heating substation - plus connection pipe - plus distribution (heating density: medium ) - single-family house - existing building - distributed MEAN level | PJ | MW | ANNUAL |  | yes | HOUPARRHNBHDHCN07_OLDI_FHPELCE02
DMD | HOUPARRHNBHDHCN07_OLDI_FHPELCE02_D67 | Residential heating technology - Direct district heating substation - plus connection pipe - plus distribution (heating density: medium ) - single-family house - existing building - distributed level 0.67 | PJ | MW | ANNUAL |  | yes | HOUPARRHNBHDHCN07_OLDI_FHPELCE02
DMD | HOUPARRHNBHDHCN07_OLDI_FHPELCE02_D83 | Residential heating technology - Direct district heating substation - plus connection pipe - plus distribution (heating density: medium ) - single-family house - existing building - distributed level 0.83 | PJ | MW | ANNUAL |  | yes | HOUPARRHNBHDHCN07_OLDI_FHPELCE02
DMD | HOUPARRHNBHDHCN05_OLDI_FHPELCE02_D17 | Residential heating technology - Direct district heating substation - plus connection pipe - plus distribution (heating density: high ) - single-family house - existing building - distributed level 0.17 | PJ | MW | ANNUAL |  | yes | HOUPARRHNBHDHCN05_OLDI_FHPELCE02
DMD | HOUPARRHNBHDHCN05_OLDI_FHPELCE02_D33 | Residential heating technology - Direct district heating substation - plus connection pipe - plus distribution (heating density: high ) - single-family house - existing building - distributed level 0.33 | PJ | MW | ANNUAL |  | yes | HOUPARRHNBHDHCN05_OLDI_FHPELCE02
DMD | HOUPARRHNBHDHCN05_OLDI_FHPELCE02_D50 | Residential heating technology - Direct district heating substation - plus connection pipe - plus distribution (heating density: high ) - single-family house - existing building - distributed MEAN level | PJ | MW | ANNUAL |  | yes | HOUPARRHNBHDHCN05_OLDI_FHPELCE02
DMD | HOUPARRHNBHDHCN05_OLDI_FHPELCE02_D67 | Residential heating technology - Direct district heating substation - plus connection pipe - plus distribution (heating density: high ) - single-family house - existing building - distributed level 0.67 | PJ | MW | ANNUAL |  | yes | HOUPARRHNBHDHCN05_OLDI_FHPELCE02
DMD | HOUPARRHNBHDHCN05_OLDI_FHPELCE02_D83 | Residential heating technology - Direct district heating substation - plus connection pipe - plus distribution (heating density: high ) - single-family house - existing building - distributed level 0.83 | PJ | MW | ANNUAL |  | yes | HOUPARRHNBHDHCN05_OLDI_FHPELCE02
DMD | HOUPARRHNHPELCN07_OLDC_FHPELCE03_D17 | Residential heating technology - Heat pump, Air-to-water, low-price product - single-family house - existing building - distributed level 0.17 | PJ | MW | ANNUAL |  | yes | HOUPARRHNHPELCN07_OLDC_FHPELCE03
DMD | HOUPARRHNHPELCN07_OLDC_FHPELCE03_D33 | Residential heating technology - Heat pump, Air-to-water, low-price product - single-family house - existing building - distributed level 0.33 | PJ | MW | ANNUAL |  | yes | HOUPARRHNHPELCN07_OLDC_FHPELCE03
DMD | HOUPARRHNHPELCN07_OLDC_FHPELCE03_D50 | Residential heating technology - Heat pump, Air-to-water, low-price product - single-family house - existing building - distributed MEAN level | PJ | MW | ANNUAL |  | yes | HOUPARRHNHPELCN07_OLDC_FHPELCE03
DMD | HOUPARRHNHPELCN07_OLDC_FHPELCE03_D67 | Residential heating technology - Heat pump, Air-to-water, low-price product - single-family house - existing building - distributed level 0.67 | PJ | MW | ANNUAL |  | yes | HOUPARRHNHPELCN07_OLDC_FHPELCE03
DMD | HOUPARRHNHPELCN07_OLDC_FHPELCE03_D83 | Residential heating technology - Heat pump, Air-to-water, low-price product - single-family house - existing building - distributed level 0.83 | PJ | MW | ANNUAL |  | yes | HOUPARRHNHPELCN07_OLDC_FHPELCE03
DMD | HOUPARRHNHPELCN05_OLDC_FHPELCE03_D17 | Residential heating technology - Heat pump, Air-to-water - leasing - single-family house - existing building - distributed level 0.17 | PJ | MW | ANNUAL |  | yes | HOUPARRHNHPELCN05_OLDC_FHPELCE03
DMD | HOUPARRHNHPELCN05_OLDC_FHPELCE03_D33 | Residential heating technology - Heat pump, Air-to-water - leasing - single-family house - existing building - distributed level 0.33 | PJ | MW | ANNUAL |  | yes | HOUPARRHNHPELCN05_OLDC_FHPELCE03
DMD | HOUPARRHNHPELCN05_OLDC_FHPELCE03_D50 | Residential heating technology - Heat pump, Air-to-water - leasing - single-family house - existing building - distributed MEAN level | PJ | MW | ANNUAL |  | yes | HOUPARRHNHPELCN05_OLDC_FHPELCE03
DMD | HOUPARRHNHPELCN05_OLDC_FHPELCE03_D67 | Residential heating technology - Heat pump, Air-to-water - leasing - single-family house - existing building - distributed level 0.67 | PJ | MW | ANNUAL |  | yes | HOUPARRHNHPELCN05_OLDC_FHPELCE03
DMD | HOUPARRHNHPELCN05_OLDC_FHPELCE03_D83 | Residential heating technology - Heat pump, Air-to-water - leasing - single-family house - existing building - distributed level 0.83 | PJ | MW | ANNUAL |  | yes | HOUPARRHNHPELCN05_OLDC_FHPELCE03
DMD | HOUPARRHNHPELCN04_OLDC_FHPELCE03_D17 | Residential heating technology - Heat pump, Ground source - single-family house - existing building - distributed level 0.17 | PJ | MW | ANNUAL |  | yes | HOUPARRHNHPELCN04_OLDC_FHPELCE03
DMD | HOUPARRHNHPELCN04_OLDC_FHPELCE03_D33 | Residential heating technology - Heat pump, Ground source - single-family house - existing building - distributed level 0.33 | PJ | MW | ANNUAL |  | yes | HOUPARRHNHPELCN04_OLDC_FHPELCE03
DMD | HOUPARRHNHPELCN04_OLDC_FHPELCE03_D50 | Residential heating technology - Heat pump, Ground source - single-family house - existing building - distributed MEAN level | PJ | MW | ANNUAL |  | yes | HOUPARRHNHPELCN04_OLDC_FHPELCE03
DMD | HOUPARRHNHPELCN04_OLDC_FHPELCE03_D67 | Residential heating technology - Heat pump, Ground source - single-family house - existing building - distributed level 0.67 | PJ | MW | ANNUAL |  | yes | HOUPARRHNHPELCN04_OLDC_FHPELCE03
DMD | HOUPARRHNHPELCN04_OLDC_FHPELCE03_D83 | Residential heating technology - Heat pump, Ground source - single-family house - existing building - distributed level 0.83 | PJ | MW | ANNUAL |  | yes | HOUPARRHNHPELCN04_OLDC_FHPELCE03
DMD | HOUPARRHNHPELCN03_OLDC_FHPELCE03_D17 | Residential heating technology - Heat pump, Air-to-water - single-family house - existing building - distributed level 0.17 | PJ | MW | ANNUAL |  | yes | HOUPARRHNHPELCN03_OLDC_FHPELCE03
DMD | HOUPARRHNHPELCN03_OLDC_FHPELCE03_D33 | Residential heating technology - Heat pump, Air-to-water - single-family house - existing building - distributed level 0.33 | PJ | MW | ANNUAL |  | yes | HOUPARRHNHPELCN03_OLDC_FHPELCE03
DMD | HOUPARRHNHPELCN03_OLDC_FHPELCE03_D50 | Residential heating technology - Heat pump, Air-to-water - single-family house - existing building - distributed MEAN level | PJ | MW | ANNUAL |  | yes | HOUPARRHNHPELCN03_OLDC_FHPELCE03
DMD | HOUPARRHNHPELCN03_OLDC_FHPELCE03_D67 | Residential heating technology - Heat pump, Air-to-water - single-family house - existing building - distributed level 0.67 | PJ | MW | ANNUAL |  | yes | HOUPARRHNHPELCN03_OLDC_FHPELCE03
DMD | HOUPARRHNHPELCN03_OLDC_FHPELCE03_D83 | Residential heating technology - Heat pump, Air-to-water - single-family house - existing building - distributed level 0.83 | PJ | MW | ANNUAL |  | yes | HOUPARRHNHPELCN03_OLDC_FHPELCE03
DMD | HOUPARRHNHPELCN02_OLDC_FHPELCE03_D17 | Residential heating technology - Heat pump, Air-to-air - single-family house - existing building - distributed level 0.17 | PJ | MW | ANNUAL |  | yes | HOUPARRHNHPELCN02_OLDC_FHPELCE03
DMD | HOUPARRHNHPELCN02_OLDC_FHPELCE03_D33 | Residential heating technology - Heat pump, Air-to-air - single-family house - existing building - distributed level 0.33 | PJ | MW | ANNUAL |  | yes | HOUPARRHNHPELCN02_OLDC_FHPELCE03
DMD | HOUPARRHNHPELCN02_OLDC_FHPELCE03_D50 | Residential heating technology - Heat pump, Air-to-air - single-family house - existing building - distributed MEAN level | PJ | MW | ANNUAL |  | yes | HOUPARRHNHPELCN02_OLDC_FHPELCE03
DMD | HOUPARRHNHPELCN02_OLDC_FHPELCE03_D67 | Residential heating technology - Heat pump, Air-to-air - single-family house - existing building - distributed level 0.67 | PJ | MW | ANNUAL |  | yes | HOUPARRHNHPELCN02_OLDC_FHPELCE03
DMD | HOUPARRHNHPELCN02_OLDC_FHPELCE03_D83 | Residential heating technology - Heat pump, Air-to-air - single-family house - existing building - distributed level 0.83 | PJ | MW | ANNUAL |  | yes | HOUPARRHNHPELCN02_OLDC_FHPELCE03
DMD | HOUPARRHNDIELCN06_OLDC_FHPELCE03_D17 | Residential heating technology - Electric heating - electric panel from Bauhaus - single-family house - new building - distributed level 0.17 | PJ | MW | ANNUAL |  | yes | HOUPARRHNDIELCN06_OLDC_FHPELCE03
DMD | HOUPARRHNDIELCN06_OLDC_FHPELCE03_D33 | Residential heating technology - Electric heating - electric panel from Bauhaus - single-family house - new building - distributed level 0.33 | PJ | MW | ANNUAL |  | yes | HOUPARRHNDIELCN06_OLDC_FHPELCE03
DMD | HOUPARRHNDIELCN06_OLDC_FHPELCE03_D50 | Residential heating technology - Electric heating - electric panel from Bauhaus - single-family house - new building - distributed MEAN level | PJ | MW | ANNUAL |  | yes | HOUPARRHNDIELCN06_OLDC_FHPELCE03
DMD | HOUPARRHNDIELCN06_OLDC_FHPELCE03_D67 | Residential heating technology - Electric heating - electric panel from Bauhaus - single-family house - new building - distributed level 0.67 | PJ | MW | ANNUAL |  | yes | HOUPARRHNDIELCN06_OLDC_FHPELCE03
DMD | HOUPARRHNDIELCN06_OLDC_FHPELCE03_D83 | Residential heating technology - Electric heating - electric panel from Bauhaus - single-family house - new building - distributed level 0.83 | PJ | MW | ANNUAL |  | yes | HOUPARRHNDIELCN06_OLDC_FHPELCE03
DMD | HOUPARRHNDIELCN01_OLDC_FHPELCE03_D17 | Residential heating technology - Electric heating - single-family house - new building - distributed level 0.17 | PJ | MW | ANNUAL |  | yes | HOUPARRHNDIELCN01_OLDC_FHPELCE03
DMD | HOUPARRHNDIELCN01_OLDC_FHPELCE03_D33 | Residential heating technology - Electric heating - single-family house - new building - distributed level 0.33 | PJ | MW | ANNUAL |  | yes | HOUPARRHNDIELCN01_OLDC_FHPELCE03
DMD | HOUPARRHNDIELCN01_OLDC_FHPELCE03_D50 | Residential heating technology - Electric heating - single-family house - new building - distributed MEAN level | PJ | MW | ANNUAL |  | yes | HOUPARRHNDIELCN01_OLDC_FHPELCE03
DMD | HOUPARRHNDIELCN01_OLDC_FHPELCE03_D67 | Residential heating technology - Electric heating - single-family house - new building - distributed level 0.67 | PJ | MW | ANNUAL |  | yes | HOUPARRHNDIELCN01_OLDC_FHPELCE03
DMD | HOUPARRHNDIELCN01_OLDC_FHPELCE03_D83 | Residential heating technology - Electric heating - single-family house - new building - distributed level 0.83 | PJ | MW | ANNUAL |  | yes | HOUPARRHNDIELCN01_OLDC_FHPELCE03
DMD | HOUPARRHNBHSOLN01_OLDC_FHPELCE03_D17 | Residential heating technology - Solar heating system - single-family house - existing building - distributed level 0.17 | PJ | MW | ANNUAL |  | yes | HOUPARRHNBHSOLN01_OLDC_FHPELCE03
DMD | HOUPARRHNBHSOLN01_OLDC_FHPELCE03_D33 | Residential heating technology - Solar heating system - single-family house - existing building - distributed level 0.33 | PJ | MW | ANNUAL |  | yes | HOUPARRHNBHSOLN01_OLDC_FHPELCE03
DMD | HOUPARRHNBHSOLN01_OLDC_FHPELCE03_D50 | Residential heating technology - Solar heating system - single-family house - existing building - distributed MEAN level | PJ | MW | ANNUAL |  | yes | HOUPARRHNBHSOLN01_OLDC_FHPELCE03
DMD | HOUPARRHNBHSOLN01_OLDC_FHPELCE03_D67 | Residential heating technology - Solar heating system - single-family house - existing building - distributed level 0.67 | PJ | MW | ANNUAL |  | yes | HOUPARRHNBHSOLN01_OLDC_FHPELCE03
DMD | HOUPARRHNBHSOLN01_OLDC_FHPELCE03_D83 | Residential heating technology - Solar heating system - single-family house - existing building - distributed level 0.83 | PJ | MW | ANNUAL |  | yes | HOUPARRHNBHSOLN01_OLDC_FHPELCE03
DMD | HOUPARRHNBHDHCN03_OLDC_FHPELCE03_D17 | Residential heating technology - Direct district heating substation - plus connection pipe - single-family house - existing building - distributed level 0.17 | PJ | MW | ANNUAL |  | yes | HOUPARRHNBHDHCN03_OLDC_FHPELCE03
DMD | HOUPARRHNBHDHCN03_OLDC_FHPELCE03_D33 | Residential heating technology - Direct district heating substation - plus connection pipe - single-family house - existing building - distributed level 0.33 | PJ | MW | ANNUAL |  | yes | HOUPARRHNBHDHCN03_OLDC_FHPELCE03
DMD | HOUPARRHNBHDHCN03_OLDC_FHPELCE03_D50 | Residential heating technology - Direct district heating substation - plus connection pipe - single-family house - existing building - distributed MEAN level | PJ | MW | ANNUAL |  | yes | HOUPARRHNBHDHCN03_OLDC_FHPELCE03
DMD | HOUPARRHNBHDHCN03_OLDC_FHPELCE03_D67 | Residential heating technology - Direct district heating substation - plus connection pipe - single-family house - existing building - distributed level 0.67 | PJ | MW | ANNUAL |  | yes | HOUPARRHNBHDHCN03_OLDC_FHPELCE03
DMD | HOUPARRHNBHDHCN03_OLDC_FHPELCE03_D83 | Residential heating technology - Direct district heating substation - plus connection pipe - single-family house - existing building - distributed level 0.83 | PJ | MW | ANNUAL |  | yes | HOUPARRHNBHDHCN03_OLDC_FHPELCE03
DMD | HOUPARRHNHPELCN07_OLDD_FHPELCE03_D17 | Residential heating technology - Heat pump, Air-to-water, low-price product - single-family house - existing building - distributed level 0.17 | PJ | MW | ANNUAL |  | yes | HOUPARRHNHPELCN07_OLDD_FHPELCE03
DMD | HOUPARRHNHPELCN07_OLDD_FHPELCE03_D33 | Residential heating technology - Heat pump, Air-to-water, low-price product - single-family house - existing building - distributed level 0.33 | PJ | MW | ANNUAL |  | yes | HOUPARRHNHPELCN07_OLDD_FHPELCE03
DMD | HOUPARRHNHPELCN07_OLDD_FHPELCE03_D50 | Residential heating technology - Heat pump, Air-to-water, low-price product - single-family house - existing building - distributed MEAN level | PJ | MW | ANNUAL |  | yes | HOUPARRHNHPELCN07_OLDD_FHPELCE03
DMD | HOUPARRHNHPELCN07_OLDD_FHPELCE03_D67 | Residential heating technology - Heat pump, Air-to-water, low-price product - single-family house - existing building - distributed level 0.67 | PJ | MW | ANNUAL |  | yes | HOUPARRHNHPELCN07_OLDD_FHPELCE03
DMD | HOUPARRHNHPELCN07_OLDD_FHPELCE03_D83 | Residential heating technology - Heat pump, Air-to-water, low-price product - single-family house - existing building - distributed level 0.83 | PJ | MW | ANNUAL |  | yes | HOUPARRHNHPELCN07_OLDD_FHPELCE03
DMD | HOUPARRHNHPELCN05_OLDD_FHPELCE03_D17 | Residential heating technology - Heat pump, Air-to-water - leasing - single-family house - existing building - distributed level 0.17 | PJ | MW | ANNUAL |  | yes | HOUPARRHNHPELCN05_OLDD_FHPELCE03
DMD | HOUPARRHNHPELCN05_OLDD_FHPELCE03_D33 | Residential heating technology - Heat pump, Air-to-water - leasing - single-family house - existing building - distributed level 0.33 | PJ | MW | ANNUAL |  | yes | HOUPARRHNHPELCN05_OLDD_FHPELCE03
DMD | HOUPARRHNHPELCN05_OLDD_FHPELCE03_D50 | Residential heating technology - Heat pump, Air-to-water - leasing - single-family house - existing building - distributed MEAN level | PJ | MW | ANNUAL |  | yes | HOUPARRHNHPELCN05_OLDD_FHPELCE03
DMD | HOUPARRHNHPELCN05_OLDD_FHPELCE03_D67 | Residential heating technology - Heat pump, Air-to-water - leasing - single-family house - existing building - distributed level 0.67 | PJ | MW | ANNUAL |  | yes | HOUPARRHNHPELCN05_OLDD_FHPELCE03
DMD | HOUPARRHNHPELCN05_OLDD_FHPELCE03_D83 | Residential heating technology - Heat pump, Air-to-water - leasing - single-family house - existing building - distributed level 0.83 | PJ | MW | ANNUAL |  | yes | HOUPARRHNHPELCN05_OLDD_FHPELCE03
DMD | HOUPARRHNHPELCN04_OLDD_FHPELCE03_D17 | Residential heating technology - Heat pump, Ground source - single-family house - existing building - distributed level 0.17 | PJ | MW | ANNUAL |  | yes | HOUPARRHNHPELCN04_OLDD_FHPELCE03
DMD | HOUPARRHNHPELCN04_OLDD_FHPELCE03_D33 | Residential heating technology - Heat pump, Ground source - single-family house - existing building - distributed level 0.33 | PJ | MW | ANNUAL |  | yes | HOUPARRHNHPELCN04_OLDD_FHPELCE03
DMD | HOUPARRHNHPELCN04_OLDD_FHPELCE03_D50 | Residential heating technology - Heat pump, Ground source - single-family house - existing building - distributed MEAN level | PJ | MW | ANNUAL |  | yes | HOUPARRHNHPELCN04_OLDD_FHPELCE03
DMD | HOUPARRHNHPELCN04_OLDD_FHPELCE03_D67 | Residential heating technology - Heat pump, Ground source - single-family house - existing building - distributed level 0.67 | PJ | MW | ANNUAL |  | yes | HOUPARRHNHPELCN04_OLDD_FHPELCE03
DMD | HOUPARRHNHPELCN04_OLDD_FHPELCE03_D83 | Residential heating technology - Heat pump, Ground source - single-family house - existing building - distributed level 0.83 | PJ | MW | ANNUAL |  | yes | HOUPARRHNHPELCN04_OLDD_FHPELCE03
DMD | HOUPARRHNHPELCN03_OLDD_FHPELCE03_D17 | Residential heating technology - Heat pump, Air-to-water - single-family house - existing building - distributed level 0.17 | PJ | MW | ANNUAL |  | yes | HOUPARRHNHPELCN03_OLDD_FHPELCE03
DMD | HOUPARRHNHPELCN03_OLDD_FHPELCE03_D33 | Residential heating technology - Heat pump, Air-to-water - single-family house - existing building - distributed level 0.33 | PJ | MW | ANNUAL |  | yes | HOUPARRHNHPELCN03_OLDD_FHPELCE03
DMD | HOUPARRHNHPELCN03_OLDD_FHPELCE03_D50 | Residential heating technology - Heat pump, Air-to-water - single-family house - existing building - distributed MEAN level | PJ | MW | ANNUAL |  | yes | HOUPARRHNHPELCN03_OLDD_FHPELCE03
DMD | HOUPARRHNHPELCN03_OLDD_FHPELCE03_D67 | Residential heating technology - Heat pump, Air-to-water - single-family house - existing building - distributed level 0.67 | PJ | MW | ANNUAL |  | yes | HOUPARRHNHPELCN03_OLDD_FHPELCE03
DMD | HOUPARRHNHPELCN03_OLDD_FHPELCE03_D83 | Residential heating technology - Heat pump, Air-to-water - single-family house - existing building - distributed level 0.83 | PJ | MW | ANNUAL |  | yes | HOUPARRHNHPELCN03_OLDD_FHPELCE03
DMD | HOUPARRHNHPELCN02_OLDD_FHPELCE03_D17 | Residential heating technology - Heat pump, Air-to-air - single-family house - existing building - distributed level 0.17 | PJ | MW | ANNUAL |  | yes | HOUPARRHNHPELCN02_OLDD_FHPELCE03
DMD | HOUPARRHNHPELCN02_OLDD_FHPELCE03_D33 | Residential heating technology - Heat pump, Air-to-air - single-family house - existing building - distributed level 0.33 | PJ | MW | ANNUAL |  | yes | HOUPARRHNHPELCN02_OLDD_FHPELCE03
DMD | HOUPARRHNHPELCN02_OLDD_FHPELCE03_D50 | Residential heating technology - Heat pump, Air-to-air - single-family house - existing building - distributed MEAN level | PJ | MW | ANNUAL |  | yes | HOUPARRHNHPELCN02_OLDD_FHPELCE03
DMD | HOUPARRHNHPELCN02_OLDD_FHPELCE03_D67 | Residential heating technology - Heat pump, Air-to-air - single-family house - existing building - distributed level 0.67 | PJ | MW | ANNUAL |  | yes | HOUPARRHNHPELCN02_OLDD_FHPELCE03
DMD | HOUPARRHNHPELCN02_OLDD_FHPELCE03_D83 | Residential heating technology - Heat pump, Air-to-air - single-family house - existing building - distributed level 0.83 | PJ | MW | ANNUAL |  | yes | HOUPARRHNHPELCN02_OLDD_FHPELCE03
DMD | HOUPARRHNDIELCN06_OLDD_FHPELCE03_D17 | Residential heating technology - Electric heating - electric panel from Bauhaus - single-family house - new building - distributed level 0.17 | PJ | MW | ANNUAL |  | yes | HOUPARRHNDIELCN06_OLDD_FHPELCE03
DMD | HOUPARRHNDIELCN06_OLDD_FHPELCE03_D33 | Residential heating technology - Electric heating - electric panel from Bauhaus - single-family house - new building - distributed level 0.33 | PJ | MW | ANNUAL |  | yes | HOUPARRHNDIELCN06_OLDD_FHPELCE03
DMD | HOUPARRHNDIELCN06_OLDD_FHPELCE03_D50 | Residential heating technology - Electric heating - electric panel from Bauhaus - single-family house - new building - distributed MEAN level | PJ | MW | ANNUAL |  | yes | HOUPARRHNDIELCN06_OLDD_FHPELCE03
DMD | HOUPARRHNDIELCN06_OLDD_FHPELCE03_D67 | Residential heating technology - Electric heating - electric panel from Bauhaus - single-family house - new building - distributed level 0.67 | PJ | MW | ANNUAL |  | yes | HOUPARRHNDIELCN06_OLDD_FHPELCE03
DMD | HOUPARRHNDIELCN06_OLDD_FHPELCE03_D83 | Residential heating technology - Electric heating - electric panel from Bauhaus - single-family house - new building - distributed level 0.83 | PJ | MW | ANNUAL |  | yes | HOUPARRHNDIELCN06_OLDD_FHPELCE03
DMD | HOUPARRHNDIELCN01_OLDD_FHPELCE03_D17 | Residential heating technology - Electric heating - single-family house - new building - distributed level 0.17 | PJ | MW | ANNUAL |  | yes | HOUPARRHNDIELCN01_OLDD_FHPELCE03
DMD | HOUPARRHNDIELCN01_OLDD_FHPELCE03_D33 | Residential heating technology - Electric heating - single-family house - new building - distributed level 0.33 | PJ | MW | ANNUAL |  | yes | HOUPARRHNDIELCN01_OLDD_FHPELCE03
DMD | HOUPARRHNDIELCN01_OLDD_FHPELCE03_D50 | Residential heating technology - Electric heating - single-family house - new building - distributed MEAN level | PJ | MW | ANNUAL |  | yes | HOUPARRHNDIELCN01_OLDD_FHPELCE03
DMD | HOUPARRHNDIELCN01_OLDD_FHPELCE03_D67 | Residential heating technology - Electric heating - single-family house - new building - distributed level 0.67 | PJ | MW | ANNUAL |  | yes | HOUPARRHNDIELCN01_OLDD_FHPELCE03
DMD | HOUPARRHNDIELCN01_OLDD_FHPELCE03_D83 | Residential heating technology - Electric heating - single-family house - new building - distributed level 0.83 | PJ | MW | ANNUAL |  | yes | HOUPARRHNDIELCN01_OLDD_FHPELCE03
DMD | HOUPARRHNBHSOLN01_OLDD_FHPELCE03_D17 | Residential heating technology - Solar heating system - single-family house - existing building - distributed level 0.17 | PJ | MW | ANNUAL |  | yes | HOUPARRHNBHSOLN01_OLDD_FHPELCE03
DMD | HOUPARRHNBHSOLN01_OLDD_FHPELCE03_D33 | Residential heating technology - Solar heating system - single-family house - existing building - distributed level 0.33 | PJ | MW | ANNUAL |  | yes | HOUPARRHNBHSOLN01_OLDD_FHPELCE03
DMD | HOUPARRHNBHSOLN01_OLDD_FHPELCE03_D50 | Residential heating technology - Solar heating system - single-family house - existing building - distributed MEAN level | PJ | MW | ANNUAL |  | yes | HOUPARRHNBHSOLN01_OLDD_FHPELCE03
DMD | HOUPARRHNBHSOLN01_OLDD_FHPELCE03_D67 | Residential heating technology - Solar heating system - single-family house - existing building - distributed level 0.67 | PJ | MW | ANNUAL |  | yes | HOUPARRHNBHSOLN01_OLDD_FHPELCE03
DMD | HOUPARRHNBHSOLN01_OLDD_FHPELCE03_D83 | Residential heating technology - Solar heating system - single-family house - existing building - distributed level 0.83 | PJ | MW | ANNUAL |  | yes | HOUPARRHNBHSOLN01_OLDD_FHPELCE03
DMD | HOUPARRHNBHDHDN03_OLDD_FHPELCE03_D17 | Residential heating technology - Direct district heating substation - plus connection pipe - single-family house - existing building - distributed level 0.17 | PJ | MW | ANNUAL |  | yes | HOUPARRHNBHDHDN03_OLDD_FHPELCE03
DMD | HOUPARRHNBHDHDN03_OLDD_FHPELCE03_D33 | Residential heating technology - Direct district heating substation - plus connection pipe - single-family house - existing building - distributed level 0.33 | PJ | MW | ANNUAL |  | yes | HOUPARRHNBHDHDN03_OLDD_FHPELCE03
DMD | HOUPARRHNBHDHDN03_OLDD_FHPELCE03_D50 | Residential heating technology - Direct district heating substation - plus connection pipe - single-family house - existing building - distributed MEAN level | PJ | MW | ANNUAL |  | yes | HOUPARRHNBHDHDN03_OLDD_FHPELCE03
DMD | HOUPARRHNBHDHDN03_OLDD_FHPELCE03_D67 | Residential heating technology - Direct district heating substation - plus connection pipe - single-family house - existing building - distributed level 0.67 | PJ | MW | ANNUAL |  | yes | HOUPARRHNBHDHDN03_OLDD_FHPELCE03
DMD | HOUPARRHNBHDHDN03_OLDD_FHPELCE03_D83 | Residential heating technology - Direct district heating substation - plus connection pipe - single-family house - existing building - distributed level 0.83 | PJ | MW | ANNUAL |  | yes | HOUPARRHNBHDHDN03_OLDD_FHPELCE03
DMD | HOUPARRHNHPELCN07_OLDI_FHPELCE03_D17 | Residential heating technology - Heat pump, Air-to-water, low-price product - single-family house - existing building - distributed level 0.17 | PJ | MW | ANNUAL |  | yes | HOUPARRHNHPELCN07_OLDI_FHPELCE03
DMD | HOUPARRHNHPELCN07_OLDI_FHPELCE03_D33 | Residential heating technology - Heat pump, Air-to-water, low-price product - single-family house - existing building - distributed level 0.33 | PJ | MW | ANNUAL |  | yes | HOUPARRHNHPELCN07_OLDI_FHPELCE03
DMD | HOUPARRHNHPELCN07_OLDI_FHPELCE03_D50 | Residential heating technology - Heat pump, Air-to-water, low-price product - single-family house - existing building - distributed MEAN level | PJ | MW | ANNUAL |  | yes | HOUPARRHNHPELCN07_OLDI_FHPELCE03
DMD | HOUPARRHNHPELCN07_OLDI_FHPELCE03_D67 | Residential heating technology - Heat pump, Air-to-water, low-price product - single-family house - existing building - distributed level 0.67 | PJ | MW | ANNUAL |  | yes | HOUPARRHNHPELCN07_OLDI_FHPELCE03
DMD | HOUPARRHNHPELCN07_OLDI_FHPELCE03_D83 | Residential heating technology - Heat pump, Air-to-water, low-price product - single-family house - existing building - distributed level 0.83 | PJ | MW | ANNUAL |  | yes | HOUPARRHNHPELCN07_OLDI_FHPELCE03
DMD | HOUPARRHNHPELCN05_OLDI_FHPELCE03_D17 | Residential heating technology - Heat pump, Air-to-water - leasing - single-family house - existing building - distributed level 0.17 | PJ | MW | ANNUAL |  | yes | HOUPARRHNHPELCN05_OLDI_FHPELCE03
DMD | HOUPARRHNHPELCN05_OLDI_FHPELCE03_D33 | Residential heating technology - Heat pump, Air-to-water - leasing - single-family house - existing building - distributed level 0.33 | PJ | MW | ANNUAL |  | yes | HOUPARRHNHPELCN05_OLDI_FHPELCE03
DMD | HOUPARRHNHPELCN05_OLDI_FHPELCE03_D50 | Residential heating technology - Heat pump, Air-to-water - leasing - single-family house - existing building - distributed MEAN level | PJ | MW | ANNUAL |  | yes | HOUPARRHNHPELCN05_OLDI_FHPELCE03
DMD | HOUPARRHNHPELCN05_OLDI_FHPELCE03_D67 | Residential heating technology - Heat pump, Air-to-water - leasing - single-family house - existing building - distributed level 0.67 | PJ | MW | ANNUAL |  | yes | HOUPARRHNHPELCN05_OLDI_FHPELCE03
DMD | HOUPARRHNHPELCN05_OLDI_FHPELCE03_D83 | Residential heating technology - Heat pump, Air-to-water - leasing - single-family house - existing building - distributed level 0.83 | PJ | MW | ANNUAL |  | yes | HOUPARRHNHPELCN05_OLDI_FHPELCE03
DMD | HOUPARRHNHPELCN04_OLDI_FHPELCE03_D17 | Residential heating technology - Heat pump, Ground source - single-family house - existing building - distributed level 0.17 | PJ | MW | ANNUAL |  | yes | HOUPARRHNHPELCN04_OLDI_FHPELCE03
DMD | HOUPARRHNHPELCN04_OLDI_FHPELCE03_D33 | Residential heating technology - Heat pump, Ground source - single-family house - existing building - distributed level 0.33 | PJ | MW | ANNUAL |  | yes | HOUPARRHNHPELCN04_OLDI_FHPELCE03
DMD | HOUPARRHNHPELCN04_OLDI_FHPELCE03_D50 | Residential heating technology - Heat pump, Ground source - single-family house - existing building - distributed MEAN level | PJ | MW | ANNUAL |  | yes | HOUPARRHNHPELCN04_OLDI_FHPELCE03
DMD | HOUPARRHNHPELCN04_OLDI_FHPELCE03_D67 | Residential heating technology - Heat pump, Ground source - single-family house - existing building - distributed level 0.67 | PJ | MW | ANNUAL |  | yes | HOUPARRHNHPELCN04_OLDI_FHPELCE03
DMD | HOUPARRHNHPELCN04_OLDI_FHPELCE03_D83 | Residential heating technology - Heat pump, Ground source - single-family house - existing building - distributed level 0.83 | PJ | MW | ANNUAL |  | yes | HOUPARRHNHPELCN04_OLDI_FHPELCE03
DMD | HOUPARRHNHPELCN03_OLDI_FHPELCE03_D17 | Residential heating technology - Heat pump, Air-to-water - single-family house - existing building - distributed level 0.17 | PJ | MW | ANNUAL |  | yes | HOUPARRHNHPELCN03_OLDI_FHPELCE03
DMD | HOUPARRHNHPELCN03_OLDI_FHPELCE03_D33 | Residential heating technology - Heat pump, Air-to-water - single-family house - existing building - distributed level 0.33 | PJ | MW | ANNUAL |  | yes | HOUPARRHNHPELCN03_OLDI_FHPELCE03
DMD | HOUPARRHNHPELCN03_OLDI_FHPELCE03_D50 | Residential heating technology - Heat pump, Air-to-water - single-family house - existing building - distributed MEAN level | PJ | MW | ANNUAL |  | yes | HOUPARRHNHPELCN03_OLDI_FHPELCE03
DMD | HOUPARRHNHPELCN03_OLDI_FHPELCE03_D67 | Residential heating technology - Heat pump, Air-to-water - single-family house - existing building - distributed level 0.67 | PJ | MW | ANNUAL |  | yes | HOUPARRHNHPELCN03_OLDI_FHPELCE03
DMD | HOUPARRHNHPELCN03_OLDI_FHPELCE03_D83 | Residential heating technology - Heat pump, Air-to-water - single-family house - existing building - distributed level 0.83 | PJ | MW | ANNUAL |  | yes | HOUPARRHNHPELCN03_OLDI_FHPELCE03
DMD | HOUPARRHNHPELCN02_OLDI_FHPELCE03_D17 | Residential heating technology - Heat pump, Air-to-air - single-family house - existing building - distributed level 0.17 | PJ | MW | ANNUAL |  | yes | HOUPARRHNHPELCN02_OLDI_FHPELCE03
DMD | HOUPARRHNHPELCN02_OLDI_FHPELCE03_D33 | Residential heating technology - Heat pump, Air-to-air - single-family house - existing building - distributed level 0.33 | PJ | MW | ANNUAL |  | yes | HOUPARRHNHPELCN02_OLDI_FHPELCE03
DMD | HOUPARRHNHPELCN02_OLDI_FHPELCE03_D50 | Residential heating technology - Heat pump, Air-to-air - single-family house - existing building - distributed MEAN level | PJ | MW | ANNUAL |  | yes | HOUPARRHNHPELCN02_OLDI_FHPELCE03
DMD | HOUPARRHNHPELCN02_OLDI_FHPELCE03_D67 | Residential heating technology - Heat pump, Air-to-air - single-family house - existing building - distributed level 0.67 | PJ | MW | ANNUAL |  | yes | HOUPARRHNHPELCN02_OLDI_FHPELCE03
DMD | HOUPARRHNHPELCN02_OLDI_FHPELCE03_D83 | Residential heating technology - Heat pump, Air-to-air - single-family house - existing building - distributed level 0.83 | PJ | MW | ANNUAL |  | yes | HOUPARRHNHPELCN02_OLDI_FHPELCE03
DMD | HOUPARRHNDIELCN06_OLDI_FHPELCE03_D17 | Residential heating technology - Electric heating - electric panel from Bauhaus - single-family house - new building - distributed level 0.17 | PJ | MW | ANNUAL |  | yes | HOUPARRHNDIELCN06_OLDI_FHPELCE03
DMD | HOUPARRHNDIELCN06_OLDI_FHPELCE03_D33 | Residential heating technology - Electric heating - electric panel from Bauhaus - single-family house - new building - distributed level 0.33 | PJ | MW | ANNUAL |  | yes | HOUPARRHNDIELCN06_OLDI_FHPELCE03
DMD | HOUPARRHNDIELCN06_OLDI_FHPELCE03_D50 | Residential heating technology - Electric heating - electric panel from Bauhaus - single-family house - new building - distributed MEAN level | PJ | MW | ANNUAL |  | yes | HOUPARRHNDIELCN06_OLDI_FHPELCE03
DMD | HOUPARRHNDIELCN06_OLDI_FHPELCE03_D67 | Residential heating technology - Electric heating - electric panel from Bauhaus - single-family house - new building - distributed level 0.67 | PJ | MW | ANNUAL |  | yes | HOUPARRHNDIELCN06_OLDI_FHPELCE03
DMD | HOUPARRHNDIELCN06_OLDI_FHPELCE03_D83 | Residential heating technology - Electric heating - electric panel from Bauhaus - single-family house - new building - distributed level 0.83 | PJ | MW | ANNUAL |  | yes | HOUPARRHNDIELCN06_OLDI_FHPELCE03
DMD | HOUPARRHNDIELCN01_OLDI_FHPELCE03_D17 | Residential heating technology - Electric heating - single-family house - new building - distributed level 0.17 | PJ | MW | ANNUAL |  | yes | HOUPARRHNDIELCN01_OLDI_FHPELCE03
DMD | HOUPARRHNDIELCN01_OLDI_FHPELCE03_D33 | Residential heating technology - Electric heating - single-family house - new building - distributed level 0.33 | PJ | MW | ANNUAL |  | yes | HOUPARRHNDIELCN01_OLDI_FHPELCE03
DMD | HOUPARRHNDIELCN01_OLDI_FHPELCE03_D50 | Residential heating technology - Electric heating - single-family house - new building - distributed MEAN level | PJ | MW | ANNUAL |  | yes | HOUPARRHNDIELCN01_OLDI_FHPELCE03
DMD | HOUPARRHNDIELCN01_OLDI_FHPELCE03_D67 | Residential heating technology - Electric heating - single-family house - new building - distributed level 0.67 | PJ | MW | ANNUAL |  | yes | HOUPARRHNDIELCN01_OLDI_FHPELCE03
DMD | HOUPARRHNDIELCN01_OLDI_FHPELCE03_D83 | Residential heating technology - Electric heating - single-family house - new building - distributed level 0.83 | PJ | MW | ANNUAL |  | yes | HOUPARRHNDIELCN01_OLDI_FHPELCE03
DMD | HOUPARRHNBHSOLN01_OLDI_FHPELCE03_D17 | Residential heating technology - Solar heating system - single-family house - existing building - distributed level 0.17 | PJ | MW | ANNUAL |  | yes | HOUPARRHNBHSOLN01_OLDI_FHPELCE03
DMD | HOUPARRHNBHSOLN01_OLDI_FHPELCE03_D33 | Residential heating technology - Solar heating system - single-family house - existing building - distributed level 0.33 | PJ | MW | ANNUAL |  | yes | HOUPARRHNBHSOLN01_OLDI_FHPELCE03
DMD | HOUPARRHNBHSOLN01_OLDI_FHPELCE03_D50 | Residential heating technology - Solar heating system - single-family house - existing building - distributed MEAN level | PJ | MW | ANNUAL |  | yes | HOUPARRHNBHSOLN01_OLDI_FHPELCE03
DMD | HOUPARRHNBHSOLN01_OLDI_FHPELCE03_D67 | Residential heating technology - Solar heating system - single-family house - existing building - distributed level 0.67 | PJ | MW | ANNUAL |  | yes | HOUPARRHNBHSOLN01_OLDI_FHPELCE03
DMD | HOUPARRHNBHSOLN01_OLDI_FHPELCE03_D83 | Residential heating technology - Solar heating system - single-family house - existing building - distributed level 0.83 | PJ | MW | ANNUAL |  | yes | HOUPARRHNBHSOLN01_OLDI_FHPELCE03
DMD | HOUPARRHNBHDHDN09_OLDI_FHPELCE03_D17 | Residential heating technology - Direct district heating substation - plus connection pipe - plus distribution (heating density: low ) - single-family house - existing building - distributed level 0.17 | PJ | MW | ANNUAL |  | yes | HOUPARRHNBHDHDN09_OLDI_FHPELCE03
DMD | HOUPARRHNBHDHDN09_OLDI_FHPELCE03_D33 | Residential heating technology - Direct district heating substation - plus connection pipe - plus distribution (heating density: low ) - single-family house - existing building - distributed level 0.33 | PJ | MW | ANNUAL |  | yes | HOUPARRHNBHDHDN09_OLDI_FHPELCE03
DMD | HOUPARRHNBHDHDN09_OLDI_FHPELCE03_D50 | Residential heating technology - Direct district heating substation - plus connection pipe - plus distribution (heating density: low ) - single-family house - existing building - distributed MEAN level | PJ | MW | ANNUAL |  | yes | HOUPARRHNBHDHDN09_OLDI_FHPELCE03
DMD | HOUPARRHNBHDHDN09_OLDI_FHPELCE03_D67 | Residential heating technology - Direct district heating substation - plus connection pipe - plus distribution (heating density: low ) - single-family house - existing building - distributed level 0.67 | PJ | MW | ANNUAL |  | yes | HOUPARRHNBHDHDN09_OLDI_FHPELCE03
DMD | HOUPARRHNBHDHDN09_OLDI_FHPELCE03_D83 | Residential heating technology - Direct district heating substation - plus connection pipe - plus distribution (heating density: low ) - single-family house - existing building - distributed level 0.83 | PJ | MW | ANNUAL |  | yes | HOUPARRHNBHDHDN09_OLDI_FHPELCE03
DMD | HOUPARRHNBHDHDN07_OLDI_FHPELCE03_D17 | Residential heating technology - Direct district heating substation - plus connection pipe - plus distribution (heating density: medium ) - single-family house - existing building - distributed level 0.17 | PJ | MW | ANNUAL |  | yes | HOUPARRHNBHDHDN07_OLDI_FHPELCE03
DMD | HOUPARRHNBHDHDN07_OLDI_FHPELCE03_D33 | Residential heating technology - Direct district heating substation - plus connection pipe - plus distribution (heating density: medium ) - single-family house - existing building - distributed level 0.33 | PJ | MW | ANNUAL |  | yes | HOUPARRHNBHDHDN07_OLDI_FHPELCE03
DMD | HOUPARRHNBHDHDN07_OLDI_FHPELCE03_D50 | Residential heating technology - Direct district heating substation - plus connection pipe - plus distribution (heating density: medium ) - single-family house - existing building - distributed MEAN level | PJ | MW | ANNUAL |  | yes | HOUPARRHNBHDHDN07_OLDI_FHPELCE03
DMD | HOUPARRHNBHDHDN07_OLDI_FHPELCE03_D67 | Residential heating technology - Direct district heating substation - plus connection pipe - plus distribution (heating density: medium ) - single-family house - existing building - distributed level 0.67 | PJ | MW | ANNUAL |  | yes | HOUPARRHNBHDHDN07_OLDI_FHPELCE03
DMD | HOUPARRHNBHDHDN07_OLDI_FHPELCE03_D83 | Residential heating technology - Direct district heating substation - plus connection pipe - plus distribution (heating density: medium ) - single-family house - existing building - distributed level 0.83 | PJ | MW | ANNUAL |  | yes | HOUPARRHNBHDHDN07_OLDI_FHPELCE03
DMD | HOUPARRHNBHDHDN05_OLDI_FHPELCE03_D17 | Residential heating technology - Direct district heating substation - plus connection pipe - plus distribution (heating density: high ) - single-family house - existing building - distributed level 0.17 | PJ | MW | ANNUAL |  | yes | HOUPARRHNBHDHDN05_OLDI_FHPELCE03
DMD | HOUPARRHNBHDHDN05_OLDI_FHPELCE03_D33 | Residential heating technology - Direct district heating substation - plus connection pipe - plus distribution (heating density: high ) - single-family house - existing building - distributed level 0.33 | PJ | MW | ANNUAL |  | yes | HOUPARRHNBHDHDN05_OLDI_FHPELCE03
DMD | HOUPARRHNBHDHDN05_OLDI_FHPELCE03_D50 | Residential heating technology - Direct district heating substation - plus connection pipe - plus distribution (heating density: high ) - single-family house - existing building - distributed MEAN level | PJ | MW | ANNUAL |  | yes | HOUPARRHNBHDHDN05_OLDI_FHPELCE03
DMD | HOUPARRHNBHDHDN05_OLDI_FHPELCE03_D67 | Residential heating technology - Direct district heating substation - plus connection pipe - plus distribution (heating density: high ) - single-family house - existing building - distributed level 0.67 | PJ | MW | ANNUAL |  | yes | HOUPARRHNBHDHDN05_OLDI_FHPELCE03
DMD | HOUPARRHNBHDHDN05_OLDI_FHPELCE03_D83 | Residential heating technology - Direct district heating substation - plus connection pipe - plus distribution (heating density: high ) - single-family house - existing building - distributed level 0.83 | PJ | MW | ANNUAL |  | yes | HOUPARRHNBHDHDN05_OLDI_FHPELCE03
DMD | HOUPARRHNBHDHCN09_OLDI_FHPELCE03_D17 | Residential heating technology - Direct district heating substation - plus connection pipe - plus distribution (heating density: low ) - single-family house - existing building - distributed level 0.17 | PJ | MW | ANNUAL |  | yes | HOUPARRHNBHDHCN09_OLDI_FHPELCE03
DMD | HOUPARRHNBHDHCN09_OLDI_FHPELCE03_D33 | Residential heating technology - Direct district heating substation - plus connection pipe - plus distribution (heating density: low ) - single-family house - existing building - distributed level 0.33 | PJ | MW | ANNUAL |  | yes | HOUPARRHNBHDHCN09_OLDI_FHPELCE03
DMD | HOUPARRHNBHDHCN09_OLDI_FHPELCE03_D50 | Residential heating technology - Direct district heating substation - plus connection pipe - plus distribution (heating density: low ) - single-family house - existing building - distributed MEAN level | PJ | MW | ANNUAL |  | yes | HOUPARRHNBHDHCN09_OLDI_FHPELCE03
DMD | HOUPARRHNBHDHCN09_OLDI_FHPELCE03_D67 | Residential heating technology - Direct district heating substation - plus connection pipe - plus distribution (heating density: low ) - single-family house - existing building - distributed level 0.67 | PJ | MW | ANNUAL |  | yes | HOUPARRHNBHDHCN09_OLDI_FHPELCE03
DMD | HOUPARRHNBHDHCN09_OLDI_FHPELCE03_D83 | Residential heating technology - Direct district heating substation - plus connection pipe - plus distribution (heating density: low ) - single-family house - existing building - distributed level 0.83 | PJ | MW | ANNUAL |  | yes | HOUPARRHNBHDHCN09_OLDI_FHPELCE03
DMD | HOUPARRHNBHDHCN07_OLDI_FHPELCE03_D17 | Residential heating technology - Direct district heating substation - plus connection pipe - plus distribution (heating density: medium ) - single-family house - existing building - distributed level 0.17 | PJ | MW | ANNUAL |  | yes | HOUPARRHNBHDHCN07_OLDI_FHPELCE03
DMD | HOUPARRHNBHDHCN07_OLDI_FHPELCE03_D33 | Residential heating technology - Direct district heating substation - plus connection pipe - plus distribution (heating density: medium ) - single-family house - existing building - distributed level 0.33 | PJ | MW | ANNUAL |  | yes | HOUPARRHNBHDHCN07_OLDI_FHPELCE03
DMD | HOUPARRHNBHDHCN07_OLDI_FHPELCE03_D50 | Residential heating technology - Direct district heating substation - plus connection pipe - plus distribution (heating density: medium ) - single-family house - existing building - distributed MEAN level | PJ | MW | ANNUAL |  | yes | HOUPARRHNBHDHCN07_OLDI_FHPELCE03
DMD | HOUPARRHNBHDHCN07_OLDI_FHPELCE03_D67 | Residential heating technology - Direct district heating substation - plus connection pipe - plus distribution (heating density: medium ) - single-family house - existing building - distributed level 0.67 | PJ | MW | ANNUAL |  | yes | HOUPARRHNBHDHCN07_OLDI_FHPELCE03
DMD | HOUPARRHNBHDHCN07_OLDI_FHPELCE03_D83 | Residential heating technology - Direct district heating substation - plus connection pipe - plus distribution (heating density: medium ) - single-family house - existing building - distributed level 0.83 | PJ | MW | ANNUAL |  | yes | HOUPARRHNBHDHCN07_OLDI_FHPELCE03
DMD | HOUPARRHNBHDHCN05_OLDI_FHPELCE03_D17 | Residential heating technology - Direct district heating substation - plus connection pipe - plus distribution (heating density: high ) - single-family house - existing building - distributed level 0.17 | PJ | MW | ANNUAL |  | yes | HOUPARRHNBHDHCN05_OLDI_FHPELCE03
DMD | HOUPARRHNBHDHCN05_OLDI_FHPELCE03_D33 | Residential heating technology - Direct district heating substation - plus connection pipe - plus distribution (heating density: high ) - single-family house - existing building - distributed level 0.33 | PJ | MW | ANNUAL |  | yes | HOUPARRHNBHDHCN05_OLDI_FHPELCE03
DMD | HOUPARRHNBHDHCN05_OLDI_FHPELCE03_D50 | Residential heating technology - Direct district heating substation - plus connection pipe - plus distribution (heating density: high ) - single-family house - existing building - distributed MEAN level | PJ | MW | ANNUAL |  | yes | HOUPARRHNBHDHCN05_OLDI_FHPELCE03
DMD | HOUPARRHNBHDHCN05_OLDI_FHPELCE03_D67 | Residential heating technology - Direct district heating substation - plus connection pipe - plus distribution (heating density: high ) - single-family house - existing building - distributed level 0.67 | PJ | MW | ANNUAL |  | yes | HOUPARRHNBHDHCN05_OLDI_FHPELCE03
DMD | HOUPARRHNBHDHCN05_OLDI_FHPELCE03_D83 | Residential heating technology - Direct district heating substation - plus connection pipe - plus distribution (heating density: high ) - single-family house - existing building - distributed level 0.83 | PJ | MW | ANNUAL |  | yes | HOUPARRHNBHDHCN05_OLDI_FHPELCE03
DMD | HOUPARRHNHPELCN07_OLDC_FHPELCE04_D17 | Residential heating technology - Heat pump, Air-to-water, low-price product - single-family house - existing building - distributed level 0.17 | PJ | MW | ANNUAL |  | yes | HOUPARRHNHPELCN07_OLDC_FHPELCE04
DMD | HOUPARRHNHPELCN07_OLDC_FHPELCE04_D33 | Residential heating technology - Heat pump, Air-to-water, low-price product - single-family house - existing building - distributed level 0.33 | PJ | MW | ANNUAL |  | yes | HOUPARRHNHPELCN07_OLDC_FHPELCE04
DMD | HOUPARRHNHPELCN07_OLDC_FHPELCE04_D50 | Residential heating technology - Heat pump, Air-to-water, low-price product - single-family house - existing building - distributed MEAN level | PJ | MW | ANNUAL |  | yes | HOUPARRHNHPELCN07_OLDC_FHPELCE04
DMD | HOUPARRHNHPELCN07_OLDC_FHPELCE04_D67 | Residential heating technology - Heat pump, Air-to-water, low-price product - single-family house - existing building - distributed level 0.67 | PJ | MW | ANNUAL |  | yes | HOUPARRHNHPELCN07_OLDC_FHPELCE04
DMD | HOUPARRHNHPELCN07_OLDC_FHPELCE04_D83 | Residential heating technology - Heat pump, Air-to-water, low-price product - single-family house - existing building - distributed level 0.83 | PJ | MW | ANNUAL |  | yes | HOUPARRHNHPELCN07_OLDC_FHPELCE04
DMD | HOUPARRHNHPELCN05_OLDC_FHPELCE04_D17 | Residential heating technology - Heat pump, Air-to-water - leasing - single-family house - existing building - distributed level 0.17 | PJ | MW | ANNUAL |  | yes | HOUPARRHNHPELCN05_OLDC_FHPELCE04
DMD | HOUPARRHNHPELCN05_OLDC_FHPELCE04_D33 | Residential heating technology - Heat pump, Air-to-water - leasing - single-family house - existing building - distributed level 0.33 | PJ | MW | ANNUAL |  | yes | HOUPARRHNHPELCN05_OLDC_FHPELCE04
DMD | HOUPARRHNHPELCN05_OLDC_FHPELCE04_D50 | Residential heating technology - Heat pump, Air-to-water - leasing - single-family house - existing building - distributed MEAN level | PJ | MW | ANNUAL |  | yes | HOUPARRHNHPELCN05_OLDC_FHPELCE04
DMD | HOUPARRHNHPELCN05_OLDC_FHPELCE04_D67 | Residential heating technology - Heat pump, Air-to-water - leasing - single-family house - existing building - distributed level 0.67 | PJ | MW | ANNUAL |  | yes | HOUPARRHNHPELCN05_OLDC_FHPELCE04
DMD | HOUPARRHNHPELCN05_OLDC_FHPELCE04_D83 | Residential heating technology - Heat pump, Air-to-water - leasing - single-family house - existing building - distributed level 0.83 | PJ | MW | ANNUAL |  | yes | HOUPARRHNHPELCN05_OLDC_FHPELCE04
DMD | HOUPARRHNHPELCN04_OLDC_FHPELCE04_D17 | Residential heating technology - Heat pump, Ground source - single-family house - existing building - distributed level 0.17 | PJ | MW | ANNUAL |  | yes | HOUPARRHNHPELCN04_OLDC_FHPELCE04
DMD | HOUPARRHNHPELCN04_OLDC_FHPELCE04_D33 | Residential heating technology - Heat pump, Ground source - single-family house - existing building - distributed level 0.33 | PJ | MW | ANNUAL |  | yes | HOUPARRHNHPELCN04_OLDC_FHPELCE04
DMD | HOUPARRHNHPELCN04_OLDC_FHPELCE04_D50 | Residential heating technology - Heat pump, Ground source - single-family house - existing building - distributed MEAN level | PJ | MW | ANNUAL |  | yes | HOUPARRHNHPELCN04_OLDC_FHPELCE04
DMD | HOUPARRHNHPELCN04_OLDC_FHPELCE04_D67 | Residential heating technology - Heat pump, Ground source - single-family house - existing building - distributed level 0.67 | PJ | MW | ANNUAL |  | yes | HOUPARRHNHPELCN04_OLDC_FHPELCE04
DMD | HOUPARRHNHPELCN04_OLDC_FHPELCE04_D83 | Residential heating technology - Heat pump, Ground source - single-family house - existing building - distributed level 0.83 | PJ | MW | ANNUAL |  | yes | HOUPARRHNHPELCN04_OLDC_FHPELCE04
DMD | HOUPARRHNHPELCN03_OLDC_FHPELCE04_D17 | Residential heating technology - Heat pump, Air-to-water - single-family house - existing building - distributed level 0.17 | PJ | MW | ANNUAL |  | yes | HOUPARRHNHPELCN03_OLDC_FHPELCE04
DMD | HOUPARRHNHPELCN03_OLDC_FHPELCE04_D33 | Residential heating technology - Heat pump, Air-to-water - single-family house - existing building - distributed level 0.33 | PJ | MW | ANNUAL |  | yes | HOUPARRHNHPELCN03_OLDC_FHPELCE04
DMD | HOUPARRHNHPELCN03_OLDC_FHPELCE04_D50 | Residential heating technology - Heat pump, Air-to-water - single-family house - existing building - distributed MEAN level | PJ | MW | ANNUAL |  | yes | HOUPARRHNHPELCN03_OLDC_FHPELCE04
DMD | HOUPARRHNHPELCN03_OLDC_FHPELCE04_D67 | Residential heating technology - Heat pump, Air-to-water - single-family house - existing building - distributed level 0.67 | PJ | MW | ANNUAL |  | yes | HOUPARRHNHPELCN03_OLDC_FHPELCE04
DMD | HOUPARRHNHPELCN03_OLDC_FHPELCE04_D83 | Residential heating technology - Heat pump, Air-to-water - single-family house - existing building - distributed level 0.83 | PJ | MW | ANNUAL |  | yes | HOUPARRHNHPELCN03_OLDC_FHPELCE04
DMD | HOUPARRHNHPELCN02_OLDC_FHPELCE04_D17 | Residential heating technology - Heat pump, Air-to-air - single-family house - existing building - distributed level 0.17 | PJ | MW | ANNUAL |  | yes | HOUPARRHNHPELCN02_OLDC_FHPELCE04
DMD | HOUPARRHNHPELCN02_OLDC_FHPELCE04_D33 | Residential heating technology - Heat pump, Air-to-air - single-family house - existing building - distributed level 0.33 | PJ | MW | ANNUAL |  | yes | HOUPARRHNHPELCN02_OLDC_FHPELCE04
DMD | HOUPARRHNHPELCN02_OLDC_FHPELCE04_D50 | Residential heating technology - Heat pump, Air-to-air - single-family house - existing building - distributed MEAN level | PJ | MW | ANNUAL |  | yes | HOUPARRHNHPELCN02_OLDC_FHPELCE04
DMD | HOUPARRHNHPELCN02_OLDC_FHPELCE04_D67 | Residential heating technology - Heat pump, Air-to-air - single-family house - existing building - distributed level 0.67 | PJ | MW | ANNUAL |  | yes | HOUPARRHNHPELCN02_OLDC_FHPELCE04
DMD | HOUPARRHNHPELCN02_OLDC_FHPELCE04_D83 | Residential heating technology - Heat pump, Air-to-air - single-family house - existing building - distributed level 0.83 | PJ | MW | ANNUAL |  | yes | HOUPARRHNHPELCN02_OLDC_FHPELCE04
DMD | HOUPARRHNDIELCN06_OLDC_FHPELCE04_D17 | Residential heating technology - Electric heating - electric panel from Bauhaus - single-family house - new building - distributed level 0.17 | PJ | MW | ANNUAL |  | yes | HOUPARRHNDIELCN06_OLDC_FHPELCE04
DMD | HOUPARRHNDIELCN06_OLDC_FHPELCE04_D33 | Residential heating technology - Electric heating - electric panel from Bauhaus - single-family house - new building - distributed level 0.33 | PJ | MW | ANNUAL |  | yes | HOUPARRHNDIELCN06_OLDC_FHPELCE04
DMD | HOUPARRHNDIELCN06_OLDC_FHPELCE04_D50 | Residential heating technology - Electric heating - electric panel from Bauhaus - single-family house - new building - distributed MEAN level | PJ | MW | ANNUAL |  | yes | HOUPARRHNDIELCN06_OLDC_FHPELCE04
DMD | HOUPARRHNDIELCN06_OLDC_FHPELCE04_D67 | Residential heating technology - Electric heating - electric panel from Bauhaus - single-family house - new building - distributed level 0.67 | PJ | MW | ANNUAL |  | yes | HOUPARRHNDIELCN06_OLDC_FHPELCE04
DMD | HOUPARRHNDIELCN06_OLDC_FHPELCE04_D83 | Residential heating technology - Electric heating - electric panel from Bauhaus - single-family house - new building - distributed level 0.83 | PJ | MW | ANNUAL |  | yes | HOUPARRHNDIELCN06_OLDC_FHPELCE04
DMD | HOUPARRHNDIELCN01_OLDC_FHPELCE04_D17 | Residential heating technology - Electric heating - single-family house - new building - distributed level 0.17 | PJ | MW | ANNUAL |  | yes | HOUPARRHNDIELCN01_OLDC_FHPELCE04
DMD | HOUPARRHNDIELCN01_OLDC_FHPELCE04_D33 | Residential heating technology - Electric heating - single-family house - new building - distributed level 0.33 | PJ | MW | ANNUAL |  | yes | HOUPARRHNDIELCN01_OLDC_FHPELCE04
DMD | HOUPARRHNDIELCN01_OLDC_FHPELCE04_D50 | Residential heating technology - Electric heating - single-family house - new building - distributed MEAN level | PJ | MW | ANNUAL |  | yes | HOUPARRHNDIELCN01_OLDC_FHPELCE04
DMD | HOUPARRHNDIELCN01_OLDC_FHPELCE04_D67 | Residential heating technology - Electric heating - single-family house - new building - distributed level 0.67 | PJ | MW | ANNUAL |  | yes | HOUPARRHNDIELCN01_OLDC_FHPELCE04
DMD | HOUPARRHNDIELCN01_OLDC_FHPELCE04_D83 | Residential heating technology - Electric heating - single-family house - new building - distributed level 0.83 | PJ | MW | ANNUAL |  | yes | HOUPARRHNDIELCN01_OLDC_FHPELCE04
DMD | HOUPARRHNBHSOLN01_OLDC_FHPELCE04_D17 | Residential heating technology - Solar heating system - single-family house - existing building - distributed level 0.17 | PJ | MW | ANNUAL |  | yes | HOUPARRHNBHSOLN01_OLDC_FHPELCE04
DMD | HOUPARRHNBHSOLN01_OLDC_FHPELCE04_D33 | Residential heating technology - Solar heating system - single-family house - existing building - distributed level 0.33 | PJ | MW | ANNUAL |  | yes | HOUPARRHNBHSOLN01_OLDC_FHPELCE04
DMD | HOUPARRHNBHSOLN01_OLDC_FHPELCE04_D50 | Residential heating technology - Solar heating system - single-family house - existing building - distributed MEAN level | PJ | MW | ANNUAL |  | yes | HOUPARRHNBHSOLN01_OLDC_FHPELCE04
DMD | HOUPARRHNBHSOLN01_OLDC_FHPELCE04_D67 | Residential heating technology - Solar heating system - single-family house - existing building - distributed level 0.67 | PJ | MW | ANNUAL |  | yes | HOUPARRHNBHSOLN01_OLDC_FHPELCE04
DMD | HOUPARRHNBHSOLN01_OLDC_FHPELCE04_D83 | Residential heating technology - Solar heating system - single-family house - existing building - distributed level 0.83 | PJ | MW | ANNUAL |  | yes | HOUPARRHNBHSOLN01_OLDC_FHPELCE04
DMD | HOUPARRHNBHDHCN03_OLDC_FHPELCE04_D17 | Residential heating technology - Direct district heating substation - plus connection pipe - single-family house - existing building - distributed level 0.17 | PJ | MW | ANNUAL |  | yes | HOUPARRHNBHDHCN03_OLDC_FHPELCE04
DMD | HOUPARRHNBHDHCN03_OLDC_FHPELCE04_D33 | Residential heating technology - Direct district heating substation - plus connection pipe - single-family house - existing building - distributed level 0.33 | PJ | MW | ANNUAL |  | yes | HOUPARRHNBHDHCN03_OLDC_FHPELCE04
DMD | HOUPARRHNBHDHCN03_OLDC_FHPELCE04_D50 | Residential heating technology - Direct district heating substation - plus connection pipe - single-family house - existing building - distributed MEAN level | PJ | MW | ANNUAL |  | yes | HOUPARRHNBHDHCN03_OLDC_FHPELCE04
DMD | HOUPARRHNBHDHCN03_OLDC_FHPELCE04_D67 | Residential heating technology - Direct district heating substation - plus connection pipe - single-family house - existing building - distributed level 0.67 | PJ | MW | ANNUAL |  | yes | HOUPARRHNBHDHCN03_OLDC_FHPELCE04
DMD | HOUPARRHNBHDHCN03_OLDC_FHPELCE04_D83 | Residential heating technology - Direct district heating substation - plus connection pipe - single-family house - existing building - distributed level 0.83 | PJ | MW | ANNUAL |  | yes | HOUPARRHNBHDHCN03_OLDC_FHPELCE04
DMD | HOUPARRHNHPELCN07_OLDD_FHPELCE04_D17 | Residential heating technology - Heat pump, Air-to-water, low-price product - single-family house - existing building - distributed level 0.17 | PJ | MW | ANNUAL |  | yes | HOUPARRHNHPELCN07_OLDD_FHPELCE04
DMD | HOUPARRHNHPELCN07_OLDD_FHPELCE04_D33 | Residential heating technology - Heat pump, Air-to-water, low-price product - single-family house - existing building - distributed level 0.33 | PJ | MW | ANNUAL |  | yes | HOUPARRHNHPELCN07_OLDD_FHPELCE04
DMD | HOUPARRHNHPELCN07_OLDD_FHPELCE04_D50 | Residential heating technology - Heat pump, Air-to-water, low-price product - single-family house - existing building - distributed MEAN level | PJ | MW | ANNUAL |  | yes | HOUPARRHNHPELCN07_OLDD_FHPELCE04
DMD | HOUPARRHNHPELCN07_OLDD_FHPELCE04_D67 | Residential heating technology - Heat pump, Air-to-water, low-price product - single-family house - existing building - distributed level 0.67 | PJ | MW | ANNUAL |  | yes | HOUPARRHNHPELCN07_OLDD_FHPELCE04
DMD | HOUPARRHNHPELCN07_OLDD_FHPELCE04_D83 | Residential heating technology - Heat pump, Air-to-water, low-price product - single-family house - existing building - distributed level 0.83 | PJ | MW | ANNUAL |  | yes | HOUPARRHNHPELCN07_OLDD_FHPELCE04
DMD | HOUPARRHNHPELCN05_OLDD_FHPELCE04_D17 | Residential heating technology - Heat pump, Air-to-water - leasing - single-family house - existing building - distributed level 0.17 | PJ | MW | ANNUAL |  | yes | HOUPARRHNHPELCN05_OLDD_FHPELCE04
DMD | HOUPARRHNHPELCN05_OLDD_FHPELCE04_D33 | Residential heating technology - Heat pump, Air-to-water - leasing - single-family house - existing building - distributed level 0.33 | PJ | MW | ANNUAL |  | yes | HOUPARRHNHPELCN05_OLDD_FHPELCE04
DMD | HOUPARRHNHPELCN05_OLDD_FHPELCE04_D50 | Residential heating technology - Heat pump, Air-to-water - leasing - single-family house - existing building - distributed MEAN level | PJ | MW | ANNUAL |  | yes | HOUPARRHNHPELCN05_OLDD_FHPELCE04
DMD | HOUPARRHNHPELCN05_OLDD_FHPELCE04_D67 | Residential heating technology - Heat pump, Air-to-water - leasing - single-family house - existing building - distributed level 0.67 | PJ | MW | ANNUAL |  | yes | HOUPARRHNHPELCN05_OLDD_FHPELCE04
DMD | HOUPARRHNHPELCN05_OLDD_FHPELCE04_D83 | Residential heating technology - Heat pump, Air-to-water - leasing - single-family house - existing building - distributed level 0.83 | PJ | MW | ANNUAL |  | yes | HOUPARRHNHPELCN05_OLDD_FHPELCE04
DMD | HOUPARRHNHPELCN04_OLDD_FHPELCE04_D17 | Residential heating technology - Heat pump, Ground source - single-family house - existing building - distributed level 0.17 | PJ | MW | ANNUAL |  | yes | HOUPARRHNHPELCN04_OLDD_FHPELCE04
DMD | HOUPARRHNHPELCN04_OLDD_FHPELCE04_D33 | Residential heating technology - Heat pump, Ground source - single-family house - existing building - distributed level 0.33 | PJ | MW | ANNUAL |  | yes | HOUPARRHNHPELCN04_OLDD_FHPELCE04
DMD | HOUPARRHNHPELCN04_OLDD_FHPELCE04_D50 | Residential heating technology - Heat pump, Ground source - single-family house - existing building - distributed MEAN level | PJ | MW | ANNUAL |  | yes | HOUPARRHNHPELCN04_OLDD_FHPELCE04
DMD | HOUPARRHNHPELCN04_OLDD_FHPELCE04_D67 | Residential heating technology - Heat pump, Ground source - single-family house - existing building - distributed level 0.67 | PJ | MW | ANNUAL |  | yes | HOUPARRHNHPELCN04_OLDD_FHPELCE04
DMD | HOUPARRHNHPELCN04_OLDD_FHPELCE04_D83 | Residential heating technology - Heat pump, Ground source - single-family house - existing building - distributed level 0.83 | PJ | MW | ANNUAL |  | yes | HOUPARRHNHPELCN04_OLDD_FHPELCE04
DMD | HOUPARRHNHPELCN03_OLDD_FHPELCE04_D17 | Residential heating technology - Heat pump, Air-to-water - single-family house - existing building - distributed level 0.17 | PJ | MW | ANNUAL |  | yes | HOUPARRHNHPELCN03_OLDD_FHPELCE04
DMD | HOUPARRHNHPELCN03_OLDD_FHPELCE04_D33 | Residential heating technology - Heat pump, Air-to-water - single-family house - existing building - distributed level 0.33 | PJ | MW | ANNUAL |  | yes | HOUPARRHNHPELCN03_OLDD_FHPELCE04
DMD | HOUPARRHNHPELCN03_OLDD_FHPELCE04_D50 | Residential heating technology - Heat pump, Air-to-water - single-family house - existing building - distributed MEAN level | PJ | MW | ANNUAL |  | yes | HOUPARRHNHPELCN03_OLDD_FHPELCE04
DMD | HOUPARRHNHPELCN03_OLDD_FHPELCE04_D67 | Residential heating technology - Heat pump, Air-to-water - single-family house - existing building - distributed level 0.67 | PJ | MW | ANNUAL |  | yes | HOUPARRHNHPELCN03_OLDD_FHPELCE04
DMD | HOUPARRHNHPELCN03_OLDD_FHPELCE04_D83 | Residential heating technology - Heat pump, Air-to-water - single-family house - existing building - distributed level 0.83 | PJ | MW | ANNUAL |  | yes | HOUPARRHNHPELCN03_OLDD_FHPELCE04
DMD | HOUPARRHNHPELCN02_OLDD_FHPELCE04_D17 | Residential heating technology - Heat pump, Air-to-air - single-family house - existing building - distributed level 0.17 | PJ | MW | ANNUAL |  | yes | HOUPARRHNHPELCN02_OLDD_FHPELCE04
DMD | HOUPARRHNHPELCN02_OLDD_FHPELCE04_D33 | Residential heating technology - Heat pump, Air-to-air - single-family house - existing building - distributed level 0.33 | PJ | MW | ANNUAL |  | yes | HOUPARRHNHPELCN02_OLDD_FHPELCE04
DMD | HOUPARRHNHPELCN02_OLDD_FHPELCE04_D50 | Residential heating technology - Heat pump, Air-to-air - single-family house - existing building - distributed MEAN level | PJ | MW | ANNUAL |  | yes | HOUPARRHNHPELCN02_OLDD_FHPELCE04
DMD | HOUPARRHNHPELCN02_OLDD_FHPELCE04_D67 | Residential heating technology - Heat pump, Air-to-air - single-family house - existing building - distributed level 0.67 | PJ | MW | ANNUAL |  | yes | HOUPARRHNHPELCN02_OLDD_FHPELCE04
DMD | HOUPARRHNHPELCN02_OLDD_FHPELCE04_D83 | Residential heating technology - Heat pump, Air-to-air - single-family house - existing building - distributed level 0.83 | PJ | MW | ANNUAL |  | yes | HOUPARRHNHPELCN02_OLDD_FHPELCE04
DMD | HOUPARRHNDIELCN06_OLDD_FHPELCE04_D17 | Residential heating technology - Electric heating - electric panel from Bauhaus - single-family house - new building - distributed level 0.17 | PJ | MW | ANNUAL |  | yes | HOUPARRHNDIELCN06_OLDD_FHPELCE04
DMD | HOUPARRHNDIELCN06_OLDD_FHPELCE04_D33 | Residential heating technology - Electric heating - electric panel from Bauhaus - single-family house - new building - distributed level 0.33 | PJ | MW | ANNUAL |  | yes | HOUPARRHNDIELCN06_OLDD_FHPELCE04
DMD | HOUPARRHNDIELCN06_OLDD_FHPELCE04_D50 | Residential heating technology - Electric heating - electric panel from Bauhaus - single-family house - new building - distributed MEAN level | PJ | MW | ANNUAL |  | yes | HOUPARRHNDIELCN06_OLDD_FHPELCE04
DMD | HOUPARRHNDIELCN06_OLDD_FHPELCE04_D67 | Residential heating technology - Electric heating - electric panel from Bauhaus - single-family house - new building - distributed level 0.67 | PJ | MW | ANNUAL |  | yes | HOUPARRHNDIELCN06_OLDD_FHPELCE04
DMD | HOUPARRHNDIELCN06_OLDD_FHPELCE04_D83 | Residential heating technology - Electric heating - electric panel from Bauhaus - single-family house - new building - distributed level 0.83 | PJ | MW | ANNUAL |  | yes | HOUPARRHNDIELCN06_OLDD_FHPELCE04
DMD | HOUPARRHNDIELCN01_OLDD_FHPELCE04_D17 | Residential heating technology - Electric heating - single-family house - new building - distributed level 0.17 | PJ | MW | ANNUAL |  | yes | HOUPARRHNDIELCN01_OLDD_FHPELCE04
DMD | HOUPARRHNDIELCN01_OLDD_FHPELCE04_D33 | Residential heating technology - Electric heating - single-family house - new building - distributed level 0.33 | PJ | MW | ANNUAL |  | yes | HOUPARRHNDIELCN01_OLDD_FHPELCE04
DMD | HOUPARRHNDIELCN01_OLDD_FHPELCE04_D50 | Residential heating technology - Electric heating - single-family house - new building - distributed MEAN level | PJ | MW | ANNUAL |  | yes | HOUPARRHNDIELCN01_OLDD_FHPELCE04
DMD | HOUPARRHNDIELCN01_OLDD_FHPELCE04_D67 | Residential heating technology - Electric heating - single-family house - new building - distributed level 0.67 | PJ | MW | ANNUAL |  | yes | HOUPARRHNDIELCN01_OLDD_FHPELCE04
DMD | HOUPARRHNDIELCN01_OLDD_FHPELCE04_D83 | Residential heating technology - Electric heating - single-family house - new building - distributed level 0.83 | PJ | MW | ANNUAL |  | yes | HOUPARRHNDIELCN01_OLDD_FHPELCE04
DMD | HOUPARRHNBHSOLN01_OLDD_FHPELCE04_D17 | Residential heating technology - Solar heating system - single-family house - existing building - distributed level 0.17 | PJ | MW | ANNUAL |  | yes | HOUPARRHNBHSOLN01_OLDD_FHPELCE04
DMD | HOUPARRHNBHSOLN01_OLDD_FHPELCE04_D33 | Residential heating technology - Solar heating system - single-family house - existing building - distributed level 0.33 | PJ | MW | ANNUAL |  | yes | HOUPARRHNBHSOLN01_OLDD_FHPELCE04
DMD | HOUPARRHNBHSOLN01_OLDD_FHPELCE04_D50 | Residential heating technology - Solar heating system - single-family house - existing building - distributed MEAN level | PJ | MW | ANNUAL |  | yes | HOUPARRHNBHSOLN01_OLDD_FHPELCE04
DMD | HOUPARRHNBHSOLN01_OLDD_FHPELCE04_D67 | Residential heating technology - Solar heating system - single-family house - existing building - distributed level 0.67 | PJ | MW | ANNUAL |  | yes | HOUPARRHNBHSOLN01_OLDD_FHPELCE04
DMD | HOUPARRHNBHSOLN01_OLDD_FHPELCE04_D83 | Residential heating technology - Solar heating system - single-family house - existing building - distributed level 0.83 | PJ | MW | ANNUAL |  | yes | HOUPARRHNBHSOLN01_OLDD_FHPELCE04
DMD | HOUPARRHNBHDHDN03_OLDD_FHPELCE04_D17 | Residential heating technology - Direct district heating substation - plus connection pipe - single-family house - existing building - distributed level 0.17 | PJ | MW | ANNUAL |  | yes | HOUPARRHNBHDHDN03_OLDD_FHPELCE04
DMD | HOUPARRHNBHDHDN03_OLDD_FHPELCE04_D33 | Residential heating technology - Direct district heating substation - plus connection pipe - single-family house - existing building - distributed level 0.33 | PJ | MW | ANNUAL |  | yes | HOUPARRHNBHDHDN03_OLDD_FHPELCE04
DMD | HOUPARRHNBHDHDN03_OLDD_FHPELCE04_D50 | Residential heating technology - Direct district heating substation - plus connection pipe - single-family house - existing building - distributed MEAN level | PJ | MW | ANNUAL |  | yes | HOUPARRHNBHDHDN03_OLDD_FHPELCE04
DMD | HOUPARRHNBHDHDN03_OLDD_FHPELCE04_D67 | Residential heating technology - Direct district heating substation - plus connection pipe - single-family house - existing building - distributed level 0.67 | PJ | MW | ANNUAL |  | yes | HOUPARRHNBHDHDN03_OLDD_FHPELCE04
DMD | HOUPARRHNBHDHDN03_OLDD_FHPELCE04_D83 | Residential heating technology - Direct district heating substation - plus connection pipe - single-family house - existing building - distributed level 0.83 | PJ | MW | ANNUAL |  | yes | HOUPARRHNBHDHDN03_OLDD_FHPELCE04
DMD | HOUPARRHNHPELCN07_OLDI_FHPELCE04_D17 | Residential heating technology - Heat pump, Air-to-water, low-price product - single-family house - existing building - distributed level 0.17 | PJ | MW | ANNUAL |  | yes | HOUPARRHNHPELCN07_OLDI_FHPELCE04
DMD | HOUPARRHNHPELCN07_OLDI_FHPELCE04_D33 | Residential heating technology - Heat pump, Air-to-water, low-price product - single-family house - existing building - distributed level 0.33 | PJ | MW | ANNUAL |  | yes | HOUPARRHNHPELCN07_OLDI_FHPELCE04
DMD | HOUPARRHNHPELCN07_OLDI_FHPELCE04_D50 | Residential heating technology - Heat pump, Air-to-water, low-price product - single-family house - existing building - distributed MEAN level | PJ | MW | ANNUAL |  | yes | HOUPARRHNHPELCN07_OLDI_FHPELCE04
DMD | HOUPARRHNHPELCN07_OLDI_FHPELCE04_D67 | Residential heating technology - Heat pump, Air-to-water, low-price product - single-family house - existing building - distributed level 0.67 | PJ | MW | ANNUAL |  | yes | HOUPARRHNHPELCN07_OLDI_FHPELCE04
DMD | HOUPARRHNHPELCN07_OLDI_FHPELCE04_D83 | Residential heating technology - Heat pump, Air-to-water, low-price product - single-family house - existing building - distributed level 0.83 | PJ | MW | ANNUAL |  | yes | HOUPARRHNHPELCN07_OLDI_FHPELCE04
DMD | HOUPARRHNHPELCN05_OLDI_FHPELCE04_D17 | Residential heating technology - Heat pump, Air-to-water - leasing - single-family house - existing building - distributed level 0.17 | PJ | MW | ANNUAL |  | yes | HOUPARRHNHPELCN05_OLDI_FHPELCE04
DMD | HOUPARRHNHPELCN05_OLDI_FHPELCE04_D33 | Residential heating technology - Heat pump, Air-to-water - leasing - single-family house - existing building - distributed level 0.33 | PJ | MW | ANNUAL |  | yes | HOUPARRHNHPELCN05_OLDI_FHPELCE04
DMD | HOUPARRHNHPELCN05_OLDI_FHPELCE04_D50 | Residential heating technology - Heat pump, Air-to-water - leasing - single-family house - existing building - distributed MEAN level | PJ | MW | ANNUAL |  | yes | HOUPARRHNHPELCN05_OLDI_FHPELCE04
DMD | HOUPARRHNHPELCN05_OLDI_FHPELCE04_D67 | Residential heating technology - Heat pump, Air-to-water - leasing - single-family house - existing building - distributed level 0.67 | PJ | MW | ANNUAL |  | yes | HOUPARRHNHPELCN05_OLDI_FHPELCE04
DMD | HOUPARRHNHPELCN05_OLDI_FHPELCE04_D83 | Residential heating technology - Heat pump, Air-to-water - leasing - single-family house - existing building - distributed level 0.83 | PJ | MW | ANNUAL |  | yes | HOUPARRHNHPELCN05_OLDI_FHPELCE04
DMD | HOUPARRHNHPELCN04_OLDI_FHPELCE04_D17 | Residential heating technology - Heat pump, Ground source - single-family house - existing building - distributed level 0.17 | PJ | MW | ANNUAL |  | yes | HOUPARRHNHPELCN04_OLDI_FHPELCE04
DMD | HOUPARRHNHPELCN04_OLDI_FHPELCE04_D33 | Residential heating technology - Heat pump, Ground source - single-family house - existing building - distributed level 0.33 | PJ | MW | ANNUAL |  | yes | HOUPARRHNHPELCN04_OLDI_FHPELCE04
DMD | HOUPARRHNHPELCN04_OLDI_FHPELCE04_D50 | Residential heating technology - Heat pump, Ground source - single-family house - existing building - distributed MEAN level | PJ | MW | ANNUAL |  | yes | HOUPARRHNHPELCN04_OLDI_FHPELCE04
DMD | HOUPARRHNHPELCN04_OLDI_FHPELCE04_D67 | Residential heating technology - Heat pump, Ground source - single-family house - existing building - distributed level 0.67 | PJ | MW | ANNUAL |  | yes | HOUPARRHNHPELCN04_OLDI_FHPELCE04
DMD | HOUPARRHNHPELCN04_OLDI_FHPELCE04_D83 | Residential heating technology - Heat pump, Ground source - single-family house - existing building - distributed level 0.83 | PJ | MW | ANNUAL |  | yes | HOUPARRHNHPELCN04_OLDI_FHPELCE04
DMD | HOUPARRHNHPELCN03_OLDI_FHPELCE04_D17 | Residential heating technology - Heat pump, Air-to-water - single-family house - existing building - distributed level 0.17 | PJ | MW | ANNUAL |  | yes | HOUPARRHNHPELCN03_OLDI_FHPELCE04
DMD | HOUPARRHNHPELCN03_OLDI_FHPELCE04_D33 | Residential heating technology - Heat pump, Air-to-water - single-family house - existing building - distributed level 0.33 | PJ | MW | ANNUAL |  | yes | HOUPARRHNHPELCN03_OLDI_FHPELCE04
DMD | HOUPARRHNHPELCN03_OLDI_FHPELCE04_D50 | Residential heating technology - Heat pump, Air-to-water - single-family house - existing building - distributed MEAN level | PJ | MW | ANNUAL |  | yes | HOUPARRHNHPELCN03_OLDI_FHPELCE04
DMD | HOUPARRHNHPELCN03_OLDI_FHPELCE04_D67 | Residential heating technology - Heat pump, Air-to-water - single-family house - existing building - distributed level 0.67 | PJ | MW | ANNUAL |  | yes | HOUPARRHNHPELCN03_OLDI_FHPELCE04
DMD | HOUPARRHNHPELCN03_OLDI_FHPELCE04_D83 | Residential heating technology - Heat pump, Air-to-water - single-family house - existing building - distributed level 0.83 | PJ | MW | ANNUAL |  | yes | HOUPARRHNHPELCN03_OLDI_FHPELCE04
DMD | HOUPARRHNHPELCN02_OLDI_FHPELCE04_D17 | Residential heating technology - Heat pump, Air-to-air - single-family house - existing building - distributed level 0.17 | PJ | MW | ANNUAL |  | yes | HOUPARRHNHPELCN02_OLDI_FHPELCE04
DMD | HOUPARRHNHPELCN02_OLDI_FHPELCE04_D33 | Residential heating technology - Heat pump, Air-to-air - single-family house - existing building - distributed level 0.33 | PJ | MW | ANNUAL |  | yes | HOUPARRHNHPELCN02_OLDI_FHPELCE04
DMD | HOUPARRHNHPELCN02_OLDI_FHPELCE04_D50 | Residential heating technology - Heat pump, Air-to-air - single-family house - existing building - distributed MEAN level | PJ | MW | ANNUAL |  | yes | HOUPARRHNHPELCN02_OLDI_FHPELCE04
DMD | HOUPARRHNHPELCN02_OLDI_FHPELCE04_D67 | Residential heating technology - Heat pump, Air-to-air - single-family house - existing building - distributed level 0.67 | PJ | MW | ANNUAL |  | yes | HOUPARRHNHPELCN02_OLDI_FHPELCE04
DMD | HOUPARRHNHPELCN02_OLDI_FHPELCE04_D83 | Residential heating technology - Heat pump, Air-to-air - single-family house - existing building - distributed level 0.83 | PJ | MW | ANNUAL |  | yes | HOUPARRHNHPELCN02_OLDI_FHPELCE04
DMD | HOUPARRHNDIELCN06_OLDI_FHPELCE04_D17 | Residential heating technology - Electric heating - electric panel from Bauhaus - single-family house - new building - distributed level 0.17 | PJ | MW | ANNUAL |  | yes | HOUPARRHNDIELCN06_OLDI_FHPELCE04
DMD | HOUPARRHNDIELCN06_OLDI_FHPELCE04_D33 | Residential heating technology - Electric heating - electric panel from Bauhaus - single-family house - new building - distributed level 0.33 | PJ | MW | ANNUAL |  | yes | HOUPARRHNDIELCN06_OLDI_FHPELCE04
DMD | HOUPARRHNDIELCN06_OLDI_FHPELCE04_D50 | Residential heating technology - Electric heating - electric panel from Bauhaus - single-family house - new building - distributed MEAN level | PJ | MW | ANNUAL |  | yes | HOUPARRHNDIELCN06_OLDI_FHPELCE04
DMD | HOUPARRHNDIELCN06_OLDI_FHPELCE04_D67 | Residential heating technology - Electric heating - electric panel from Bauhaus - single-family house - new building - distributed level 0.67 | PJ | MW | ANNUAL |  | yes | HOUPARRHNDIELCN06_OLDI_FHPELCE04
DMD | HOUPARRHNDIELCN06_OLDI_FHPELCE04_D83 | Residential heating technology - Electric heating - electric panel from Bauhaus - single-family house - new building - distributed level 0.83 | PJ | MW | ANNUAL |  | yes | HOUPARRHNDIELCN06_OLDI_FHPELCE04
DMD | HOUPARRHNDIELCN01_OLDI_FHPELCE04_D17 | Residential heating technology - Electric heating - single-family house - new building - distributed level 0.17 | PJ | MW | ANNUAL |  | yes | HOUPARRHNDIELCN01_OLDI_FHPELCE04
DMD | HOUPARRHNDIELCN01_OLDI_FHPELCE04_D33 | Residential heating technology - Electric heating - single-family house - new building - distributed level 0.33 | PJ | MW | ANNUAL |  | yes | HOUPARRHNDIELCN01_OLDI_FHPELCE04
DMD | HOUPARRHNDIELCN01_OLDI_FHPELCE04_D50 | Residential heating technology - Electric heating - single-family house - new building - distributed MEAN level | PJ | MW | ANNUAL |  | yes | HOUPARRHNDIELCN01_OLDI_FHPELCE04
DMD | HOUPARRHNDIELCN01_OLDI_FHPELCE04_D67 | Residential heating technology - Electric heating - single-family house - new building - distributed level 0.67 | PJ | MW | ANNUAL |  | yes | HOUPARRHNDIELCN01_OLDI_FHPELCE04
DMD | HOUPARRHNDIELCN01_OLDI_FHPELCE04_D83 | Residential heating technology - Electric heating - single-family house - new building - distributed level 0.83 | PJ | MW | ANNUAL |  | yes | HOUPARRHNDIELCN01_OLDI_FHPELCE04
DMD | HOUPARRHNBHSOLN01_OLDI_FHPELCE04_D17 | Residential heating technology - Solar heating system - single-family house - existing building - distributed level 0.17 | PJ | MW | ANNUAL |  | yes | HOUPARRHNBHSOLN01_OLDI_FHPELCE04
DMD | HOUPARRHNBHSOLN01_OLDI_FHPELCE04_D33 | Residential heating technology - Solar heating system - single-family house - existing building - distributed level 0.33 | PJ | MW | ANNUAL |  | yes | HOUPARRHNBHSOLN01_OLDI_FHPELCE04
DMD | HOUPARRHNBHSOLN01_OLDI_FHPELCE04_D50 | Residential heating technology - Solar heating system - single-family house - existing building - distributed MEAN level | PJ | MW | ANNUAL |  | yes | HOUPARRHNBHSOLN01_OLDI_FHPELCE04
DMD | HOUPARRHNBHSOLN01_OLDI_FHPELCE04_D67 | Residential heating technology - Solar heating system - single-family house - existing building - distributed level 0.67 | PJ | MW | ANNUAL |  | yes | HOUPARRHNBHSOLN01_OLDI_FHPELCE04
DMD | HOUPARRHNBHSOLN01_OLDI_FHPELCE04_D83 | Residential heating technology - Solar heating system - single-family house - existing building - distributed level 0.83 | PJ | MW | ANNUAL |  | yes | HOUPARRHNBHSOLN01_OLDI_FHPELCE04
DMD | HOUPARRHNBHDHDN09_OLDI_FHPELCE04_D17 | Residential heating technology - Direct district heating substation - plus connection pipe - plus distribution (heating density: low ) - single-family house - existing building - distributed level 0.17 | PJ | MW | ANNUAL |  | yes | HOUPARRHNBHDHDN09_OLDI_FHPELCE04
DMD | HOUPARRHNBHDHDN09_OLDI_FHPELCE04_D33 | Residential heating technology - Direct district heating substation - plus connection pipe - plus distribution (heating density: low ) - single-family house - existing building - distributed level 0.33 | PJ | MW | ANNUAL |  | yes | HOUPARRHNBHDHDN09_OLDI_FHPELCE04
DMD | HOUPARRHNBHDHDN09_OLDI_FHPELCE04_D50 | Residential heating technology - Direct district heating substation - plus connection pipe - plus distribution (heating density: low ) - single-family house - existing building - distributed MEAN level | PJ | MW | ANNUAL |  | yes | HOUPARRHNBHDHDN09_OLDI_FHPELCE04
DMD | HOUPARRHNBHDHDN09_OLDI_FHPELCE04_D67 | Residential heating technology - Direct district heating substation - plus connection pipe - plus distribution (heating density: low ) - single-family house - existing building - distributed level 0.67 | PJ | MW | ANNUAL |  | yes | HOUPARRHNBHDHDN09_OLDI_FHPELCE04
DMD | HOUPARRHNBHDHDN09_OLDI_FHPELCE04_D83 | Residential heating technology - Direct district heating substation - plus connection pipe - plus distribution (heating density: low ) - single-family house - existing building - distributed level 0.83 | PJ | MW | ANNUAL |  | yes | HOUPARRHNBHDHDN09_OLDI_FHPELCE04
DMD | HOUPARRHNBHDHDN07_OLDI_FHPELCE04_D17 | Residential heating technology - Direct district heating substation - plus connection pipe - plus distribution (heating density: medium ) - single-family house - existing building - distributed level 0.17 | PJ | MW | ANNUAL |  | yes | HOUPARRHNBHDHDN07_OLDI_FHPELCE04
DMD | HOUPARRHNBHDHDN07_OLDI_FHPELCE04_D33 | Residential heating technology - Direct district heating substation - plus connection pipe - plus distribution (heating density: medium ) - single-family house - existing building - distributed level 0.33 | PJ | MW | ANNUAL |  | yes | HOUPARRHNBHDHDN07_OLDI_FHPELCE04
DMD | HOUPARRHNBHDHDN07_OLDI_FHPELCE04_D50 | Residential heating technology - Direct district heating substation - plus connection pipe - plus distribution (heating density: medium ) - single-family house - existing building - distributed MEAN level | PJ | MW | ANNUAL |  | yes | HOUPARRHNBHDHDN07_OLDI_FHPELCE04
DMD | HOUPARRHNBHDHDN07_OLDI_FHPELCE04_D67 | Residential heating technology - Direct district heating substation - plus connection pipe - plus distribution (heating density: medium ) - single-family house - existing building - distributed level 0.67 | PJ | MW | ANNUAL |  | yes | HOUPARRHNBHDHDN07_OLDI_FHPELCE04
DMD | HOUPARRHNBHDHDN07_OLDI_FHPELCE04_D83 | Residential heating technology - Direct district heating substation - plus connection pipe - plus distribution (heating density: medium ) - single-family house - existing building - distributed level 0.83 | PJ | MW | ANNUAL |  | yes | HOUPARRHNBHDHDN07_OLDI_FHPELCE04
DMD | HOUPARRHNBHDHDN05_OLDI_FHPELCE04_D17 | Residential heating technology - Direct district heating substation - plus connection pipe - plus distribution (heating density: high ) - single-family house - existing building - distributed level 0.17 | PJ | MW | ANNUAL |  | yes | HOUPARRHNBHDHDN05_OLDI_FHPELCE04
DMD | HOUPARRHNBHDHDN05_OLDI_FHPELCE04_D33 | Residential heating technology - Direct district heating substation - plus connection pipe - plus distribution (heating density: high ) - single-family house - existing building - distributed level 0.33 | PJ | MW | ANNUAL |  | yes | HOUPARRHNBHDHDN05_OLDI_FHPELCE04
DMD | HOUPARRHNBHDHDN05_OLDI_FHPELCE04_D50 | Residential heating technology - Direct district heating substation - plus connection pipe - plus distribution (heating density: high ) - single-family house - existing building - distributed MEAN level | PJ | MW | ANNUAL |  | yes | HOUPARRHNBHDHDN05_OLDI_FHPELCE04
DMD | HOUPARRHNBHDHDN05_OLDI_FHPELCE04_D67 | Residential heating technology - Direct district heating substation - plus connection pipe - plus distribution (heating density: high ) - single-family house - existing building - distributed level 0.67 | PJ | MW | ANNUAL |  | yes | HOUPARRHNBHDHDN05_OLDI_FHPELCE04
DMD | HOUPARRHNBHDHDN05_OLDI_FHPELCE04_D83 | Residential heating technology - Direct district heating substation - plus connection pipe - plus distribution (heating density: high ) - single-family house - existing building - distributed level 0.83 | PJ | MW | ANNUAL |  | yes | HOUPARRHNBHDHDN05_OLDI_FHPELCE04
DMD | HOUPARRHNBHDHCN09_OLDI_FHPELCE04_D17 | Residential heating technology - Direct district heating substation - plus connection pipe - plus distribution (heating density: low ) - single-family house - existing building - distributed level 0.17 | PJ | MW | ANNUAL |  | yes | HOUPARRHNBHDHCN09_OLDI_FHPELCE04
DMD | HOUPARRHNBHDHCN09_OLDI_FHPELCE04_D33 | Residential heating technology - Direct district heating substation - plus connection pipe - plus distribution (heating density: low ) - single-family house - existing building - distributed level 0.33 | PJ | MW | ANNUAL |  | yes | HOUPARRHNBHDHCN09_OLDI_FHPELCE04
DMD | HOUPARRHNBHDHCN09_OLDI_FHPELCE04_D50 | Residential heating technology - Direct district heating substation - plus connection pipe - plus distribution (heating density: low ) - single-family house - existing building - distributed MEAN level | PJ | MW | ANNUAL |  | yes | HOUPARRHNBHDHCN09_OLDI_FHPELCE04
DMD | HOUPARRHNBHDHCN09_OLDI_FHPELCE04_D67 | Residential heating technology - Direct district heating substation - plus connection pipe - plus distribution (heating density: low ) - single-family house - existing building - distributed level 0.67 | PJ | MW | ANNUAL |  | yes | HOUPARRHNBHDHCN09_OLDI_FHPELCE04
DMD | HOUPARRHNBHDHCN09_OLDI_FHPELCE04_D83 | Residential heating technology - Direct district heating substation - plus connection pipe - plus distribution (heating density: low ) - single-family house - existing building - distributed level 0.83 | PJ | MW | ANNUAL |  | yes | HOUPARRHNBHDHCN09_OLDI_FHPELCE04
DMD | HOUPARRHNBHDHCN07_OLDI_FHPELCE04_D17 | Residential heating technology - Direct district heating substation - plus connection pipe - plus distribution (heating density: medium ) - single-family house - existing building - distributed level 0.17 | PJ | MW | ANNUAL |  | yes | HOUPARRHNBHDHCN07_OLDI_FHPELCE04
DMD | HOUPARRHNBHDHCN07_OLDI_FHPELCE04_D33 | Residential heating technology - Direct district heating substation - plus connection pipe - plus distribution (heating density: medium ) - single-family house - existing building - distributed level 0.33 | PJ | MW | ANNUAL |  | yes | HOUPARRHNBHDHCN07_OLDI_FHPELCE04
DMD | HOUPARRHNBHDHCN07_OLDI_FHPELCE04_D50 | Residential heating technology - Direct district heating substation - plus connection pipe - plus distribution (heating density: medium ) - single-family house - existing building - distributed MEAN level | PJ | MW | ANNUAL |  | yes | HOUPARRHNBHDHCN07_OLDI_FHPELCE04
DMD | HOUPARRHNBHDHCN07_OLDI_FHPELCE04_D67 | Residential heating technology - Direct district heating substation - plus connection pipe - plus distribution (heating density: medium ) - single-family house - existing building - distributed level 0.67 | PJ | MW | ANNUAL |  | yes | HOUPARRHNBHDHCN07_OLDI_FHPELCE04
DMD | HOUPARRHNBHDHCN07_OLDI_FHPELCE04_D83 | Residential heating technology - Direct district heating substation - plus connection pipe - plus distribution (heating density: medium ) - single-family house - existing building - distributed level 0.83 | PJ | MW | ANNUAL |  | yes | HOUPARRHNBHDHCN07_OLDI_FHPELCE04
DMD | HOUPARRHNBHDHCN05_OLDI_FHPELCE04_D17 | Residential heating technology - Direct district heating substation - plus connection pipe - plus distribution (heating density: high ) - single-family house - existing building - distributed level 0.17 | PJ | MW | ANNUAL |  | yes | HOUPARRHNBHDHCN05_OLDI_FHPELCE04
DMD | HOUPARRHNBHDHCN05_OLDI_FHPELCE04_D33 | Residential heating technology - Direct district heating substation - plus connection pipe - plus distribution (heating density: high ) - single-family house - existing building - distributed level 0.33 | PJ | MW | ANNUAL |  | yes | HOUPARRHNBHDHCN05_OLDI_FHPELCE04
DMD | HOUPARRHNBHDHCN05_OLDI_FHPELCE04_D50 | Residential heating technology - Direct district heating substation - plus connection pipe - plus distribution (heating density: high ) - single-family house - existing building - distributed MEAN level | PJ | MW | ANNUAL |  | yes | HOUPARRHNBHDHCN05_OLDI_FHPELCE04
DMD | HOUPARRHNBHDHCN05_OLDI_FHPELCE04_D67 | Residential heating technology - Direct district heating substation - plus connection pipe - plus distribution (heating density: high ) - single-family house - existing building - distributed level 0.67 | PJ | MW | ANNUAL |  | yes | HOUPARRHNBHDHCN05_OLDI_FHPELCE04
DMD | HOUPARRHNBHDHCN05_OLDI_FHPELCE04_D83 | Residential heating technology - Direct district heating substation - plus connection pipe - plus distribution (heating density: high ) - single-family house - existing building - distributed level 0.83 | PJ | MW | ANNUAL |  | yes | HOUPARRHNBHDHCN05_OLDI_FHPELCE04
DMD | HOUETARHNHPELCN05_OLDC_FBHWPEE01_D17 | Residential heating technology - Heat pump, Air-to-water - leasing - apartment complex - existing building - distributed level 0.17 | PJ | MW | ANNUAL |  | yes | HOUETARHNHPELCN05_OLDC_FBHWPEE01
DMD | HOUETARHNHPELCN05_OLDC_FBHWPEE01_D33 | Residential heating technology - Heat pump, Air-to-water - leasing - apartment complex - existing building - distributed level 0.33 | PJ | MW | ANNUAL |  | yes | HOUETARHNHPELCN05_OLDC_FBHWPEE01
DMD | HOUETARHNHPELCN05_OLDC_FBHWPEE01_D50 | Residential heating technology - Heat pump, Air-to-water - leasing - apartment complex - existing building - distributed MEAN level | PJ | MW | ANNUAL |  | yes | HOUETARHNHPELCN05_OLDC_FBHWPEE01
DMD | HOUETARHNHPELCN05_OLDC_FBHWPEE01_D67 | Residential heating technology - Heat pump, Air-to-water - leasing - apartment complex - existing building - distributed level 0.67 | PJ | MW | ANNUAL |  | yes | HOUETARHNHPELCN05_OLDC_FBHWPEE01
DMD | HOUETARHNHPELCN05_OLDC_FBHWPEE01_D83 | Residential heating technology - Heat pump, Air-to-water - leasing - apartment complex - existing building - distributed level 0.83 | PJ | MW | ANNUAL |  | yes | HOUETARHNHPELCN05_OLDC_FBHWPEE01
DMD | HOUETARHNHPELCN04_OLDC_FBHWPEE01_D17 | Residential heating technology - Heat pump, Ground source - apartment complex - existing building - distributed level 0.17 | PJ | MW | ANNUAL |  | yes | HOUETARHNHPELCN04_OLDC_FBHWPEE01
DMD | HOUETARHNHPELCN04_OLDC_FBHWPEE01_D33 | Residential heating technology - Heat pump, Ground source - apartment complex - existing building - distributed level 0.33 | PJ | MW | ANNUAL |  | yes | HOUETARHNHPELCN04_OLDC_FBHWPEE01
DMD | HOUETARHNHPELCN04_OLDC_FBHWPEE01_D50 | Residential heating technology - Heat pump, Ground source - apartment complex - existing building - distributed MEAN level | PJ | MW | ANNUAL |  | yes | HOUETARHNHPELCN04_OLDC_FBHWPEE01
DMD | HOUETARHNHPELCN04_OLDC_FBHWPEE01_D67 | Residential heating technology - Heat pump, Ground source - apartment complex - existing building - distributed level 0.67 | PJ | MW | ANNUAL |  | yes | HOUETARHNHPELCN04_OLDC_FBHWPEE01
DMD | HOUETARHNHPELCN04_OLDC_FBHWPEE01_D83 | Residential heating technology - Heat pump, Ground source - apartment complex - existing building - distributed level 0.83 | PJ | MW | ANNUAL |  | yes | HOUETARHNHPELCN04_OLDC_FBHWPEE01
DMD | HOUETARHNHPELCN03_OLDC_FBHWPEE01_D17 | Residential heating technology - Heat pump, Air-to-water - apartment complex - existing building - distributed level 0.17 | PJ | MW | ANNUAL |  | yes | HOUETARHNHPELCN03_OLDC_FBHWPEE01
DMD | HOUETARHNHPELCN03_OLDC_FBHWPEE01_D33 | Residential heating technology - Heat pump, Air-to-water - apartment complex - existing building - distributed level 0.33 | PJ | MW | ANNUAL |  | yes | HOUETARHNHPELCN03_OLDC_FBHWPEE01
DMD | HOUETARHNHPELCN03_OLDC_FBHWPEE01_D50 | Residential heating technology - Heat pump, Air-to-water - apartment complex - existing building - distributed MEAN level | PJ | MW | ANNUAL |  | yes | HOUETARHNHPELCN03_OLDC_FBHWPEE01
DMD | HOUETARHNHPELCN03_OLDC_FBHWPEE01_D67 | Residential heating technology - Heat pump, Air-to-water - apartment complex - existing building - distributed level 0.67 | PJ | MW | ANNUAL |  | yes | HOUETARHNHPELCN03_OLDC_FBHWPEE01
DMD | HOUETARHNHPELCN03_OLDC_FBHWPEE01_D83 | Residential heating technology - Heat pump, Air-to-water - apartment complex - existing building - distributed level 0.83 | PJ | MW | ANNUAL |  | yes | HOUETARHNHPELCN03_OLDC_FBHWPEE01
DMD | HOUETARHNHPELCN02_OLDC_FBHWPEE01_D17 | Residential heating technology - Heat pump, Air-to-air - single-family house - existing building - distributed level 0.17 | PJ | MW | ANNUAL |  | yes | HOUETARHNHPELCN02_OLDC_FBHWPEE01
DMD | HOUETARHNHPELCN02_OLDC_FBHWPEE01_D33 | Residential heating technology - Heat pump, Air-to-air - single-family house - existing building - distributed level 0.33 | PJ | MW | ANNUAL |  | yes | HOUETARHNHPELCN02_OLDC_FBHWPEE01
DMD | HOUETARHNHPELCN02_OLDC_FBHWPEE01_D50 | Residential heating technology - Heat pump, Air-to-air - single-family house - existing building - distributed MEAN level | PJ | MW | ANNUAL |  | yes | HOUETARHNHPELCN02_OLDC_FBHWPEE01
DMD | HOUETARHNHPELCN02_OLDC_FBHWPEE01_D67 | Residential heating technology - Heat pump, Air-to-air - single-family house - existing building - distributed level 0.67 | PJ | MW | ANNUAL |  | yes | HOUETARHNHPELCN02_OLDC_FBHWPEE01
DMD | HOUETARHNHPELCN02_OLDC_FBHWPEE01_D83 | Residential heating technology - Heat pump, Air-to-air - single-family house - existing building - distributed level 0.83 | PJ | MW | ANNUAL |  | yes | HOUETARHNHPELCN02_OLDC_FBHWPEE01
DMD | HOUETARHNDIELCN06_OLDC_FBHWPEE01_D17 | Residential heating technology - Electric heating - electric panel from Bauhaus - apartment complex - new building - distributed level 0.17 | PJ | MW | ANNUAL |  | yes | HOUETARHNDIELCN06_OLDC_FBHWPEE01
DMD | HOUETARHNDIELCN06_OLDC_FBHWPEE01_D33 | Residential heating technology - Electric heating - electric panel from Bauhaus - apartment complex - new building - distributed level 0.33 | PJ | MW | ANNUAL |  | yes | HOUETARHNDIELCN06_OLDC_FBHWPEE01
DMD | HOUETARHNDIELCN06_OLDC_FBHWPEE01_D50 | Residential heating technology - Electric heating - electric panel from Bauhaus - apartment complex - new building - distributed MEAN level | PJ | MW | ANNUAL |  | yes | HOUETARHNDIELCN06_OLDC_FBHWPEE01
DMD | HOUETARHNDIELCN06_OLDC_FBHWPEE01_D67 | Residential heating technology - Electric heating - electric panel from Bauhaus - apartment complex - new building - distributed level 0.67 | PJ | MW | ANNUAL |  | yes | HOUETARHNDIELCN06_OLDC_FBHWPEE01
DMD | HOUETARHNDIELCN06_OLDC_FBHWPEE01_D83 | Residential heating technology - Electric heating - electric panel from Bauhaus - apartment complex - new building - distributed level 0.83 | PJ | MW | ANNUAL |  | yes | HOUETARHNDIELCN06_OLDC_FBHWPEE01
DMD | HOUETARHNDIELCN01_OLDC_FBHWPEE01_D17 | Residential heating technology - Electric heating - apartment complex - new building - distributed level 0.17 | PJ | MW | ANNUAL |  | yes | HOUETARHNDIELCN01_OLDC_FBHWPEE01
DMD | HOUETARHNDIELCN01_OLDC_FBHWPEE01_D33 | Residential heating technology - Electric heating - apartment complex - new building - distributed level 0.33 | PJ | MW | ANNUAL |  | yes | HOUETARHNDIELCN01_OLDC_FBHWPEE01
DMD | HOUETARHNDIELCN01_OLDC_FBHWPEE01_D50 | Residential heating technology - Electric heating - apartment complex - new building - distributed MEAN level | PJ | MW | ANNUAL |  | yes | HOUETARHNDIELCN01_OLDC_FBHWPEE01
DMD | HOUETARHNDIELCN01_OLDC_FBHWPEE01_D67 | Residential heating technology - Electric heating - apartment complex - new building - distributed level 0.67 | PJ | MW | ANNUAL |  | yes | HOUETARHNDIELCN01_OLDC_FBHWPEE01
DMD | HOUETARHNDIELCN01_OLDC_FBHWPEE01_D83 | Residential heating technology - Electric heating - apartment complex - new building - distributed level 0.83 | PJ | MW | ANNUAL |  | yes | HOUETARHNDIELCN01_OLDC_FBHWPEE01
DMD | HOUETARHNBHWPEN01_OLDC_FBHWPEE01_D17 | Residential heating technology - Biomass boiler, automatic stoking , wood pellets or wood chips - apartment complex - existing building - distributed level 0.17 | PJ | MW | ANNUAL |  | yes | HOUETARHNBHWPEN01_OLDC_FBHWPEE01
DMD | HOUETARHNBHWPEN01_OLDC_FBHWPEE01_D33 | Residential heating technology - Biomass boiler, automatic stoking , wood pellets or wood chips - apartment complex - existing building - distributed level 0.33 | PJ | MW | ANNUAL |  | yes | HOUETARHNBHWPEN01_OLDC_FBHWPEE01
DMD | HOUETARHNBHWPEN01_OLDC_FBHWPEE01_D50 | Residential heating technology - Biomass boiler, automatic stoking , wood pellets or wood chips - apartment complex - existing building - distributed MEAN level | PJ | MW | ANNUAL |  | yes | HOUETARHNBHWPEN01_OLDC_FBHWPEE01
DMD | HOUETARHNBHWPEN01_OLDC_FBHWPEE01_D67 | Residential heating technology - Biomass boiler, automatic stoking , wood pellets or wood chips - apartment complex - existing building - distributed level 0.67 | PJ | MW | ANNUAL |  | yes | HOUETARHNBHWPEN01_OLDC_FBHWPEE01
DMD | HOUETARHNBHWPEN01_OLDC_FBHWPEE01_D83 | Residential heating technology - Biomass boiler, automatic stoking , wood pellets or wood chips - apartment complex - existing building - distributed level 0.83 | PJ | MW | ANNUAL |  | yes | HOUETARHNBHWPEN01_OLDC_FBHWPEE01
DMD | HOUETARHNBHSOLN01_OLDC_FBHWPEE01_D17 | Residential heating technology - Solar heating system - apartment complex - existing building - distributed level 0.17 | PJ | MW | ANNUAL |  | yes | HOUETARHNBHSOLN01_OLDC_FBHWPEE01
DMD | HOUETARHNBHSOLN01_OLDC_FBHWPEE01_D33 | Residential heating technology - Solar heating system - apartment complex - existing building - distributed level 0.33 | PJ | MW | ANNUAL |  | yes | HOUETARHNBHSOLN01_OLDC_FBHWPEE01
DMD | HOUETARHNBHSOLN01_OLDC_FBHWPEE01_D50 | Residential heating technology - Solar heating system - apartment complex - existing building - distributed MEAN level | PJ | MW | ANNUAL |  | yes | HOUETARHNBHSOLN01_OLDC_FBHWPEE01
DMD | HOUETARHNBHSOLN01_OLDC_FBHWPEE01_D67 | Residential heating technology - Solar heating system - apartment complex - existing building - distributed level 0.67 | PJ | MW | ANNUAL |  | yes | HOUETARHNBHSOLN01_OLDC_FBHWPEE01
DMD | HOUETARHNBHSOLN01_OLDC_FBHWPEE01_D83 | Residential heating technology - Solar heating system - apartment complex - existing building - distributed level 0.83 | PJ | MW | ANNUAL |  | yes | HOUETARHNBHSOLN01_OLDC_FBHWPEE01
DMD | HOUETARHNBHDHCN03_OLDC_FBHWPEE01_D17 | Residential heating technology - Direct district heating substation - plus connection pipe - apartment complex - existing building - distributed level 0.17 | PJ | MW | ANNUAL |  | yes | HOUETARHNBHDHCN03_OLDC_FBHWPEE01
DMD | HOUETARHNBHDHCN03_OLDC_FBHWPEE01_D33 | Residential heating technology - Direct district heating substation - plus connection pipe - apartment complex - existing building - distributed level 0.33 | PJ | MW | ANNUAL |  | yes | HOUETARHNBHDHCN03_OLDC_FBHWPEE01
DMD | HOUETARHNBHDHCN03_OLDC_FBHWPEE01_D50 | Residential heating technology - Direct district heating substation - plus connection pipe - apartment complex - existing building - distributed MEAN level | PJ | MW | ANNUAL |  | yes | HOUETARHNBHDHCN03_OLDC_FBHWPEE01
DMD | HOUETARHNBHDHCN03_OLDC_FBHWPEE01_D67 | Residential heating technology - Direct district heating substation - plus connection pipe - apartment complex - existing building - distributed level 0.67 | PJ | MW | ANNUAL |  | yes | HOUETARHNBHDHCN03_OLDC_FBHWPEE01
DMD | HOUETARHNBHDHCN03_OLDC_FBHWPEE01_D83 | Residential heating technology - Direct district heating substation - plus connection pipe - apartment complex - existing building - distributed level 0.83 | PJ | MW | ANNUAL |  | yes | HOUETARHNBHDHCN03_OLDC_FBHWPEE01
DMD | HOUETARHNHPELCN05_OLDD_FBHWPEE01_D17 | Residential heating technology - Heat pump, Air-to-water - leasing - apartment complex - existing building - distributed level 0.17 | PJ | MW | ANNUAL |  | yes | HOUETARHNHPELCN05_OLDD_FBHWPEE01
DMD | HOUETARHNHPELCN05_OLDD_FBHWPEE01_D33 | Residential heating technology - Heat pump, Air-to-water - leasing - apartment complex - existing building - distributed level 0.33 | PJ | MW | ANNUAL |  | yes | HOUETARHNHPELCN05_OLDD_FBHWPEE01
DMD | HOUETARHNHPELCN05_OLDD_FBHWPEE01_D50 | Residential heating technology - Heat pump, Air-to-water - leasing - apartment complex - existing building - distributed MEAN level | PJ | MW | ANNUAL |  | yes | HOUETARHNHPELCN05_OLDD_FBHWPEE01
DMD | HOUETARHNHPELCN05_OLDD_FBHWPEE01_D67 | Residential heating technology - Heat pump, Air-to-water - leasing - apartment complex - existing building - distributed level 0.67 | PJ | MW | ANNUAL |  | yes | HOUETARHNHPELCN05_OLDD_FBHWPEE01
DMD | HOUETARHNHPELCN05_OLDD_FBHWPEE01_D83 | Residential heating technology - Heat pump, Air-to-water - leasing - apartment complex - existing building - distributed level 0.83 | PJ | MW | ANNUAL |  | yes | HOUETARHNHPELCN05_OLDD_FBHWPEE01
DMD | HOUETARHNHPELCN04_OLDD_FBHWPEE01_D17 | Residential heating technology - Heat pump, Ground source - apartment complex - existing building - distributed level 0.17 | PJ | MW | ANNUAL |  | yes | HOUETARHNHPELCN04_OLDD_FBHWPEE01
DMD | HOUETARHNHPELCN04_OLDD_FBHWPEE01_D33 | Residential heating technology - Heat pump, Ground source - apartment complex - existing building - distributed level 0.33 | PJ | MW | ANNUAL |  | yes | HOUETARHNHPELCN04_OLDD_FBHWPEE01
DMD | HOUETARHNHPELCN04_OLDD_FBHWPEE01_D50 | Residential heating technology - Heat pump, Ground source - apartment complex - existing building - distributed MEAN level | PJ | MW | ANNUAL |  | yes | HOUETARHNHPELCN04_OLDD_FBHWPEE01
DMD | HOUETARHNHPELCN04_OLDD_FBHWPEE01_D67 | Residential heating technology - Heat pump, Ground source - apartment complex - existing building - distributed level 0.67 | PJ | MW | ANNUAL |  | yes | HOUETARHNHPELCN04_OLDD_FBHWPEE01
DMD | HOUETARHNHPELCN04_OLDD_FBHWPEE01_D83 | Residential heating technology - Heat pump, Ground source - apartment complex - existing building - distributed level 0.83 | PJ | MW | ANNUAL |  | yes | HOUETARHNHPELCN04_OLDD_FBHWPEE01
DMD | HOUETARHNHPELCN03_OLDD_FBHWPEE01_D17 | Residential heating technology - Heat pump, Air-to-water - apartment complex - existing building - distributed level 0.17 | PJ | MW | ANNUAL |  | yes | HOUETARHNHPELCN03_OLDD_FBHWPEE01
DMD | HOUETARHNHPELCN03_OLDD_FBHWPEE01_D33 | Residential heating technology - Heat pump, Air-to-water - apartment complex - existing building - distributed level 0.33 | PJ | MW | ANNUAL |  | yes | HOUETARHNHPELCN03_OLDD_FBHWPEE01
DMD | HOUETARHNHPELCN03_OLDD_FBHWPEE01_D50 | Residential heating technology - Heat pump, Air-to-water - apartment complex - existing building - distributed MEAN level | PJ | MW | ANNUAL |  | yes | HOUETARHNHPELCN03_OLDD_FBHWPEE01
DMD | HOUETARHNHPELCN03_OLDD_FBHWPEE01_D67 | Residential heating technology - Heat pump, Air-to-water - apartment complex - existing building - distributed level 0.67 | PJ | MW | ANNUAL |  | yes | HOUETARHNHPELCN03_OLDD_FBHWPEE01
DMD | HOUETARHNHPELCN03_OLDD_FBHWPEE01_D83 | Residential heating technology - Heat pump, Air-to-water - apartment complex - existing building - distributed level 0.83 | PJ | MW | ANNUAL |  | yes | HOUETARHNHPELCN03_OLDD_FBHWPEE01
DMD | HOUETARHNHPELCN02_OLDD_FBHWPEE01_D17 | Residential heating technology - Heat pump, Air-to-air - single-family house - existing building - distributed level 0.17 | PJ | MW | ANNUAL |  | yes | HOUETARHNHPELCN02_OLDD_FBHWPEE01
DMD | HOUETARHNHPELCN02_OLDD_FBHWPEE01_D33 | Residential heating technology - Heat pump, Air-to-air - single-family house - existing building - distributed level 0.33 | PJ | MW | ANNUAL |  | yes | HOUETARHNHPELCN02_OLDD_FBHWPEE01
DMD | HOUETARHNHPELCN02_OLDD_FBHWPEE01_D50 | Residential heating technology - Heat pump, Air-to-air - single-family house - existing building - distributed MEAN level | PJ | MW | ANNUAL |  | yes | HOUETARHNHPELCN02_OLDD_FBHWPEE01
DMD | HOUETARHNHPELCN02_OLDD_FBHWPEE01_D67 | Residential heating technology - Heat pump, Air-to-air - single-family house - existing building - distributed level 0.67 | PJ | MW | ANNUAL |  | yes | HOUETARHNHPELCN02_OLDD_FBHWPEE01
DMD | HOUETARHNHPELCN02_OLDD_FBHWPEE01_D83 | Residential heating technology - Heat pump, Air-to-air - single-family house - existing building - distributed level 0.83 | PJ | MW | ANNUAL |  | yes | HOUETARHNHPELCN02_OLDD_FBHWPEE01
DMD | HOUETARHNDIELCN06_OLDD_FBHWPEE01_D17 | Residential heating technology - Electric heating - electric panel from Bauhaus - apartment complex - new building - distributed level 0.17 | PJ | MW | ANNUAL |  | yes | HOUETARHNDIELCN06_OLDD_FBHWPEE01
DMD | HOUETARHNDIELCN06_OLDD_FBHWPEE01_D33 | Residential heating technology - Electric heating - electric panel from Bauhaus - apartment complex - new building - distributed level 0.33 | PJ | MW | ANNUAL |  | yes | HOUETARHNDIELCN06_OLDD_FBHWPEE01
DMD | HOUETARHNDIELCN06_OLDD_FBHWPEE01_D50 | Residential heating technology - Electric heating - electric panel from Bauhaus - apartment complex - new building - distributed MEAN level | PJ | MW | ANNUAL |  | yes | HOUETARHNDIELCN06_OLDD_FBHWPEE01
DMD | HOUETARHNDIELCN06_OLDD_FBHWPEE01_D67 | Residential heating technology - Electric heating - electric panel from Bauhaus - apartment complex - new building - distributed level 0.67 | PJ | MW | ANNUAL |  | yes | HOUETARHNDIELCN06_OLDD_FBHWPEE01
DMD | HOUETARHNDIELCN06_OLDD_FBHWPEE01_D83 | Residential heating technology - Electric heating - electric panel from Bauhaus - apartment complex - new building - distributed level 0.83 | PJ | MW | ANNUAL |  | yes | HOUETARHNDIELCN06_OLDD_FBHWPEE01
DMD | HOUETARHNDIELCN01_OLDD_FBHWPEE01_D17 | Residential heating technology - Electric heating - apartment complex - new building - distributed level 0.17 | PJ | MW | ANNUAL |  | yes | HOUETARHNDIELCN01_OLDD_FBHWPEE01
DMD | HOUETARHNDIELCN01_OLDD_FBHWPEE01_D33 | Residential heating technology - Electric heating - apartment complex - new building - distributed level 0.33 | PJ | MW | ANNUAL |  | yes | HOUETARHNDIELCN01_OLDD_FBHWPEE01
DMD | HOUETARHNDIELCN01_OLDD_FBHWPEE01_D50 | Residential heating technology - Electric heating - apartment complex - new building - distributed MEAN level | PJ | MW | ANNUAL |  | yes | HOUETARHNDIELCN01_OLDD_FBHWPEE01
DMD | HOUETARHNDIELCN01_OLDD_FBHWPEE01_D67 | Residential heating technology - Electric heating - apartment complex - new building - distributed level 0.67 | PJ | MW | ANNUAL |  | yes | HOUETARHNDIELCN01_OLDD_FBHWPEE01
DMD | HOUETARHNDIELCN01_OLDD_FBHWPEE01_D83 | Residential heating technology - Electric heating - apartment complex - new building - distributed level 0.83 | PJ | MW | ANNUAL |  | yes | HOUETARHNDIELCN01_OLDD_FBHWPEE01
DMD | HOUETARHNBHWPEN01_OLDD_FBHWPEE01_D17 | Residential heating technology - Biomass boiler, automatic stoking , wood pellets or wood chips - apartment complex - existing building - distributed level 0.17 | PJ | MW | ANNUAL |  | yes | HOUETARHNBHWPEN01_OLDD_FBHWPEE01
DMD | HOUETARHNBHWPEN01_OLDD_FBHWPEE01_D33 | Residential heating technology - Biomass boiler, automatic stoking , wood pellets or wood chips - apartment complex - existing building - distributed level 0.33 | PJ | MW | ANNUAL |  | yes | HOUETARHNBHWPEN01_OLDD_FBHWPEE01
DMD | HOUETARHNBHWPEN01_OLDD_FBHWPEE01_D50 | Residential heating technology - Biomass boiler, automatic stoking , wood pellets or wood chips - apartment complex - existing building - distributed MEAN level | PJ | MW | ANNUAL |  | yes | HOUETARHNBHWPEN01_OLDD_FBHWPEE01
DMD | HOUETARHNBHWPEN01_OLDD_FBHWPEE01_D67 | Residential heating technology - Biomass boiler, automatic stoking , wood pellets or wood chips - apartment complex - existing building - distributed level 0.67 | PJ | MW | ANNUAL |  | yes | HOUETARHNBHWPEN01_OLDD_FBHWPEE01
DMD | HOUETARHNBHWPEN01_OLDD_FBHWPEE01_D83 | Residential heating technology - Biomass boiler, automatic stoking , wood pellets or wood chips - apartment complex - existing building - distributed level 0.83 | PJ | MW | ANNUAL |  | yes | HOUETARHNBHWPEN01_OLDD_FBHWPEE01
DMD | HOUETARHNBHSOLN01_OLDD_FBHWPEE01_D17 | Residential heating technology - Solar heating system - apartment complex - existing building - distributed level 0.17 | PJ | MW | ANNUAL |  | yes | HOUETARHNBHSOLN01_OLDD_FBHWPEE01
DMD | HOUETARHNBHSOLN01_OLDD_FBHWPEE01_D33 | Residential heating technology - Solar heating system - apartment complex - existing building - distributed level 0.33 | PJ | MW | ANNUAL |  | yes | HOUETARHNBHSOLN01_OLDD_FBHWPEE01
DMD | HOUETARHNBHSOLN01_OLDD_FBHWPEE01_D50 | Residential heating technology - Solar heating system - apartment complex - existing building - distributed MEAN level | PJ | MW | ANNUAL |  | yes | HOUETARHNBHSOLN01_OLDD_FBHWPEE01
DMD | HOUETARHNBHSOLN01_OLDD_FBHWPEE01_D67 | Residential heating technology - Solar heating system - apartment complex - existing building - distributed level 0.67 | PJ | MW | ANNUAL |  | yes | HOUETARHNBHSOLN01_OLDD_FBHWPEE01
DMD | HOUETARHNBHSOLN01_OLDD_FBHWPEE01_D83 | Residential heating technology - Solar heating system - apartment complex - existing building - distributed level 0.83 | PJ | MW | ANNUAL |  | yes | HOUETARHNBHSOLN01_OLDD_FBHWPEE01
DMD | HOUETARHNBHDHDN03_OLDD_FBHWPEE01_D17 | Residential heating technology - Direct district heating substation - plus connection pipe - apartment complex - existing building - distributed level 0.17 | PJ | MW | ANNUAL |  | yes | HOUETARHNBHDHDN03_OLDD_FBHWPEE01
DMD | HOUETARHNBHDHDN03_OLDD_FBHWPEE01_D33 | Residential heating technology - Direct district heating substation - plus connection pipe - apartment complex - existing building - distributed level 0.33 | PJ | MW | ANNUAL |  | yes | HOUETARHNBHDHDN03_OLDD_FBHWPEE01
DMD | HOUETARHNBHDHDN03_OLDD_FBHWPEE01_D50 | Residential heating technology - Direct district heating substation - plus connection pipe - apartment complex - existing building - distributed MEAN level | PJ | MW | ANNUAL |  | yes | HOUETARHNBHDHDN03_OLDD_FBHWPEE01
DMD | HOUETARHNBHDHDN03_OLDD_FBHWPEE01_D67 | Residential heating technology - Direct district heating substation - plus connection pipe - apartment complex - existing building - distributed level 0.67 | PJ | MW | ANNUAL |  | yes | HOUETARHNBHDHDN03_OLDD_FBHWPEE01
DMD | HOUETARHNBHDHDN03_OLDD_FBHWPEE01_D83 | Residential heating technology - Direct district heating substation - plus connection pipe - apartment complex - existing building - distributed level 0.83 | PJ | MW | ANNUAL |  | yes | HOUETARHNBHDHDN03_OLDD_FBHWPEE01
DMD | HOUETARHNHPELCN05_OLDI_FBHWPEE01_D17 | Residential heating technology - Heat pump, Air-to-water - leasing - apartment complex - existing building - distributed level 0.17 | PJ | MW | ANNUAL |  | yes | HOUETARHNHPELCN05_OLDI_FBHWPEE01
DMD | HOUETARHNHPELCN05_OLDI_FBHWPEE01_D33 | Residential heating technology - Heat pump, Air-to-water - leasing - apartment complex - existing building - distributed level 0.33 | PJ | MW | ANNUAL |  | yes | HOUETARHNHPELCN05_OLDI_FBHWPEE01
DMD | HOUETARHNHPELCN05_OLDI_FBHWPEE01_D50 | Residential heating technology - Heat pump, Air-to-water - leasing - apartment complex - existing building - distributed MEAN level | PJ | MW | ANNUAL |  | yes | HOUETARHNHPELCN05_OLDI_FBHWPEE01
DMD | HOUETARHNHPELCN05_OLDI_FBHWPEE01_D67 | Residential heating technology - Heat pump, Air-to-water - leasing - apartment complex - existing building - distributed level 0.67 | PJ | MW | ANNUAL |  | yes | HOUETARHNHPELCN05_OLDI_FBHWPEE01
DMD | HOUETARHNHPELCN05_OLDI_FBHWPEE01_D83 | Residential heating technology - Heat pump, Air-to-water - leasing - apartment complex - existing building - distributed level 0.83 | PJ | MW | ANNUAL |  | yes | HOUETARHNHPELCN05_OLDI_FBHWPEE01
DMD | HOUETARHNHPELCN04_OLDI_FBHWPEE01_D17 | Residential heating technology - Heat pump, Ground source - apartment complex - existing building - distributed level 0.17 | PJ | MW | ANNUAL |  | yes | HOUETARHNHPELCN04_OLDI_FBHWPEE01
DMD | HOUETARHNHPELCN04_OLDI_FBHWPEE01_D33 | Residential heating technology - Heat pump, Ground source - apartment complex - existing building - distributed level 0.33 | PJ | MW | ANNUAL |  | yes | HOUETARHNHPELCN04_OLDI_FBHWPEE01
DMD | HOUETARHNHPELCN04_OLDI_FBHWPEE01_D50 | Residential heating technology - Heat pump, Ground source - apartment complex - existing building - distributed MEAN level | PJ | MW | ANNUAL |  | yes | HOUETARHNHPELCN04_OLDI_FBHWPEE01
DMD | HOUETARHNHPELCN04_OLDI_FBHWPEE01_D67 | Residential heating technology - Heat pump, Ground source - apartment complex - existing building - distributed level 0.67 | PJ | MW | ANNUAL |  | yes | HOUETARHNHPELCN04_OLDI_FBHWPEE01
DMD | HOUETARHNHPELCN04_OLDI_FBHWPEE01_D83 | Residential heating technology - Heat pump, Ground source - apartment complex - existing building - distributed level 0.83 | PJ | MW | ANNUAL |  | yes | HOUETARHNHPELCN04_OLDI_FBHWPEE01
DMD | HOUETARHNHPELCN03_OLDI_FBHWPEE01_D17 | Residential heating technology - Heat pump, Air-to-water - apartment complex - existing building - distributed level 0.17 | PJ | MW | ANNUAL |  | yes | HOUETARHNHPELCN03_OLDI_FBHWPEE01
DMD | HOUETARHNHPELCN03_OLDI_FBHWPEE01_D33 | Residential heating technology - Heat pump, Air-to-water - apartment complex - existing building - distributed level 0.33 | PJ | MW | ANNUAL |  | yes | HOUETARHNHPELCN03_OLDI_FBHWPEE01
DMD | HOUETARHNHPELCN03_OLDI_FBHWPEE01_D50 | Residential heating technology - Heat pump, Air-to-water - apartment complex - existing building - distributed MEAN level | PJ | MW | ANNUAL |  | yes | HOUETARHNHPELCN03_OLDI_FBHWPEE01
DMD | HOUETARHNHPELCN03_OLDI_FBHWPEE01_D67 | Residential heating technology - Heat pump, Air-to-water - apartment complex - existing building - distributed level 0.67 | PJ | MW | ANNUAL |  | yes | HOUETARHNHPELCN03_OLDI_FBHWPEE01
DMD | HOUETARHNHPELCN03_OLDI_FBHWPEE01_D83 | Residential heating technology - Heat pump, Air-to-water - apartment complex - existing building - distributed level 0.83 | PJ | MW | ANNUAL |  | yes | HOUETARHNHPELCN03_OLDI_FBHWPEE01
DMD | HOUETARHNHPELCN02_OLDI_FBHWPEE01_D17 | Residential heating technology - Heat pump, Air-to-air - single-family house - existing building - distributed level 0.17 | PJ | MW | ANNUAL |  | yes | HOUETARHNHPELCN02_OLDI_FBHWPEE01
DMD | HOUETARHNHPELCN02_OLDI_FBHWPEE01_D33 | Residential heating technology - Heat pump, Air-to-air - single-family house - existing building - distributed level 0.33 | PJ | MW | ANNUAL |  | yes | HOUETARHNHPELCN02_OLDI_FBHWPEE01
DMD | HOUETARHNHPELCN02_OLDI_FBHWPEE01_D50 | Residential heating technology - Heat pump, Air-to-air - single-family house - existing building - distributed MEAN level | PJ | MW | ANNUAL |  | yes | HOUETARHNHPELCN02_OLDI_FBHWPEE01
DMD | HOUETARHNHPELCN02_OLDI_FBHWPEE01_D67 | Residential heating technology - Heat pump, Air-to-air - single-family house - existing building - distributed level 0.67 | PJ | MW | ANNUAL |  | yes | HOUETARHNHPELCN02_OLDI_FBHWPEE01
DMD | HOUETARHNHPELCN02_OLDI_FBHWPEE01_D83 | Residential heating technology - Heat pump, Air-to-air - single-family house - existing building - distributed level 0.83 | PJ | MW | ANNUAL |  | yes | HOUETARHNHPELCN02_OLDI_FBHWPEE01
DMD | HOUETARHNDIELCN06_OLDI_FBHWPEE01_D17 | Residential heating technology - Electric heating - electric panel from Bauhaus - apartment complex - new building - distributed level 0.17 | PJ | MW | ANNUAL |  | yes | HOUETARHNDIELCN06_OLDI_FBHWPEE01
DMD | HOUETARHNDIELCN06_OLDI_FBHWPEE01_D33 | Residential heating technology - Electric heating - electric panel from Bauhaus - apartment complex - new building - distributed level 0.33 | PJ | MW | ANNUAL |  | yes | HOUETARHNDIELCN06_OLDI_FBHWPEE01
DMD | HOUETARHNDIELCN06_OLDI_FBHWPEE01_D50 | Residential heating technology - Electric heating - electric panel from Bauhaus - apartment complex - new building - distributed MEAN level | PJ | MW | ANNUAL |  | yes | HOUETARHNDIELCN06_OLDI_FBHWPEE01
DMD | HOUETARHNDIELCN06_OLDI_FBHWPEE01_D67 | Residential heating technology - Electric heating - electric panel from Bauhaus - apartment complex - new building - distributed level 0.67 | PJ | MW | ANNUAL |  | yes | HOUETARHNDIELCN06_OLDI_FBHWPEE01
DMD | HOUETARHNDIELCN06_OLDI_FBHWPEE01_D83 | Residential heating technology - Electric heating - electric panel from Bauhaus - apartment complex - new building - distributed level 0.83 | PJ | MW | ANNUAL |  | yes | HOUETARHNDIELCN06_OLDI_FBHWPEE01
DMD | HOUETARHNDIELCN01_OLDI_FBHWPEE01_D17 | Residential heating technology - Electric heating - apartment complex - new building - distributed level 0.17 | PJ | MW | ANNUAL |  | yes | HOUETARHNDIELCN01_OLDI_FBHWPEE01
DMD | HOUETARHNDIELCN01_OLDI_FBHWPEE01_D33 | Residential heating technology - Electric heating - apartment complex - new building - distributed level 0.33 | PJ | MW | ANNUAL |  | yes | HOUETARHNDIELCN01_OLDI_FBHWPEE01
DMD | HOUETARHNDIELCN01_OLDI_FBHWPEE01_D50 | Residential heating technology - Electric heating - apartment complex - new building - distributed MEAN level | PJ | MW | ANNUAL |  | yes | HOUETARHNDIELCN01_OLDI_FBHWPEE01
DMD | HOUETARHNDIELCN01_OLDI_FBHWPEE01_D67 | Residential heating technology - Electric heating - apartment complex - new building - distributed level 0.67 | PJ | MW | ANNUAL |  | yes | HOUETARHNDIELCN01_OLDI_FBHWPEE01
DMD | HOUETARHNDIELCN01_OLDI_FBHWPEE01_D83 | Residential heating technology - Electric heating - apartment complex - new building - distributed level 0.83 | PJ | MW | ANNUAL |  | yes | HOUETARHNDIELCN01_OLDI_FBHWPEE01
DMD | HOUETARHNBHWPEN01_OLDI_FBHWPEE01_D17 | Residential heating technology - Biomass boiler, automatic stoking , wood pellets or wood chips - apartment complex - existing building - distributed level 0.17 | PJ | MW | ANNUAL |  | yes | HOUETARHNBHWPEN01_OLDI_FBHWPEE01
DMD | HOUETARHNBHWPEN01_OLDI_FBHWPEE01_D33 | Residential heating technology - Biomass boiler, automatic stoking , wood pellets or wood chips - apartment complex - existing building - distributed level 0.33 | PJ | MW | ANNUAL |  | yes | HOUETARHNBHWPEN01_OLDI_FBHWPEE01
DMD | HOUETARHNBHWPEN01_OLDI_FBHWPEE01_D50 | Residential heating technology - Biomass boiler, automatic stoking , wood pellets or wood chips - apartment complex - existing building - distributed MEAN level | PJ | MW | ANNUAL |  | yes | HOUETARHNBHWPEN01_OLDI_FBHWPEE01
DMD | HOUETARHNBHWPEN01_OLDI_FBHWPEE01_D67 | Residential heating technology - Biomass boiler, automatic stoking , wood pellets or wood chips - apartment complex - existing building - distributed level 0.67 | PJ | MW | ANNUAL |  | yes | HOUETARHNBHWPEN01_OLDI_FBHWPEE01
DMD | HOUETARHNBHWPEN01_OLDI_FBHWPEE01_D83 | Residential heating technology - Biomass boiler, automatic stoking , wood pellets or wood chips - apartment complex - existing building - distributed level 0.83 | PJ | MW | ANNUAL |  | yes | HOUETARHNBHWPEN01_OLDI_FBHWPEE01
DMD | HOUETARHNBHSOLN01_OLDI_FBHWPEE01_D17 | Residential heating technology - Solar heating system - apartment complex - existing building - distributed level 0.17 | PJ | MW | ANNUAL |  | yes | HOUETARHNBHSOLN01_OLDI_FBHWPEE01
DMD | HOUETARHNBHSOLN01_OLDI_FBHWPEE01_D33 | Residential heating technology - Solar heating system - apartment complex - existing building - distributed level 0.33 | PJ | MW | ANNUAL |  | yes | HOUETARHNBHSOLN01_OLDI_FBHWPEE01
DMD | HOUETARHNBHSOLN01_OLDI_FBHWPEE01_D50 | Residential heating technology - Solar heating system - apartment complex - existing building - distributed MEAN level | PJ | MW | ANNUAL |  | yes | HOUETARHNBHSOLN01_OLDI_FBHWPEE01
DMD | HOUETARHNBHSOLN01_OLDI_FBHWPEE01_D67 | Residential heating technology - Solar heating system - apartment complex - existing building - distributed level 0.67 | PJ | MW | ANNUAL |  | yes | HOUETARHNBHSOLN01_OLDI_FBHWPEE01
DMD | HOUETARHNBHSOLN01_OLDI_FBHWPEE01_D83 | Residential heating technology - Solar heating system - apartment complex - existing building - distributed level 0.83 | PJ | MW | ANNUAL |  | yes | HOUETARHNBHSOLN01_OLDI_FBHWPEE01
DMD | HOUETARHNBHDHDN09_OLDI_FBHWPEE01_D17 | Residential heating technology - Direct district heating substation - plus connection pipe - plus distribution (heating density: low ) - apartment complex - existing building - distributed level 0.17 | PJ | MW | ANNUAL |  | yes | HOUETARHNBHDHDN09_OLDI_FBHWPEE01
DMD | HOUETARHNBHDHDN09_OLDI_FBHWPEE01_D33 | Residential heating technology - Direct district heating substation - plus connection pipe - plus distribution (heating density: low ) - apartment complex - existing building - distributed level 0.33 | PJ | MW | ANNUAL |  | yes | HOUETARHNBHDHDN09_OLDI_FBHWPEE01
DMD | HOUETARHNBHDHDN09_OLDI_FBHWPEE01_D50 | Residential heating technology - Direct district heating substation - plus connection pipe - plus distribution (heating density: low ) - apartment complex - existing building - distributed MEAN level | PJ | MW | ANNUAL |  | yes | HOUETARHNBHDHDN09_OLDI_FBHWPEE01
DMD | HOUETARHNBHDHDN09_OLDI_FBHWPEE01_D67 | Residential heating technology - Direct district heating substation - plus connection pipe - plus distribution (heating density: low ) - apartment complex - existing building - distributed level 0.67 | PJ | MW | ANNUAL |  | yes | HOUETARHNBHDHDN09_OLDI_FBHWPEE01
DMD | HOUETARHNBHDHDN09_OLDI_FBHWPEE01_D83 | Residential heating technology - Direct district heating substation - plus connection pipe - plus distribution (heating density: low ) - apartment complex - existing building - distributed level 0.83 | PJ | MW | ANNUAL |  | yes | HOUETARHNBHDHDN09_OLDI_FBHWPEE01
DMD | HOUETARHNBHDHDN07_OLDI_FBHWPEE01_D17 | Residential heating technology - Direct district heating substation - plus connection pipe - plus distribution (heating density: medium ) - apartment complex - existing building - distributed level 0.17 | PJ | MW | ANNUAL |  | yes | HOUETARHNBHDHDN07_OLDI_FBHWPEE01
DMD | HOUETARHNBHDHDN07_OLDI_FBHWPEE01_D33 | Residential heating technology - Direct district heating substation - plus connection pipe - plus distribution (heating density: medium ) - apartment complex - existing building - distributed level 0.33 | PJ | MW | ANNUAL |  | yes | HOUETARHNBHDHDN07_OLDI_FBHWPEE01
DMD | HOUETARHNBHDHDN07_OLDI_FBHWPEE01_D50 | Residential heating technology - Direct district heating substation - plus connection pipe - plus distribution (heating density: medium ) - apartment complex - existing building - distributed MEAN level | PJ | MW | ANNUAL |  | yes | HOUETARHNBHDHDN07_OLDI_FBHWPEE01
DMD | HOUETARHNBHDHDN07_OLDI_FBHWPEE01_D67 | Residential heating technology - Direct district heating substation - plus connection pipe - plus distribution (heating density: medium ) - apartment complex - existing building - distributed level 0.67 | PJ | MW | ANNUAL |  | yes | HOUETARHNBHDHDN07_OLDI_FBHWPEE01
DMD | HOUETARHNBHDHDN07_OLDI_FBHWPEE01_D83 | Residential heating technology - Direct district heating substation - plus connection pipe - plus distribution (heating density: medium ) - apartment complex - existing building - distributed level 0.83 | PJ | MW | ANNUAL |  | yes | HOUETARHNBHDHDN07_OLDI_FBHWPEE01
DMD | HOUETARHNBHDHDN05_OLDI_FBHWPEE01_D17 | Residential heating technology - Direct district heating substation - plus connection pipe - plus distribution (heating density: high ) - apartment complex - existing building - distributed level 0.17 | PJ | MW | ANNUAL |  | yes | HOUETARHNBHDHDN05_OLDI_FBHWPEE01
DMD | HOUETARHNBHDHDN05_OLDI_FBHWPEE01_D33 | Residential heating technology - Direct district heating substation - plus connection pipe - plus distribution (heating density: high ) - apartment complex - existing building - distributed level 0.33 | PJ | MW | ANNUAL |  | yes | HOUETARHNBHDHDN05_OLDI_FBHWPEE01
DMD | HOUETARHNBHDHDN05_OLDI_FBHWPEE01_D50 | Residential heating technology - Direct district heating substation - plus connection pipe - plus distribution (heating density: high ) - apartment complex - existing building - distributed MEAN level | PJ | MW | ANNUAL |  | yes | HOUETARHNBHDHDN05_OLDI_FBHWPEE01
DMD | HOUETARHNBHDHDN05_OLDI_FBHWPEE01_D67 | Residential heating technology - Direct district heating substation - plus connection pipe - plus distribution (heating density: high ) - apartment complex - existing building - distributed level 0.67 | PJ | MW | ANNUAL |  | yes | HOUETARHNBHDHDN05_OLDI_FBHWPEE01
DMD | HOUETARHNBHDHDN05_OLDI_FBHWPEE01_D83 | Residential heating technology - Direct district heating substation - plus connection pipe - plus distribution (heating density: high ) - apartment complex - existing building - distributed level 0.83 | PJ | MW | ANNUAL |  | yes | HOUETARHNBHDHDN05_OLDI_FBHWPEE01
DMD | HOUETARHNBHDHCN09_OLDI_FBHWPEE01_D17 | Residential heating technology - Direct district heating substation - plus connection pipe - plus distribution (heating density: low ) - apartment complex - existing building - distributed level 0.17 | PJ | MW | ANNUAL |  | yes | HOUETARHNBHDHCN09_OLDI_FBHWPEE01
DMD | HOUETARHNBHDHCN09_OLDI_FBHWPEE01_D33 | Residential heating technology - Direct district heating substation - plus connection pipe - plus distribution (heating density: low ) - apartment complex - existing building - distributed level 0.33 | PJ | MW | ANNUAL |  | yes | HOUETARHNBHDHCN09_OLDI_FBHWPEE01
DMD | HOUETARHNBHDHCN09_OLDI_FBHWPEE01_D50 | Residential heating technology - Direct district heating substation - plus connection pipe - plus distribution (heating density: low ) - apartment complex - existing building - distributed MEAN level | PJ | MW | ANNUAL |  | yes | HOUETARHNBHDHCN09_OLDI_FBHWPEE01
DMD | HOUETARHNBHDHCN09_OLDI_FBHWPEE01_D67 | Residential heating technology - Direct district heating substation - plus connection pipe - plus distribution (heating density: low ) - apartment complex - existing building - distributed level 0.67 | PJ | MW | ANNUAL |  | yes | HOUETARHNBHDHCN09_OLDI_FBHWPEE01
DMD | HOUETARHNBHDHCN09_OLDI_FBHWPEE01_D83 | Residential heating technology - Direct district heating substation - plus connection pipe - plus distribution (heating density: low ) - apartment complex - existing building - distributed level 0.83 | PJ | MW | ANNUAL |  | yes | HOUETARHNBHDHCN09_OLDI_FBHWPEE01
DMD | HOUETARHNBHDHCN07_OLDI_FBHWPEE01_D17 | Residential heating technology - Direct district heating substation - plus connection pipe - plus distribution (heating density: medium ) - apartment complex - existing building - distributed level 0.17 | PJ | MW | ANNUAL |  | yes | HOUETARHNBHDHCN07_OLDI_FBHWPEE01
DMD | HOUETARHNBHDHCN07_OLDI_FBHWPEE01_D33 | Residential heating technology - Direct district heating substation - plus connection pipe - plus distribution (heating density: medium ) - apartment complex - existing building - distributed level 0.33 | PJ | MW | ANNUAL |  | yes | HOUETARHNBHDHCN07_OLDI_FBHWPEE01
DMD | HOUETARHNBHDHCN07_OLDI_FBHWPEE01_D50 | Residential heating technology - Direct district heating substation - plus connection pipe - plus distribution (heating density: medium ) - apartment complex - existing building - distributed MEAN level | PJ | MW | ANNUAL |  | yes | HOUETARHNBHDHCN07_OLDI_FBHWPEE01
DMD | HOUETARHNBHDHCN07_OLDI_FBHWPEE01_D67 | Residential heating technology - Direct district heating substation - plus connection pipe - plus distribution (heating density: medium ) - apartment complex - existing building - distributed level 0.67 | PJ | MW | ANNUAL |  | yes | HOUETARHNBHDHCN07_OLDI_FBHWPEE01
DMD | HOUETARHNBHDHCN07_OLDI_FBHWPEE01_D83 | Residential heating technology - Direct district heating substation - plus connection pipe - plus distribution (heating density: medium ) - apartment complex - existing building - distributed level 0.83 | PJ | MW | ANNUAL |  | yes | HOUETARHNBHDHCN07_OLDI_FBHWPEE01
DMD | HOUETARHNBHDHCN05_OLDI_FBHWPEE01_D17 | Residential heating technology - Direct district heating substation - plus connection pipe - plus distribution (heating density: high ) - apartment complex - existing building - distributed level 0.17 | PJ | MW | ANNUAL |  | yes | HOUETARHNBHDHCN05_OLDI_FBHWPEE01
DMD | HOUETARHNBHDHCN05_OLDI_FBHWPEE01_D33 | Residential heating technology - Direct district heating substation - plus connection pipe - plus distribution (heating density: high ) - apartment complex - existing building - distributed level 0.33 | PJ | MW | ANNUAL |  | yes | HOUETARHNBHDHCN05_OLDI_FBHWPEE01
DMD | HOUETARHNBHDHCN05_OLDI_FBHWPEE01_D50 | Residential heating technology - Direct district heating substation - plus connection pipe - plus distribution (heating density: high ) - apartment complex - existing building - distributed MEAN level | PJ | MW | ANNUAL |  | yes | HOUETARHNBHDHCN05_OLDI_FBHWPEE01
DMD | HOUETARHNBHDHCN05_OLDI_FBHWPEE01_D67 | Residential heating technology - Direct district heating substation - plus connection pipe - plus distribution (heating density: high ) - apartment complex - existing building - distributed level 0.67 | PJ | MW | ANNUAL |  | yes | HOUETARHNBHDHCN05_OLDI_FBHWPEE01
DMD | HOUETARHNBHDHCN05_OLDI_FBHWPEE01_D83 | Residential heating technology - Direct district heating substation - plus connection pipe - plus distribution (heating density: high ) - apartment complex - existing building - distributed level 0.83 | PJ | MW | ANNUAL |  | yes | HOUETARHNBHDHCN05_OLDI_FBHWPEE01
DMD | HOUPARRHNHPELCN07_OLDC_FBHWPEE01_D17 | Residential heating technology - Heat pump, Air-to-water, low-price product - single-family house - existing building - distributed level 0.17 | PJ | MW | ANNUAL |  | yes | HOUPARRHNHPELCN07_OLDC_FBHWPEE01
DMD | HOUPARRHNHPELCN07_OLDC_FBHWPEE01_D33 | Residential heating technology - Heat pump, Air-to-water, low-price product - single-family house - existing building - distributed level 0.33 | PJ | MW | ANNUAL |  | yes | HOUPARRHNHPELCN07_OLDC_FBHWPEE01
DMD | HOUPARRHNHPELCN07_OLDC_FBHWPEE01_D50 | Residential heating technology - Heat pump, Air-to-water, low-price product - single-family house - existing building - distributed MEAN level | PJ | MW | ANNUAL |  | yes | HOUPARRHNHPELCN07_OLDC_FBHWPEE01
DMD | HOUPARRHNHPELCN07_OLDC_FBHWPEE01_D67 | Residential heating technology - Heat pump, Air-to-water, low-price product - single-family house - existing building - distributed level 0.67 | PJ | MW | ANNUAL |  | yes | HOUPARRHNHPELCN07_OLDC_FBHWPEE01
DMD | HOUPARRHNHPELCN07_OLDC_FBHWPEE01_D83 | Residential heating technology - Heat pump, Air-to-water, low-price product - single-family house - existing building - distributed level 0.83 | PJ | MW | ANNUAL |  | yes | HOUPARRHNHPELCN07_OLDC_FBHWPEE01
DMD | HOUPARRHNHPELCN05_OLDC_FBHWPEE01_D17 | Residential heating technology - Heat pump, Air-to-water - leasing - single-family house - existing building - distributed level 0.17 | PJ | MW | ANNUAL |  | yes | HOUPARRHNHPELCN05_OLDC_FBHWPEE01
DMD | HOUPARRHNHPELCN05_OLDC_FBHWPEE01_D33 | Residential heating technology - Heat pump, Air-to-water - leasing - single-family house - existing building - distributed level 0.33 | PJ | MW | ANNUAL |  | yes | HOUPARRHNHPELCN05_OLDC_FBHWPEE01
DMD | HOUPARRHNHPELCN05_OLDC_FBHWPEE01_D50 | Residential heating technology - Heat pump, Air-to-water - leasing - single-family house - existing building - distributed MEAN level | PJ | MW | ANNUAL |  | yes | HOUPARRHNHPELCN05_OLDC_FBHWPEE01
DMD | HOUPARRHNHPELCN05_OLDC_FBHWPEE01_D67 | Residential heating technology - Heat pump, Air-to-water - leasing - single-family house - existing building - distributed level 0.67 | PJ | MW | ANNUAL |  | yes | HOUPARRHNHPELCN05_OLDC_FBHWPEE01
DMD | HOUPARRHNHPELCN05_OLDC_FBHWPEE01_D83 | Residential heating technology - Heat pump, Air-to-water - leasing - single-family house - existing building - distributed level 0.83 | PJ | MW | ANNUAL |  | yes | HOUPARRHNHPELCN05_OLDC_FBHWPEE01
DMD | HOUPARRHNHPELCN04_OLDC_FBHWPEE01_D17 | Residential heating technology - Heat pump, Ground source - single-family house - existing building - distributed level 0.17 | PJ | MW | ANNUAL |  | yes | HOUPARRHNHPELCN04_OLDC_FBHWPEE01
DMD | HOUPARRHNHPELCN04_OLDC_FBHWPEE01_D33 | Residential heating technology - Heat pump, Ground source - single-family house - existing building - distributed level 0.33 | PJ | MW | ANNUAL |  | yes | HOUPARRHNHPELCN04_OLDC_FBHWPEE01
DMD | HOUPARRHNHPELCN04_OLDC_FBHWPEE01_D50 | Residential heating technology - Heat pump, Ground source - single-family house - existing building - distributed MEAN level | PJ | MW | ANNUAL |  | yes | HOUPARRHNHPELCN04_OLDC_FBHWPEE01
DMD | HOUPARRHNHPELCN04_OLDC_FBHWPEE01_D67 | Residential heating technology - Heat pump, Ground source - single-family house - existing building - distributed level 0.67 | PJ | MW | ANNUAL |  | yes | HOUPARRHNHPELCN04_OLDC_FBHWPEE01
DMD | HOUPARRHNHPELCN04_OLDC_FBHWPEE01_D83 | Residential heating technology - Heat pump, Ground source - single-family house - existing building - distributed level 0.83 | PJ | MW | ANNUAL |  | yes | HOUPARRHNHPELCN04_OLDC_FBHWPEE01
DMD | HOUPARRHNHPELCN03_OLDC_FBHWPEE01_D17 | Residential heating technology - Heat pump, Air-to-water - single-family house - existing building - distributed level 0.17 | PJ | MW | ANNUAL |  | yes | HOUPARRHNHPELCN03_OLDC_FBHWPEE01
DMD | HOUPARRHNHPELCN03_OLDC_FBHWPEE01_D33 | Residential heating technology - Heat pump, Air-to-water - single-family house - existing building - distributed level 0.33 | PJ | MW | ANNUAL |  | yes | HOUPARRHNHPELCN03_OLDC_FBHWPEE01
DMD | HOUPARRHNHPELCN03_OLDC_FBHWPEE01_D50 | Residential heating technology - Heat pump, Air-to-water - single-family house - existing building - distributed MEAN level | PJ | MW | ANNUAL |  | yes | HOUPARRHNHPELCN03_OLDC_FBHWPEE01
DMD | HOUPARRHNHPELCN03_OLDC_FBHWPEE01_D67 | Residential heating technology - Heat pump, Air-to-water - single-family house - existing building - distributed level 0.67 | PJ | MW | ANNUAL |  | yes | HOUPARRHNHPELCN03_OLDC_FBHWPEE01
DMD | HOUPARRHNHPELCN03_OLDC_FBHWPEE01_D83 | Residential heating technology - Heat pump, Air-to-water - single-family house - existing building - distributed level 0.83 | PJ | MW | ANNUAL |  | yes | HOUPARRHNHPELCN03_OLDC_FBHWPEE01
DMD | HOUPARRHNHPELCN02_OLDC_FBHWPEE01_D17 | Residential heating technology - Heat pump, Air-to-air - single-family house - existing building - distributed level 0.17 | PJ | MW | ANNUAL |  | yes | HOUPARRHNHPELCN02_OLDC_FBHWPEE01
DMD | HOUPARRHNHPELCN02_OLDC_FBHWPEE01_D33 | Residential heating technology - Heat pump, Air-to-air - single-family house - existing building - distributed level 0.33 | PJ | MW | ANNUAL |  | yes | HOUPARRHNHPELCN02_OLDC_FBHWPEE01
DMD | HOUPARRHNHPELCN02_OLDC_FBHWPEE01_D50 | Residential heating technology - Heat pump, Air-to-air - single-family house - existing building - distributed MEAN level | PJ | MW | ANNUAL |  | yes | HOUPARRHNHPELCN02_OLDC_FBHWPEE01
DMD | HOUPARRHNHPELCN02_OLDC_FBHWPEE01_D67 | Residential heating technology - Heat pump, Air-to-air - single-family house - existing building - distributed level 0.67 | PJ | MW | ANNUAL |  | yes | HOUPARRHNHPELCN02_OLDC_FBHWPEE01
DMD | HOUPARRHNHPELCN02_OLDC_FBHWPEE01_D83 | Residential heating technology - Heat pump, Air-to-air - single-family house - existing building - distributed level 0.83 | PJ | MW | ANNUAL |  | yes | HOUPARRHNHPELCN02_OLDC_FBHWPEE01
DMD | HOUPARRHNDIELCN06_OLDC_FBHWPEE01_D17 | Residential heating technology - Electric heating - electric panel from Bauhaus - single-family house - new building - distributed level 0.17 | PJ | MW | ANNUAL |  | yes | HOUPARRHNDIELCN06_OLDC_FBHWPEE01
DMD | HOUPARRHNDIELCN06_OLDC_FBHWPEE01_D33 | Residential heating technology - Electric heating - electric panel from Bauhaus - single-family house - new building - distributed level 0.33 | PJ | MW | ANNUAL |  | yes | HOUPARRHNDIELCN06_OLDC_FBHWPEE01
DMD | HOUPARRHNDIELCN06_OLDC_FBHWPEE01_D50 | Residential heating technology - Electric heating - electric panel from Bauhaus - single-family house - new building - distributed MEAN level | PJ | MW | ANNUAL |  | yes | HOUPARRHNDIELCN06_OLDC_FBHWPEE01
DMD | HOUPARRHNDIELCN06_OLDC_FBHWPEE01_D67 | Residential heating technology - Electric heating - electric panel from Bauhaus - single-family house - new building - distributed level 0.67 | PJ | MW | ANNUAL |  | yes | HOUPARRHNDIELCN06_OLDC_FBHWPEE01
DMD | HOUPARRHNDIELCN06_OLDC_FBHWPEE01_D83 | Residential heating technology - Electric heating - electric panel from Bauhaus - single-family house - new building - distributed level 0.83 | PJ | MW | ANNUAL |  | yes | HOUPARRHNDIELCN06_OLDC_FBHWPEE01
DMD | HOUPARRHNDIELCN01_OLDC_FBHWPEE01_D17 | Residential heating technology - Electric heating - single-family house - new building - distributed level 0.17 | PJ | MW | ANNUAL |  | yes | HOUPARRHNDIELCN01_OLDC_FBHWPEE01
DMD | HOUPARRHNDIELCN01_OLDC_FBHWPEE01_D33 | Residential heating technology - Electric heating - single-family house - new building - distributed level 0.33 | PJ | MW | ANNUAL |  | yes | HOUPARRHNDIELCN01_OLDC_FBHWPEE01
DMD | HOUPARRHNDIELCN01_OLDC_FBHWPEE01_D50 | Residential heating technology - Electric heating - single-family house - new building - distributed MEAN level | PJ | MW | ANNUAL |  | yes | HOUPARRHNDIELCN01_OLDC_FBHWPEE01
DMD | HOUPARRHNDIELCN01_OLDC_FBHWPEE01_D67 | Residential heating technology - Electric heating - single-family house - new building - distributed level 0.67 | PJ | MW | ANNUAL |  | yes | HOUPARRHNDIELCN01_OLDC_FBHWPEE01
DMD | HOUPARRHNDIELCN01_OLDC_FBHWPEE01_D83 | Residential heating technology - Electric heating - single-family house - new building - distributed level 0.83 | PJ | MW | ANNUAL |  | yes | HOUPARRHNDIELCN01_OLDC_FBHWPEE01
DMD | HOUPARRHNBHWPEN01_OLDC_FBHWPEE01_D17 | Residential heating technology - Biomass boiler, automatic stoking , wood pellets or wood chips - single-family house - existing building - distributed level 0.17 | PJ | MW | ANNUAL |  | yes | HOUPARRHNBHWPEN01_OLDC_FBHWPEE01
DMD | HOUPARRHNBHWPEN01_OLDC_FBHWPEE01_D33 | Residential heating technology - Biomass boiler, automatic stoking , wood pellets or wood chips - single-family house - existing building - distributed level 0.33 | PJ | MW | ANNUAL |  | yes | HOUPARRHNBHWPEN01_OLDC_FBHWPEE01
DMD | HOUPARRHNBHWPEN01_OLDC_FBHWPEE01_D50 | Residential heating technology - Biomass boiler, automatic stoking , wood pellets or wood chips - single-family house - existing building - distributed MEAN level | PJ | MW | ANNUAL |  | yes | HOUPARRHNBHWPEN01_OLDC_FBHWPEE01
DMD | HOUPARRHNBHWPEN01_OLDC_FBHWPEE01_D67 | Residential heating technology - Biomass boiler, automatic stoking , wood pellets or wood chips - single-family house - existing building - distributed level 0.67 | PJ | MW | ANNUAL |  | yes | HOUPARRHNBHWPEN01_OLDC_FBHWPEE01
DMD | HOUPARRHNBHWPEN01_OLDC_FBHWPEE01_D83 | Residential heating technology - Biomass boiler, automatic stoking , wood pellets or wood chips - single-family house - existing building - distributed level 0.83 | PJ | MW | ANNUAL |  | yes | HOUPARRHNBHWPEN01_OLDC_FBHWPEE01
DMD | HOUPARRHNBHSOLN01_OLDC_FBHWPEE01_D17 | Residential heating technology - Solar heating system - single-family house - existing building - distributed level 0.17 | PJ | MW | ANNUAL |  | yes | HOUPARRHNBHSOLN01_OLDC_FBHWPEE01
DMD | HOUPARRHNBHSOLN01_OLDC_FBHWPEE01_D33 | Residential heating technology - Solar heating system - single-family house - existing building - distributed level 0.33 | PJ | MW | ANNUAL |  | yes | HOUPARRHNBHSOLN01_OLDC_FBHWPEE01
DMD | HOUPARRHNBHSOLN01_OLDC_FBHWPEE01_D50 | Residential heating technology - Solar heating system - single-family house - existing building - distributed MEAN level | PJ | MW | ANNUAL |  | yes | HOUPARRHNBHSOLN01_OLDC_FBHWPEE01
DMD | HOUPARRHNBHSOLN01_OLDC_FBHWPEE01_D67 | Residential heating technology - Solar heating system - single-family house - existing building - distributed level 0.67 | PJ | MW | ANNUAL |  | yes | HOUPARRHNBHSOLN01_OLDC_FBHWPEE01
DMD | HOUPARRHNBHSOLN01_OLDC_FBHWPEE01_D83 | Residential heating technology - Solar heating system - single-family house - existing building - distributed level 0.83 | PJ | MW | ANNUAL |  | yes | HOUPARRHNBHSOLN01_OLDC_FBHWPEE01
DMD | HOUPARRHNBHDHCN03_OLDC_FBHWPEE01_D17 | Residential heating technology - Direct district heating substation - plus connection pipe - single-family house - existing building - distributed level 0.17 | PJ | MW | ANNUAL |  | yes | HOUPARRHNBHDHCN03_OLDC_FBHWPEE01
DMD | HOUPARRHNBHDHCN03_OLDC_FBHWPEE01_D33 | Residential heating technology - Direct district heating substation - plus connection pipe - single-family house - existing building - distributed level 0.33 | PJ | MW | ANNUAL |  | yes | HOUPARRHNBHDHCN03_OLDC_FBHWPEE01
DMD | HOUPARRHNBHDHCN03_OLDC_FBHWPEE01_D50 | Residential heating technology - Direct district heating substation - plus connection pipe - single-family house - existing building - distributed MEAN level | PJ | MW | ANNUAL |  | yes | HOUPARRHNBHDHCN03_OLDC_FBHWPEE01
DMD | HOUPARRHNBHDHCN03_OLDC_FBHWPEE01_D67 | Residential heating technology - Direct district heating substation - plus connection pipe - single-family house - existing building - distributed level 0.67 | PJ | MW | ANNUAL |  | yes | HOUPARRHNBHDHCN03_OLDC_FBHWPEE01
DMD | HOUPARRHNBHDHCN03_OLDC_FBHWPEE01_D83 | Residential heating technology - Direct district heating substation - plus connection pipe - single-family house - existing building - distributed level 0.83 | PJ | MW | ANNUAL |  | yes | HOUPARRHNBHDHCN03_OLDC_FBHWPEE01
DMD | HOUPARRHNHPELCN07_OLDD_FBHWPEE01_D17 | Residential heating technology - Heat pump, Air-to-water, low-price product - single-family house - existing building - distributed level 0.17 | PJ | MW | ANNUAL |  | yes | HOUPARRHNHPELCN07_OLDD_FBHWPEE01
DMD | HOUPARRHNHPELCN07_OLDD_FBHWPEE01_D33 | Residential heating technology - Heat pump, Air-to-water, low-price product - single-family house - existing building - distributed level 0.33 | PJ | MW | ANNUAL |  | yes | HOUPARRHNHPELCN07_OLDD_FBHWPEE01
DMD | HOUPARRHNHPELCN07_OLDD_FBHWPEE01_D50 | Residential heating technology - Heat pump, Air-to-water, low-price product - single-family house - existing building - distributed MEAN level | PJ | MW | ANNUAL |  | yes | HOUPARRHNHPELCN07_OLDD_FBHWPEE01
DMD | HOUPARRHNHPELCN07_OLDD_FBHWPEE01_D67 | Residential heating technology - Heat pump, Air-to-water, low-price product - single-family house - existing building - distributed level 0.67 | PJ | MW | ANNUAL |  | yes | HOUPARRHNHPELCN07_OLDD_FBHWPEE01
DMD | HOUPARRHNHPELCN07_OLDD_FBHWPEE01_D83 | Residential heating technology - Heat pump, Air-to-water, low-price product - single-family house - existing building - distributed level 0.83 | PJ | MW | ANNUAL |  | yes | HOUPARRHNHPELCN07_OLDD_FBHWPEE01
DMD | HOUPARRHNHPELCN05_OLDD_FBHWPEE01_D17 | Residential heating technology - Heat pump, Air-to-water - leasing - single-family house - existing building - distributed level 0.17 | PJ | MW | ANNUAL |  | yes | HOUPARRHNHPELCN05_OLDD_FBHWPEE01
DMD | HOUPARRHNHPELCN05_OLDD_FBHWPEE01_D33 | Residential heating technology - Heat pump, Air-to-water - leasing - single-family house - existing building - distributed level 0.33 | PJ | MW | ANNUAL |  | yes | HOUPARRHNHPELCN05_OLDD_FBHWPEE01
DMD | HOUPARRHNHPELCN05_OLDD_FBHWPEE01_D50 | Residential heating technology - Heat pump, Air-to-water - leasing - single-family house - existing building - distributed MEAN level | PJ | MW | ANNUAL |  | yes | HOUPARRHNHPELCN05_OLDD_FBHWPEE01
DMD | HOUPARRHNHPELCN05_OLDD_FBHWPEE01_D67 | Residential heating technology - Heat pump, Air-to-water - leasing - single-family house - existing building - distributed level 0.67 | PJ | MW | ANNUAL |  | yes | HOUPARRHNHPELCN05_OLDD_FBHWPEE01
DMD | HOUPARRHNHPELCN05_OLDD_FBHWPEE01_D83 | Residential heating technology - Heat pump, Air-to-water - leasing - single-family house - existing building - distributed level 0.83 | PJ | MW | ANNUAL |  | yes | HOUPARRHNHPELCN05_OLDD_FBHWPEE01
DMD | HOUPARRHNHPELCN04_OLDD_FBHWPEE01_D17 | Residential heating technology - Heat pump, Ground source - single-family house - existing building - distributed level 0.17 | PJ | MW | ANNUAL |  | yes | HOUPARRHNHPELCN04_OLDD_FBHWPEE01
DMD | HOUPARRHNHPELCN04_OLDD_FBHWPEE01_D33 | Residential heating technology - Heat pump, Ground source - single-family house - existing building - distributed level 0.33 | PJ | MW | ANNUAL |  | yes | HOUPARRHNHPELCN04_OLDD_FBHWPEE01
DMD | HOUPARRHNHPELCN04_OLDD_FBHWPEE01_D50 | Residential heating technology - Heat pump, Ground source - single-family house - existing building - distributed MEAN level | PJ | MW | ANNUAL |  | yes | HOUPARRHNHPELCN04_OLDD_FBHWPEE01
DMD | HOUPARRHNHPELCN04_OLDD_FBHWPEE01_D67 | Residential heating technology - Heat pump, Ground source - single-family house - existing building - distributed level 0.67 | PJ | MW | ANNUAL |  | yes | HOUPARRHNHPELCN04_OLDD_FBHWPEE01
DMD | HOUPARRHNHPELCN04_OLDD_FBHWPEE01_D83 | Residential heating technology - Heat pump, Ground source - single-family house - existing building - distributed level 0.83 | PJ | MW | ANNUAL |  | yes | HOUPARRHNHPELCN04_OLDD_FBHWPEE01
DMD | HOUPARRHNHPELCN03_OLDD_FBHWPEE01_D17 | Residential heating technology - Heat pump, Air-to-water - single-family house - existing building - distributed level 0.17 | PJ | MW | ANNUAL |  | yes | HOUPARRHNHPELCN03_OLDD_FBHWPEE01
DMD | HOUPARRHNHPELCN03_OLDD_FBHWPEE01_D33 | Residential heating technology - Heat pump, Air-to-water - single-family house - existing building - distributed level 0.33 | PJ | MW | ANNUAL |  | yes | HOUPARRHNHPELCN03_OLDD_FBHWPEE01
DMD | HOUPARRHNHPELCN03_OLDD_FBHWPEE01_D50 | Residential heating technology - Heat pump, Air-to-water - single-family house - existing building - distributed MEAN level | PJ | MW | ANNUAL |  | yes | HOUPARRHNHPELCN03_OLDD_FBHWPEE01
DMD | HOUPARRHNHPELCN03_OLDD_FBHWPEE01_D67 | Residential heating technology - Heat pump, Air-to-water - single-family house - existing building - distributed level 0.67 | PJ | MW | ANNUAL |  | yes | HOUPARRHNHPELCN03_OLDD_FBHWPEE01
DMD | HOUPARRHNHPELCN03_OLDD_FBHWPEE01_D83 | Residential heating technology - Heat pump, Air-to-water - single-family house - existing building - distributed level 0.83 | PJ | MW | ANNUAL |  | yes | HOUPARRHNHPELCN03_OLDD_FBHWPEE01
DMD | HOUPARRHNHPELCN02_OLDD_FBHWPEE01_D17 | Residential heating technology - Heat pump, Air-to-air - single-family house - existing building - distributed level 0.17 | PJ | MW | ANNUAL |  | yes | HOUPARRHNHPELCN02_OLDD_FBHWPEE01
DMD | HOUPARRHNHPELCN02_OLDD_FBHWPEE01_D33 | Residential heating technology - Heat pump, Air-to-air - single-family house - existing building - distributed level 0.33 | PJ | MW | ANNUAL |  | yes | HOUPARRHNHPELCN02_OLDD_FBHWPEE01
DMD | HOUPARRHNHPELCN02_OLDD_FBHWPEE01_D50 | Residential heating technology - Heat pump, Air-to-air - single-family house - existing building - distributed MEAN level | PJ | MW | ANNUAL |  | yes | HOUPARRHNHPELCN02_OLDD_FBHWPEE01
DMD | HOUPARRHNHPELCN02_OLDD_FBHWPEE01_D67 | Residential heating technology - Heat pump, Air-to-air - single-family house - existing building - distributed level 0.67 | PJ | MW | ANNUAL |  | yes | HOUPARRHNHPELCN02_OLDD_FBHWPEE01
DMD | HOUPARRHNHPELCN02_OLDD_FBHWPEE01_D83 | Residential heating technology - Heat pump, Air-to-air - single-family house - existing building - distributed level 0.83 | PJ | MW | ANNUAL |  | yes | HOUPARRHNHPELCN02_OLDD_FBHWPEE01
DMD | HOUPARRHNDIELCN06_OLDD_FBHWPEE01_D17 | Residential heating technology - Electric heating - electric panel from Bauhaus - single-family house - new building - distributed level 0.17 | PJ | MW | ANNUAL |  | yes | HOUPARRHNDIELCN06_OLDD_FBHWPEE01
DMD | HOUPARRHNDIELCN06_OLDD_FBHWPEE01_D33 | Residential heating technology - Electric heating - electric panel from Bauhaus - single-family house - new building - distributed level 0.33 | PJ | MW | ANNUAL |  | yes | HOUPARRHNDIELCN06_OLDD_FBHWPEE01
DMD | HOUPARRHNDIELCN06_OLDD_FBHWPEE01_D50 | Residential heating technology - Electric heating - electric panel from Bauhaus - single-family house - new building - distributed MEAN level | PJ | MW | ANNUAL |  | yes | HOUPARRHNDIELCN06_OLDD_FBHWPEE01
DMD | HOUPARRHNDIELCN06_OLDD_FBHWPEE01_D67 | Residential heating technology - Electric heating - electric panel from Bauhaus - single-family house - new building - distributed level 0.67 | PJ | MW | ANNUAL |  | yes | HOUPARRHNDIELCN06_OLDD_FBHWPEE01
DMD | HOUPARRHNDIELCN06_OLDD_FBHWPEE01_D83 | Residential heating technology - Electric heating - electric panel from Bauhaus - single-family house - new building - distributed level 0.83 | PJ | MW | ANNUAL |  | yes | HOUPARRHNDIELCN06_OLDD_FBHWPEE01
DMD | HOUPARRHNDIELCN01_OLDD_FBHWPEE01_D17 | Residential heating technology - Electric heating - single-family house - new building - distributed level 0.17 | PJ | MW | ANNUAL |  | yes | HOUPARRHNDIELCN01_OLDD_FBHWPEE01
DMD | HOUPARRHNDIELCN01_OLDD_FBHWPEE01_D33 | Residential heating technology - Electric heating - single-family house - new building - distributed level 0.33 | PJ | MW | ANNUAL |  | yes | HOUPARRHNDIELCN01_OLDD_FBHWPEE01
DMD | HOUPARRHNDIELCN01_OLDD_FBHWPEE01_D50 | Residential heating technology - Electric heating - single-family house - new building - distributed MEAN level | PJ | MW | ANNUAL |  | yes | HOUPARRHNDIELCN01_OLDD_FBHWPEE01
DMD | HOUPARRHNDIELCN01_OLDD_FBHWPEE01_D67 | Residential heating technology - Electric heating - single-family house - new building - distributed level 0.67 | PJ | MW | ANNUAL |  | yes | HOUPARRHNDIELCN01_OLDD_FBHWPEE01
DMD | HOUPARRHNDIELCN01_OLDD_FBHWPEE01_D83 | Residential heating technology - Electric heating - single-family house - new building - distributed level 0.83 | PJ | MW | ANNUAL |  | yes | HOUPARRHNDIELCN01_OLDD_FBHWPEE01
DMD | HOUPARRHNBHWPEN01_OLDD_FBHWPEE01_D17 | Residential heating technology - Biomass boiler, automatic stoking , wood pellets or wood chips - single-family house - existing building - distributed level 0.17 | PJ | MW | ANNUAL |  | yes | HOUPARRHNBHWPEN01_OLDD_FBHWPEE01
DMD | HOUPARRHNBHWPEN01_OLDD_FBHWPEE01_D33 | Residential heating technology - Biomass boiler, automatic stoking , wood pellets or wood chips - single-family house - existing building - distributed level 0.33 | PJ | MW | ANNUAL |  | yes | HOUPARRHNBHWPEN01_OLDD_FBHWPEE01
DMD | HOUPARRHNBHWPEN01_OLDD_FBHWPEE01_D50 | Residential heating technology - Biomass boiler, automatic stoking , wood pellets or wood chips - single-family house - existing building - distributed MEAN level | PJ | MW | ANNUAL |  | yes | HOUPARRHNBHWPEN01_OLDD_FBHWPEE01
DMD | HOUPARRHNBHWPEN01_OLDD_FBHWPEE01_D67 | Residential heating technology - Biomass boiler, automatic stoking , wood pellets or wood chips - single-family house - existing building - distributed level 0.67 | PJ | MW | ANNUAL |  | yes | HOUPARRHNBHWPEN01_OLDD_FBHWPEE01
DMD | HOUPARRHNBHWPEN01_OLDD_FBHWPEE01_D83 | Residential heating technology - Biomass boiler, automatic stoking , wood pellets or wood chips - single-family house - existing building - distributed level 0.83 | PJ | MW | ANNUAL |  | yes | HOUPARRHNBHWPEN01_OLDD_FBHWPEE01
DMD | HOUPARRHNBHSOLN01_OLDD_FBHWPEE01_D17 | Residential heating technology - Solar heating system - single-family house - existing building - distributed level 0.17 | PJ | MW | ANNUAL |  | yes | HOUPARRHNBHSOLN01_OLDD_FBHWPEE01
DMD | HOUPARRHNBHSOLN01_OLDD_FBHWPEE01_D33 | Residential heating technology - Solar heating system - single-family house - existing building - distributed level 0.33 | PJ | MW | ANNUAL |  | yes | HOUPARRHNBHSOLN01_OLDD_FBHWPEE01
DMD | HOUPARRHNBHSOLN01_OLDD_FBHWPEE01_D50 | Residential heating technology - Solar heating system - single-family house - existing building - distributed MEAN level | PJ | MW | ANNUAL |  | yes | HOUPARRHNBHSOLN01_OLDD_FBHWPEE01
DMD | HOUPARRHNBHSOLN01_OLDD_FBHWPEE01_D67 | Residential heating technology - Solar heating system - single-family house - existing building - distributed level 0.67 | PJ | MW | ANNUAL |  | yes | HOUPARRHNBHSOLN01_OLDD_FBHWPEE01
DMD | HOUPARRHNBHSOLN01_OLDD_FBHWPEE01_D83 | Residential heating technology - Solar heating system - single-family house - existing building - distributed level 0.83 | PJ | MW | ANNUAL |  | yes | HOUPARRHNBHSOLN01_OLDD_FBHWPEE01
DMD | HOUPARRHNBHDHDN03_OLDD_FBHWPEE01_D17 | Residential heating technology - Direct district heating substation - plus connection pipe - single-family house - existing building - distributed level 0.17 | PJ | MW | ANNUAL |  | yes | HOUPARRHNBHDHDN03_OLDD_FBHWPEE01
DMD | HOUPARRHNBHDHDN03_OLDD_FBHWPEE01_D33 | Residential heating technology - Direct district heating substation - plus connection pipe - single-family house - existing building - distributed level 0.33 | PJ | MW | ANNUAL |  | yes | HOUPARRHNBHDHDN03_OLDD_FBHWPEE01
DMD | HOUPARRHNBHDHDN03_OLDD_FBHWPEE01_D50 | Residential heating technology - Direct district heating substation - plus connection pipe - single-family house - existing building - distributed MEAN level | PJ | MW | ANNUAL |  | yes | HOUPARRHNBHDHDN03_OLDD_FBHWPEE01
DMD | HOUPARRHNBHDHDN03_OLDD_FBHWPEE01_D67 | Residential heating technology - Direct district heating substation - plus connection pipe - single-family house - existing building - distributed level 0.67 | PJ | MW | ANNUAL |  | yes | HOUPARRHNBHDHDN03_OLDD_FBHWPEE01
DMD | HOUPARRHNBHDHDN03_OLDD_FBHWPEE01_D83 | Residential heating technology - Direct district heating substation - plus connection pipe - single-family house - existing building - distributed level 0.83 | PJ | MW | ANNUAL |  | yes | HOUPARRHNBHDHDN03_OLDD_FBHWPEE01
DMD | HOUPARRHNHPELCN07_OLDI_FBHWPEE01_D17 | Residential heating technology - Heat pump, Air-to-water, low-price product - single-family house - existing building - distributed level 0.17 | PJ | MW | ANNUAL |  | yes | HOUPARRHNHPELCN07_OLDI_FBHWPEE01
DMD | HOUPARRHNHPELCN07_OLDI_FBHWPEE01_D33 | Residential heating technology - Heat pump, Air-to-water, low-price product - single-family house - existing building - distributed level 0.33 | PJ | MW | ANNUAL |  | yes | HOUPARRHNHPELCN07_OLDI_FBHWPEE01
DMD | HOUPARRHNHPELCN07_OLDI_FBHWPEE01_D50 | Residential heating technology - Heat pump, Air-to-water, low-price product - single-family house - existing building - distributed MEAN level | PJ | MW | ANNUAL |  | yes | HOUPARRHNHPELCN07_OLDI_FBHWPEE01
DMD | HOUPARRHNHPELCN07_OLDI_FBHWPEE01_D67 | Residential heating technology - Heat pump, Air-to-water, low-price product - single-family house - existing building - distributed level 0.67 | PJ | MW | ANNUAL |  | yes | HOUPARRHNHPELCN07_OLDI_FBHWPEE01
DMD | HOUPARRHNHPELCN07_OLDI_FBHWPEE01_D83 | Residential heating technology - Heat pump, Air-to-water, low-price product - single-family house - existing building - distributed level 0.83 | PJ | MW | ANNUAL |  | yes | HOUPARRHNHPELCN07_OLDI_FBHWPEE01
DMD | HOUPARRHNHPELCN05_OLDI_FBHWPEE01_D17 | Residential heating technology - Heat pump, Air-to-water - leasing - single-family house - existing building - distributed level 0.17 | PJ | MW | ANNUAL |  | yes | HOUPARRHNHPELCN05_OLDI_FBHWPEE01
DMD | HOUPARRHNHPELCN05_OLDI_FBHWPEE01_D33 | Residential heating technology - Heat pump, Air-to-water - leasing - single-family house - existing building - distributed level 0.33 | PJ | MW | ANNUAL |  | yes | HOUPARRHNHPELCN05_OLDI_FBHWPEE01
DMD | HOUPARRHNHPELCN05_OLDI_FBHWPEE01_D50 | Residential heating technology - Heat pump, Air-to-water - leasing - single-family house - existing building - distributed MEAN level | PJ | MW | ANNUAL |  | yes | HOUPARRHNHPELCN05_OLDI_FBHWPEE01
DMD | HOUPARRHNHPELCN05_OLDI_FBHWPEE01_D67 | Residential heating technology - Heat pump, Air-to-water - leasing - single-family house - existing building - distributed level 0.67 | PJ | MW | ANNUAL |  | yes | HOUPARRHNHPELCN05_OLDI_FBHWPEE01
DMD | HOUPARRHNHPELCN05_OLDI_FBHWPEE01_D83 | Residential heating technology - Heat pump, Air-to-water - leasing - single-family house - existing building - distributed level 0.83 | PJ | MW | ANNUAL |  | yes | HOUPARRHNHPELCN05_OLDI_FBHWPEE01
DMD | HOUPARRHNHPELCN04_OLDI_FBHWPEE01_D17 | Residential heating technology - Heat pump, Ground source - single-family house - existing building - distributed level 0.17 | PJ | MW | ANNUAL |  | yes | HOUPARRHNHPELCN04_OLDI_FBHWPEE01
DMD | HOUPARRHNHPELCN04_OLDI_FBHWPEE01_D33 | Residential heating technology - Heat pump, Ground source - single-family house - existing building - distributed level 0.33 | PJ | MW | ANNUAL |  | yes | HOUPARRHNHPELCN04_OLDI_FBHWPEE01
DMD | HOUPARRHNHPELCN04_OLDI_FBHWPEE01_D50 | Residential heating technology - Heat pump, Ground source - single-family house - existing building - distributed MEAN level | PJ | MW | ANNUAL |  | yes | HOUPARRHNHPELCN04_OLDI_FBHWPEE01
DMD | HOUPARRHNHPELCN04_OLDI_FBHWPEE01_D67 | Residential heating technology - Heat pump, Ground source - single-family house - existing building - distributed level 0.67 | PJ | MW | ANNUAL |  | yes | HOUPARRHNHPELCN04_OLDI_FBHWPEE01
DMD | HOUPARRHNHPELCN04_OLDI_FBHWPEE01_D83 | Residential heating technology - Heat pump, Ground source - single-family house - existing building - distributed level 0.83 | PJ | MW | ANNUAL |  | yes | HOUPARRHNHPELCN04_OLDI_FBHWPEE01
DMD | HOUPARRHNHPELCN03_OLDI_FBHWPEE01_D17 | Residential heating technology - Heat pump, Air-to-water - single-family house - existing building - distributed level 0.17 | PJ | MW | ANNUAL |  | yes | HOUPARRHNHPELCN03_OLDI_FBHWPEE01
DMD | HOUPARRHNHPELCN03_OLDI_FBHWPEE01_D33 | Residential heating technology - Heat pump, Air-to-water - single-family house - existing building - distributed level 0.33 | PJ | MW | ANNUAL |  | yes | HOUPARRHNHPELCN03_OLDI_FBHWPEE01
DMD | HOUPARRHNHPELCN03_OLDI_FBHWPEE01_D50 | Residential heating technology - Heat pump, Air-to-water - single-family house - existing building - distributed MEAN level | PJ | MW | ANNUAL |  | yes | HOUPARRHNHPELCN03_OLDI_FBHWPEE01
DMD | HOUPARRHNHPELCN03_OLDI_FBHWPEE01_D67 | Residential heating technology - Heat pump, Air-to-water - single-family house - existing building - distributed level 0.67 | PJ | MW | ANNUAL |  | yes | HOUPARRHNHPELCN03_OLDI_FBHWPEE01
DMD | HOUPARRHNHPELCN03_OLDI_FBHWPEE01_D83 | Residential heating technology - Heat pump, Air-to-water - single-family house - existing building - distributed level 0.83 | PJ | MW | ANNUAL |  | yes | HOUPARRHNHPELCN03_OLDI_FBHWPEE01
DMD | HOUPARRHNHPELCN02_OLDI_FBHWPEE01_D17 | Residential heating technology - Heat pump, Air-to-air - single-family house - existing building - distributed level 0.17 | PJ | MW | ANNUAL |  | yes | HOUPARRHNHPELCN02_OLDI_FBHWPEE01
DMD | HOUPARRHNHPELCN02_OLDI_FBHWPEE01_D33 | Residential heating technology - Heat pump, Air-to-air - single-family house - existing building - distributed level 0.33 | PJ | MW | ANNUAL |  | yes | HOUPARRHNHPELCN02_OLDI_FBHWPEE01
DMD | HOUPARRHNHPELCN02_OLDI_FBHWPEE01_D50 | Residential heating technology - Heat pump, Air-to-air - single-family house - existing building - distributed MEAN level | PJ | MW | ANNUAL |  | yes | HOUPARRHNHPELCN02_OLDI_FBHWPEE01
DMD | HOUPARRHNHPELCN02_OLDI_FBHWPEE01_D67 | Residential heating technology - Heat pump, Air-to-air - single-family house - existing building - distributed level 0.67 | PJ | MW | ANNUAL |  | yes | HOUPARRHNHPELCN02_OLDI_FBHWPEE01
DMD | HOUPARRHNHPELCN02_OLDI_FBHWPEE01_D83 | Residential heating technology - Heat pump, Air-to-air - single-family house - existing building - distributed level 0.83 | PJ | MW | ANNUAL |  | yes | HOUPARRHNHPELCN02_OLDI_FBHWPEE01
DMD | HOUPARRHNDIELCN06_OLDI_FBHWPEE01_D17 | Residential heating technology - Electric heating - electric panel from Bauhaus - single-family house - new building - distributed level 0.17 | PJ | MW | ANNUAL |  | yes | HOUPARRHNDIELCN06_OLDI_FBHWPEE01
DMD | HOUPARRHNDIELCN06_OLDI_FBHWPEE01_D33 | Residential heating technology - Electric heating - electric panel from Bauhaus - single-family house - new building - distributed level 0.33 | PJ | MW | ANNUAL |  | yes | HOUPARRHNDIELCN06_OLDI_FBHWPEE01
DMD | HOUPARRHNDIELCN06_OLDI_FBHWPEE01_D50 | Residential heating technology - Electric heating - electric panel from Bauhaus - single-family house - new building - distributed MEAN level | PJ | MW | ANNUAL |  | yes | HOUPARRHNDIELCN06_OLDI_FBHWPEE01
DMD | HOUPARRHNDIELCN06_OLDI_FBHWPEE01_D67 | Residential heating technology - Electric heating - electric panel from Bauhaus - single-family house - new building - distributed level 0.67 | PJ | MW | ANNUAL |  | yes | HOUPARRHNDIELCN06_OLDI_FBHWPEE01
DMD | HOUPARRHNDIELCN06_OLDI_FBHWPEE01_D83 | Residential heating technology - Electric heating - electric panel from Bauhaus - single-family house - new building - distributed level 0.83 | PJ | MW | ANNUAL |  | yes | HOUPARRHNDIELCN06_OLDI_FBHWPEE01
DMD | HOUPARRHNDIELCN01_OLDI_FBHWPEE01_D17 | Residential heating technology - Electric heating - single-family house - new building - distributed level 0.17 | PJ | MW | ANNUAL |  | yes | HOUPARRHNDIELCN01_OLDI_FBHWPEE01
DMD | HOUPARRHNDIELCN01_OLDI_FBHWPEE01_D33 | Residential heating technology - Electric heating - single-family house - new building - distributed level 0.33 | PJ | MW | ANNUAL |  | yes | HOUPARRHNDIELCN01_OLDI_FBHWPEE01
DMD | HOUPARRHNDIELCN01_OLDI_FBHWPEE01_D50 | Residential heating technology - Electric heating - single-family house - new building - distributed MEAN level | PJ | MW | ANNUAL |  | yes | HOUPARRHNDIELCN01_OLDI_FBHWPEE01
DMD | HOUPARRHNDIELCN01_OLDI_FBHWPEE01_D67 | Residential heating technology - Electric heating - single-family house - new building - distributed level 0.67 | PJ | MW | ANNUAL |  | yes | HOUPARRHNDIELCN01_OLDI_FBHWPEE01
DMD | HOUPARRHNDIELCN01_OLDI_FBHWPEE01_D83 | Residential heating technology - Electric heating - single-family house - new building - distributed level 0.83 | PJ | MW | ANNUAL |  | yes | HOUPARRHNDIELCN01_OLDI_FBHWPEE01
DMD | HOUPARRHNBHWPEN01_OLDI_FBHWPEE01_D17 | Residential heating technology - Biomass boiler, automatic stoking , wood pellets or wood chips - single-family house - existing building - distributed level 0.17 | PJ | MW | ANNUAL |  | yes | HOUPARRHNBHWPEN01_OLDI_FBHWPEE01
DMD | HOUPARRHNBHWPEN01_OLDI_FBHWPEE01_D33 | Residential heating technology - Biomass boiler, automatic stoking , wood pellets or wood chips - single-family house - existing building - distributed level 0.33 | PJ | MW | ANNUAL |  | yes | HOUPARRHNBHWPEN01_OLDI_FBHWPEE01
DMD | HOUPARRHNBHWPEN01_OLDI_FBHWPEE01_D50 | Residential heating technology - Biomass boiler, automatic stoking , wood pellets or wood chips - single-family house - existing building - distributed MEAN level | PJ | MW | ANNUAL |  | yes | HOUPARRHNBHWPEN01_OLDI_FBHWPEE01
DMD | HOUPARRHNBHWPEN01_OLDI_FBHWPEE01_D67 | Residential heating technology - Biomass boiler, automatic stoking , wood pellets or wood chips - single-family house - existing building - distributed level 0.67 | PJ | MW | ANNUAL |  | yes | HOUPARRHNBHWPEN01_OLDI_FBHWPEE01
DMD | HOUPARRHNBHWPEN01_OLDI_FBHWPEE01_D83 | Residential heating technology - Biomass boiler, automatic stoking , wood pellets or wood chips - single-family house - existing building - distributed level 0.83 | PJ | MW | ANNUAL |  | yes | HOUPARRHNBHWPEN01_OLDI_FBHWPEE01
DMD | HOUPARRHNBHSOLN01_OLDI_FBHWPEE01_D17 | Residential heating technology - Solar heating system - single-family house - existing building - distributed level 0.17 | PJ | MW | ANNUAL |  | yes | HOUPARRHNBHSOLN01_OLDI_FBHWPEE01
DMD | HOUPARRHNBHSOLN01_OLDI_FBHWPEE01_D33 | Residential heating technology - Solar heating system - single-family house - existing building - distributed level 0.33 | PJ | MW | ANNUAL |  | yes | HOUPARRHNBHSOLN01_OLDI_FBHWPEE01
DMD | HOUPARRHNBHSOLN01_OLDI_FBHWPEE01_D50 | Residential heating technology - Solar heating system - single-family house - existing building - distributed MEAN level | PJ | MW | ANNUAL |  | yes | HOUPARRHNBHSOLN01_OLDI_FBHWPEE01
DMD | HOUPARRHNBHSOLN01_OLDI_FBHWPEE01_D67 | Residential heating technology - Solar heating system - single-family house - existing building - distributed level 0.67 | PJ | MW | ANNUAL |  | yes | HOUPARRHNBHSOLN01_OLDI_FBHWPEE01
DMD | HOUPARRHNBHSOLN01_OLDI_FBHWPEE01_D83 | Residential heating technology - Solar heating system - single-family house - existing building - distributed level 0.83 | PJ | MW | ANNUAL |  | yes | HOUPARRHNBHSOLN01_OLDI_FBHWPEE01
DMD | HOUPARRHNBHDHDN09_OLDI_FBHWPEE01_D17 | Residential heating technology - Direct district heating substation - plus connection pipe - plus distribution (heating density: low ) - single-family house - existing building - distributed level 0.17 | PJ | MW | ANNUAL |  | yes | HOUPARRHNBHDHDN09_OLDI_FBHWPEE01
DMD | HOUPARRHNBHDHDN09_OLDI_FBHWPEE01_D33 | Residential heating technology - Direct district heating substation - plus connection pipe - plus distribution (heating density: low ) - single-family house - existing building - distributed level 0.33 | PJ | MW | ANNUAL |  | yes | HOUPARRHNBHDHDN09_OLDI_FBHWPEE01
DMD | HOUPARRHNBHDHDN09_OLDI_FBHWPEE01_D50 | Residential heating technology - Direct district heating substation - plus connection pipe - plus distribution (heating density: low ) - single-family house - existing building - distributed MEAN level | PJ | MW | ANNUAL |  | yes | HOUPARRHNBHDHDN09_OLDI_FBHWPEE01
DMD | HOUPARRHNBHDHDN09_OLDI_FBHWPEE01_D67 | Residential heating technology - Direct district heating substation - plus connection pipe - plus distribution (heating density: low ) - single-family house - existing building - distributed level 0.67 | PJ | MW | ANNUAL |  | yes | HOUPARRHNBHDHDN09_OLDI_FBHWPEE01
DMD | HOUPARRHNBHDHDN09_OLDI_FBHWPEE01_D83 | Residential heating technology - Direct district heating substation - plus connection pipe - plus distribution (heating density: low ) - single-family house - existing building - distributed level 0.83 | PJ | MW | ANNUAL |  | yes | HOUPARRHNBHDHDN09_OLDI_FBHWPEE01
DMD | HOUPARRHNBHDHDN07_OLDI_FBHWPEE01_D17 | Residential heating technology - Direct district heating substation - plus connection pipe - plus distribution (heating density: medium ) - single-family house - existing building - distributed level 0.17 | PJ | MW | ANNUAL |  | yes | HOUPARRHNBHDHDN07_OLDI_FBHWPEE01
DMD | HOUPARRHNBHDHDN07_OLDI_FBHWPEE01_D33 | Residential heating technology - Direct district heating substation - plus connection pipe - plus distribution (heating density: medium ) - single-family house - existing building - distributed level 0.33 | PJ | MW | ANNUAL |  | yes | HOUPARRHNBHDHDN07_OLDI_FBHWPEE01
DMD | HOUPARRHNBHDHDN07_OLDI_FBHWPEE01_D50 | Residential heating technology - Direct district heating substation - plus connection pipe - plus distribution (heating density: medium ) - single-family house - existing building - distributed MEAN level | PJ | MW | ANNUAL |  | yes | HOUPARRHNBHDHDN07_OLDI_FBHWPEE01
DMD | HOUPARRHNBHDHDN07_OLDI_FBHWPEE01_D67 | Residential heating technology - Direct district heating substation - plus connection pipe - plus distribution (heating density: medium ) - single-family house - existing building - distributed level 0.67 | PJ | MW | ANNUAL |  | yes | HOUPARRHNBHDHDN07_OLDI_FBHWPEE01
DMD | HOUPARRHNBHDHDN07_OLDI_FBHWPEE01_D83 | Residential heating technology - Direct district heating substation - plus connection pipe - plus distribution (heating density: medium ) - single-family house - existing building - distributed level 0.83 | PJ | MW | ANNUAL |  | yes | HOUPARRHNBHDHDN07_OLDI_FBHWPEE01
DMD | HOUPARRHNBHDHDN05_OLDI_FBHWPEE01_D17 | Residential heating technology - Direct district heating substation - plus connection pipe - plus distribution (heating density: high ) - single-family house - existing building - distributed level 0.17 | PJ | MW | ANNUAL |  | yes | HOUPARRHNBHDHDN05_OLDI_FBHWPEE01
DMD | HOUPARRHNBHDHDN05_OLDI_FBHWPEE01_D33 | Residential heating technology - Direct district heating substation - plus connection pipe - plus distribution (heating density: high ) - single-family house - existing building - distributed level 0.33 | PJ | MW | ANNUAL |  | yes | HOUPARRHNBHDHDN05_OLDI_FBHWPEE01
DMD | HOUPARRHNBHDHDN05_OLDI_FBHWPEE01_D50 | Residential heating technology - Direct district heating substation - plus connection pipe - plus distribution (heating density: high ) - single-family house - existing building - distributed MEAN level | PJ | MW | ANNUAL |  | yes | HOUPARRHNBHDHDN05_OLDI_FBHWPEE01
DMD | HOUPARRHNBHDHDN05_OLDI_FBHWPEE01_D67 | Residential heating technology - Direct district heating substation - plus connection pipe - plus distribution (heating density: high ) - single-family house - existing building - distributed level 0.67 | PJ | MW | ANNUAL |  | yes | HOUPARRHNBHDHDN05_OLDI_FBHWPEE01
DMD | HOUPARRHNBHDHDN05_OLDI_FBHWPEE01_D83 | Residential heating technology - Direct district heating substation - plus connection pipe - plus distribution (heating density: high ) - single-family house - existing building - distributed level 0.83 | PJ | MW | ANNUAL |  | yes | HOUPARRHNBHDHDN05_OLDI_FBHWPEE01
DMD | HOUPARRHNBHDHCN09_OLDI_FBHWPEE01_D17 | Residential heating technology - Direct district heating substation - plus connection pipe - plus distribution (heating density: low ) - single-family house - existing building - distributed level 0.17 | PJ | MW | ANNUAL |  | yes | HOUPARRHNBHDHCN09_OLDI_FBHWPEE01
DMD | HOUPARRHNBHDHCN09_OLDI_FBHWPEE01_D33 | Residential heating technology - Direct district heating substation - plus connection pipe - plus distribution (heating density: low ) - single-family house - existing building - distributed level 0.33 | PJ | MW | ANNUAL |  | yes | HOUPARRHNBHDHCN09_OLDI_FBHWPEE01
DMD | HOUPARRHNBHDHCN09_OLDI_FBHWPEE01_D50 | Residential heating technology - Direct district heating substation - plus connection pipe - plus distribution (heating density: low ) - single-family house - existing building - distributed MEAN level | PJ | MW | ANNUAL |  | yes | HOUPARRHNBHDHCN09_OLDI_FBHWPEE01
DMD | HOUPARRHNBHDHCN09_OLDI_FBHWPEE01_D67 | Residential heating technology - Direct district heating substation - plus connection pipe - plus distribution (heating density: low ) - single-family house - existing building - distributed level 0.67 | PJ | MW | ANNUAL |  | yes | HOUPARRHNBHDHCN09_OLDI_FBHWPEE01
DMD | HOUPARRHNBHDHCN09_OLDI_FBHWPEE01_D83 | Residential heating technology - Direct district heating substation - plus connection pipe - plus distribution (heating density: low ) - single-family house - existing building - distributed level 0.83 | PJ | MW | ANNUAL |  | yes | HOUPARRHNBHDHCN09_OLDI_FBHWPEE01
DMD | HOUPARRHNBHDHCN07_OLDI_FBHWPEE01_D17 | Residential heating technology - Direct district heating substation - plus connection pipe - plus distribution (heating density: medium ) - single-family house - existing building - distributed level 0.17 | PJ | MW | ANNUAL |  | yes | HOUPARRHNBHDHCN07_OLDI_FBHWPEE01
DMD | HOUPARRHNBHDHCN07_OLDI_FBHWPEE01_D33 | Residential heating technology - Direct district heating substation - plus connection pipe - plus distribution (heating density: medium ) - single-family house - existing building - distributed level 0.33 | PJ | MW | ANNUAL |  | yes | HOUPARRHNBHDHCN07_OLDI_FBHWPEE01
DMD | HOUPARRHNBHDHCN07_OLDI_FBHWPEE01_D50 | Residential heating technology - Direct district heating substation - plus connection pipe - plus distribution (heating density: medium ) - single-family house - existing building - distributed MEAN level | PJ | MW | ANNUAL |  | yes | HOUPARRHNBHDHCN07_OLDI_FBHWPEE01
DMD | HOUPARRHNBHDHCN07_OLDI_FBHWPEE01_D67 | Residential heating technology - Direct district heating substation - plus connection pipe - plus distribution (heating density: medium ) - single-family house - existing building - distributed level 0.67 | PJ | MW | ANNUAL |  | yes | HOUPARRHNBHDHCN07_OLDI_FBHWPEE01
DMD | HOUPARRHNBHDHCN07_OLDI_FBHWPEE01_D83 | Residential heating technology - Direct district heating substation - plus connection pipe - plus distribution (heating density: medium ) - single-family house - existing building - distributed level 0.83 | PJ | MW | ANNUAL |  | yes | HOUPARRHNBHDHCN07_OLDI_FBHWPEE01
DMD | HOUPARRHNBHDHCN05_OLDI_FBHWPEE01_D17 | Residential heating technology - Direct district heating substation - plus connection pipe - plus distribution (heating density: high ) - single-family house - existing building - distributed level 0.17 | PJ | MW | ANNUAL |  | yes | HOUPARRHNBHDHCN05_OLDI_FBHWPEE01
DMD | HOUPARRHNBHDHCN05_OLDI_FBHWPEE01_D33 | Residential heating technology - Direct district heating substation - plus connection pipe - plus distribution (heating density: high ) - single-family house - existing building - distributed level 0.33 | PJ | MW | ANNUAL |  | yes | HOUPARRHNBHDHCN05_OLDI_FBHWPEE01
DMD | HOUPARRHNBHDHCN05_OLDI_FBHWPEE01_D50 | Residential heating technology - Direct district heating substation - plus connection pipe - plus distribution (heating density: high ) - single-family house - existing building - distributed MEAN level | PJ | MW | ANNUAL |  | yes | HOUPARRHNBHDHCN05_OLDI_FBHWPEE01
DMD | HOUPARRHNBHDHCN05_OLDI_FBHWPEE01_D67 | Residential heating technology - Direct district heating substation - plus connection pipe - plus distribution (heating density: high ) - single-family house - existing building - distributed level 0.67 | PJ | MW | ANNUAL |  | yes | HOUPARRHNBHDHCN05_OLDI_FBHWPEE01
DMD | HOUPARRHNBHDHCN05_OLDI_FBHWPEE01_D83 | Residential heating technology - Direct district heating substation - plus connection pipe - plus distribution (heating density: high ) - single-family house - existing building - distributed level 0.83 | PJ | MW | ANNUAL |  | yes | HOUPARRHNBHDHCN05_OLDI_FBHWPEE01
DMD | HOUPARRHNHPELCN05_NEWI_D17 | Residential heating technology - Heat pump, Air-to-water - leasing - single-family house - new building - distributed level 0.17 | PJ | MW | ANNUAL |  | yes | HOUPARRHNHPELCN05_NEWI
DMD | HOUPARRHNHPELCN05_NEWI_D33 | Residential heating technology - Heat pump, Air-to-water - leasing - single-family house - new building - distributed level 0.33 | PJ | MW | ANNUAL |  | yes | HOUPARRHNHPELCN05_NEWI
DMD | HOUPARRHNHPELCN05_NEWI_D50 | Residential heating technology - Heat pump, Air-to-water - leasing - single-family house - new building - distributed MEAN level | PJ | MW | ANNUAL |  | yes | HOUPARRHNHPELCN05_NEWI
DMD | HOUPARRHNHPELCN05_NEWI_D67 | Residential heating technology - Heat pump, Air-to-water - leasing - single-family house - new building - distributed level 0.67 | PJ | MW | ANNUAL |  | yes | HOUPARRHNHPELCN05_NEWI
DMD | HOUPARRHNHPELCN05_NEWI_D83 | Residential heating technology - Heat pump, Air-to-water - leasing - single-family house - new building - distributed level 0.83 | PJ | MW | ANNUAL |  | yes | HOUPARRHNHPELCN05_NEWI
DMD | HOUPARRHNHPELCN05_NEWD_D17 | Residential heating technology - Heat pump, Air-to-water - leasing - single-family house - new building - distributed level 0.17 | PJ | MW | ANNUAL |  | yes | HOUPARRHNHPELCN05_NEWD
DMD | HOUPARRHNHPELCN05_NEWD_D33 | Residential heating technology - Heat pump, Air-to-water - leasing - single-family house - new building - distributed level 0.33 | PJ | MW | ANNUAL |  | yes | HOUPARRHNHPELCN05_NEWD
DMD | HOUPARRHNHPELCN05_NEWD_D50 | Residential heating technology - Heat pump, Air-to-water - leasing - single-family house - new building - distributed MEAN level | PJ | MW | ANNUAL |  | yes | HOUPARRHNHPELCN05_NEWD
DMD | HOUPARRHNHPELCN05_NEWD_D67 | Residential heating technology - Heat pump, Air-to-water - leasing - single-family house - new building - distributed level 0.67 | PJ | MW | ANNUAL |  | yes | HOUPARRHNHPELCN05_NEWD
DMD | HOUPARRHNHPELCN05_NEWD_D83 | Residential heating technology - Heat pump, Air-to-water - leasing - single-family house - new building - distributed level 0.83 | PJ | MW | ANNUAL |  | yes | HOUPARRHNHPELCN05_NEWD
DMD | HOUPARRHNHPELCN05_NEWC_D17 | Residential heating technology - Heat pump, Air-to-water - leasing - single-family house - new building - distributed level 0.17 | PJ | MW | ANNUAL |  | yes | HOUPARRHNHPELCN05_NEWC
DMD | HOUPARRHNHPELCN05_NEWC_D33 | Residential heating technology - Heat pump, Air-to-water - leasing - single-family house - new building - distributed level 0.33 | PJ | MW | ANNUAL |  | yes | HOUPARRHNHPELCN05_NEWC
DMD | HOUPARRHNHPELCN05_NEWC_D50 | Residential heating technology - Heat pump, Air-to-water - leasing - single-family house - new building - distributed MEAN level | PJ | MW | ANNUAL |  | yes | HOUPARRHNHPELCN05_NEWC
DMD | HOUPARRHNHPELCN05_NEWC_D67 | Residential heating technology - Heat pump, Air-to-water - leasing - single-family house - new building - distributed level 0.67 | PJ | MW | ANNUAL |  | yes | HOUPARRHNHPELCN05_NEWC
DMD | HOUPARRHNHPELCN05_NEWC_D83 | Residential heating technology - Heat pump, Air-to-water - leasing - single-family house - new building - distributed level 0.83 | PJ | MW | ANNUAL |  | yes | HOUPARRHNHPELCN05_NEWC
DMD | HOUPARRHNHPELCN04_NEWI_D17 | Residential heating technology - Heat pump, Ground source - single-family house - new building - distributed level 0.17 | PJ | MW | ANNUAL |  | yes | HOUPARRHNHPELCN04_NEWI
DMD | HOUPARRHNHPELCN04_NEWI_D33 | Residential heating technology - Heat pump, Ground source - single-family house - new building - distributed level 0.33 | PJ | MW | ANNUAL |  | yes | HOUPARRHNHPELCN04_NEWI
DMD | HOUPARRHNHPELCN04_NEWI_D50 | Residential heating technology - Heat pump, Ground source - single-family house - new building - distributed MEAN level | PJ | MW | ANNUAL |  | yes | HOUPARRHNHPELCN04_NEWI
DMD | HOUPARRHNHPELCN04_NEWI_D67 | Residential heating technology - Heat pump, Ground source - single-family house - new building - distributed level 0.67 | PJ | MW | ANNUAL |  | yes | HOUPARRHNHPELCN04_NEWI
DMD | HOUPARRHNHPELCN04_NEWI_D83 | Residential heating technology - Heat pump, Ground source - single-family house - new building - distributed level 0.83 | PJ | MW | ANNUAL |  | yes | HOUPARRHNHPELCN04_NEWI
DMD | HOUPARRHNHPELCN04_NEWD_D17 | Residential heating technology - Heat pump, Ground source - single-family house - new building - distributed level 0.17 | PJ | MW | ANNUAL |  | yes | HOUPARRHNHPELCN04_NEWD
DMD | HOUPARRHNHPELCN04_NEWD_D33 | Residential heating technology - Heat pump, Ground source - single-family house - new building - distributed level 0.33 | PJ | MW | ANNUAL |  | yes | HOUPARRHNHPELCN04_NEWD
DMD | HOUPARRHNHPELCN04_NEWD_D50 | Residential heating technology - Heat pump, Ground source - single-family house - new building - distributed MEAN level | PJ | MW | ANNUAL |  | yes | HOUPARRHNHPELCN04_NEWD
DMD | HOUPARRHNHPELCN04_NEWD_D67 | Residential heating technology - Heat pump, Ground source - single-family house - new building - distributed level 0.67 | PJ | MW | ANNUAL |  | yes | HOUPARRHNHPELCN04_NEWD
DMD | HOUPARRHNHPELCN04_NEWD_D83 | Residential heating technology - Heat pump, Ground source - single-family house - new building - distributed level 0.83 | PJ | MW | ANNUAL |  | yes | HOUPARRHNHPELCN04_NEWD
DMD | HOUPARRHNHPELCN04_NEWC_D17 | Residential heating technology - Heat pump, Ground source - single-family house - new building - distributed level 0.17 | PJ | MW | ANNUAL |  | yes | HOUPARRHNHPELCN04_NEWC
DMD | HOUPARRHNHPELCN04_NEWC_D33 | Residential heating technology - Heat pump, Ground source - single-family house - new building - distributed level 0.33 | PJ | MW | ANNUAL |  | yes | HOUPARRHNHPELCN04_NEWC
DMD | HOUPARRHNHPELCN04_NEWC_D50 | Residential heating technology - Heat pump, Ground source - single-family house - new building - distributed MEAN level | PJ | MW | ANNUAL |  | yes | HOUPARRHNHPELCN04_NEWC
DMD | HOUPARRHNHPELCN04_NEWC_D67 | Residential heating technology - Heat pump, Ground source - single-family house - new building - distributed level 0.67 | PJ | MW | ANNUAL |  | yes | HOUPARRHNHPELCN04_NEWC
DMD | HOUPARRHNHPELCN04_NEWC_D83 | Residential heating technology - Heat pump, Ground source - single-family house - new building - distributed level 0.83 | PJ | MW | ANNUAL |  | yes | HOUPARRHNHPELCN04_NEWC
DMD | HOUPARRHNHPELCN03_NEWI_D17 | Residential heating technology - Heat pump, Air-to-water - single-family house - new building - distributed level 0.17 | PJ | MW | ANNUAL |  | yes | HOUPARRHNHPELCN03_NEWI
DMD | HOUPARRHNHPELCN03_NEWI_D33 | Residential heating technology - Heat pump, Air-to-water - single-family house - new building - distributed level 0.33 | PJ | MW | ANNUAL |  | yes | HOUPARRHNHPELCN03_NEWI
DMD | HOUPARRHNHPELCN03_NEWI_D50 | Residential heating technology - Heat pump, Air-to-water - single-family house - new building - distributed MEAN level | PJ | MW | ANNUAL |  | yes | HOUPARRHNHPELCN03_NEWI
DMD | HOUPARRHNHPELCN03_NEWI_D67 | Residential heating technology - Heat pump, Air-to-water - single-family house - new building - distributed level 0.67 | PJ | MW | ANNUAL |  | yes | HOUPARRHNHPELCN03_NEWI
DMD | HOUPARRHNHPELCN03_NEWI_D83 | Residential heating technology - Heat pump, Air-to-water - single-family house - new building - distributed level 0.83 | PJ | MW | ANNUAL |  | yes | HOUPARRHNHPELCN03_NEWI
DMD | HOUPARRHNHPELCN03_NEWD_D17 | Residential heating technology - Heat pump, Air-to-water - single-family house - new building - distributed level 0.17 | PJ | MW | ANNUAL |  | yes | HOUPARRHNHPELCN03_NEWD
DMD | HOUPARRHNHPELCN03_NEWD_D33 | Residential heating technology - Heat pump, Air-to-water - single-family house - new building - distributed level 0.33 | PJ | MW | ANNUAL |  | yes | HOUPARRHNHPELCN03_NEWD
DMD | HOUPARRHNHPELCN03_NEWD_D50 | Residential heating technology - Heat pump, Air-to-water - single-family house - new building - distributed MEAN level | PJ | MW | ANNUAL |  | yes | HOUPARRHNHPELCN03_NEWD
DMD | HOUPARRHNHPELCN03_NEWD_D67 | Residential heating technology - Heat pump, Air-to-water - single-family house - new building - distributed level 0.67 | PJ | MW | ANNUAL |  | yes | HOUPARRHNHPELCN03_NEWD
DMD | HOUPARRHNHPELCN03_NEWD_D83 | Residential heating technology - Heat pump, Air-to-water - single-family house - new building - distributed level 0.83 | PJ | MW | ANNUAL |  | yes | HOUPARRHNHPELCN03_NEWD
DMD | HOUPARRHNHPELCN03_NEWC_D17 | Residential heating technology - Heat pump, Air-to-water - single-family house - new building - distributed level 0.17 | PJ | MW | ANNUAL |  | yes | HOUPARRHNHPELCN03_NEWC
DMD | HOUPARRHNHPELCN03_NEWC_D33 | Residential heating technology - Heat pump, Air-to-water - single-family house - new building - distributed level 0.33 | PJ | MW | ANNUAL |  | yes | HOUPARRHNHPELCN03_NEWC
DMD | HOUPARRHNHPELCN03_NEWC_D50 | Residential heating technology - Heat pump, Air-to-water - single-family house - new building - distributed MEAN level | PJ | MW | ANNUAL |  | yes | HOUPARRHNHPELCN03_NEWC
DMD | HOUPARRHNHPELCN03_NEWC_D67 | Residential heating technology - Heat pump, Air-to-water - single-family house - new building - distributed level 0.67 | PJ | MW | ANNUAL |  | yes | HOUPARRHNHPELCN03_NEWC
DMD | HOUPARRHNHPELCN03_NEWC_D83 | Residential heating technology - Heat pump, Air-to-water - single-family house - new building - distributed level 0.83 | PJ | MW | ANNUAL |  | yes | HOUPARRHNHPELCN03_NEWC
DMD | HOUPARRHNHPELCN02_NEWI_D17 | Residential heating technology - Heat pump, Air-to-air - single-family house - new building - distributed level 0.17 | PJ | MW | ANNUAL |  | yes | HOUPARRHNHPELCN02_NEWI
DMD | HOUPARRHNHPELCN02_NEWI_D33 | Residential heating technology - Heat pump, Air-to-air - single-family house - new building - distributed level 0.33 | PJ | MW | ANNUAL |  | yes | HOUPARRHNHPELCN02_NEWI
DMD | HOUPARRHNHPELCN02_NEWI_D50 | Residential heating technology - Heat pump, Air-to-air - single-family house - new building - distributed MEAN level | PJ | MW | ANNUAL |  | yes | HOUPARRHNHPELCN02_NEWI
DMD | HOUPARRHNHPELCN02_NEWI_D67 | Residential heating technology - Heat pump, Air-to-air - single-family house - new building - distributed level 0.67 | PJ | MW | ANNUAL |  | yes | HOUPARRHNHPELCN02_NEWI
DMD | HOUPARRHNHPELCN02_NEWI_D83 | Residential heating technology - Heat pump, Air-to-air - single-family house - new building - distributed level 0.83 | PJ | MW | ANNUAL |  | yes | HOUPARRHNHPELCN02_NEWI
DMD | HOUPARRHNHPELCN02_NEWD_D17 | Residential heating technology - Heat pump, Air-to-air - single-family house - new building - distributed level 0.17 | PJ | MW | ANNUAL |  | yes | HOUPARRHNHPELCN02_NEWD
DMD | HOUPARRHNHPELCN02_NEWD_D33 | Residential heating technology - Heat pump, Air-to-air - single-family house - new building - distributed level 0.33 | PJ | MW | ANNUAL |  | yes | HOUPARRHNHPELCN02_NEWD
DMD | HOUPARRHNHPELCN02_NEWD_D50 | Residential heating technology - Heat pump, Air-to-air - single-family house - new building - distributed MEAN level | PJ | MW | ANNUAL |  | yes | HOUPARRHNHPELCN02_NEWD
DMD | HOUPARRHNHPELCN02_NEWD_D67 | Residential heating technology - Heat pump, Air-to-air - single-family house - new building - distributed level 0.67 | PJ | MW | ANNUAL |  | yes | HOUPARRHNHPELCN02_NEWD
DMD | HOUPARRHNHPELCN02_NEWD_D83 | Residential heating technology - Heat pump, Air-to-air - single-family house - new building - distributed level 0.83 | PJ | MW | ANNUAL |  | yes | HOUPARRHNHPELCN02_NEWD
DMD | HOUPARRHNHPELCN02_NEWC_D17 | Residential heating technology - Heat pump, Air-to-air - single-family house - new building - distributed level 0.17 | PJ | MW | ANNUAL |  | yes | HOUPARRHNHPELCN02_NEWC
DMD | HOUPARRHNHPELCN02_NEWC_D33 | Residential heating technology - Heat pump, Air-to-air - single-family house - new building - distributed level 0.33 | PJ | MW | ANNUAL |  | yes | HOUPARRHNHPELCN02_NEWC
DMD | HOUPARRHNHPELCN02_NEWC_D50 | Residential heating technology - Heat pump, Air-to-air - single-family house - new building - distributed MEAN level | PJ | MW | ANNUAL |  | yes | HOUPARRHNHPELCN02_NEWC
DMD | HOUPARRHNHPELCN02_NEWC_D67 | Residential heating technology - Heat pump, Air-to-air - single-family house - new building - distributed level 0.67 | PJ | MW | ANNUAL |  | yes | HOUPARRHNHPELCN02_NEWC
DMD | HOUPARRHNHPELCN02_NEWC_D83 | Residential heating technology - Heat pump, Air-to-air - single-family house - new building - distributed level 0.83 | PJ | MW | ANNUAL |  | yes | HOUPARRHNHPELCN02_NEWC
DMD | HOUPARRHNDIFIWN01_NEWI_D50 | Residential heating technology - Wood stove without water tank, wood logs - single-family house - existing building - distributed MEAN level | PJ | MW | ANNUAL |  | yes | HOUPARRHNDIFIWN01_NEWI
DMD | HOUPARRHNDIFIWN01_NEWD_D50 | Residential heating technology - Wood stove without water tank, wood logs - single-family house - existing building - distributed MEAN level | PJ | MW | ANNUAL |  | yes | HOUPARRHNDIFIWN01_NEWD
DMD | HOUPARRHNDIFIWN01_NEWC_D50 | Residential heating technology - Wood stove without water tank, wood logs - single-family house - existing building - distributed MEAN level | PJ | MW | ANNUAL |  | yes | HOUPARRHNDIFIWN01_NEWC
DMD | HOUPARRHNDIELCN06_NEWI_D17 | Residential heating technology - Electric heating - electric panel from Bauhaus - single-family house - new building - distributed level 0.17 | PJ | MW | ANNUAL |  | yes | HOUPARRHNDIELCN06_NEWI
DMD | HOUPARRHNDIELCN06_NEWI_D33 | Residential heating technology - Electric heating - electric panel from Bauhaus - single-family house - new building - distributed level 0.33 | PJ | MW | ANNUAL |  | yes | HOUPARRHNDIELCN06_NEWI
DMD | HOUPARRHNDIELCN06_NEWI_D50 | Residential heating technology - Electric heating - electric panel from Bauhaus - single-family house - new building - distributed MEAN level | PJ | MW | ANNUAL |  | yes | HOUPARRHNDIELCN06_NEWI
DMD | HOUPARRHNDIELCN06_NEWI_D67 | Residential heating technology - Electric heating - electric panel from Bauhaus - single-family house - new building - distributed level 0.67 | PJ | MW | ANNUAL |  | yes | HOUPARRHNDIELCN06_NEWI
DMD | HOUPARRHNDIELCN06_NEWI_D83 | Residential heating technology - Electric heating - electric panel from Bauhaus - single-family house - new building - distributed level 0.83 | PJ | MW | ANNUAL |  | yes | HOUPARRHNDIELCN06_NEWI
DMD | HOUPARRHNDIELCN06_NEWD_D17 | Residential heating technology - Electric heating - electric panel from Bauhaus - single-family house - new building - distributed level 0.17 | PJ | MW | ANNUAL |  | yes | HOUPARRHNDIELCN06_NEWD
DMD | HOUPARRHNDIELCN06_NEWD_D33 | Residential heating technology - Electric heating - electric panel from Bauhaus - single-family house - new building - distributed level 0.33 | PJ | MW | ANNUAL |  | yes | HOUPARRHNDIELCN06_NEWD
DMD | HOUPARRHNDIELCN06_NEWD_D50 | Residential heating technology - Electric heating - electric panel from Bauhaus - single-family house - new building - distributed MEAN level | PJ | MW | ANNUAL |  | yes | HOUPARRHNDIELCN06_NEWD
DMD | HOUPARRHNDIELCN06_NEWD_D67 | Residential heating technology - Electric heating - electric panel from Bauhaus - single-family house - new building - distributed level 0.67 | PJ | MW | ANNUAL |  | yes | HOUPARRHNDIELCN06_NEWD
DMD | HOUPARRHNDIELCN06_NEWD_D83 | Residential heating technology - Electric heating - electric panel from Bauhaus - single-family house - new building - distributed level 0.83 | PJ | MW | ANNUAL |  | yes | HOUPARRHNDIELCN06_NEWD
DMD | HOUPARRHNDIELCN06_NEWC_D17 | Residential heating technology - Electric heating - electric panel from Bauhaus - single-family house - new building - distributed level 0.17 | PJ | MW | ANNUAL |  | yes | HOUPARRHNDIELCN06_NEWC
DMD | HOUPARRHNDIELCN06_NEWC_D33 | Residential heating technology - Electric heating - electric panel from Bauhaus - single-family house - new building - distributed level 0.33 | PJ | MW | ANNUAL |  | yes | HOUPARRHNDIELCN06_NEWC
DMD | HOUPARRHNDIELCN06_NEWC_D50 | Residential heating technology - Electric heating - electric panel from Bauhaus - single-family house - new building - distributed MEAN level | PJ | MW | ANNUAL |  | yes | HOUPARRHNDIELCN06_NEWC
DMD | HOUPARRHNDIELCN06_NEWC_D67 | Residential heating technology - Electric heating - electric panel from Bauhaus - single-family house - new building - distributed level 0.67 | PJ | MW | ANNUAL |  | yes | HOUPARRHNDIELCN06_NEWC
DMD | HOUPARRHNDIELCN06_NEWC_D83 | Residential heating technology - Electric heating - electric panel from Bauhaus - single-family house - new building - distributed level 0.83 | PJ | MW | ANNUAL |  | yes | HOUPARRHNDIELCN06_NEWC
DMD | HOUPARRHNDIELCN01_NEWI_D17 | Residential heating technology - Electric heating - single-family house - new building - distributed level 0.17 | PJ | MW | ANNUAL |  | yes | HOUPARRHNDIELCN01_NEWI
DMD | HOUPARRHNDIELCN01_NEWI_D33 | Residential heating technology - Electric heating - single-family house - new building - distributed level 0.33 | PJ | MW | ANNUAL |  | yes | HOUPARRHNDIELCN01_NEWI
DMD | HOUPARRHNDIELCN01_NEWI_D50 | Residential heating technology - Electric heating - single-family house - new building - distributed MEAN level | PJ | MW | ANNUAL |  | yes | HOUPARRHNDIELCN01_NEWI
DMD | HOUPARRHNDIELCN01_NEWI_D67 | Residential heating technology - Electric heating - single-family house - new building - distributed level 0.67 | PJ | MW | ANNUAL |  | yes | HOUPARRHNDIELCN01_NEWI
DMD | HOUPARRHNDIELCN01_NEWI_D83 | Residential heating technology - Electric heating - single-family house - new building - distributed level 0.83 | PJ | MW | ANNUAL |  | yes | HOUPARRHNDIELCN01_NEWI
DMD | HOUPARRHNDIELCN01_NEWD_D17 | Residential heating technology - Electric heating - single-family house - new building - distributed level 0.17 | PJ | MW | ANNUAL |  | yes | HOUPARRHNDIELCN01_NEWD
DMD | HOUPARRHNDIELCN01_NEWD_D33 | Residential heating technology - Electric heating - single-family house - new building - distributed level 0.33 | PJ | MW | ANNUAL |  | yes | HOUPARRHNDIELCN01_NEWD
DMD | HOUPARRHNDIELCN01_NEWD_D50 | Residential heating technology - Electric heating - single-family house - new building - distributed MEAN level | PJ | MW | ANNUAL |  | yes | HOUPARRHNDIELCN01_NEWD
DMD | HOUPARRHNDIELCN01_NEWD_D67 | Residential heating technology - Electric heating - single-family house - new building - distributed level 0.67 | PJ | MW | ANNUAL |  | yes | HOUPARRHNDIELCN01_NEWD
DMD | HOUPARRHNDIELCN01_NEWD_D83 | Residential heating technology - Electric heating - single-family house - new building - distributed level 0.83 | PJ | MW | ANNUAL |  | yes | HOUPARRHNDIELCN01_NEWD
DMD | HOUPARRHNDIELCN01_NEWC_D17 | Residential heating technology - Electric heating - single-family house - new building - distributed level 0.17 | PJ | MW | ANNUAL |  | yes | HOUPARRHNDIELCN01_NEWC
DMD | HOUPARRHNDIELCN01_NEWC_D33 | Residential heating technology - Electric heating - single-family house - new building - distributed level 0.33 | PJ | MW | ANNUAL |  | yes | HOUPARRHNDIELCN01_NEWC
DMD | HOUPARRHNDIELCN01_NEWC_D50 | Residential heating technology - Electric heating - single-family house - new building - distributed MEAN level | PJ | MW | ANNUAL |  | yes | HOUPARRHNDIELCN01_NEWC
DMD | HOUPARRHNDIELCN01_NEWC_D67 | Residential heating technology - Electric heating - single-family house - new building - distributed level 0.67 | PJ | MW | ANNUAL |  | yes | HOUPARRHNDIELCN01_NEWC
DMD | HOUPARRHNDIELCN01_NEWC_D83 | Residential heating technology - Electric heating - single-family house - new building - distributed level 0.83 | PJ | MW | ANNUAL |  | yes | HOUPARRHNDIELCN01_NEWC
DMD | HOUPARRHNBHWPEN01_NEWI_D17 | Residential heating technology - Biomass boiler, automatic stoking , wood pellets or wood chips - single-family house - new building - distributed level 0.17 | PJ | MW | ANNUAL |  | yes | HOUPARRHNBHWPEN01_NEWI
DMD | HOUPARRHNBHWPEN01_NEWI_D33 | Residential heating technology - Biomass boiler, automatic stoking , wood pellets or wood chips - single-family house - new building - distributed level 0.33 | PJ | MW | ANNUAL |  | yes | HOUPARRHNBHWPEN01_NEWI
DMD | HOUPARRHNBHWPEN01_NEWI_D50 | Residential heating technology - Biomass boiler, automatic stoking , wood pellets or wood chips - single-family house - new building - distributed MEAN level | PJ | MW | ANNUAL |  | yes | HOUPARRHNBHWPEN01_NEWI
DMD | HOUPARRHNBHWPEN01_NEWI_D67 | Residential heating technology - Biomass boiler, automatic stoking , wood pellets or wood chips - single-family house - new building - distributed level 0.67 | PJ | MW | ANNUAL |  | yes | HOUPARRHNBHWPEN01_NEWI
DMD | HOUPARRHNBHWPEN01_NEWI_D83 | Residential heating technology - Biomass boiler, automatic stoking , wood pellets or wood chips - single-family house - new building - distributed level 0.83 | PJ | MW | ANNUAL |  | yes | HOUPARRHNBHWPEN01_NEWI
DMD | HOUPARRHNBHWPEN01_NEWD_D17 | Residential heating technology - Biomass boiler, automatic stoking , wood pellets or wood chips - single-family house - new building - distributed level 0.17 | PJ | MW | ANNUAL |  | yes | HOUPARRHNBHWPEN01_NEWD
DMD | HOUPARRHNBHWPEN01_NEWD_D33 | Residential heating technology - Biomass boiler, automatic stoking , wood pellets or wood chips - single-family house - new building - distributed level 0.33 | PJ | MW | ANNUAL |  | yes | HOUPARRHNBHWPEN01_NEWD
DMD | HOUPARRHNBHWPEN01_NEWD_D50 | Residential heating technology - Biomass boiler, automatic stoking , wood pellets or wood chips - single-family house - new building - distributed MEAN level | PJ | MW | ANNUAL |  | yes | HOUPARRHNBHWPEN01_NEWD
DMD | HOUPARRHNBHWPEN01_NEWD_D67 | Residential heating technology - Biomass boiler, automatic stoking , wood pellets or wood chips - single-family house - new building - distributed level 0.67 | PJ | MW | ANNUAL |  | yes | HOUPARRHNBHWPEN01_NEWD
DMD | HOUPARRHNBHWPEN01_NEWD_D83 | Residential heating technology - Biomass boiler, automatic stoking , wood pellets or wood chips - single-family house - new building - distributed level 0.83 | PJ | MW | ANNUAL |  | yes | HOUPARRHNBHWPEN01_NEWD
DMD | HOUPARRHNBHWPEN01_NEWC_D17 | Residential heating technology - Biomass boiler, automatic stoking , wood pellets or wood chips - single-family house - new building - distributed level 0.17 | PJ | MW | ANNUAL |  | yes | HOUPARRHNBHWPEN01_NEWC
DMD | HOUPARRHNBHWPEN01_NEWC_D33 | Residential heating technology - Biomass boiler, automatic stoking , wood pellets or wood chips - single-family house - new building - distributed level 0.33 | PJ | MW | ANNUAL |  | yes | HOUPARRHNBHWPEN01_NEWC
DMD | HOUPARRHNBHWPEN01_NEWC_D50 | Residential heating technology - Biomass boiler, automatic stoking , wood pellets or wood chips - single-family house - new building - distributed MEAN level | PJ | MW | ANNUAL |  | yes | HOUPARRHNBHWPEN01_NEWC
DMD | HOUPARRHNBHWPEN01_NEWC_D67 | Residential heating technology - Biomass boiler, automatic stoking , wood pellets or wood chips - single-family house - new building - distributed level 0.67 | PJ | MW | ANNUAL |  | yes | HOUPARRHNBHWPEN01_NEWC
DMD | HOUPARRHNBHWPEN01_NEWC_D83 | Residential heating technology - Biomass boiler, automatic stoking , wood pellets or wood chips - single-family house - new building - distributed level 0.83 | PJ | MW | ANNUAL |  | yes | HOUPARRHNBHWPEN01_NEWC
DMD | HOUPARRHNBHSOLN01_NEWI_D17 | Residential heating technology - Solar heating system - single-family house - new building - distributed level 0.17 | PJ | MW | ANNUAL |  | yes | HOUPARRHNBHSOLN01_NEWI
DMD | HOUPARRHNBHSOLN01_NEWI_D33 | Residential heating technology - Solar heating system - single-family house - new building - distributed level 0.33 | PJ | MW | ANNUAL |  | yes | HOUPARRHNBHSOLN01_NEWI
DMD | HOUPARRHNBHSOLN01_NEWI_D50 | Residential heating technology - Solar heating system - single-family house - new building - distributed MEAN level | PJ | MW | ANNUAL |  | yes | HOUPARRHNBHSOLN01_NEWI
DMD | HOUPARRHNBHSOLN01_NEWI_D67 | Residential heating technology - Solar heating system - single-family house - new building - distributed level 0.67 | PJ | MW | ANNUAL |  | yes | HOUPARRHNBHSOLN01_NEWI
DMD | HOUPARRHNBHSOLN01_NEWI_D83 | Residential heating technology - Solar heating system - single-family house - new building - distributed level 0.83 | PJ | MW | ANNUAL |  | yes | HOUPARRHNBHSOLN01_NEWI
DMD | HOUPARRHNBHSOLN01_NEWD_D17 | Residential heating technology - Solar heating system - single-family house - new building - distributed level 0.17 | PJ | MW | ANNUAL |  | yes | HOUPARRHNBHSOLN01_NEWD
DMD | HOUPARRHNBHSOLN01_NEWD_D33 | Residential heating technology - Solar heating system - single-family house - new building - distributed level 0.33 | PJ | MW | ANNUAL |  | yes | HOUPARRHNBHSOLN01_NEWD
DMD | HOUPARRHNBHSOLN01_NEWD_D50 | Residential heating technology - Solar heating system - single-family house - new building - distributed MEAN level | PJ | MW | ANNUAL |  | yes | HOUPARRHNBHSOLN01_NEWD
DMD | HOUPARRHNBHSOLN01_NEWD_D67 | Residential heating technology - Solar heating system - single-family house - new building - distributed level 0.67 | PJ | MW | ANNUAL |  | yes | HOUPARRHNBHSOLN01_NEWD
DMD | HOUPARRHNBHSOLN01_NEWD_D83 | Residential heating technology - Solar heating system - single-family house - new building - distributed level 0.83 | PJ | MW | ANNUAL |  | yes | HOUPARRHNBHSOLN01_NEWD
DMD | HOUPARRHNBHSOLN01_NEWC_D17 | Residential heating technology - Solar heating system - single-family house - new building - distributed level 0.17 | PJ | MW | ANNUAL |  | yes | HOUPARRHNBHSOLN01_NEWC
DMD | HOUPARRHNBHSOLN01_NEWC_D33 | Residential heating technology - Solar heating system - single-family house - new building - distributed level 0.33 | PJ | MW | ANNUAL |  | yes | HOUPARRHNBHSOLN01_NEWC
DMD | HOUPARRHNBHSOLN01_NEWC_D50 | Residential heating technology - Solar heating system - single-family house - new building - distributed MEAN level | PJ | MW | ANNUAL |  | yes | HOUPARRHNBHSOLN01_NEWC
DMD | HOUPARRHNBHSOLN01_NEWC_D67 | Residential heating technology - Solar heating system - single-family house - new building - distributed level 0.67 | PJ | MW | ANNUAL |  | yes | HOUPARRHNBHSOLN01_NEWC
DMD | HOUPARRHNBHSOLN01_NEWC_D83 | Residential heating technology - Solar heating system - single-family house - new building - distributed level 0.83 | PJ | MW | ANNUAL |  | yes | HOUPARRHNBHSOLN01_NEWC
DMD | HOUPARRHNBHGASN03_NEWI_D17 | Residential heating technology - Natural gas boiler - plus connection pipe - single-family house - new building - distributed level 0.17 | PJ | MW | ANNUAL |  | yes | HOUPARRHNBHGASN03_NEWI
DMD | HOUPARRHNBHGASN03_NEWI_D33 | Residential heating technology - Natural gas boiler - plus connection pipe - single-family house - new building - distributed level 0.33 | PJ | MW | ANNUAL |  | yes | HOUPARRHNBHGASN03_NEWI
DMD | HOUPARRHNBHGASN03_NEWI_D50 | Residential heating technology - Natural gas boiler - plus connection pipe - single-family house - new building - distributed MEAN level | PJ | MW | ANNUAL |  | yes | HOUPARRHNBHGASN03_NEWI
DMD | HOUPARRHNBHGASN03_NEWI_D67 | Residential heating technology - Natural gas boiler - plus connection pipe - single-family house - new building - distributed level 0.67 | PJ | MW | ANNUAL |  | yes | HOUPARRHNBHGASN03_NEWI
DMD | HOUPARRHNBHGASN03_NEWI_D83 | Residential heating technology - Natural gas boiler - plus connection pipe - single-family house - new building - distributed level 0.83 | PJ | MW | ANNUAL |  | yes | HOUPARRHNBHGASN03_NEWI
DMD | HOUPARRHNBHGASN03_NEWD_D17 | Residential heating technology - Natural gas boiler - plus connection pipe - single-family house - new building - distributed level 0.17 | PJ | MW | ANNUAL |  | yes | HOUPARRHNBHGASN03_NEWD
DMD | HOUPARRHNBHGASN03_NEWD_D33 | Residential heating technology - Natural gas boiler - plus connection pipe - single-family house - new building - distributed level 0.33 | PJ | MW | ANNUAL |  | yes | HOUPARRHNBHGASN03_NEWD
DMD | HOUPARRHNBHGASN03_NEWD_D50 | Residential heating technology - Natural gas boiler - plus connection pipe - single-family house - new building - distributed MEAN level | PJ | MW | ANNUAL |  | yes | HOUPARRHNBHGASN03_NEWD
DMD | HOUPARRHNBHGASN03_NEWD_D67 | Residential heating technology - Natural gas boiler - plus connection pipe - single-family house - new building - distributed level 0.67 | PJ | MW | ANNUAL |  | yes | HOUPARRHNBHGASN03_NEWD
DMD | HOUPARRHNBHGASN03_NEWD_D83 | Residential heating technology - Natural gas boiler - plus connection pipe - single-family house - new building - distributed level 0.83 | PJ | MW | ANNUAL |  | yes | HOUPARRHNBHGASN03_NEWD
DMD | HOUPARRHNBHGASN03_NEWC_D17 | Residential heating technology - Natural gas boiler - plus connection pipe - single-family house - new building - distributed level 0.17 | PJ | MW | ANNUAL |  | yes | HOUPARRHNBHGASN03_NEWC
DMD | HOUPARRHNBHGASN03_NEWC_D33 | Residential heating technology - Natural gas boiler - plus connection pipe - single-family house - new building - distributed level 0.33 | PJ | MW | ANNUAL |  | yes | HOUPARRHNBHGASN03_NEWC
DMD | HOUPARRHNBHGASN03_NEWC_D50 | Residential heating technology - Natural gas boiler - plus connection pipe - single-family house - new building - distributed MEAN level | PJ | MW | ANNUAL |  | yes | HOUPARRHNBHGASN03_NEWC
DMD | HOUPARRHNBHGASN03_NEWC_D67 | Residential heating technology - Natural gas boiler - plus connection pipe - single-family house - new building - distributed level 0.67 | PJ | MW | ANNUAL |  | yes | HOUPARRHNBHGASN03_NEWC
DMD | HOUPARRHNBHGASN03_NEWC_D83 | Residential heating technology - Natural gas boiler - plus connection pipe - single-family house - new building - distributed level 0.83 | PJ | MW | ANNUAL |  | yes | HOUPARRHNBHGASN03_NEWC
DMD | HOUPARRHNBHDHDN09_NEWI_D17 | Residential heating technology - Direct district heating substation - plus connection pipe - plus distribution (heating density: low ) - single-family house - new building - distributed level 0.17 | PJ | MW | ANNUAL |  | yes | HOUPARRHNBHDHDN09_NEWI
DMD | HOUPARRHNBHDHDN09_NEWI_D33 | Residential heating technology - Direct district heating substation - plus connection pipe - plus distribution (heating density: low ) - single-family house - new building - distributed level 0.33 | PJ | MW | ANNUAL |  | yes | HOUPARRHNBHDHDN09_NEWI
DMD | HOUPARRHNBHDHDN09_NEWI_D50 | Residential heating technology - Direct district heating substation - plus connection pipe - plus distribution (heating density: low ) - single-family house - new building - distributed MEAN level | PJ | MW | ANNUAL |  | yes | HOUPARRHNBHDHDN09_NEWI
DMD | HOUPARRHNBHDHDN09_NEWI_D67 | Residential heating technology - Direct district heating substation - plus connection pipe - plus distribution (heating density: low ) - single-family house - new building - distributed level 0.67 | PJ | MW | ANNUAL |  | yes | HOUPARRHNBHDHDN09_NEWI
DMD | HOUPARRHNBHDHDN09_NEWI_D83 | Residential heating technology - Direct district heating substation - plus connection pipe - plus distribution (heating density: low ) - single-family house - new building - distributed level 0.83 | PJ | MW | ANNUAL |  | yes | HOUPARRHNBHDHDN09_NEWI
DMD | HOUPARRHNBHDHDN07_NEWI_D17 | Residential heating technology - Direct district heating substation - plus connection pipe - plus distribution (heating density: medium ) - single-family house - new building - distributed level 0.17 | PJ | MW | ANNUAL |  | yes | HOUPARRHNBHDHDN07_NEWI
DMD | HOUPARRHNBHDHDN07_NEWI_D33 | Residential heating technology - Direct district heating substation - plus connection pipe - plus distribution (heating density: medium ) - single-family house - new building - distributed level 0.33 | PJ | MW | ANNUAL |  | yes | HOUPARRHNBHDHDN07_NEWI
DMD | HOUPARRHNBHDHDN07_NEWI_D50 | Residential heating technology - Direct district heating substation - plus connection pipe - plus distribution (heating density: medium ) - single-family house - new building - distributed MEAN level | PJ | MW | ANNUAL |  | yes | HOUPARRHNBHDHDN07_NEWI
DMD | HOUPARRHNBHDHDN07_NEWI_D67 | Residential heating technology - Direct district heating substation - plus connection pipe - plus distribution (heating density: medium ) - single-family house - new building - distributed level 0.67 | PJ | MW | ANNUAL |  | yes | HOUPARRHNBHDHDN07_NEWI
DMD | HOUPARRHNBHDHDN07_NEWI_D83 | Residential heating technology - Direct district heating substation - plus connection pipe - plus distribution (heating density: medium ) - single-family house - new building - distributed level 0.83 | PJ | MW | ANNUAL |  | yes | HOUPARRHNBHDHDN07_NEWI
DMD | HOUPARRHNBHDHDN05_NEWI_D17 | Residential heating technology - Direct district heating substation - plus connection pipe - plus distribution (heating density: high ) - single-family house - new building - distributed level 0.17 | PJ | MW | ANNUAL |  | yes | HOUPARRHNBHDHDN05_NEWI
DMD | HOUPARRHNBHDHDN05_NEWI_D33 | Residential heating technology - Direct district heating substation - plus connection pipe - plus distribution (heating density: high ) - single-family house - new building - distributed level 0.33 | PJ | MW | ANNUAL |  | yes | HOUPARRHNBHDHDN05_NEWI
DMD | HOUPARRHNBHDHDN05_NEWI_D50 | Residential heating technology - Direct district heating substation - plus connection pipe - plus distribution (heating density: high ) - single-family house - new building - distributed MEAN level | PJ | MW | ANNUAL |  | yes | HOUPARRHNBHDHDN05_NEWI
DMD | HOUPARRHNBHDHDN05_NEWI_D67 | Residential heating technology - Direct district heating substation - plus connection pipe - plus distribution (heating density: high ) - single-family house - new building - distributed level 0.67 | PJ | MW | ANNUAL |  | yes | HOUPARRHNBHDHDN05_NEWI
DMD | HOUPARRHNBHDHDN05_NEWI_D83 | Residential heating technology - Direct district heating substation - plus connection pipe - plus distribution (heating density: high ) - single-family house - new building - distributed level 0.83 | PJ | MW | ANNUAL |  | yes | HOUPARRHNBHDHDN05_NEWI
DMD | HOUPARRHNBHDHDN03_NEWD_D17 | Residential heating technology - Direct district heating substation - plus connection pipe - single-family house - new building - distributed level 0.17 | PJ | MW | ANNUAL |  | yes | HOUPARRHNBHDHDN03_NEWD
DMD | HOUPARRHNBHDHDN03_NEWD_D33 | Residential heating technology - Direct district heating substation - plus connection pipe - single-family house - new building - distributed level 0.33 | PJ | MW | ANNUAL |  | yes | HOUPARRHNBHDHDN03_NEWD
DMD | HOUPARRHNBHDHDN03_NEWD_D50 | Residential heating technology - Direct district heating substation - plus connection pipe - single-family house - new building - distributed MEAN level | PJ | MW | ANNUAL |  | yes | HOUPARRHNBHDHDN03_NEWD
DMD | HOUPARRHNBHDHDN03_NEWD_D67 | Residential heating technology - Direct district heating substation - plus connection pipe - single-family house - new building - distributed level 0.67 | PJ | MW | ANNUAL |  | yes | HOUPARRHNBHDHDN03_NEWD
DMD | HOUPARRHNBHDHDN03_NEWD_D83 | Residential heating technology - Direct district heating substation - plus connection pipe - single-family house - new building - distributed level 0.83 | PJ | MW | ANNUAL |  | yes | HOUPARRHNBHDHDN03_NEWD
DMD | HOUPARRHNBHDHCN09_NEWI_D17 | Residential heating technology - Direct district heating substation - plus connection pipe - plus distribution (heating density: low ) - single-family house - new building - distributed level 0.17 | PJ | MW | ANNUAL |  | yes | HOUPARRHNBHDHCN09_NEWI
DMD | HOUPARRHNBHDHCN09_NEWI_D33 | Residential heating technology - Direct district heating substation - plus connection pipe - plus distribution (heating density: low ) - single-family house - new building - distributed level 0.33 | PJ | MW | ANNUAL |  | yes | HOUPARRHNBHDHCN09_NEWI
DMD | HOUPARRHNBHDHCN09_NEWI_D50 | Residential heating technology - Direct district heating substation - plus connection pipe - plus distribution (heating density: low ) - single-family house - new building - distributed MEAN level | PJ | MW | ANNUAL |  | yes | HOUPARRHNBHDHCN09_NEWI
DMD | HOUPARRHNBHDHCN09_NEWI_D67 | Residential heating technology - Direct district heating substation - plus connection pipe - plus distribution (heating density: low ) - single-family house - new building - distributed level 0.67 | PJ | MW | ANNUAL |  | yes | HOUPARRHNBHDHCN09_NEWI
DMD | HOUPARRHNBHDHCN09_NEWI_D83 | Residential heating technology - Direct district heating substation - plus connection pipe - plus distribution (heating density: low ) - single-family house - new building - distributed level 0.83 | PJ | MW | ANNUAL |  | yes | HOUPARRHNBHDHCN09_NEWI
DMD | HOUPARRHNBHDHCN07_NEWI_D17 | Residential heating technology - Direct district heating substation - plus connection pipe - plus distribution (heating density: medium ) - single-family house - new building - distributed level 0.17 | PJ | MW | ANNUAL |  | yes | HOUPARRHNBHDHCN07_NEWI
DMD | HOUPARRHNBHDHCN07_NEWI_D33 | Residential heating technology - Direct district heating substation - plus connection pipe - plus distribution (heating density: medium ) - single-family house - new building - distributed level 0.33 | PJ | MW | ANNUAL |  | yes | HOUPARRHNBHDHCN07_NEWI
DMD | HOUPARRHNBHDHCN07_NEWI_D50 | Residential heating technology - Direct district heating substation - plus connection pipe - plus distribution (heating density: medium ) - single-family house - new building - distributed MEAN level | PJ | MW | ANNUAL |  | yes | HOUPARRHNBHDHCN07_NEWI
DMD | HOUPARRHNBHDHCN07_NEWI_D67 | Residential heating technology - Direct district heating substation - plus connection pipe - plus distribution (heating density: medium ) - single-family house - new building - distributed level 0.67 | PJ | MW | ANNUAL |  | yes | HOUPARRHNBHDHCN07_NEWI
DMD | HOUPARRHNBHDHCN07_NEWI_D83 | Residential heating technology - Direct district heating substation - plus connection pipe - plus distribution (heating density: medium ) - single-family house - new building - distributed level 0.83 | PJ | MW | ANNUAL |  | yes | HOUPARRHNBHDHCN07_NEWI
DMD | HOUPARRHNBHDHCN05_NEWI_D17 | Residential heating technology - Direct district heating substation - plus connection pipe - plus distribution (heating density: high ) - single-family house - new building - distributed level 0.17 | PJ | MW | ANNUAL |  | yes | HOUPARRHNBHDHCN05_NEWI
DMD | HOUPARRHNBHDHCN05_NEWI_D33 | Residential heating technology - Direct district heating substation - plus connection pipe - plus distribution (heating density: high ) - single-family house - new building - distributed level 0.33 | PJ | MW | ANNUAL |  | yes | HOUPARRHNBHDHCN05_NEWI
DMD | HOUPARRHNBHDHCN05_NEWI_D50 | Residential heating technology - Direct district heating substation - plus connection pipe - plus distribution (heating density: high ) - single-family house - new building - distributed MEAN level | PJ | MW | ANNUAL |  | yes | HOUPARRHNBHDHCN05_NEWI
DMD | HOUPARRHNBHDHCN05_NEWI_D67 | Residential heating technology - Direct district heating substation - plus connection pipe - plus distribution (heating density: high ) - single-family house - new building - distributed level 0.67 | PJ | MW | ANNUAL |  | yes | HOUPARRHNBHDHCN05_NEWI
DMD | HOUPARRHNBHDHCN05_NEWI_D83 | Residential heating technology - Direct district heating substation - plus connection pipe - plus distribution (heating density: high ) - single-family house - new building - distributed level 0.83 | PJ | MW | ANNUAL |  | yes | HOUPARRHNBHDHCN05_NEWI
DMD | HOUPARRHNBHDHCN03_NEWC_D17 | Residential heating technology - Direct district heating substation - plus connection pipe - single-family house - new building - distributed level 0.17 | PJ | MW | ANNUAL |  | yes | HOUPARRHNBHDHCN03_NEWC
DMD | HOUPARRHNBHDHCN03_NEWC_D33 | Residential heating technology - Direct district heating substation - plus connection pipe - single-family house - new building - distributed level 0.33 | PJ | MW | ANNUAL |  | yes | HOUPARRHNBHDHCN03_NEWC
DMD | HOUPARRHNBHDHCN03_NEWC_D50 | Residential heating technology - Direct district heating substation - plus connection pipe - single-family house - new building - distributed MEAN level | PJ | MW | ANNUAL |  | yes | HOUPARRHNBHDHCN03_NEWC
DMD | HOUPARRHNBHDHCN03_NEWC_D67 | Residential heating technology - Direct district heating substation - plus connection pipe - single-family house - new building - distributed level 0.67 | PJ | MW | ANNUAL |  | yes | HOUPARRHNBHDHCN03_NEWC
DMD | HOUPARRHNBHDHCN03_NEWC_D83 | Residential heating technology - Direct district heating substation - plus connection pipe - single-family house - new building - distributed level 0.83 | PJ | MW | ANNUAL |  | yes | HOUPARRHNBHDHCN03_NEWC
DMD | HOUETARHNHPELCN05_NEWI_D17 | Residential heating technology - Heat pump, Air-to-water - leasing - apartment complex - new building - distributed level 0.17 | PJ | MW | ANNUAL |  | yes | HOUETARHNHPELCN05_NEWI
DMD | HOUETARHNHPELCN05_NEWI_D33 | Residential heating technology - Heat pump, Air-to-water - leasing - apartment complex - new building - distributed level 0.33 | PJ | MW | ANNUAL |  | yes | HOUETARHNHPELCN05_NEWI
DMD | HOUETARHNHPELCN05_NEWI_D50 | Residential heating technology - Heat pump, Air-to-water - leasing - apartment complex - new building - distributed MEAN level | PJ | MW | ANNUAL |  | yes | HOUETARHNHPELCN05_NEWI
DMD | HOUETARHNHPELCN05_NEWI_D67 | Residential heating technology - Heat pump, Air-to-water - leasing - apartment complex - new building - distributed level 0.67 | PJ | MW | ANNUAL |  | yes | HOUETARHNHPELCN05_NEWI
DMD | HOUETARHNHPELCN05_NEWI_D83 | Residential heating technology - Heat pump, Air-to-water - leasing - apartment complex - new building - distributed level 0.83 | PJ | MW | ANNUAL |  | yes | HOUETARHNHPELCN05_NEWI
DMD | HOUETARHNHPELCN05_NEWD_D17 | Residential heating technology - Heat pump, Air-to-water - leasing - apartment complex - new building - distributed level 0.17 | PJ | MW | ANNUAL |  | yes | HOUETARHNHPELCN05_NEWD
DMD | HOUETARHNHPELCN05_NEWD_D33 | Residential heating technology - Heat pump, Air-to-water - leasing - apartment complex - new building - distributed level 0.33 | PJ | MW | ANNUAL |  | yes | HOUETARHNHPELCN05_NEWD
DMD | HOUETARHNHPELCN05_NEWD_D50 | Residential heating technology - Heat pump, Air-to-water - leasing - apartment complex - new building - distributed MEAN level | PJ | MW | ANNUAL |  | yes | HOUETARHNHPELCN05_NEWD
DMD | HOUETARHNHPELCN05_NEWD_D67 | Residential heating technology - Heat pump, Air-to-water - leasing - apartment complex - new building - distributed level 0.67 | PJ | MW | ANNUAL |  | yes | HOUETARHNHPELCN05_NEWD
DMD | HOUETARHNHPELCN05_NEWD_D83 | Residential heating technology - Heat pump, Air-to-water - leasing - apartment complex - new building - distributed level 0.83 | PJ | MW | ANNUAL |  | yes | HOUETARHNHPELCN05_NEWD
DMD | HOUETARHNHPELCN05_NEWC_D17 | Residential heating technology - Heat pump, Air-to-water - leasing - apartment complex - new building - distributed level 0.17 | PJ | MW | ANNUAL |  | yes | HOUETARHNHPELCN05_NEWC
DMD | HOUETARHNHPELCN05_NEWC_D33 | Residential heating technology - Heat pump, Air-to-water - leasing - apartment complex - new building - distributed level 0.33 | PJ | MW | ANNUAL |  | yes | HOUETARHNHPELCN05_NEWC
DMD | HOUETARHNHPELCN05_NEWC_D50 | Residential heating technology - Heat pump, Air-to-water - leasing - apartment complex - new building - distributed MEAN level | PJ | MW | ANNUAL |  | yes | HOUETARHNHPELCN05_NEWC
DMD | HOUETARHNHPELCN05_NEWC_D67 | Residential heating technology - Heat pump, Air-to-water - leasing - apartment complex - new building - distributed level 0.67 | PJ | MW | ANNUAL |  | yes | HOUETARHNHPELCN05_NEWC
DMD | HOUETARHNHPELCN05_NEWC_D83 | Residential heating technology - Heat pump, Air-to-water - leasing - apartment complex - new building - distributed level 0.83 | PJ | MW | ANNUAL |  | yes | HOUETARHNHPELCN05_NEWC
DMD | HOUETARHNHPELCN04_NEWI_D17 | Residential heating technology - Heat pump, Ground source - apartment complex - new building - distributed level 0.17 | PJ | MW | ANNUAL |  | yes | HOUETARHNHPELCN04_NEWI
DMD | HOUETARHNHPELCN04_NEWI_D33 | Residential heating technology - Heat pump, Ground source - apartment complex - new building - distributed level 0.33 | PJ | MW | ANNUAL |  | yes | HOUETARHNHPELCN04_NEWI
DMD | HOUETARHNHPELCN04_NEWI_D50 | Residential heating technology - Heat pump, Ground source - apartment complex - new building - distributed MEAN level | PJ | MW | ANNUAL |  | yes | HOUETARHNHPELCN04_NEWI
DMD | HOUETARHNHPELCN04_NEWI_D67 | Residential heating technology - Heat pump, Ground source - apartment complex - new building - distributed level 0.67 | PJ | MW | ANNUAL |  | yes | HOUETARHNHPELCN04_NEWI
DMD | HOUETARHNHPELCN04_NEWI_D83 | Residential heating technology - Heat pump, Ground source - apartment complex - new building - distributed level 0.83 | PJ | MW | ANNUAL |  | yes | HOUETARHNHPELCN04_NEWI
DMD | HOUETARHNHPELCN04_NEWD_D17 | Residential heating technology - Heat pump, Ground source - apartment complex - new building - distributed level 0.17 | PJ | MW | ANNUAL |  | yes | HOUETARHNHPELCN04_NEWD
DMD | HOUETARHNHPELCN04_NEWD_D33 | Residential heating technology - Heat pump, Ground source - apartment complex - new building - distributed level 0.33 | PJ | MW | ANNUAL |  | yes | HOUETARHNHPELCN04_NEWD
DMD | HOUETARHNHPELCN04_NEWD_D50 | Residential heating technology - Heat pump, Ground source - apartment complex - new building - distributed MEAN level | PJ | MW | ANNUAL |  | yes | HOUETARHNHPELCN04_NEWD
DMD | HOUETARHNHPELCN04_NEWD_D67 | Residential heating technology - Heat pump, Ground source - apartment complex - new building - distributed level 0.67 | PJ | MW | ANNUAL |  | yes | HOUETARHNHPELCN04_NEWD
DMD | HOUETARHNHPELCN04_NEWD_D83 | Residential heating technology - Heat pump, Ground source - apartment complex - new building - distributed level 0.83 | PJ | MW | ANNUAL |  | yes | HOUETARHNHPELCN04_NEWD
DMD | HOUETARHNHPELCN04_NEWC_D17 | Residential heating technology - Heat pump, Ground source - apartment complex - new building - distributed level 0.17 | PJ | MW | ANNUAL |  | yes | HOUETARHNHPELCN04_NEWC
DMD | HOUETARHNHPELCN04_NEWC_D33 | Residential heating technology - Heat pump, Ground source - apartment complex - new building - distributed level 0.33 | PJ | MW | ANNUAL |  | yes | HOUETARHNHPELCN04_NEWC
DMD | HOUETARHNHPELCN04_NEWC_D50 | Residential heating technology - Heat pump, Ground source - apartment complex - new building - distributed MEAN level | PJ | MW | ANNUAL |  | yes | HOUETARHNHPELCN04_NEWC
DMD | HOUETARHNHPELCN04_NEWC_D67 | Residential heating technology - Heat pump, Ground source - apartment complex - new building - distributed level 0.67 | PJ | MW | ANNUAL |  | yes | HOUETARHNHPELCN04_NEWC
DMD | HOUETARHNHPELCN04_NEWC_D83 | Residential heating technology - Heat pump, Ground source - apartment complex - new building - distributed level 0.83 | PJ | MW | ANNUAL |  | yes | HOUETARHNHPELCN04_NEWC
DMD | HOUETARHNHPELCN03_NEWI_D17 | Residential heating technology - Heat pump, Air-to-water - apartment complex - new building - distributed level 0.17 | PJ | MW | ANNUAL |  | yes | HOUETARHNHPELCN03_NEWI
DMD | HOUETARHNHPELCN03_NEWI_D33 | Residential heating technology - Heat pump, Air-to-water - apartment complex - new building - distributed level 0.33 | PJ | MW | ANNUAL |  | yes | HOUETARHNHPELCN03_NEWI
DMD | HOUETARHNHPELCN03_NEWI_D50 | Residential heating technology - Heat pump, Air-to-water - apartment complex - new building - distributed MEAN level | PJ | MW | ANNUAL |  | yes | HOUETARHNHPELCN03_NEWI
DMD | HOUETARHNHPELCN03_NEWI_D67 | Residential heating technology - Heat pump, Air-to-water - apartment complex - new building - distributed level 0.67 | PJ | MW | ANNUAL |  | yes | HOUETARHNHPELCN03_NEWI
DMD | HOUETARHNHPELCN03_NEWI_D83 | Residential heating technology - Heat pump, Air-to-water - apartment complex - new building - distributed level 0.83 | PJ | MW | ANNUAL |  | yes | HOUETARHNHPELCN03_NEWI
DMD | HOUETARHNHPELCN03_NEWD_D17 | Residential heating technology - Heat pump, Air-to-water - apartment complex - new building - distributed level 0.17 | PJ | MW | ANNUAL |  | yes | HOUETARHNHPELCN03_NEWD
DMD | HOUETARHNHPELCN03_NEWD_D33 | Residential heating technology - Heat pump, Air-to-water - apartment complex - new building - distributed level 0.33 | PJ | MW | ANNUAL |  | yes | HOUETARHNHPELCN03_NEWD
DMD | HOUETARHNHPELCN03_NEWD_D50 | Residential heating technology - Heat pump, Air-to-water - apartment complex - new building - distributed MEAN level | PJ | MW | ANNUAL |  | yes | HOUETARHNHPELCN03_NEWD
DMD | HOUETARHNHPELCN03_NEWD_D67 | Residential heating technology - Heat pump, Air-to-water - apartment complex - new building - distributed level 0.67 | PJ | MW | ANNUAL |  | yes | HOUETARHNHPELCN03_NEWD
DMD | HOUETARHNHPELCN03_NEWD_D83 | Residential heating technology - Heat pump, Air-to-water - apartment complex - new building - distributed level 0.83 | PJ | MW | ANNUAL |  | yes | HOUETARHNHPELCN03_NEWD
DMD | HOUETARHNHPELCN03_NEWC_D17 | Residential heating technology - Heat pump, Air-to-water - apartment complex - new building - distributed level 0.17 | PJ | MW | ANNUAL |  | yes | HOUETARHNHPELCN03_NEWC
DMD | HOUETARHNHPELCN03_NEWC_D33 | Residential heating technology - Heat pump, Air-to-water - apartment complex - new building - distributed level 0.33 | PJ | MW | ANNUAL |  | yes | HOUETARHNHPELCN03_NEWC
DMD | HOUETARHNHPELCN03_NEWC_D50 | Residential heating technology - Heat pump, Air-to-water - apartment complex - new building - distributed MEAN level | PJ | MW | ANNUAL |  | yes | HOUETARHNHPELCN03_NEWC
DMD | HOUETARHNHPELCN03_NEWC_D67 | Residential heating technology - Heat pump, Air-to-water - apartment complex - new building - distributed level 0.67 | PJ | MW | ANNUAL |  | yes | HOUETARHNHPELCN03_NEWC
DMD | HOUETARHNHPELCN03_NEWC_D83 | Residential heating technology - Heat pump, Air-to-water - apartment complex - new building - distributed level 0.83 | PJ | MW | ANNUAL |  | yes | HOUETARHNHPELCN03_NEWC
DMD | HOUETARHNHPELCN02_NEWI_D17 | Residential heating technology - Heat pump, Air-to-air - single-family house - new building - distributed level 0.17 | PJ | MW | ANNUAL |  | yes | HOUETARHNHPELCN02_NEWI
DMD | HOUETARHNHPELCN02_NEWI_D33 | Residential heating technology - Heat pump, Air-to-air - single-family house - new building - distributed level 0.33 | PJ | MW | ANNUAL |  | yes | HOUETARHNHPELCN02_NEWI
DMD | HOUETARHNHPELCN02_NEWI_D50 | Residential heating technology - Heat pump, Air-to-air - single-family house - new building - distributed MEAN level | PJ | MW | ANNUAL |  | yes | HOUETARHNHPELCN02_NEWI
DMD | HOUETARHNHPELCN02_NEWI_D67 | Residential heating technology - Heat pump, Air-to-air - single-family house - new building - distributed level 0.67 | PJ | MW | ANNUAL |  | yes | HOUETARHNHPELCN02_NEWI
DMD | HOUETARHNHPELCN02_NEWI_D83 | Residential heating technology - Heat pump, Air-to-air - single-family house - new building - distributed level 0.83 | PJ | MW | ANNUAL |  | yes | HOUETARHNHPELCN02_NEWI
DMD | HOUETARHNHPELCN02_NEWD_D17 | Residential heating technology - Heat pump, Air-to-air - single-family house - new building - distributed level 0.17 | PJ | MW | ANNUAL |  | yes | HOUETARHNHPELCN02_NEWD
DMD | HOUETARHNHPELCN02_NEWD_D33 | Residential heating technology - Heat pump, Air-to-air - single-family house - new building - distributed level 0.33 | PJ | MW | ANNUAL |  | yes | HOUETARHNHPELCN02_NEWD
DMD | HOUETARHNHPELCN02_NEWD_D50 | Residential heating technology - Heat pump, Air-to-air - single-family house - new building - distributed MEAN level | PJ | MW | ANNUAL |  | yes | HOUETARHNHPELCN02_NEWD
DMD | HOUETARHNHPELCN02_NEWD_D67 | Residential heating technology - Heat pump, Air-to-air - single-family house - new building - distributed level 0.67 | PJ | MW | ANNUAL |  | yes | HOUETARHNHPELCN02_NEWD
DMD | HOUETARHNHPELCN02_NEWD_D83 | Residential heating technology - Heat pump, Air-to-air - single-family house - new building - distributed level 0.83 | PJ | MW | ANNUAL |  | yes | HOUETARHNHPELCN02_NEWD
DMD | HOUETARHNHPELCN02_NEWC_D17 | Residential heating technology - Heat pump, Air-to-air - single-family house - new building - distributed level 0.17 | PJ | MW | ANNUAL |  | yes | HOUETARHNHPELCN02_NEWC
DMD | HOUETARHNHPELCN02_NEWC_D33 | Residential heating technology - Heat pump, Air-to-air - single-family house - new building - distributed level 0.33 | PJ | MW | ANNUAL |  | yes | HOUETARHNHPELCN02_NEWC
DMD | HOUETARHNHPELCN02_NEWC_D50 | Residential heating technology - Heat pump, Air-to-air - single-family house - new building - distributed MEAN level | PJ | MW | ANNUAL |  | yes | HOUETARHNHPELCN02_NEWC
DMD | HOUETARHNHPELCN02_NEWC_D67 | Residential heating technology - Heat pump, Air-to-air - single-family house - new building - distributed level 0.67 | PJ | MW | ANNUAL |  | yes | HOUETARHNHPELCN02_NEWC
DMD | HOUETARHNHPELCN02_NEWC_D83 | Residential heating technology - Heat pump, Air-to-air - single-family house - new building - distributed level 0.83 | PJ | MW | ANNUAL |  | yes | HOUETARHNHPELCN02_NEWC
DMD | HOUETARHNDIFIWN01_NEWI_D50 | Residential heating technology - Wood stove without water tank, wood logs - apartment complex - existing building - distributed MEAN level | PJ | MW | ANNUAL |  | yes | HOUETARHNDIFIWN01_NEWI
DMD | HOUETARHNDIFIWN01_NEWD_D50 | Residential heating technology - Wood stove without water tank, wood logs - apartment complex - existing building - distributed MEAN level | PJ | MW | ANNUAL |  | yes | HOUETARHNDIFIWN01_NEWD
DMD | HOUETARHNDIFIWN01_NEWC_D50 | Residential heating technology - Wood stove without water tank, wood logs - apartment complex - existing building - distributed MEAN level | PJ | MW | ANNUAL |  | yes | HOUETARHNDIFIWN01_NEWC
DMD | HOUETARHNDIELCN06_NEWI_D17 | Residential heating technology - Electric heating - electric panel from Bauhaus - apartment complex - new building - distributed level 0.17 | PJ | MW | ANNUAL |  | yes | HOUETARHNDIELCN06_NEWI
DMD | HOUETARHNDIELCN06_NEWI_D33 | Residential heating technology - Electric heating - electric panel from Bauhaus - apartment complex - new building - distributed level 0.33 | PJ | MW | ANNUAL |  | yes | HOUETARHNDIELCN06_NEWI
DMD | HOUETARHNDIELCN06_NEWI_D50 | Residential heating technology - Electric heating - electric panel from Bauhaus - apartment complex - new building - distributed MEAN level | PJ | MW | ANNUAL |  | yes | HOUETARHNDIELCN06_NEWI
DMD | HOUETARHNDIELCN06_NEWI_D67 | Residential heating technology - Electric heating - electric panel from Bauhaus - apartment complex - new building - distributed level 0.67 | PJ | MW | ANNUAL |  | yes | HOUETARHNDIELCN06_NEWI
DMD | HOUETARHNDIELCN06_NEWI_D83 | Residential heating technology - Electric heating - electric panel from Bauhaus - apartment complex - new building - distributed level 0.83 | PJ | MW | ANNUAL |  | yes | HOUETARHNDIELCN06_NEWI
DMD | HOUETARHNDIELCN06_NEWD_D17 | Residential heating technology - Electric heating - electric panel from Bauhaus - apartment complex - new building - distributed level 0.17 | PJ | MW | ANNUAL |  | yes | HOUETARHNDIELCN06_NEWD
DMD | HOUETARHNDIELCN06_NEWD_D33 | Residential heating technology - Electric heating - electric panel from Bauhaus - apartment complex - new building - distributed level 0.33 | PJ | MW | ANNUAL |  | yes | HOUETARHNDIELCN06_NEWD
DMD | HOUETARHNDIELCN06_NEWD_D50 | Residential heating technology - Electric heating - electric panel from Bauhaus - apartment complex - new building - distributed MEAN level | PJ | MW | ANNUAL |  | yes | HOUETARHNDIELCN06_NEWD
DMD | HOUETARHNDIELCN06_NEWD_D67 | Residential heating technology - Electric heating - electric panel from Bauhaus - apartment complex - new building - distributed level 0.67 | PJ | MW | ANNUAL |  | yes | HOUETARHNDIELCN06_NEWD
DMD | HOUETARHNDIELCN06_NEWD_D83 | Residential heating technology - Electric heating - electric panel from Bauhaus - apartment complex - new building - distributed level 0.83 | PJ | MW | ANNUAL |  | yes | HOUETARHNDIELCN06_NEWD
DMD | HOUETARHNDIELCN06_NEWC_D17 | Residential heating technology - Electric heating - electric panel from Bauhaus - apartment complex - new building - distributed level 0.17 | PJ | MW | ANNUAL |  | yes | HOUETARHNDIELCN06_NEWC
DMD | HOUETARHNDIELCN06_NEWC_D33 | Residential heating technology - Electric heating - electric panel from Bauhaus - apartment complex - new building - distributed level 0.33 | PJ | MW | ANNUAL |  | yes | HOUETARHNDIELCN06_NEWC
DMD | HOUETARHNDIELCN06_NEWC_D50 | Residential heating technology - Electric heating - electric panel from Bauhaus - apartment complex - new building - distributed MEAN level | PJ | MW | ANNUAL |  | yes | HOUETARHNDIELCN06_NEWC
DMD | HOUETARHNDIELCN06_NEWC_D67 | Residential heating technology - Electric heating - electric panel from Bauhaus - apartment complex - new building - distributed level 0.67 | PJ | MW | ANNUAL |  | yes | HOUETARHNDIELCN06_NEWC
DMD | HOUETARHNDIELCN06_NEWC_D83 | Residential heating technology - Electric heating - electric panel from Bauhaus - apartment complex - new building - distributed level 0.83 | PJ | MW | ANNUAL |  | yes | HOUETARHNDIELCN06_NEWC
DMD | HOUETARHNDIELCN01_NEWI_D17 | Residential heating technology - Electric heating - apartment complex - new building - distributed level 0.17 | PJ | MW | ANNUAL |  | yes | HOUETARHNDIELCN01_NEWI
DMD | HOUETARHNDIELCN01_NEWI_D33 | Residential heating technology - Electric heating - apartment complex - new building - distributed level 0.33 | PJ | MW | ANNUAL |  | yes | HOUETARHNDIELCN01_NEWI
DMD | HOUETARHNDIELCN01_NEWI_D50 | Residential heating technology - Electric heating - apartment complex - new building - distributed MEAN level | PJ | MW | ANNUAL |  | yes | HOUETARHNDIELCN01_NEWI
DMD | HOUETARHNDIELCN01_NEWI_D67 | Residential heating technology - Electric heating - apartment complex - new building - distributed level 0.67 | PJ | MW | ANNUAL |  | yes | HOUETARHNDIELCN01_NEWI
DMD | HOUETARHNDIELCN01_NEWI_D83 | Residential heating technology - Electric heating - apartment complex - new building - distributed level 0.83 | PJ | MW | ANNUAL |  | yes | HOUETARHNDIELCN01_NEWI
DMD | HOUETARHNDIELCN01_NEWD_D17 | Residential heating technology - Electric heating - apartment complex - new building - distributed level 0.17 | PJ | MW | ANNUAL |  | yes | HOUETARHNDIELCN01_NEWD
DMD | HOUETARHNDIELCN01_NEWD_D33 | Residential heating technology - Electric heating - apartment complex - new building - distributed level 0.33 | PJ | MW | ANNUAL |  | yes | HOUETARHNDIELCN01_NEWD
DMD | HOUETARHNDIELCN01_NEWD_D50 | Residential heating technology - Electric heating - apartment complex - new building - distributed MEAN level | PJ | MW | ANNUAL |  | yes | HOUETARHNDIELCN01_NEWD
DMD | HOUETARHNDIELCN01_NEWD_D67 | Residential heating technology - Electric heating - apartment complex - new building - distributed level 0.67 | PJ | MW | ANNUAL |  | yes | HOUETARHNDIELCN01_NEWD
DMD | HOUETARHNDIELCN01_NEWD_D83 | Residential heating technology - Electric heating - apartment complex - new building - distributed level 0.83 | PJ | MW | ANNUAL |  | yes | HOUETARHNDIELCN01_NEWD
DMD | HOUETARHNDIELCN01_NEWC_D17 | Residential heating technology - Electric heating - apartment complex - new building - distributed level 0.17 | PJ | MW | ANNUAL |  | yes | HOUETARHNDIELCN01_NEWC
DMD | HOUETARHNDIELCN01_NEWC_D33 | Residential heating technology - Electric heating - apartment complex - new building - distributed level 0.33 | PJ | MW | ANNUAL |  | yes | HOUETARHNDIELCN01_NEWC
DMD | HOUETARHNDIELCN01_NEWC_D50 | Residential heating technology - Electric heating - apartment complex - new building - distributed MEAN level | PJ | MW | ANNUAL |  | yes | HOUETARHNDIELCN01_NEWC
DMD | HOUETARHNDIELCN01_NEWC_D67 | Residential heating technology - Electric heating - apartment complex - new building - distributed level 0.67 | PJ | MW | ANNUAL |  | yes | HOUETARHNDIELCN01_NEWC
DMD | HOUETARHNDIELCN01_NEWC_D83 | Residential heating technology - Electric heating - apartment complex - new building - distributed level 0.83 | PJ | MW | ANNUAL |  | yes | HOUETARHNDIELCN01_NEWC
DMD | HOUETARHNBHWPEN01_NEWI_D17 | Residential heating technology - Biomass boiler, automatic stoking , wood pellets or wood chips - apartment complex - new building - distributed level 0.17 | PJ | MW | ANNUAL |  | yes | HOUETARHNBHWPEN01_NEWI
DMD | HOUETARHNBHWPEN01_NEWI_D33 | Residential heating technology - Biomass boiler, automatic stoking , wood pellets or wood chips - apartment complex - new building - distributed level 0.33 | PJ | MW | ANNUAL |  | yes | HOUETARHNBHWPEN01_NEWI
DMD | HOUETARHNBHWPEN01_NEWI_D50 | Residential heating technology - Biomass boiler, automatic stoking , wood pellets or wood chips - apartment complex - new building - distributed MEAN level | PJ | MW | ANNUAL |  | yes | HOUETARHNBHWPEN01_NEWI
DMD | HOUETARHNBHWPEN01_NEWI_D67 | Residential heating technology - Biomass boiler, automatic stoking , wood pellets or wood chips - apartment complex - new building - distributed level 0.67 | PJ | MW | ANNUAL |  | yes | HOUETARHNBHWPEN01_NEWI
DMD | HOUETARHNBHWPEN01_NEWI_D83 | Residential heating technology - Biomass boiler, automatic stoking , wood pellets or wood chips - apartment complex - new building - distributed level 0.83 | PJ | MW | ANNUAL |  | yes | HOUETARHNBHWPEN01_NEWI
DMD | HOUETARHNBHWPEN01_NEWD_D17 | Residential heating technology - Biomass boiler, automatic stoking , wood pellets or wood chips - apartment complex - new building - distributed level 0.17 | PJ | MW | ANNUAL |  | yes | HOUETARHNBHWPEN01_NEWD
DMD | HOUETARHNBHWPEN01_NEWD_D33 | Residential heating technology - Biomass boiler, automatic stoking , wood pellets or wood chips - apartment complex - new building - distributed level 0.33 | PJ | MW | ANNUAL |  | yes | HOUETARHNBHWPEN01_NEWD
DMD | HOUETARHNBHWPEN01_NEWD_D50 | Residential heating technology - Biomass boiler, automatic stoking , wood pellets or wood chips - apartment complex - new building - distributed MEAN level | PJ | MW | ANNUAL |  | yes | HOUETARHNBHWPEN01_NEWD
DMD | HOUETARHNBHWPEN01_NEWD_D67 | Residential heating technology - Biomass boiler, automatic stoking , wood pellets or wood chips - apartment complex - new building - distributed level 0.67 | PJ | MW | ANNUAL |  | yes | HOUETARHNBHWPEN01_NEWD
DMD | HOUETARHNBHWPEN01_NEWD_D83 | Residential heating technology - Biomass boiler, automatic stoking , wood pellets or wood chips - apartment complex - new building - distributed level 0.83 | PJ | MW | ANNUAL |  | yes | HOUETARHNBHWPEN01_NEWD
DMD | HOUETARHNBHWPEN01_NEWC_D17 | Residential heating technology - Biomass boiler, automatic stoking , wood pellets or wood chips - apartment complex - new building - distributed level 0.17 | PJ | MW | ANNUAL |  | yes | HOUETARHNBHWPEN01_NEWC
DMD | HOUETARHNBHWPEN01_NEWC_D33 | Residential heating technology - Biomass boiler, automatic stoking , wood pellets or wood chips - apartment complex - new building - distributed level 0.33 | PJ | MW | ANNUAL |  | yes | HOUETARHNBHWPEN01_NEWC
DMD | HOUETARHNBHWPEN01_NEWC_D50 | Residential heating technology - Biomass boiler, automatic stoking , wood pellets or wood chips - apartment complex - new building - distributed MEAN level | PJ | MW | ANNUAL |  | yes | HOUETARHNBHWPEN01_NEWC
DMD | HOUETARHNBHWPEN01_NEWC_D67 | Residential heating technology - Biomass boiler, automatic stoking , wood pellets or wood chips - apartment complex - new building - distributed level 0.67 | PJ | MW | ANNUAL |  | yes | HOUETARHNBHWPEN01_NEWC
DMD | HOUETARHNBHWPEN01_NEWC_D83 | Residential heating technology - Biomass boiler, automatic stoking , wood pellets or wood chips - apartment complex - new building - distributed level 0.83 | PJ | MW | ANNUAL |  | yes | HOUETARHNBHWPEN01_NEWC
DMD | HOUETARHNBHSOLN01_NEWI_D17 | Residential heating technology - Solar heating system - apartment complex - new building - distributed level 0.17 | PJ | MW | ANNUAL |  | yes | HOUETARHNBHSOLN01_NEWI
DMD | HOUETARHNBHSOLN01_NEWI_D33 | Residential heating technology - Solar heating system - apartment complex - new building - distributed level 0.33 | PJ | MW | ANNUAL |  | yes | HOUETARHNBHSOLN01_NEWI
DMD | HOUETARHNBHSOLN01_NEWI_D50 | Residential heating technology - Solar heating system - apartment complex - new building - distributed MEAN level | PJ | MW | ANNUAL |  | yes | HOUETARHNBHSOLN01_NEWI
DMD | HOUETARHNBHSOLN01_NEWI_D67 | Residential heating technology - Solar heating system - apartment complex - new building - distributed level 0.67 | PJ | MW | ANNUAL |  | yes | HOUETARHNBHSOLN01_NEWI
DMD | HOUETARHNBHSOLN01_NEWI_D83 | Residential heating technology - Solar heating system - apartment complex - new building - distributed level 0.83 | PJ | MW | ANNUAL |  | yes | HOUETARHNBHSOLN01_NEWI
DMD | HOUETARHNBHSOLN01_NEWD_D17 | Residential heating technology - Solar heating system - apartment complex - new building - distributed level 0.17 | PJ | MW | ANNUAL |  | yes | HOUETARHNBHSOLN01_NEWD
DMD | HOUETARHNBHSOLN01_NEWD_D33 | Residential heating technology - Solar heating system - apartment complex - new building - distributed level 0.33 | PJ | MW | ANNUAL |  | yes | HOUETARHNBHSOLN01_NEWD
DMD | HOUETARHNBHSOLN01_NEWD_D50 | Residential heating technology - Solar heating system - apartment complex - new building - distributed MEAN level | PJ | MW | ANNUAL |  | yes | HOUETARHNBHSOLN01_NEWD
DMD | HOUETARHNBHSOLN01_NEWD_D67 | Residential heating technology - Solar heating system - apartment complex - new building - distributed level 0.67 | PJ | MW | ANNUAL |  | yes | HOUETARHNBHSOLN01_NEWD
DMD | HOUETARHNBHSOLN01_NEWD_D83 | Residential heating technology - Solar heating system - apartment complex - new building - distributed level 0.83 | PJ | MW | ANNUAL |  | yes | HOUETARHNBHSOLN01_NEWD
DMD | HOUETARHNBHSOLN01_NEWC_D17 | Residential heating technology - Solar heating system - apartment complex - new building - distributed level 0.17 | PJ | MW | ANNUAL |  | yes | HOUETARHNBHSOLN01_NEWC
DMD | HOUETARHNBHSOLN01_NEWC_D33 | Residential heating technology - Solar heating system - apartment complex - new building - distributed level 0.33 | PJ | MW | ANNUAL |  | yes | HOUETARHNBHSOLN01_NEWC
DMD | HOUETARHNBHSOLN01_NEWC_D50 | Residential heating technology - Solar heating system - apartment complex - new building - distributed MEAN level | PJ | MW | ANNUAL |  | yes | HOUETARHNBHSOLN01_NEWC
DMD | HOUETARHNBHSOLN01_NEWC_D67 | Residential heating technology - Solar heating system - apartment complex - new building - distributed level 0.67 | PJ | MW | ANNUAL |  | yes | HOUETARHNBHSOLN01_NEWC
DMD | HOUETARHNBHSOLN01_NEWC_D83 | Residential heating technology - Solar heating system - apartment complex - new building - distributed level 0.83 | PJ | MW | ANNUAL |  | yes | HOUETARHNBHSOLN01_NEWC
DMD | HOUETARHNBHGASN03_NEWI_D17 | Residential heating technology - Natural gas boiler - plus connection pipe - apartment complex - new building - distributed level 0.17 | PJ | MW | ANNUAL |  | yes | HOUETARHNBHGASN03_NEWI
DMD | HOUETARHNBHGASN03_NEWI_D33 | Residential heating technology - Natural gas boiler - plus connection pipe - apartment complex - new building - distributed level 0.33 | PJ | MW | ANNUAL |  | yes | HOUETARHNBHGASN03_NEWI
DMD | HOUETARHNBHGASN03_NEWI_D50 | Residential heating technology - Natural gas boiler - plus connection pipe - apartment complex - new building - distributed MEAN level | PJ | MW | ANNUAL |  | yes | HOUETARHNBHGASN03_NEWI
DMD | HOUETARHNBHGASN03_NEWI_D67 | Residential heating technology - Natural gas boiler - plus connection pipe - apartment complex - new building - distributed level 0.67 | PJ | MW | ANNUAL |  | yes | HOUETARHNBHGASN03_NEWI
DMD | HOUETARHNBHGASN03_NEWI_D83 | Residential heating technology - Natural gas boiler - plus connection pipe - apartment complex - new building - distributed level 0.83 | PJ | MW | ANNUAL |  | yes | HOUETARHNBHGASN03_NEWI
DMD | HOUETARHNBHGASN03_NEWD_D17 | Residential heating technology - Natural gas boiler - plus connection pipe - apartment complex - new building - distributed level 0.17 | PJ | MW | ANNUAL |  | yes | HOUETARHNBHGASN03_NEWD
DMD | HOUETARHNBHGASN03_NEWD_D33 | Residential heating technology - Natural gas boiler - plus connection pipe - apartment complex - new building - distributed level 0.33 | PJ | MW | ANNUAL |  | yes | HOUETARHNBHGASN03_NEWD
DMD | HOUETARHNBHGASN03_NEWD_D50 | Residential heating technology - Natural gas boiler - plus connection pipe - apartment complex - new building - distributed MEAN level | PJ | MW | ANNUAL |  | yes | HOUETARHNBHGASN03_NEWD
DMD | HOUETARHNBHGASN03_NEWD_D67 | Residential heating technology - Natural gas boiler - plus connection pipe - apartment complex - new building - distributed level 0.67 | PJ | MW | ANNUAL |  | yes | HOUETARHNBHGASN03_NEWD
DMD | HOUETARHNBHGASN03_NEWD_D83 | Residential heating technology - Natural gas boiler - plus connection pipe - apartment complex - new building - distributed level 0.83 | PJ | MW | ANNUAL |  | yes | HOUETARHNBHGASN03_NEWD
DMD | HOUETARHNBHGASN03_NEWC_D17 | Residential heating technology - Natural gas boiler - plus connection pipe - apartment complex - new building - distributed level 0.17 | PJ | MW | ANNUAL |  | yes | HOUETARHNBHGASN03_NEWC
DMD | HOUETARHNBHGASN03_NEWC_D33 | Residential heating technology - Natural gas boiler - plus connection pipe - apartment complex - new building - distributed level 0.33 | PJ | MW | ANNUAL |  | yes | HOUETARHNBHGASN03_NEWC
DMD | HOUETARHNBHGASN03_NEWC_D50 | Residential heating technology - Natural gas boiler - plus connection pipe - apartment complex - new building - distributed MEAN level | PJ | MW | ANNUAL |  | yes | HOUETARHNBHGASN03_NEWC
DMD | HOUETARHNBHGASN03_NEWC_D67 | Residential heating technology - Natural gas boiler - plus connection pipe - apartment complex - new building - distributed level 0.67 | PJ | MW | ANNUAL |  | yes | HOUETARHNBHGASN03_NEWC
DMD | HOUETARHNBHGASN03_NEWC_D83 | Residential heating technology - Natural gas boiler - plus connection pipe - apartment complex - new building - distributed level 0.83 | PJ | MW | ANNUAL |  | yes | HOUETARHNBHGASN03_NEWC
DMD | HOUETARHNBHDHDN09_NEWI_D17 | Residential heating technology - Direct district heating substation - plus connection pipe - plus distribution (heating density: low ) - apartment complex - new building - distributed level 0.17 | PJ | MW | ANNUAL |  | yes | HOUETARHNBHDHDN09_NEWI
DMD | HOUETARHNBHDHDN09_NEWI_D33 | Residential heating technology - Direct district heating substation - plus connection pipe - plus distribution (heating density: low ) - apartment complex - new building - distributed level 0.33 | PJ | MW | ANNUAL |  | yes | HOUETARHNBHDHDN09_NEWI
DMD | HOUETARHNBHDHDN09_NEWI_D50 | Residential heating technology - Direct district heating substation - plus connection pipe - plus distribution (heating density: low ) - apartment complex - new building - distributed MEAN level | PJ | MW | ANNUAL |  | yes | HOUETARHNBHDHDN09_NEWI
DMD | HOUETARHNBHDHDN09_NEWI_D67 | Residential heating technology - Direct district heating substation - plus connection pipe - plus distribution (heating density: low ) - apartment complex - new building - distributed level 0.67 | PJ | MW | ANNUAL |  | yes | HOUETARHNBHDHDN09_NEWI
DMD | HOUETARHNBHDHDN09_NEWI_D83 | Residential heating technology - Direct district heating substation - plus connection pipe - plus distribution (heating density: low ) - apartment complex - new building - distributed level 0.83 | PJ | MW | ANNUAL |  | yes | HOUETARHNBHDHDN09_NEWI
DMD | HOUETARHNBHDHDN07_NEWI_D17 | Residential heating technology - Direct district heating substation - plus connection pipe - plus distribution (heating density: medium ) - apartment complex - new building - distributed level 0.17 | PJ | MW | ANNUAL |  | yes | HOUETARHNBHDHDN07_NEWI
DMD | HOUETARHNBHDHDN07_NEWI_D33 | Residential heating technology - Direct district heating substation - plus connection pipe - plus distribution (heating density: medium ) - apartment complex - new building - distributed level 0.33 | PJ | MW | ANNUAL |  | yes | HOUETARHNBHDHDN07_NEWI
DMD | HOUETARHNBHDHDN07_NEWI_D50 | Residential heating technology - Direct district heating substation - plus connection pipe - plus distribution (heating density: medium ) - apartment complex - new building - distributed MEAN level | PJ | MW | ANNUAL |  | yes | HOUETARHNBHDHDN07_NEWI
DMD | HOUETARHNBHDHDN07_NEWI_D67 | Residential heating technology - Direct district heating substation - plus connection pipe - plus distribution (heating density: medium ) - apartment complex - new building - distributed level 0.67 | PJ | MW | ANNUAL |  | yes | HOUETARHNBHDHDN07_NEWI
DMD | HOUETARHNBHDHDN07_NEWI_D83 | Residential heating technology - Direct district heating substation - plus connection pipe - plus distribution (heating density: medium ) - apartment complex - new building - distributed level 0.83 | PJ | MW | ANNUAL |  | yes | HOUETARHNBHDHDN07_NEWI
DMD | HOUETARHNBHDHDN05_NEWI_D17 | Residential heating technology - Direct district heating substation - plus connection pipe - plus distribution (heating density: high ) - apartment complex - new building - distributed level 0.17 | PJ | MW | ANNUAL |  | yes | HOUETARHNBHDHDN05_NEWI
DMD | HOUETARHNBHDHDN05_NEWI_D33 | Residential heating technology - Direct district heating substation - plus connection pipe - plus distribution (heating density: high ) - apartment complex - new building - distributed level 0.33 | PJ | MW | ANNUAL |  | yes | HOUETARHNBHDHDN05_NEWI
DMD | HOUETARHNBHDHDN05_NEWI_D50 | Residential heating technology - Direct district heating substation - plus connection pipe - plus distribution (heating density: high ) - apartment complex - new building - distributed MEAN level | PJ | MW | ANNUAL |  | yes | HOUETARHNBHDHDN05_NEWI
DMD | HOUETARHNBHDHDN05_NEWI_D67 | Residential heating technology - Direct district heating substation - plus connection pipe - plus distribution (heating density: high ) - apartment complex - new building - distributed level 0.67 | PJ | MW | ANNUAL |  | yes | HOUETARHNBHDHDN05_NEWI
DMD | HOUETARHNBHDHDN05_NEWI_D83 | Residential heating technology - Direct district heating substation - plus connection pipe - plus distribution (heating density: high ) - apartment complex - new building - distributed level 0.83 | PJ | MW | ANNUAL |  | yes | HOUETARHNBHDHDN05_NEWI
DMD | HOUETARHNBHDHDN03_NEWD_D17 | Residential heating technology - Direct district heating substation - plus connection pipe - apartment complex - new building - distributed level 0.17 | PJ | MW | ANNUAL |  | yes | HOUETARHNBHDHDN03_NEWD
DMD | HOUETARHNBHDHDN03_NEWD_D33 | Residential heating technology - Direct district heating substation - plus connection pipe - apartment complex - new building - distributed level 0.33 | PJ | MW | ANNUAL |  | yes | HOUETARHNBHDHDN03_NEWD
DMD | HOUETARHNBHDHDN03_NEWD_D50 | Residential heating technology - Direct district heating substation - plus connection pipe - apartment complex - new building - distributed MEAN level | PJ | MW | ANNUAL |  | yes | HOUETARHNBHDHDN03_NEWD
DMD | HOUETARHNBHDHDN03_NEWD_D67 | Residential heating technology - Direct district heating substation - plus connection pipe - apartment complex - new building - distributed level 0.67 | PJ | MW | ANNUAL |  | yes | HOUETARHNBHDHDN03_NEWD
DMD | HOUETARHNBHDHDN03_NEWD_D83 | Residential heating technology - Direct district heating substation - plus connection pipe - apartment complex - new building - distributed level 0.83 | PJ | MW | ANNUAL |  | yes | HOUETARHNBHDHDN03_NEWD
DMD | HOUETARHNBHDHCN09_NEWI_D17 | Residential heating technology - Direct district heating substation - plus connection pipe - plus distribution (heating density: low ) - apartment complex - new building - distributed level 0.17 | PJ | MW | ANNUAL |  | yes | HOUETARHNBHDHCN09_NEWI
DMD | HOUETARHNBHDHCN09_NEWI_D33 | Residential heating technology - Direct district heating substation - plus connection pipe - plus distribution (heating density: low ) - apartment complex - new building - distributed level 0.33 | PJ | MW | ANNUAL |  | yes | HOUETARHNBHDHCN09_NEWI
DMD | HOUETARHNBHDHCN09_NEWI_D50 | Residential heating technology - Direct district heating substation - plus connection pipe - plus distribution (heating density: low ) - apartment complex - new building - distributed MEAN level | PJ | MW | ANNUAL |  | yes | HOUETARHNBHDHCN09_NEWI
DMD | HOUETARHNBHDHCN09_NEWI_D67 | Residential heating technology - Direct district heating substation - plus connection pipe - plus distribution (heating density: low ) - apartment complex - new building - distributed level 0.67 | PJ | MW | ANNUAL |  | yes | HOUETARHNBHDHCN09_NEWI
DMD | HOUETARHNBHDHCN09_NEWI_D83 | Residential heating technology - Direct district heating substation - plus connection pipe - plus distribution (heating density: low ) - apartment complex - new building - distributed level 0.83 | PJ | MW | ANNUAL |  | yes | HOUETARHNBHDHCN09_NEWI
DMD | HOUETARHNBHDHCN07_NEWI_D17 | Residential heating technology - Direct district heating substation - plus connection pipe - plus distribution (heating density: medium ) - apartment complex - new building - distributed level 0.17 | PJ | MW | ANNUAL |  | yes | HOUETARHNBHDHCN07_NEWI
DMD | HOUETARHNBHDHCN07_NEWI_D33 | Residential heating technology - Direct district heating substation - plus connection pipe - plus distribution (heating density: medium ) - apartment complex - new building - distributed level 0.33 | PJ | MW | ANNUAL |  | yes | HOUETARHNBHDHCN07_NEWI
DMD | HOUETARHNBHDHCN07_NEWI_D50 | Residential heating technology - Direct district heating substation - plus connection pipe - plus distribution (heating density: medium ) - apartment complex - new building - distributed MEAN level | PJ | MW | ANNUAL |  | yes | HOUETARHNBHDHCN07_NEWI
DMD | HOUETARHNBHDHCN07_NEWI_D67 | Residential heating technology - Direct district heating substation - plus connection pipe - plus distribution (heating density: medium ) - apartment complex - new building - distributed level 0.67 | PJ | MW | ANNUAL |  | yes | HOUETARHNBHDHCN07_NEWI
DMD | HOUETARHNBHDHCN07_NEWI_D83 | Residential heating technology - Direct district heating substation - plus connection pipe - plus distribution (heating density: medium ) - apartment complex - new building - distributed level 0.83 | PJ | MW | ANNUAL |  | yes | HOUETARHNBHDHCN07_NEWI
DMD | HOUETARHNBHDHCN05_NEWI_D17 | Residential heating technology - Direct district heating substation - plus connection pipe - plus distribution (heating density: high ) - apartment complex - new building - distributed level 0.17 | PJ | MW | ANNUAL |  | yes | HOUETARHNBHDHCN05_NEWI
DMD | HOUETARHNBHDHCN05_NEWI_D33 | Residential heating technology - Direct district heating substation - plus connection pipe - plus distribution (heating density: high ) - apartment complex - new building - distributed level 0.33 | PJ | MW | ANNUAL |  | yes | HOUETARHNBHDHCN05_NEWI
DMD | HOUETARHNBHDHCN05_NEWI_D50 | Residential heating technology - Direct district heating substation - plus connection pipe - plus distribution (heating density: high ) - apartment complex - new building - distributed MEAN level | PJ | MW | ANNUAL |  | yes | HOUETARHNBHDHCN05_NEWI
DMD | HOUETARHNBHDHCN05_NEWI_D67 | Residential heating technology - Direct district heating substation - plus connection pipe - plus distribution (heating density: high ) - apartment complex - new building - distributed level 0.67 | PJ | MW | ANNUAL |  | yes | HOUETARHNBHDHCN05_NEWI
DMD | HOUETARHNBHDHCN05_NEWI_D83 | Residential heating technology - Direct district heating substation - plus connection pipe - plus distribution (heating density: high ) - apartment complex - new building - distributed level 0.83 | PJ | MW | ANNUAL |  | yes | HOUETARHNBHDHCN05_NEWI
DMD | HOUETARHNBHDHCN03_NEWC_D17 | Residential heating technology - Direct district heating substation - plus connection pipe - apartment complex - new building - distributed level 0.17 | PJ | MW | ANNUAL |  | yes | HOUETARHNBHDHCN03_NEWC
DMD | HOUETARHNBHDHCN03_NEWC_D33 | Residential heating technology - Direct district heating substation - plus connection pipe - apartment complex - new building - distributed level 0.33 | PJ | MW | ANNUAL |  | yes | HOUETARHNBHDHCN03_NEWC
DMD | HOUETARHNBHDHCN03_NEWC_D50 | Residential heating technology - Direct district heating substation - plus connection pipe - apartment complex - new building - distributed MEAN level | PJ | MW | ANNUAL |  | yes | HOUETARHNBHDHCN03_NEWC
DMD | HOUETARHNBHDHCN03_NEWC_D67 | Residential heating technology - Direct district heating substation - plus connection pipe - apartment complex - new building - distributed level 0.67 | PJ | MW | ANNUAL |  | yes | HOUETARHNBHDHCN03_NEWC
DMD | HOUETARHNBHDHCN03_NEWC_D83 | Residential heating technology - Direct district heating substation - plus connection pipe - apartment complex - new building - distributed level 0.83 | PJ | MW | ANNUAL |  | yes | HOUETARHNBHDHCN03_NEWC
DMD | HOUPARRHNHPELCN07_OLDIEXT39_D17 | Residential heating technology - Heat pump, Air-to-water, low-price product - single-family house - existing building - distributed level 0.17 | PJ | MW | ANNUAL |  | yes | HOUPARRHNHPELCN07_OLDIEXT39
DMD | HOUPARRHNHPELCN07_OLDIEXT39_D33 | Residential heating technology - Heat pump, Air-to-water, low-price product - single-family house - existing building - distributed level 0.33 | PJ | MW | ANNUAL |  | yes | HOUPARRHNHPELCN07_OLDIEXT39
DMD | HOUPARRHNHPELCN07_OLDIEXT39_D50 | Residential heating technology - Heat pump, Air-to-water, low-price product - single-family house - existing building - distributed MEAN level | PJ | MW | ANNUAL |  | yes | HOUPARRHNHPELCN07_OLDIEXT39
DMD | HOUPARRHNHPELCN07_OLDIEXT39_D67 | Residential heating technology - Heat pump, Air-to-water, low-price product - single-family house - existing building - distributed level 0.67 | PJ | MW | ANNUAL |  | yes | HOUPARRHNHPELCN07_OLDIEXT39
DMD | HOUPARRHNHPELCN07_OLDIEXT39_D83 | Residential heating technology - Heat pump, Air-to-water, low-price product - single-family house - existing building - distributed level 0.83 | PJ | MW | ANNUAL |  | yes | HOUPARRHNHPELCN07_OLDIEXT39
DMD | HOUPARRHNHPELCN07_OLDDEXT39_D17 | Residential heating technology - Heat pump, Air-to-water, low-price product - single-family house - existing building - distributed level 0.17 | PJ | MW | ANNUAL |  | yes | HOUPARRHNHPELCN07_OLDDEXT39
DMD | HOUPARRHNHPELCN07_OLDDEXT39_D33 | Residential heating technology - Heat pump, Air-to-water, low-price product - single-family house - existing building - distributed level 0.33 | PJ | MW | ANNUAL |  | yes | HOUPARRHNHPELCN07_OLDDEXT39
DMD | HOUPARRHNHPELCN07_OLDDEXT39_D50 | Residential heating technology - Heat pump, Air-to-water, low-price product - single-family house - existing building - distributed MEAN level | PJ | MW | ANNUAL |  | yes | HOUPARRHNHPELCN07_OLDDEXT39
DMD | HOUPARRHNHPELCN07_OLDDEXT39_D67 | Residential heating technology - Heat pump, Air-to-water, low-price product - single-family house - existing building - distributed level 0.67 | PJ | MW | ANNUAL |  | yes | HOUPARRHNHPELCN07_OLDDEXT39
DMD | HOUPARRHNHPELCN07_OLDDEXT39_D83 | Residential heating technology - Heat pump, Air-to-water, low-price product - single-family house - existing building - distributed level 0.83 | PJ | MW | ANNUAL |  | yes | HOUPARRHNHPELCN07_OLDDEXT39
DMD | HOUPARRHNHPELCN07_OLDCEXT39_D17 | Residential heating technology - Heat pump, Air-to-water, low-price product - single-family house - existing building - distributed level 0.17 | PJ | MW | ANNUAL |  | yes | HOUPARRHNHPELCN07_OLDCEXT39
DMD | HOUPARRHNHPELCN07_OLDCEXT39_D33 | Residential heating technology - Heat pump, Air-to-water, low-price product - single-family house - existing building - distributed level 0.33 | PJ | MW | ANNUAL |  | yes | HOUPARRHNHPELCN07_OLDCEXT39
DMD | HOUPARRHNHPELCN07_OLDCEXT39_D50 | Residential heating technology - Heat pump, Air-to-water, low-price product - single-family house - existing building - distributed MEAN level | PJ | MW | ANNUAL |  | yes | HOUPARRHNHPELCN07_OLDCEXT39
DMD | HOUPARRHNHPELCN07_OLDCEXT39_D67 | Residential heating technology - Heat pump, Air-to-water, low-price product - single-family house - existing building - distributed level 0.67 | PJ | MW | ANNUAL |  | yes | HOUPARRHNHPELCN07_OLDCEXT39
DMD | HOUPARRHNHPELCN07_OLDCEXT39_D83 | Residential heating technology - Heat pump, Air-to-water, low-price product - single-family house - existing building - distributed level 0.83 | PJ | MW | ANNUAL |  | yes | HOUPARRHNHPELCN07_OLDCEXT39
DMD | HOUPARRHNHPELCN05_OLDIEXT39_D17 | Residential heating technology - Heat pump, Air-to-water - leasing - single-family house - existing building - distributed level 0.17 | PJ | MW | ANNUAL |  | yes | HOUPARRHNHPELCN05_OLDIEXT39
DMD | HOUPARRHNHPELCN05_OLDIEXT39_D33 | Residential heating technology - Heat pump, Air-to-water - leasing - single-family house - existing building - distributed level 0.33 | PJ | MW | ANNUAL |  | yes | HOUPARRHNHPELCN05_OLDIEXT39
DMD | HOUPARRHNHPELCN05_OLDIEXT39_D50 | Residential heating technology - Heat pump, Air-to-water - leasing - single-family house - existing building - distributed MEAN level | PJ | MW | ANNUAL |  | yes | HOUPARRHNHPELCN05_OLDIEXT39
DMD | HOUPARRHNHPELCN05_OLDIEXT39_D67 | Residential heating technology - Heat pump, Air-to-water - leasing - single-family house - existing building - distributed level 0.67 | PJ | MW | ANNUAL |  | yes | HOUPARRHNHPELCN05_OLDIEXT39
DMD | HOUPARRHNHPELCN05_OLDIEXT39_D83 | Residential heating technology - Heat pump, Air-to-water - leasing - single-family house - existing building - distributed level 0.83 | PJ | MW | ANNUAL |  | yes | HOUPARRHNHPELCN05_OLDIEXT39
DMD | HOUPARRHNHPELCN05_OLDDEXT39_D17 | Residential heating technology - Heat pump, Air-to-water - leasing - single-family house - existing building - distributed level 0.17 | PJ | MW | ANNUAL |  | yes | HOUPARRHNHPELCN05_OLDDEXT39
DMD | HOUPARRHNHPELCN05_OLDDEXT39_D33 | Residential heating technology - Heat pump, Air-to-water - leasing - single-family house - existing building - distributed level 0.33 | PJ | MW | ANNUAL |  | yes | HOUPARRHNHPELCN05_OLDDEXT39
DMD | HOUPARRHNHPELCN05_OLDDEXT39_D50 | Residential heating technology - Heat pump, Air-to-water - leasing - single-family house - existing building - distributed MEAN level | PJ | MW | ANNUAL |  | yes | HOUPARRHNHPELCN05_OLDDEXT39
DMD | HOUPARRHNHPELCN05_OLDDEXT39_D67 | Residential heating technology - Heat pump, Air-to-water - leasing - single-family house - existing building - distributed level 0.67 | PJ | MW | ANNUAL |  | yes | HOUPARRHNHPELCN05_OLDDEXT39
DMD | HOUPARRHNHPELCN05_OLDDEXT39_D83 | Residential heating technology - Heat pump, Air-to-water - leasing - single-family house - existing building - distributed level 0.83 | PJ | MW | ANNUAL |  | yes | HOUPARRHNHPELCN05_OLDDEXT39
DMD | HOUPARRHNHPELCN05_OLDCEXT39_D17 | Residential heating technology - Heat pump, Air-to-water - leasing - single-family house - existing building - distributed level 0.17 | PJ | MW | ANNUAL |  | yes | HOUPARRHNHPELCN05_OLDCEXT39
DMD | HOUPARRHNHPELCN05_OLDCEXT39_D33 | Residential heating technology - Heat pump, Air-to-water - leasing - single-family house - existing building - distributed level 0.33 | PJ | MW | ANNUAL |  | yes | HOUPARRHNHPELCN05_OLDCEXT39
DMD | HOUPARRHNHPELCN05_OLDCEXT39_D50 | Residential heating technology - Heat pump, Air-to-water - leasing - single-family house - existing building - distributed MEAN level | PJ | MW | ANNUAL |  | yes | HOUPARRHNHPELCN05_OLDCEXT39
DMD | HOUPARRHNHPELCN05_OLDCEXT39_D67 | Residential heating technology - Heat pump, Air-to-water - leasing - single-family house - existing building - distributed level 0.67 | PJ | MW | ANNUAL |  | yes | HOUPARRHNHPELCN05_OLDCEXT39
DMD | HOUPARRHNHPELCN05_OLDCEXT39_D83 | Residential heating technology - Heat pump, Air-to-water - leasing - single-family house - existing building - distributed level 0.83 | PJ | MW | ANNUAL |  | yes | HOUPARRHNHPELCN05_OLDCEXT39
DMD | HOUPARRHNHPELCN04_OLDIEXT39_D17 | Residential heating technology - Heat pump, Ground source - single-family house - existing building - distributed level 0.17 | PJ | MW | ANNUAL |  | yes | HOUPARRHNHPELCN04_OLDIEXT39
DMD | HOUPARRHNHPELCN04_OLDIEXT39_D33 | Residential heating technology - Heat pump, Ground source - single-family house - existing building - distributed level 0.33 | PJ | MW | ANNUAL |  | yes | HOUPARRHNHPELCN04_OLDIEXT39
DMD | HOUPARRHNHPELCN04_OLDIEXT39_D50 | Residential heating technology - Heat pump, Ground source - single-family house - existing building - distributed MEAN level | PJ | MW | ANNUAL |  | yes | HOUPARRHNHPELCN04_OLDIEXT39
DMD | HOUPARRHNHPELCN04_OLDIEXT39_D67 | Residential heating technology - Heat pump, Ground source - single-family house - existing building - distributed level 0.67 | PJ | MW | ANNUAL |  | yes | HOUPARRHNHPELCN04_OLDIEXT39
DMD | HOUPARRHNHPELCN04_OLDIEXT39_D83 | Residential heating technology - Heat pump, Ground source - single-family house - existing building - distributed level 0.83 | PJ | MW | ANNUAL |  | yes | HOUPARRHNHPELCN04_OLDIEXT39
DMD | HOUPARRHNHPELCN04_OLDDEXT39_D17 | Residential heating technology - Heat pump, Ground source - single-family house - existing building - distributed level 0.17 | PJ | MW | ANNUAL |  | yes | HOUPARRHNHPELCN04_OLDDEXT39
DMD | HOUPARRHNHPELCN04_OLDDEXT39_D33 | Residential heating technology - Heat pump, Ground source - single-family house - existing building - distributed level 0.33 | PJ | MW | ANNUAL |  | yes | HOUPARRHNHPELCN04_OLDDEXT39
DMD | HOUPARRHNHPELCN04_OLDDEXT39_D50 | Residential heating technology - Heat pump, Ground source - single-family house - existing building - distributed MEAN level | PJ | MW | ANNUAL |  | yes | HOUPARRHNHPELCN04_OLDDEXT39
DMD | HOUPARRHNHPELCN04_OLDDEXT39_D67 | Residential heating technology - Heat pump, Ground source - single-family house - existing building - distributed level 0.67 | PJ | MW | ANNUAL |  | yes | HOUPARRHNHPELCN04_OLDDEXT39
DMD | HOUPARRHNHPELCN04_OLDDEXT39_D83 | Residential heating technology - Heat pump, Ground source - single-family house - existing building - distributed level 0.83 | PJ | MW | ANNUAL |  | yes | HOUPARRHNHPELCN04_OLDDEXT39
DMD | HOUPARRHNHPELCN04_OLDCEXT39_D17 | Residential heating technology - Heat pump, Ground source - single-family house - existing building - distributed level 0.17 | PJ | MW | ANNUAL |  | yes | HOUPARRHNHPELCN04_OLDCEXT39
DMD | HOUPARRHNHPELCN04_OLDCEXT39_D33 | Residential heating technology - Heat pump, Ground source - single-family house - existing building - distributed level 0.33 | PJ | MW | ANNUAL |  | yes | HOUPARRHNHPELCN04_OLDCEXT39
DMD | HOUPARRHNHPELCN04_OLDCEXT39_D50 | Residential heating technology - Heat pump, Ground source - single-family house - existing building - distributed MEAN level | PJ | MW | ANNUAL |  | yes | HOUPARRHNHPELCN04_OLDCEXT39
DMD | HOUPARRHNHPELCN04_OLDCEXT39_D67 | Residential heating technology - Heat pump, Ground source - single-family house - existing building - distributed level 0.67 | PJ | MW | ANNUAL |  | yes | HOUPARRHNHPELCN04_OLDCEXT39
DMD | HOUPARRHNHPELCN04_OLDCEXT39_D83 | Residential heating technology - Heat pump, Ground source - single-family house - existing building - distributed level 0.83 | PJ | MW | ANNUAL |  | yes | HOUPARRHNHPELCN04_OLDCEXT39
DMD | HOUPARRHNHPELCN03_OLDIEXT39_D17 | Residential heating technology - Heat pump, Air-to-water - single-family house - existing building - distributed level 0.17 | PJ | MW | ANNUAL |  | yes | HOUPARRHNHPELCN03_OLDIEXT39
DMD | HOUPARRHNHPELCN03_OLDIEXT39_D33 | Residential heating technology - Heat pump, Air-to-water - single-family house - existing building - distributed level 0.33 | PJ | MW | ANNUAL |  | yes | HOUPARRHNHPELCN03_OLDIEXT39
DMD | HOUPARRHNHPELCN03_OLDIEXT39_D50 | Residential heating technology - Heat pump, Air-to-water - single-family house - existing building - distributed MEAN level | PJ | MW | ANNUAL |  | yes | HOUPARRHNHPELCN03_OLDIEXT39
DMD | HOUPARRHNHPELCN03_OLDIEXT39_D67 | Residential heating technology - Heat pump, Air-to-water - single-family house - existing building - distributed level 0.67 | PJ | MW | ANNUAL |  | yes | HOUPARRHNHPELCN03_OLDIEXT39
DMD | HOUPARRHNHPELCN03_OLDIEXT39_D83 | Residential heating technology - Heat pump, Air-to-water - single-family house - existing building - distributed level 0.83 | PJ | MW | ANNUAL |  | yes | HOUPARRHNHPELCN03_OLDIEXT39
DMD | HOUPARRHNHPELCN03_OLDDEXT39_D17 | Residential heating technology - Heat pump, Air-to-water - single-family house - existing building - distributed level 0.17 | PJ | MW | ANNUAL |  | yes | HOUPARRHNHPELCN03_OLDDEXT39
DMD | HOUPARRHNHPELCN03_OLDDEXT39_D33 | Residential heating technology - Heat pump, Air-to-water - single-family house - existing building - distributed level 0.33 | PJ | MW | ANNUAL |  | yes | HOUPARRHNHPELCN03_OLDDEXT39
DMD | HOUPARRHNHPELCN03_OLDDEXT39_D50 | Residential heating technology - Heat pump, Air-to-water - single-family house - existing building - distributed MEAN level | PJ | MW | ANNUAL |  | yes | HOUPARRHNHPELCN03_OLDDEXT39
DMD | HOUPARRHNHPELCN03_OLDDEXT39_D67 | Residential heating technology - Heat pump, Air-to-water - single-family house - existing building - distributed level 0.67 | PJ | MW | ANNUAL |  | yes | HOUPARRHNHPELCN03_OLDDEXT39
DMD | HOUPARRHNHPELCN03_OLDDEXT39_D83 | Residential heating technology - Heat pump, Air-to-water - single-family house - existing building - distributed level 0.83 | PJ | MW | ANNUAL |  | yes | HOUPARRHNHPELCN03_OLDDEXT39
DMD | HOUPARRHNHPELCN03_OLDCEXT39_D17 | Residential heating technology - Heat pump, Air-to-water - single-family house - existing building - distributed level 0.17 | PJ | MW | ANNUAL |  | yes | HOUPARRHNHPELCN03_OLDCEXT39
DMD | HOUPARRHNHPELCN03_OLDCEXT39_D33 | Residential heating technology - Heat pump, Air-to-water - single-family house - existing building - distributed level 0.33 | PJ | MW | ANNUAL |  | yes | HOUPARRHNHPELCN03_OLDCEXT39
DMD | HOUPARRHNHPELCN03_OLDCEXT39_D50 | Residential heating technology - Heat pump, Air-to-water - single-family house - existing building - distributed MEAN level | PJ | MW | ANNUAL |  | yes | HOUPARRHNHPELCN03_OLDCEXT39
DMD | HOUPARRHNHPELCN03_OLDCEXT39_D67 | Residential heating technology - Heat pump, Air-to-water - single-family house - existing building - distributed level 0.67 | PJ | MW | ANNUAL |  | yes | HOUPARRHNHPELCN03_OLDCEXT39
DMD | HOUPARRHNHPELCN03_OLDCEXT39_D83 | Residential heating technology - Heat pump, Air-to-water - single-family house - existing building - distributed level 0.83 | PJ | MW | ANNUAL |  | yes | HOUPARRHNHPELCN03_OLDCEXT39
DMD | HOUPARRHNHPELCN02_OLDIEXT39_D17 | Residential heating technology - Heat pump, Air-to-air - single-family house - existing building - distributed level 0.17 | PJ | MW | ANNUAL |  | yes | HOUPARRHNHPELCN02_OLDIEXT39
DMD | HOUPARRHNHPELCN02_OLDIEXT39_D33 | Residential heating technology - Heat pump, Air-to-air - single-family house - existing building - distributed level 0.33 | PJ | MW | ANNUAL |  | yes | HOUPARRHNHPELCN02_OLDIEXT39
DMD | HOUPARRHNHPELCN02_OLDIEXT39_D50 | Residential heating technology - Heat pump, Air-to-air - single-family house - existing building - distributed MEAN level | PJ | MW | ANNUAL |  | yes | HOUPARRHNHPELCN02_OLDIEXT39
DMD | HOUPARRHNHPELCN02_OLDIEXT39_D67 | Residential heating technology - Heat pump, Air-to-air - single-family house - existing building - distributed level 0.67 | PJ | MW | ANNUAL |  | yes | HOUPARRHNHPELCN02_OLDIEXT39
DMD | HOUPARRHNHPELCN02_OLDIEXT39_D83 | Residential heating technology - Heat pump, Air-to-air - single-family house - existing building - distributed level 0.83 | PJ | MW | ANNUAL |  | yes | HOUPARRHNHPELCN02_OLDIEXT39
DMD | HOUPARRHNHPELCN02_OLDDEXT39_D17 | Residential heating technology - Heat pump, Air-to-air - single-family house - existing building - distributed level 0.17 | PJ | MW | ANNUAL |  | yes | HOUPARRHNHPELCN02_OLDDEXT39
DMD | HOUPARRHNHPELCN02_OLDDEXT39_D33 | Residential heating technology - Heat pump, Air-to-air - single-family house - existing building - distributed level 0.33 | PJ | MW | ANNUAL |  | yes | HOUPARRHNHPELCN02_OLDDEXT39
DMD | HOUPARRHNHPELCN02_OLDDEXT39_D50 | Residential heating technology - Heat pump, Air-to-air - single-family house - existing building - distributed MEAN level | PJ | MW | ANNUAL |  | yes | HOUPARRHNHPELCN02_OLDDEXT39
DMD | HOUPARRHNHPELCN02_OLDDEXT39_D67 | Residential heating technology - Heat pump, Air-to-air - single-family house - existing building - distributed level 0.67 | PJ | MW | ANNUAL |  | yes | HOUPARRHNHPELCN02_OLDDEXT39
DMD | HOUPARRHNHPELCN02_OLDDEXT39_D83 | Residential heating technology - Heat pump, Air-to-air - single-family house - existing building - distributed level 0.83 | PJ | MW | ANNUAL |  | yes | HOUPARRHNHPELCN02_OLDDEXT39
DMD | HOUPARRHNHPELCN02_OLDCEXT39_D17 | Residential heating technology - Heat pump, Air-to-air - single-family house - existing building - distributed level 0.17 | PJ | MW | ANNUAL |  | yes | HOUPARRHNHPELCN02_OLDCEXT39
DMD | HOUPARRHNHPELCN02_OLDCEXT39_D33 | Residential heating technology - Heat pump, Air-to-air - single-family house - existing building - distributed level 0.33 | PJ | MW | ANNUAL |  | yes | HOUPARRHNHPELCN02_OLDCEXT39
DMD | HOUPARRHNHPELCN02_OLDCEXT39_D50 | Residential heating technology - Heat pump, Air-to-air - single-family house - existing building - distributed MEAN level | PJ | MW | ANNUAL |  | yes | HOUPARRHNHPELCN02_OLDCEXT39
DMD | HOUPARRHNHPELCN02_OLDCEXT39_D67 | Residential heating technology - Heat pump, Air-to-air - single-family house - existing building - distributed level 0.67 | PJ | MW | ANNUAL |  | yes | HOUPARRHNHPELCN02_OLDCEXT39
DMD | HOUPARRHNHPELCN02_OLDCEXT39_D83 | Residential heating technology - Heat pump, Air-to-air - single-family house - existing building - distributed level 0.83 | PJ | MW | ANNUAL |  | yes | HOUPARRHNHPELCN02_OLDCEXT39
DMD | HOUPARRHNDIFIWN01_OLDIEXT39_D50 | Residential heating technology - Wood stove without water tank, wood logs - single-family house - existing building - distributed MEAN level | PJ | MW | ANNUAL |  | yes | HOUPARRHNDIFIWN01_OLDIEXT39
DMD | HOUPARRHNDIFIWN01_OLDDEXT39_D50 | Residential heating technology - Wood stove without water tank, wood logs - single-family house - existing building - distributed MEAN level | PJ | MW | ANNUAL |  | yes | HOUPARRHNDIFIWN01_OLDDEXT39
DMD | HOUPARRHNDIFIWN01_OLDCEXT39_D50 | Residential heating technology - Wood stove without water tank, wood logs - single-family house - existing building - distributed MEAN level | PJ | MW | ANNUAL |  | yes | HOUPARRHNDIFIWN01_OLDCEXT39
DMD | HOUPARRHNDIELCN06_OLDIEXT39_D17 | Residential heating technology - Electric heating - electric panel from Bauhaus - single-family house - new building - distributed level 0.17 | PJ | MW | ANNUAL |  | yes | HOUPARRHNDIELCN06_OLDIEXT39
DMD | HOUPARRHNDIELCN06_OLDIEXT39_D33 | Residential heating technology - Electric heating - electric panel from Bauhaus - single-family house - new building - distributed level 0.33 | PJ | MW | ANNUAL |  | yes | HOUPARRHNDIELCN06_OLDIEXT39
DMD | HOUPARRHNDIELCN06_OLDIEXT39_D50 | Residential heating technology - Electric heating - electric panel from Bauhaus - single-family house - new building - distributed MEAN level | PJ | MW | ANNUAL |  | yes | HOUPARRHNDIELCN06_OLDIEXT39
DMD | HOUPARRHNDIELCN06_OLDIEXT39_D67 | Residential heating technology - Electric heating - electric panel from Bauhaus - single-family house - new building - distributed level 0.67 | PJ | MW | ANNUAL |  | yes | HOUPARRHNDIELCN06_OLDIEXT39
DMD | HOUPARRHNDIELCN06_OLDIEXT39_D83 | Residential heating technology - Electric heating - electric panel from Bauhaus - single-family house - new building - distributed level 0.83 | PJ | MW | ANNUAL |  | yes | HOUPARRHNDIELCN06_OLDIEXT39
DMD | HOUPARRHNDIELCN06_OLDDEXT39_D17 | Residential heating technology - Electric heating - electric panel from Bauhaus - single-family house - new building - distributed level 0.17 | PJ | MW | ANNUAL |  | yes | HOUPARRHNDIELCN06_OLDDEXT39
DMD | HOUPARRHNDIELCN06_OLDDEXT39_D33 | Residential heating technology - Electric heating - electric panel from Bauhaus - single-family house - new building - distributed level 0.33 | PJ | MW | ANNUAL |  | yes | HOUPARRHNDIELCN06_OLDDEXT39
DMD | HOUPARRHNDIELCN06_OLDDEXT39_D50 | Residential heating technology - Electric heating - electric panel from Bauhaus - single-family house - new building - distributed MEAN level | PJ | MW | ANNUAL |  | yes | HOUPARRHNDIELCN06_OLDDEXT39
DMD | HOUPARRHNDIELCN06_OLDDEXT39_D67 | Residential heating technology - Electric heating - electric panel from Bauhaus - single-family house - new building - distributed level 0.67 | PJ | MW | ANNUAL |  | yes | HOUPARRHNDIELCN06_OLDDEXT39
DMD | HOUPARRHNDIELCN06_OLDDEXT39_D83 | Residential heating technology - Electric heating - electric panel from Bauhaus - single-family house - new building - distributed level 0.83 | PJ | MW | ANNUAL |  | yes | HOUPARRHNDIELCN06_OLDDEXT39
DMD | HOUPARRHNDIELCN06_OLDCEXT39_D17 | Residential heating technology - Electric heating - electric panel from Bauhaus - single-family house - new building - distributed level 0.17 | PJ | MW | ANNUAL |  | yes | HOUPARRHNDIELCN06_OLDCEXT39
DMD | HOUPARRHNDIELCN06_OLDCEXT39_D33 | Residential heating technology - Electric heating - electric panel from Bauhaus - single-family house - new building - distributed level 0.33 | PJ | MW | ANNUAL |  | yes | HOUPARRHNDIELCN06_OLDCEXT39
DMD | HOUPARRHNDIELCN06_OLDCEXT39_D50 | Residential heating technology - Electric heating - electric panel from Bauhaus - single-family house - new building - distributed MEAN level | PJ | MW | ANNUAL |  | yes | HOUPARRHNDIELCN06_OLDCEXT39
DMD | HOUPARRHNDIELCN06_OLDCEXT39_D67 | Residential heating technology - Electric heating - electric panel from Bauhaus - single-family house - new building - distributed level 0.67 | PJ | MW | ANNUAL |  | yes | HOUPARRHNDIELCN06_OLDCEXT39
DMD | HOUPARRHNDIELCN06_OLDCEXT39_D83 | Residential heating technology - Electric heating - electric panel from Bauhaus - single-family house - new building - distributed level 0.83 | PJ | MW | ANNUAL |  | yes | HOUPARRHNDIELCN06_OLDCEXT39
DMD | HOUPARRHNDIELCN01_OLDIEXT39_D17 | Residential heating technology - Electric heating - single-family house - new building - distributed level 0.17 | PJ | MW | ANNUAL |  | yes | HOUPARRHNDIELCN01_OLDIEXT39
DMD | HOUPARRHNDIELCN01_OLDIEXT39_D33 | Residential heating technology - Electric heating - single-family house - new building - distributed level 0.33 | PJ | MW | ANNUAL |  | yes | HOUPARRHNDIELCN01_OLDIEXT39
DMD | HOUPARRHNDIELCN01_OLDIEXT39_D50 | Residential heating technology - Electric heating - single-family house - new building - distributed MEAN level | PJ | MW | ANNUAL |  | yes | HOUPARRHNDIELCN01_OLDIEXT39
DMD | HOUPARRHNDIELCN01_OLDIEXT39_D67 | Residential heating technology - Electric heating - single-family house - new building - distributed level 0.67 | PJ | MW | ANNUAL |  | yes | HOUPARRHNDIELCN01_OLDIEXT39
DMD | HOUPARRHNDIELCN01_OLDIEXT39_D83 | Residential heating technology - Electric heating - single-family house - new building - distributed level 0.83 | PJ | MW | ANNUAL |  | yes | HOUPARRHNDIELCN01_OLDIEXT39
DMD | HOUPARRHNDIELCN01_OLDDEXT39_D17 | Residential heating technology - Electric heating - single-family house - new building - distributed level 0.17 | PJ | MW | ANNUAL |  | yes | HOUPARRHNDIELCN01_OLDDEXT39
DMD | HOUPARRHNDIELCN01_OLDDEXT39_D33 | Residential heating technology - Electric heating - single-family house - new building - distributed level 0.33 | PJ | MW | ANNUAL |  | yes | HOUPARRHNDIELCN01_OLDDEXT39
DMD | HOUPARRHNDIELCN01_OLDDEXT39_D50 | Residential heating technology - Electric heating - single-family house - new building - distributed MEAN level | PJ | MW | ANNUAL |  | yes | HOUPARRHNDIELCN01_OLDDEXT39
DMD | HOUPARRHNDIELCN01_OLDDEXT39_D67 | Residential heating technology - Electric heating - single-family house - new building - distributed level 0.67 | PJ | MW | ANNUAL |  | yes | HOUPARRHNDIELCN01_OLDDEXT39
DMD | HOUPARRHNDIELCN01_OLDDEXT39_D83 | Residential heating technology - Electric heating - single-family house - new building - distributed level 0.83 | PJ | MW | ANNUAL |  | yes | HOUPARRHNDIELCN01_OLDDEXT39
DMD | HOUPARRHNDIELCN01_OLDCEXT39_D17 | Residential heating technology - Electric heating - single-family house - new building - distributed level 0.17 | PJ | MW | ANNUAL |  | yes | HOUPARRHNDIELCN01_OLDCEXT39
DMD | HOUPARRHNDIELCN01_OLDCEXT39_D33 | Residential heating technology - Electric heating - single-family house - new building - distributed level 0.33 | PJ | MW | ANNUAL |  | yes | HOUPARRHNDIELCN01_OLDCEXT39
DMD | HOUPARRHNDIELCN01_OLDCEXT39_D50 | Residential heating technology - Electric heating - single-family house - new building - distributed MEAN level | PJ | MW | ANNUAL |  | yes | HOUPARRHNDIELCN01_OLDCEXT39
DMD | HOUPARRHNDIELCN01_OLDCEXT39_D67 | Residential heating technology - Electric heating - single-family house - new building - distributed level 0.67 | PJ | MW | ANNUAL |  | yes | HOUPARRHNDIELCN01_OLDCEXT39
DMD | HOUPARRHNDIELCN01_OLDCEXT39_D83 | Residential heating technology - Electric heating - single-family house - new building - distributed level 0.83 | PJ | MW | ANNUAL |  | yes | HOUPARRHNDIELCN01_OLDCEXT39
DMD | HOUPARRHNBHWPEN01_OLDIEXT39_D17 | Residential heating technology - Biomass boiler, automatic stoking , wood pellets or wood chips - single-family house - existing building - distributed level 0.17 | PJ | MW | ANNUAL |  | yes | HOUPARRHNBHWPEN01_OLDIEXT39
DMD | HOUPARRHNBHWPEN01_OLDIEXT39_D33 | Residential heating technology - Biomass boiler, automatic stoking , wood pellets or wood chips - single-family house - existing building - distributed level 0.33 | PJ | MW | ANNUAL |  | yes | HOUPARRHNBHWPEN01_OLDIEXT39
DMD | HOUPARRHNBHWPEN01_OLDIEXT39_D50 | Residential heating technology - Biomass boiler, automatic stoking , wood pellets or wood chips - single-family house - existing building - distributed MEAN level | PJ | MW | ANNUAL |  | yes | HOUPARRHNBHWPEN01_OLDIEXT39
DMD | HOUPARRHNBHWPEN01_OLDIEXT39_D67 | Residential heating technology - Biomass boiler, automatic stoking , wood pellets or wood chips - single-family house - existing building - distributed level 0.67 | PJ | MW | ANNUAL |  | yes | HOUPARRHNBHWPEN01_OLDIEXT39
DMD | HOUPARRHNBHWPEN01_OLDIEXT39_D83 | Residential heating technology - Biomass boiler, automatic stoking , wood pellets or wood chips - single-family house - existing building - distributed level 0.83 | PJ | MW | ANNUAL |  | yes | HOUPARRHNBHWPEN01_OLDIEXT39
DMD | HOUPARRHNBHWPEN01_OLDDEXT39_D17 | Residential heating technology - Biomass boiler, automatic stoking , wood pellets or wood chips - single-family house - existing building - distributed level 0.17 | PJ | MW | ANNUAL |  | yes | HOUPARRHNBHWPEN01_OLDDEXT39
DMD | HOUPARRHNBHWPEN01_OLDDEXT39_D33 | Residential heating technology - Biomass boiler, automatic stoking , wood pellets or wood chips - single-family house - existing building - distributed level 0.33 | PJ | MW | ANNUAL |  | yes | HOUPARRHNBHWPEN01_OLDDEXT39
DMD | HOUPARRHNBHWPEN01_OLDDEXT39_D50 | Residential heating technology - Biomass boiler, automatic stoking , wood pellets or wood chips - single-family house - existing building - distributed MEAN level | PJ | MW | ANNUAL |  | yes | HOUPARRHNBHWPEN01_OLDDEXT39
DMD | HOUPARRHNBHWPEN01_OLDDEXT39_D67 | Residential heating technology - Biomass boiler, automatic stoking , wood pellets or wood chips - single-family house - existing building - distributed level 0.67 | PJ | MW | ANNUAL |  | yes | HOUPARRHNBHWPEN01_OLDDEXT39
DMD | HOUPARRHNBHWPEN01_OLDDEXT39_D83 | Residential heating technology - Biomass boiler, automatic stoking , wood pellets or wood chips - single-family house - existing building - distributed level 0.83 | PJ | MW | ANNUAL |  | yes | HOUPARRHNBHWPEN01_OLDDEXT39
DMD | HOUPARRHNBHWPEN01_OLDCEXT39_D17 | Residential heating technology - Biomass boiler, automatic stoking , wood pellets or wood chips - single-family house - existing building - distributed level 0.17 | PJ | MW | ANNUAL |  | yes | HOUPARRHNBHWPEN01_OLDCEXT39
DMD | HOUPARRHNBHWPEN01_OLDCEXT39_D33 | Residential heating technology - Biomass boiler, automatic stoking , wood pellets or wood chips - single-family house - existing building - distributed level 0.33 | PJ | MW | ANNUAL |  | yes | HOUPARRHNBHWPEN01_OLDCEXT39
DMD | HOUPARRHNBHWPEN01_OLDCEXT39_D50 | Residential heating technology - Biomass boiler, automatic stoking , wood pellets or wood chips - single-family house - existing building - distributed MEAN level | PJ | MW | ANNUAL |  | yes | HOUPARRHNBHWPEN01_OLDCEXT39
DMD | HOUPARRHNBHWPEN01_OLDCEXT39_D67 | Residential heating technology - Biomass boiler, automatic stoking , wood pellets or wood chips - single-family house - existing building - distributed level 0.67 | PJ | MW | ANNUAL |  | yes | HOUPARRHNBHWPEN01_OLDCEXT39
DMD | HOUPARRHNBHWPEN01_OLDCEXT39_D83 | Residential heating technology - Biomass boiler, automatic stoking , wood pellets or wood chips - single-family house - existing building - distributed level 0.83 | PJ | MW | ANNUAL |  | yes | HOUPARRHNBHWPEN01_OLDCEXT39
DMD | HOUPARRHNBHSTRN01_OLDIEXT39_D50 | Residential heating technology - Biomass boiler, automatic stoking , Straw - single-family house - existing building - distributed MEAN level | PJ | MW | ANNUAL |  | yes | HOUPARRHNBHSTRN01_OLDIEXT39
DMD | HOUPARRHNBHSOLN01_OLDIEXT39_D17 | Residential heating technology - Solar heating system - single-family house - existing building - distributed level 0.17 | PJ | MW | ANNUAL |  | yes | HOUPARRHNBHSOLN01_OLDIEXT39
DMD | HOUPARRHNBHSOLN01_OLDIEXT39_D33 | Residential heating technology - Solar heating system - single-family house - existing building - distributed level 0.33 | PJ | MW | ANNUAL |  | yes | HOUPARRHNBHSOLN01_OLDIEXT39
DMD | HOUPARRHNBHSOLN01_OLDIEXT39_D50 | Residential heating technology - Solar heating system - single-family house - existing building - distributed MEAN level | PJ | MW | ANNUAL |  | yes | HOUPARRHNBHSOLN01_OLDIEXT39
DMD | HOUPARRHNBHSOLN01_OLDIEXT39_D67 | Residential heating technology - Solar heating system - single-family house - existing building - distributed level 0.67 | PJ | MW | ANNUAL |  | yes | HOUPARRHNBHSOLN01_OLDIEXT39
DMD | HOUPARRHNBHSOLN01_OLDIEXT39_D83 | Residential heating technology - Solar heating system - single-family house - existing building - distributed level 0.83 | PJ | MW | ANNUAL |  | yes | HOUPARRHNBHSOLN01_OLDIEXT39
DMD | HOUPARRHNBHSOLN01_OLDDEXT39_D17 | Residential heating technology - Solar heating system - single-family house - existing building - distributed level 0.17 | PJ | MW | ANNUAL |  | yes | HOUPARRHNBHSOLN01_OLDDEXT39
DMD | HOUPARRHNBHSOLN01_OLDDEXT39_D33 | Residential heating technology - Solar heating system - single-family house - existing building - distributed level 0.33 | PJ | MW | ANNUAL |  | yes | HOUPARRHNBHSOLN01_OLDDEXT39
DMD | HOUPARRHNBHSOLN01_OLDDEXT39_D50 | Residential heating technology - Solar heating system - single-family house - existing building - distributed MEAN level | PJ | MW | ANNUAL |  | yes | HOUPARRHNBHSOLN01_OLDDEXT39
DMD | HOUPARRHNBHSOLN01_OLDDEXT39_D67 | Residential heating technology - Solar heating system - single-family house - existing building - distributed level 0.67 | PJ | MW | ANNUAL |  | yes | HOUPARRHNBHSOLN01_OLDDEXT39
DMD | HOUPARRHNBHSOLN01_OLDDEXT39_D83 | Residential heating technology - Solar heating system - single-family house - existing building - distributed level 0.83 | PJ | MW | ANNUAL |  | yes | HOUPARRHNBHSOLN01_OLDDEXT39
DMD | HOUPARRHNBHSOLN01_OLDCEXT39_D17 | Residential heating technology - Solar heating system - single-family house - existing building - distributed level 0.17 | PJ | MW | ANNUAL |  | yes | HOUPARRHNBHSOLN01_OLDCEXT39
DMD | HOUPARRHNBHSOLN01_OLDCEXT39_D33 | Residential heating technology - Solar heating system - single-family house - existing building - distributed level 0.33 | PJ | MW | ANNUAL |  | yes | HOUPARRHNBHSOLN01_OLDCEXT39
DMD | HOUPARRHNBHSOLN01_OLDCEXT39_D50 | Residential heating technology - Solar heating system - single-family house - existing building - distributed MEAN level | PJ | MW | ANNUAL |  | yes | HOUPARRHNBHSOLN01_OLDCEXT39
DMD | HOUPARRHNBHSOLN01_OLDCEXT39_D67 | Residential heating technology - Solar heating system - single-family house - existing building - distributed level 0.67 | PJ | MW | ANNUAL |  | yes | HOUPARRHNBHSOLN01_OLDCEXT39
DMD | HOUPARRHNBHSOLN01_OLDCEXT39_D83 | Residential heating technology - Solar heating system - single-family house - existing building - distributed level 0.83 | PJ | MW | ANNUAL |  | yes | HOUPARRHNBHSOLN01_OLDCEXT39
DMD | HOUPARRHNBHOILN01_OLDIEXT39_D17 | Residential heating technology - Oil boiler (mineral oil fired, < 10 % FAME) - single-family house - existing building - distributed level 0.17 | PJ | MW | ANNUAL |  | yes | HOUPARRHNBHOILN01_OLDIEXT39
DMD | HOUPARRHNBHOILN01_OLDIEXT39_D33 | Residential heating technology - Oil boiler (mineral oil fired, < 10 % FAME) - single-family house - existing building - distributed level 0.33 | PJ | MW | ANNUAL |  | yes | HOUPARRHNBHOILN01_OLDIEXT39
DMD | HOUPARRHNBHOILN01_OLDIEXT39_D50 | Residential heating technology - Oil boiler (mineral oil fired, < 10 % FAME) - single-family house - existing building - distributed MEAN level | PJ | MW | ANNUAL |  | yes | HOUPARRHNBHOILN01_OLDIEXT39
DMD | HOUPARRHNBHOILN01_OLDIEXT39_D67 | Residential heating technology - Oil boiler (mineral oil fired, < 10 % FAME) - single-family house - existing building - distributed level 0.67 | PJ | MW | ANNUAL |  | yes | HOUPARRHNBHOILN01_OLDIEXT39
DMD | HOUPARRHNBHOILN01_OLDIEXT39_D83 | Residential heating technology - Oil boiler (mineral oil fired, < 10 % FAME) - single-family house - existing building - distributed level 0.83 | PJ | MW | ANNUAL |  | yes | HOUPARRHNBHOILN01_OLDIEXT39
DMD | HOUPARRHNBHOILN01_OLDDEXT39_D17 | Residential heating technology - Oil boiler (mineral oil fired, < 10 % FAME) - single-family house - existing building - distributed level 0.17 | PJ | MW | ANNUAL |  | yes | HOUPARRHNBHOILN01_OLDDEXT39
DMD | HOUPARRHNBHOILN01_OLDDEXT39_D33 | Residential heating technology - Oil boiler (mineral oil fired, < 10 % FAME) - single-family house - existing building - distributed level 0.33 | PJ | MW | ANNUAL |  | yes | HOUPARRHNBHOILN01_OLDDEXT39
DMD | HOUPARRHNBHOILN01_OLDDEXT39_D50 | Residential heating technology - Oil boiler (mineral oil fired, < 10 % FAME) - single-family house - existing building - distributed MEAN level | PJ | MW | ANNUAL |  | yes | HOUPARRHNBHOILN01_OLDDEXT39
DMD | HOUPARRHNBHOILN01_OLDDEXT39_D67 | Residential heating technology - Oil boiler (mineral oil fired, < 10 % FAME) - single-family house - existing building - distributed level 0.67 | PJ | MW | ANNUAL |  | yes | HOUPARRHNBHOILN01_OLDDEXT39
DMD | HOUPARRHNBHOILN01_OLDDEXT39_D83 | Residential heating technology - Oil boiler (mineral oil fired, < 10 % FAME) - single-family house - existing building - distributed level 0.83 | PJ | MW | ANNUAL |  | yes | HOUPARRHNBHOILN01_OLDDEXT39
DMD | HOUPARRHNBHOILN01_OLDCEXT39_D17 | Residential heating technology - Oil boiler (mineral oil fired, < 10 % FAME) - single-family house - existing building - distributed level 0.17 | PJ | MW | ANNUAL |  | yes | HOUPARRHNBHOILN01_OLDCEXT39
DMD | HOUPARRHNBHOILN01_OLDCEXT39_D33 | Residential heating technology - Oil boiler (mineral oil fired, < 10 % FAME) - single-family house - existing building - distributed level 0.33 | PJ | MW | ANNUAL |  | yes | HOUPARRHNBHOILN01_OLDCEXT39
DMD | HOUPARRHNBHOILN01_OLDCEXT39_D50 | Residential heating technology - Oil boiler (mineral oil fired, < 10 % FAME) - single-family house - existing building - distributed MEAN level | PJ | MW | ANNUAL |  | yes | HOUPARRHNBHOILN01_OLDCEXT39
DMD | HOUPARRHNBHOILN01_OLDCEXT39_D67 | Residential heating technology - Oil boiler (mineral oil fired, < 10 % FAME) - single-family house - existing building - distributed level 0.67 | PJ | MW | ANNUAL |  | yes | HOUPARRHNBHOILN01_OLDCEXT39
DMD | HOUPARRHNBHOILN01_OLDCEXT39_D83 | Residential heating technology - Oil boiler (mineral oil fired, < 10 % FAME) - single-family house - existing building - distributed level 0.83 | PJ | MW | ANNUAL |  | yes | HOUPARRHNBHOILN01_OLDCEXT39
DMD | HOUPARRHNBHGASN01_OLDIEXT39_D17 | Residential heating technology - Natural gas boiler - single-family house - existing building - distributed level 0.17 | PJ | MW | ANNUAL |  | yes | HOUPARRHNBHGASN01_OLDIEXT39
DMD | HOUPARRHNBHGASN01_OLDIEXT39_D33 | Residential heating technology - Natural gas boiler - single-family house - existing building - distributed level 0.33 | PJ | MW | ANNUAL |  | yes | HOUPARRHNBHGASN01_OLDIEXT39
DMD | HOUPARRHNBHGASN01_OLDIEXT39_D50 | Residential heating technology - Natural gas boiler - single-family house - existing building - distributed MEAN level | PJ | MW | ANNUAL |  | yes | HOUPARRHNBHGASN01_OLDIEXT39
DMD | HOUPARRHNBHGASN01_OLDIEXT39_D67 | Residential heating technology - Natural gas boiler - single-family house - existing building - distributed level 0.67 | PJ | MW | ANNUAL |  | yes | HOUPARRHNBHGASN01_OLDIEXT39
DMD | HOUPARRHNBHGASN01_OLDIEXT39_D83 | Residential heating technology - Natural gas boiler - single-family house - existing building - distributed level 0.83 | PJ | MW | ANNUAL |  | yes | HOUPARRHNBHGASN01_OLDIEXT39
DMD | HOUPARRHNBHGASN01_OLDDEXT39_D17 | Residential heating technology - Natural gas boiler - single-family house - existing building - distributed level 0.17 | PJ | MW | ANNUAL |  | yes | HOUPARRHNBHGASN01_OLDDEXT39
DMD | HOUPARRHNBHGASN01_OLDDEXT39_D33 | Residential heating technology - Natural gas boiler - single-family house - existing building - distributed level 0.33 | PJ | MW | ANNUAL |  | yes | HOUPARRHNBHGASN01_OLDDEXT39
DMD | HOUPARRHNBHGASN01_OLDDEXT39_D50 | Residential heating technology - Natural gas boiler - single-family house - existing building - distributed MEAN level | PJ | MW | ANNUAL |  | yes | HOUPARRHNBHGASN01_OLDDEXT39
DMD | HOUPARRHNBHGASN01_OLDDEXT39_D67 | Residential heating technology - Natural gas boiler - single-family house - existing building - distributed level 0.67 | PJ | MW | ANNUAL |  | yes | HOUPARRHNBHGASN01_OLDDEXT39
DMD | HOUPARRHNBHGASN01_OLDDEXT39_D83 | Residential heating technology - Natural gas boiler - single-family house - existing building - distributed level 0.83 | PJ | MW | ANNUAL |  | yes | HOUPARRHNBHGASN01_OLDDEXT39
DMD | HOUPARRHNBHGASN01_OLDCEXT39_D17 | Residential heating technology - Natural gas boiler - single-family house - existing building - distributed level 0.17 | PJ | MW | ANNUAL |  | yes | HOUPARRHNBHGASN01_OLDCEXT39
DMD | HOUPARRHNBHGASN01_OLDCEXT39_D33 | Residential heating technology - Natural gas boiler - single-family house - existing building - distributed level 0.33 | PJ | MW | ANNUAL |  | yes | HOUPARRHNBHGASN01_OLDCEXT39
DMD | HOUPARRHNBHGASN01_OLDCEXT39_D50 | Residential heating technology - Natural gas boiler - single-family house - existing building - distributed MEAN level | PJ | MW | ANNUAL |  | yes | HOUPARRHNBHGASN01_OLDCEXT39
DMD | HOUPARRHNBHGASN01_OLDCEXT39_D67 | Residential heating technology - Natural gas boiler - single-family house - existing building - distributed level 0.67 | PJ | MW | ANNUAL |  | yes | HOUPARRHNBHGASN01_OLDCEXT39
DMD | HOUPARRHNBHGASN01_OLDCEXT39_D83 | Residential heating technology - Natural gas boiler - single-family house - existing building - distributed level 0.83 | PJ | MW | ANNUAL |  | yes | HOUPARRHNBHGASN01_OLDCEXT39
DMD | HOUPARRHNBHDHDN09_OLDIEXT39_D17 | Residential heating technology - Direct district heating substation - plus connection pipe - plus distribution (heating density: low ) - single-family house - existing building - distributed level 0.17 | PJ | MW | ANNUAL |  | yes | HOUPARRHNBHDHDN09_OLDIEXT39
DMD | HOUPARRHNBHDHDN09_OLDIEXT39_D33 | Residential heating technology - Direct district heating substation - plus connection pipe - plus distribution (heating density: low ) - single-family house - existing building - distributed level 0.33 | PJ | MW | ANNUAL |  | yes | HOUPARRHNBHDHDN09_OLDIEXT39
DMD | HOUPARRHNBHDHDN09_OLDIEXT39_D50 | Residential heating technology - Direct district heating substation - plus connection pipe - plus distribution (heating density: low ) - single-family house - existing building - distributed MEAN level | PJ | MW | ANNUAL |  | yes | HOUPARRHNBHDHDN09_OLDIEXT39
DMD | HOUPARRHNBHDHDN09_OLDIEXT39_D67 | Residential heating technology - Direct district heating substation - plus connection pipe - plus distribution (heating density: low ) - single-family house - existing building - distributed level 0.67 | PJ | MW | ANNUAL |  | yes | HOUPARRHNBHDHDN09_OLDIEXT39
DMD | HOUPARRHNBHDHDN09_OLDIEXT39_D83 | Residential heating technology - Direct district heating substation - plus connection pipe - plus distribution (heating density: low ) - single-family house - existing building - distributed level 0.83 | PJ | MW | ANNUAL |  | yes | HOUPARRHNBHDHDN09_OLDIEXT39
DMD | HOUPARRHNBHDHDN07_OLDIEXT39_D17 | Residential heating technology - Direct district heating substation - plus connection pipe - plus distribution (heating density: medium ) - single-family house - existing building - distributed level 0.17 | PJ | MW | ANNUAL |  | yes | HOUPARRHNBHDHDN07_OLDIEXT39
DMD | HOUPARRHNBHDHDN07_OLDIEXT39_D33 | Residential heating technology - Direct district heating substation - plus connection pipe - plus distribution (heating density: medium ) - single-family house - existing building - distributed level 0.33 | PJ | MW | ANNUAL |  | yes | HOUPARRHNBHDHDN07_OLDIEXT39
DMD | HOUPARRHNBHDHDN07_OLDIEXT39_D50 | Residential heating technology - Direct district heating substation - plus connection pipe - plus distribution (heating density: medium ) - single-family house - existing building - distributed MEAN level | PJ | MW | ANNUAL |  | yes | HOUPARRHNBHDHDN07_OLDIEXT39
DMD | HOUPARRHNBHDHDN07_OLDIEXT39_D67 | Residential heating technology - Direct district heating substation - plus connection pipe - plus distribution (heating density: medium ) - single-family house - existing building - distributed level 0.67 | PJ | MW | ANNUAL |  | yes | HOUPARRHNBHDHDN07_OLDIEXT39
DMD | HOUPARRHNBHDHDN07_OLDIEXT39_D83 | Residential heating technology - Direct district heating substation - plus connection pipe - plus distribution (heating density: medium ) - single-family house - existing building - distributed level 0.83 | PJ | MW | ANNUAL |  | yes | HOUPARRHNBHDHDN07_OLDIEXT39
DMD | HOUPARRHNBHDHDN05_OLDIEXT39_D17 | Residential heating technology - Direct district heating substation - plus connection pipe - plus distribution (heating density: high ) - single-family house - existing building - distributed level 0.17 | PJ | MW | ANNUAL |  | yes | HOUPARRHNBHDHDN05_OLDIEXT39
DMD | HOUPARRHNBHDHDN05_OLDIEXT39_D33 | Residential heating technology - Direct district heating substation - plus connection pipe - plus distribution (heating density: high ) - single-family house - existing building - distributed level 0.33 | PJ | MW | ANNUAL |  | yes | HOUPARRHNBHDHDN05_OLDIEXT39
DMD | HOUPARRHNBHDHDN05_OLDIEXT39_D50 | Residential heating technology - Direct district heating substation - plus connection pipe - plus distribution (heating density: high ) - single-family house - existing building - distributed MEAN level | PJ | MW | ANNUAL |  | yes | HOUPARRHNBHDHDN05_OLDIEXT39
DMD | HOUPARRHNBHDHDN05_OLDIEXT39_D67 | Residential heating technology - Direct district heating substation - plus connection pipe - plus distribution (heating density: high ) - single-family house - existing building - distributed level 0.67 | PJ | MW | ANNUAL |  | yes | HOUPARRHNBHDHDN05_OLDIEXT39
DMD | HOUPARRHNBHDHDN05_OLDIEXT39_D83 | Residential heating technology - Direct district heating substation - plus connection pipe - plus distribution (heating density: high ) - single-family house - existing building - distributed level 0.83 | PJ | MW | ANNUAL |  | yes | HOUPARRHNBHDHDN05_OLDIEXT39
DMD | HOUPARRHNBHDHDN03_OLDDEXT39_D17 | Residential heating technology - Direct district heating substation - plus connection pipe - single-family house - existing building - distributed level 0.17 | PJ | MW | ANNUAL |  | yes | HOUPARRHNBHDHDN03_OLDDEXT39
DMD | HOUPARRHNBHDHDN03_OLDDEXT39_D33 | Residential heating technology - Direct district heating substation - plus connection pipe - single-family house - existing building - distributed level 0.33 | PJ | MW | ANNUAL |  | yes | HOUPARRHNBHDHDN03_OLDDEXT39
DMD | HOUPARRHNBHDHDN03_OLDDEXT39_D50 | Residential heating technology - Direct district heating substation - plus connection pipe - single-family house - existing building - distributed MEAN level | PJ | MW | ANNUAL |  | yes | HOUPARRHNBHDHDN03_OLDDEXT39
DMD | HOUPARRHNBHDHDN03_OLDDEXT39_D67 | Residential heating technology - Direct district heating substation - plus connection pipe - single-family house - existing building - distributed level 0.67 | PJ | MW | ANNUAL |  | yes | HOUPARRHNBHDHDN03_OLDDEXT39
DMD | HOUPARRHNBHDHDN03_OLDDEXT39_D83 | Residential heating technology - Direct district heating substation - plus connection pipe - single-family house - existing building - distributed level 0.83 | PJ | MW | ANNUAL |  | yes | HOUPARRHNBHDHDN03_OLDDEXT39
DMD | HOUPARRHNBHDHDN01_OLDDEXT39_D17 | Residential heating technology - Direct district heating substation - single-family house - existing building - distributed level 0.17 | PJ | MW | ANNUAL |  | yes | HOUPARRHNBHDHDN01_OLDDEXT39
DMD | HOUPARRHNBHDHDN01_OLDDEXT39_D33 | Residential heating technology - Direct district heating substation - single-family house - existing building - distributed level 0.33 | PJ | MW | ANNUAL |  | yes | HOUPARRHNBHDHDN01_OLDDEXT39
DMD | HOUPARRHNBHDHDN01_OLDDEXT39_D50 | Residential heating technology - Direct district heating substation - single-family house - existing building - distributed MEAN level | PJ | MW | ANNUAL |  | yes | HOUPARRHNBHDHDN01_OLDDEXT39
DMD | HOUPARRHNBHDHDN01_OLDDEXT39_D67 | Residential heating technology - Direct district heating substation - single-family house - existing building - distributed level 0.67 | PJ | MW | ANNUAL |  | yes | HOUPARRHNBHDHDN01_OLDDEXT39
DMD | HOUPARRHNBHDHDN01_OLDDEXT39_D83 | Residential heating technology - Direct district heating substation - single-family house - existing building - distributed level 0.83 | PJ | MW | ANNUAL |  | yes | HOUPARRHNBHDHDN01_OLDDEXT39
DMD | HOUPARRHNBHDHCN09_OLDIEXT39_D17 | Residential heating technology - Direct district heating substation - plus connection pipe - plus distribution (heating density: low ) - single-family house - existing building - distributed level 0.17 | PJ | MW | ANNUAL |  | yes | HOUPARRHNBHDHCN09_OLDIEXT39
DMD | HOUPARRHNBHDHCN09_OLDIEXT39_D33 | Residential heating technology - Direct district heating substation - plus connection pipe - plus distribution (heating density: low ) - single-family house - existing building - distributed level 0.33 | PJ | MW | ANNUAL |  | yes | HOUPARRHNBHDHCN09_OLDIEXT39
DMD | HOUPARRHNBHDHCN09_OLDIEXT39_D50 | Residential heating technology - Direct district heating substation - plus connection pipe - plus distribution (heating density: low ) - single-family house - existing building - distributed MEAN level | PJ | MW | ANNUAL |  | yes | HOUPARRHNBHDHCN09_OLDIEXT39
DMD | HOUPARRHNBHDHCN09_OLDIEXT39_D67 | Residential heating technology - Direct district heating substation - plus connection pipe - plus distribution (heating density: low ) - single-family house - existing building - distributed level 0.67 | PJ | MW | ANNUAL |  | yes | HOUPARRHNBHDHCN09_OLDIEXT39
DMD | HOUPARRHNBHDHCN09_OLDIEXT39_D83 | Residential heating technology - Direct district heating substation - plus connection pipe - plus distribution (heating density: low ) - single-family house - existing building - distributed level 0.83 | PJ | MW | ANNUAL |  | yes | HOUPARRHNBHDHCN09_OLDIEXT39
DMD | HOUPARRHNBHDHCN07_OLDIEXT39_D17 | Residential heating technology - Direct district heating substation - plus connection pipe - plus distribution (heating density: medium ) - single-family house - existing building - distributed level 0.17 | PJ | MW | ANNUAL |  | yes | HOUPARRHNBHDHCN07_OLDIEXT39
DMD | HOUPARRHNBHDHCN07_OLDIEXT39_D33 | Residential heating technology - Direct district heating substation - plus connection pipe - plus distribution (heating density: medium ) - single-family house - existing building - distributed level 0.33 | PJ | MW | ANNUAL |  | yes | HOUPARRHNBHDHCN07_OLDIEXT39
DMD | HOUPARRHNBHDHCN07_OLDIEXT39_D50 | Residential heating technology - Direct district heating substation - plus connection pipe - plus distribution (heating density: medium ) - single-family house - existing building - distributed MEAN level | PJ | MW | ANNUAL |  | yes | HOUPARRHNBHDHCN07_OLDIEXT39
DMD | HOUPARRHNBHDHCN07_OLDIEXT39_D67 | Residential heating technology - Direct district heating substation - plus connection pipe - plus distribution (heating density: medium ) - single-family house - existing building - distributed level 0.67 | PJ | MW | ANNUAL |  | yes | HOUPARRHNBHDHCN07_OLDIEXT39
DMD | HOUPARRHNBHDHCN07_OLDIEXT39_D83 | Residential heating technology - Direct district heating substation - plus connection pipe - plus distribution (heating density: medium ) - single-family house - existing building - distributed level 0.83 | PJ | MW | ANNUAL |  | yes | HOUPARRHNBHDHCN07_OLDIEXT39
DMD | HOUPARRHNBHDHCN05_OLDIEXT39_D17 | Residential heating technology - Direct district heating substation - plus connection pipe - plus distribution (heating density: high ) - single-family house - existing building - distributed level 0.17 | PJ | MW | ANNUAL |  | yes | HOUPARRHNBHDHCN05_OLDIEXT39
DMD | HOUPARRHNBHDHCN05_OLDIEXT39_D33 | Residential heating technology - Direct district heating substation - plus connection pipe - plus distribution (heating density: high ) - single-family house - existing building - distributed level 0.33 | PJ | MW | ANNUAL |  | yes | HOUPARRHNBHDHCN05_OLDIEXT39
DMD | HOUPARRHNBHDHCN05_OLDIEXT39_D50 | Residential heating technology - Direct district heating substation - plus connection pipe - plus distribution (heating density: high ) - single-family house - existing building - distributed MEAN level | PJ | MW | ANNUAL |  | yes | HOUPARRHNBHDHCN05_OLDIEXT39
DMD | HOUPARRHNBHDHCN05_OLDIEXT39_D67 | Residential heating technology - Direct district heating substation - plus connection pipe - plus distribution (heating density: high ) - single-family house - existing building - distributed level 0.67 | PJ | MW | ANNUAL |  | yes | HOUPARRHNBHDHCN05_OLDIEXT39
DMD | HOUPARRHNBHDHCN05_OLDIEXT39_D83 | Residential heating technology - Direct district heating substation - plus connection pipe - plus distribution (heating density: high ) - single-family house - existing building - distributed level 0.83 | PJ | MW | ANNUAL |  | yes | HOUPARRHNBHDHCN05_OLDIEXT39
DMD | HOUPARRHNBHDHCN03_OLDCEXT39_D17 | Residential heating technology - Direct district heating substation - plus connection pipe - single-family house - existing building - distributed level 0.17 | PJ | MW | ANNUAL |  | yes | HOUPARRHNBHDHCN03_OLDCEXT39
DMD | HOUPARRHNBHDHCN03_OLDCEXT39_D33 | Residential heating technology - Direct district heating substation - plus connection pipe - single-family house - existing building - distributed level 0.33 | PJ | MW | ANNUAL |  | yes | HOUPARRHNBHDHCN03_OLDCEXT39
DMD | HOUPARRHNBHDHCN03_OLDCEXT39_D50 | Residential heating technology - Direct district heating substation - plus connection pipe - single-family house - existing building - distributed MEAN level | PJ | MW | ANNUAL |  | yes | HOUPARRHNBHDHCN03_OLDCEXT39
DMD | HOUPARRHNBHDHCN03_OLDCEXT39_D67 | Residential heating technology - Direct district heating substation - plus connection pipe - single-family house - existing building - distributed level 0.67 | PJ | MW | ANNUAL |  | yes | HOUPARRHNBHDHCN03_OLDCEXT39
DMD | HOUPARRHNBHDHCN03_OLDCEXT39_D83 | Residential heating technology - Direct district heating substation - plus connection pipe - single-family house - existing building - distributed level 0.83 | PJ | MW | ANNUAL |  | yes | HOUPARRHNBHDHCN03_OLDCEXT39
DMD | HOUPARRHNBHDHCN01_OLDCEXT39_D17 | Residential heating technology - Direct district heating substation - single-family house - existing building - distributed level 0.17 | PJ | MW | ANNUAL |  | yes | HOUPARRHNBHDHCN01_OLDCEXT39
DMD | HOUPARRHNBHDHCN01_OLDCEXT39_D33 | Residential heating technology - Direct district heating substation - single-family house - existing building - distributed level 0.33 | PJ | MW | ANNUAL |  | yes | HOUPARRHNBHDHCN01_OLDCEXT39
DMD | HOUPARRHNBHDHCN01_OLDCEXT39_D50 | Residential heating technology - Direct district heating substation - single-family house - existing building - distributed MEAN level | PJ | MW | ANNUAL |  | yes | HOUPARRHNBHDHCN01_OLDCEXT39
DMD | HOUPARRHNBHDHCN01_OLDCEXT39_D67 | Residential heating technology - Direct district heating substation - single-family house - existing building - distributed level 0.67 | PJ | MW | ANNUAL |  | yes | HOUPARRHNBHDHCN01_OLDCEXT39
DMD | HOUPARRHNBHDHCN01_OLDCEXT39_D83 | Residential heating technology - Direct district heating substation - single-family house - existing building - distributed level 0.83 | PJ | MW | ANNUAL |  | yes | HOUPARRHNBHDHCN01_OLDCEXT39
DMD | HOUETARHNHPELCN05_OLDIEXT39_D17 | Residential heating technology - Heat pump, Air-to-water - leasing - apartment complex - existing building - distributed level 0.17 | PJ | MW | ANNUAL |  | yes | HOUETARHNHPELCN05_OLDIEXT39
DMD | HOUETARHNHPELCN05_OLDIEXT39_D33 | Residential heating technology - Heat pump, Air-to-water - leasing - apartment complex - existing building - distributed level 0.33 | PJ | MW | ANNUAL |  | yes | HOUETARHNHPELCN05_OLDIEXT39
DMD | HOUETARHNHPELCN05_OLDIEXT39_D50 | Residential heating technology - Heat pump, Air-to-water - leasing - apartment complex - existing building - distributed MEAN level | PJ | MW | ANNUAL |  | yes | HOUETARHNHPELCN05_OLDIEXT39
DMD | HOUETARHNHPELCN05_OLDIEXT39_D67 | Residential heating technology - Heat pump, Air-to-water - leasing - apartment complex - existing building - distributed level 0.67 | PJ | MW | ANNUAL |  | yes | HOUETARHNHPELCN05_OLDIEXT39
DMD | HOUETARHNHPELCN05_OLDIEXT39_D83 | Residential heating technology - Heat pump, Air-to-water - leasing - apartment complex - existing building - distributed level 0.83 | PJ | MW | ANNUAL |  | yes | HOUETARHNHPELCN05_OLDIEXT39
DMD | HOUETARHNHPELCN05_OLDDEXT39_D17 | Residential heating technology - Heat pump, Air-to-water - leasing - apartment complex - existing building - distributed level 0.17 | PJ | MW | ANNUAL |  | yes | HOUETARHNHPELCN05_OLDDEXT39
DMD | HOUETARHNHPELCN05_OLDDEXT39_D33 | Residential heating technology - Heat pump, Air-to-water - leasing - apartment complex - existing building - distributed level 0.33 | PJ | MW | ANNUAL |  | yes | HOUETARHNHPELCN05_OLDDEXT39
DMD | HOUETARHNHPELCN05_OLDDEXT39_D50 | Residential heating technology - Heat pump, Air-to-water - leasing - apartment complex - existing building - distributed MEAN level | PJ | MW | ANNUAL |  | yes | HOUETARHNHPELCN05_OLDDEXT39
DMD | HOUETARHNHPELCN05_OLDDEXT39_D67 | Residential heating technology - Heat pump, Air-to-water - leasing - apartment complex - existing building - distributed level 0.67 | PJ | MW | ANNUAL |  | yes | HOUETARHNHPELCN05_OLDDEXT39
DMD | HOUETARHNHPELCN05_OLDDEXT39_D83 | Residential heating technology - Heat pump, Air-to-water - leasing - apartment complex - existing building - distributed level 0.83 | PJ | MW | ANNUAL |  | yes | HOUETARHNHPELCN05_OLDDEXT39
DMD | HOUETARHNHPELCN05_OLDCEXT39_D17 | Residential heating technology - Heat pump, Air-to-water - leasing - apartment complex - existing building - distributed level 0.17 | PJ | MW | ANNUAL |  | yes | HOUETARHNHPELCN05_OLDCEXT39
DMD | HOUETARHNHPELCN05_OLDCEXT39_D33 | Residential heating technology - Heat pump, Air-to-water - leasing - apartment complex - existing building - distributed level 0.33 | PJ | MW | ANNUAL |  | yes | HOUETARHNHPELCN05_OLDCEXT39
DMD | HOUETARHNHPELCN05_OLDCEXT39_D50 | Residential heating technology - Heat pump, Air-to-water - leasing - apartment complex - existing building - distributed MEAN level | PJ | MW | ANNUAL |  | yes | HOUETARHNHPELCN05_OLDCEXT39
DMD | HOUETARHNHPELCN05_OLDCEXT39_D67 | Residential heating technology - Heat pump, Air-to-water - leasing - apartment complex - existing building - distributed level 0.67 | PJ | MW | ANNUAL |  | yes | HOUETARHNHPELCN05_OLDCEXT39
DMD | HOUETARHNHPELCN05_OLDCEXT39_D83 | Residential heating technology - Heat pump, Air-to-water - leasing - apartment complex - existing building - distributed level 0.83 | PJ | MW | ANNUAL |  | yes | HOUETARHNHPELCN05_OLDCEXT39
DMD | HOUETARHNHPELCN04_OLDIEXT39_D17 | Residential heating technology - Heat pump, Ground source - apartment complex - existing building - distributed level 0.17 | PJ | MW | ANNUAL |  | yes | HOUETARHNHPELCN04_OLDIEXT39
DMD | HOUETARHNHPELCN04_OLDIEXT39_D33 | Residential heating technology - Heat pump, Ground source - apartment complex - existing building - distributed level 0.33 | PJ | MW | ANNUAL |  | yes | HOUETARHNHPELCN04_OLDIEXT39
DMD | HOUETARHNHPELCN04_OLDIEXT39_D50 | Residential heating technology - Heat pump, Ground source - apartment complex - existing building - distributed MEAN level | PJ | MW | ANNUAL |  | yes | HOUETARHNHPELCN04_OLDIEXT39
DMD | HOUETARHNHPELCN04_OLDIEXT39_D67 | Residential heating technology - Heat pump, Ground source - apartment complex - existing building - distributed level 0.67 | PJ | MW | ANNUAL |  | yes | HOUETARHNHPELCN04_OLDIEXT39
DMD | HOUETARHNHPELCN04_OLDIEXT39_D83 | Residential heating technology - Heat pump, Ground source - apartment complex - existing building - distributed level 0.83 | PJ | MW | ANNUAL |  | yes | HOUETARHNHPELCN04_OLDIEXT39
DMD | HOUETARHNHPELCN04_OLDDEXT39_D17 | Residential heating technology - Heat pump, Ground source - apartment complex - existing building - distributed level 0.17 | PJ | MW | ANNUAL |  | yes | HOUETARHNHPELCN04_OLDDEXT39
DMD | HOUETARHNHPELCN04_OLDDEXT39_D33 | Residential heating technology - Heat pump, Ground source - apartment complex - existing building - distributed level 0.33 | PJ | MW | ANNUAL |  | yes | HOUETARHNHPELCN04_OLDDEXT39
DMD | HOUETARHNHPELCN04_OLDDEXT39_D50 | Residential heating technology - Heat pump, Ground source - apartment complex - existing building - distributed MEAN level | PJ | MW | ANNUAL |  | yes | HOUETARHNHPELCN04_OLDDEXT39
DMD | HOUETARHNHPELCN04_OLDDEXT39_D67 | Residential heating technology - Heat pump, Ground source - apartment complex - existing building - distributed level 0.67 | PJ | MW | ANNUAL |  | yes | HOUETARHNHPELCN04_OLDDEXT39
DMD | HOUETARHNHPELCN04_OLDDEXT39_D83 | Residential heating technology - Heat pump, Ground source - apartment complex - existing building - distributed level 0.83 | PJ | MW | ANNUAL |  | yes | HOUETARHNHPELCN04_OLDDEXT39
DMD | HOUETARHNHPELCN04_OLDCEXT39_D17 | Residential heating technology - Heat pump, Ground source - apartment complex - existing building - distributed level 0.17 | PJ | MW | ANNUAL |  | yes | HOUETARHNHPELCN04_OLDCEXT39
DMD | HOUETARHNHPELCN04_OLDCEXT39_D33 | Residential heating technology - Heat pump, Ground source - apartment complex - existing building - distributed level 0.33 | PJ | MW | ANNUAL |  | yes | HOUETARHNHPELCN04_OLDCEXT39
DMD | HOUETARHNHPELCN04_OLDCEXT39_D50 | Residential heating technology - Heat pump, Ground source - apartment complex - existing building - distributed MEAN level | PJ | MW | ANNUAL |  | yes | HOUETARHNHPELCN04_OLDCEXT39
DMD | HOUETARHNHPELCN04_OLDCEXT39_D67 | Residential heating technology - Heat pump, Ground source - apartment complex - existing building - distributed level 0.67 | PJ | MW | ANNUAL |  | yes | HOUETARHNHPELCN04_OLDCEXT39
DMD | HOUETARHNHPELCN04_OLDCEXT39_D83 | Residential heating technology - Heat pump, Ground source - apartment complex - existing building - distributed level 0.83 | PJ | MW | ANNUAL |  | yes | HOUETARHNHPELCN04_OLDCEXT39
DMD | HOUETARHNHPELCN03_OLDIEXT39_D17 | Residential heating technology - Heat pump, Air-to-water - apartment complex - existing building - distributed level 0.17 | PJ | MW | ANNUAL |  | yes | HOUETARHNHPELCN03_OLDIEXT39
DMD | HOUETARHNHPELCN03_OLDIEXT39_D33 | Residential heating technology - Heat pump, Air-to-water - apartment complex - existing building - distributed level 0.33 | PJ | MW | ANNUAL |  | yes | HOUETARHNHPELCN03_OLDIEXT39
DMD | HOUETARHNHPELCN03_OLDIEXT39_D50 | Residential heating technology - Heat pump, Air-to-water - apartment complex - existing building - distributed MEAN level | PJ | MW | ANNUAL |  | yes | HOUETARHNHPELCN03_OLDIEXT39
DMD | HOUETARHNHPELCN03_OLDIEXT39_D67 | Residential heating technology - Heat pump, Air-to-water - apartment complex - existing building - distributed level 0.67 | PJ | MW | ANNUAL |  | yes | HOUETARHNHPELCN03_OLDIEXT39
DMD | HOUETARHNHPELCN03_OLDIEXT39_D83 | Residential heating technology - Heat pump, Air-to-water - apartment complex - existing building - distributed level 0.83 | PJ | MW | ANNUAL |  | yes | HOUETARHNHPELCN03_OLDIEXT39
DMD | HOUETARHNHPELCN03_OLDDEXT39_D17 | Residential heating technology - Heat pump, Air-to-water - apartment complex - existing building - distributed level 0.17 | PJ | MW | ANNUAL |  | yes | HOUETARHNHPELCN03_OLDDEXT39
DMD | HOUETARHNHPELCN03_OLDDEXT39_D33 | Residential heating technology - Heat pump, Air-to-water - apartment complex - existing building - distributed level 0.33 | PJ | MW | ANNUAL |  | yes | HOUETARHNHPELCN03_OLDDEXT39
DMD | HOUETARHNHPELCN03_OLDDEXT39_D50 | Residential heating technology - Heat pump, Air-to-water - apartment complex - existing building - distributed MEAN level | PJ | MW | ANNUAL |  | yes | HOUETARHNHPELCN03_OLDDEXT39
DMD | HOUETARHNHPELCN03_OLDDEXT39_D67 | Residential heating technology - Heat pump, Air-to-water - apartment complex - existing building - distributed level 0.67 | PJ | MW | ANNUAL |  | yes | HOUETARHNHPELCN03_OLDDEXT39
DMD | HOUETARHNHPELCN03_OLDDEXT39_D83 | Residential heating technology - Heat pump, Air-to-water - apartment complex - existing building - distributed level 0.83 | PJ | MW | ANNUAL |  | yes | HOUETARHNHPELCN03_OLDDEXT39
DMD | HOUETARHNHPELCN03_OLDCEXT39_D17 | Residential heating technology - Heat pump, Air-to-water - apartment complex - existing building - distributed level 0.17 | PJ | MW | ANNUAL |  | yes | HOUETARHNHPELCN03_OLDCEXT39
DMD | HOUETARHNHPELCN03_OLDCEXT39_D33 | Residential heating technology - Heat pump, Air-to-water - apartment complex - existing building - distributed level 0.33 | PJ | MW | ANNUAL |  | yes | HOUETARHNHPELCN03_OLDCEXT39
DMD | HOUETARHNHPELCN03_OLDCEXT39_D50 | Residential heating technology - Heat pump, Air-to-water - apartment complex - existing building - distributed MEAN level | PJ | MW | ANNUAL |  | yes | HOUETARHNHPELCN03_OLDCEXT39
DMD | HOUETARHNHPELCN03_OLDCEXT39_D67 | Residential heating technology - Heat pump, Air-to-water - apartment complex - existing building - distributed level 0.67 | PJ | MW | ANNUAL |  | yes | HOUETARHNHPELCN03_OLDCEXT39
DMD | HOUETARHNHPELCN03_OLDCEXT39_D83 | Residential heating technology - Heat pump, Air-to-water - apartment complex - existing building - distributed level 0.83 | PJ | MW | ANNUAL |  | yes | HOUETARHNHPELCN03_OLDCEXT39
DMD | HOUETARHNHPELCN02_OLDIEXT39_D17 | Residential heating technology - Heat pump, Air-to-air - single-family house - existing building - distributed level 0.17 | PJ | MW | ANNUAL |  | yes | HOUETARHNHPELCN02_OLDIEXT39
DMD | HOUETARHNHPELCN02_OLDIEXT39_D33 | Residential heating technology - Heat pump, Air-to-air - single-family house - existing building - distributed level 0.33 | PJ | MW | ANNUAL |  | yes | HOUETARHNHPELCN02_OLDIEXT39
DMD | HOUETARHNHPELCN02_OLDIEXT39_D50 | Residential heating technology - Heat pump, Air-to-air - single-family house - existing building - distributed MEAN level | PJ | MW | ANNUAL |  | yes | HOUETARHNHPELCN02_OLDIEXT39
DMD | HOUETARHNHPELCN02_OLDIEXT39_D67 | Residential heating technology - Heat pump, Air-to-air - single-family house - existing building - distributed level 0.67 | PJ | MW | ANNUAL |  | yes | HOUETARHNHPELCN02_OLDIEXT39
DMD | HOUETARHNHPELCN02_OLDIEXT39_D83 | Residential heating technology - Heat pump, Air-to-air - single-family house - existing building - distributed level 0.83 | PJ | MW | ANNUAL |  | yes | HOUETARHNHPELCN02_OLDIEXT39
DMD | HOUETARHNHPELCN02_OLDDEXT39_D17 | Residential heating technology - Heat pump, Air-to-air - single-family house - existing building - distributed level 0.17 | PJ | MW | ANNUAL |  | yes | HOUETARHNHPELCN02_OLDDEXT39
DMD | HOUETARHNHPELCN02_OLDDEXT39_D33 | Residential heating technology - Heat pump, Air-to-air - single-family house - existing building - distributed level 0.33 | PJ | MW | ANNUAL |  | yes | HOUETARHNHPELCN02_OLDDEXT39
DMD | HOUETARHNHPELCN02_OLDDEXT39_D50 | Residential heating technology - Heat pump, Air-to-air - single-family house - existing building - distributed MEAN level | PJ | MW | ANNUAL |  | yes | HOUETARHNHPELCN02_OLDDEXT39
DMD | HOUETARHNHPELCN02_OLDDEXT39_D67 | Residential heating technology - Heat pump, Air-to-air - single-family house - existing building - distributed level 0.67 | PJ | MW | ANNUAL |  | yes | HOUETARHNHPELCN02_OLDDEXT39
DMD | HOUETARHNHPELCN02_OLDDEXT39_D83 | Residential heating technology - Heat pump, Air-to-air - single-family house - existing building - distributed level 0.83 | PJ | MW | ANNUAL |  | yes | HOUETARHNHPELCN02_OLDDEXT39
DMD | HOUETARHNHPELCN02_OLDCEXT39_D17 | Residential heating technology - Heat pump, Air-to-air - single-family house - existing building - distributed level 0.17 | PJ | MW | ANNUAL |  | yes | HOUETARHNHPELCN02_OLDCEXT39
DMD | HOUETARHNHPELCN02_OLDCEXT39_D33 | Residential heating technology - Heat pump, Air-to-air - single-family house - existing building - distributed level 0.33 | PJ | MW | ANNUAL |  | yes | HOUETARHNHPELCN02_OLDCEXT39
DMD | HOUETARHNHPELCN02_OLDCEXT39_D50 | Residential heating technology - Heat pump, Air-to-air - single-family house - existing building - distributed MEAN level | PJ | MW | ANNUAL |  | yes | HOUETARHNHPELCN02_OLDCEXT39
DMD | HOUETARHNHPELCN02_OLDCEXT39_D67 | Residential heating technology - Heat pump, Air-to-air - single-family house - existing building - distributed level 0.67 | PJ | MW | ANNUAL |  | yes | HOUETARHNHPELCN02_OLDCEXT39
DMD | HOUETARHNHPELCN02_OLDCEXT39_D83 | Residential heating technology - Heat pump, Air-to-air - single-family house - existing building - distributed level 0.83 | PJ | MW | ANNUAL |  | yes | HOUETARHNHPELCN02_OLDCEXT39
DMD | HOUETARHNDIFIWN01_OLDIEXT39_D50 | Residential heating technology - Wood stove without water tank, wood logs - apartment complex - existing building - distributed MEAN level | PJ | MW | ANNUAL |  | yes | HOUETARHNDIFIWN01_OLDIEXT39
DMD | HOUETARHNDIFIWN01_OLDDEXT39_D50 | Residential heating technology - Wood stove without water tank, wood logs - apartment complex - existing building - distributed MEAN level | PJ | MW | ANNUAL |  | yes | HOUETARHNDIFIWN01_OLDDEXT39
DMD | HOUETARHNDIFIWN01_OLDCEXT39_D50 | Residential heating technology - Wood stove without water tank, wood logs - apartment complex - existing building - distributed MEAN level | PJ | MW | ANNUAL |  | yes | HOUETARHNDIFIWN01_OLDCEXT39
DMD | HOUETARHNDIELCN06_OLDIEXT39_D17 | Residential heating technology - Electric heating - electric panel from Bauhaus - apartment complex - new building - distributed level 0.17 | PJ | MW | ANNUAL |  | yes | HOUETARHNDIELCN06_OLDIEXT39
DMD | HOUETARHNDIELCN06_OLDIEXT39_D33 | Residential heating technology - Electric heating - electric panel from Bauhaus - apartment complex - new building - distributed level 0.33 | PJ | MW | ANNUAL |  | yes | HOUETARHNDIELCN06_OLDIEXT39
DMD | HOUETARHNDIELCN06_OLDIEXT39_D50 | Residential heating technology - Electric heating - electric panel from Bauhaus - apartment complex - new building - distributed MEAN level | PJ | MW | ANNUAL |  | yes | HOUETARHNDIELCN06_OLDIEXT39
DMD | HOUETARHNDIELCN06_OLDIEXT39_D67 | Residential heating technology - Electric heating - electric panel from Bauhaus - apartment complex - new building - distributed level 0.67 | PJ | MW | ANNUAL |  | yes | HOUETARHNDIELCN06_OLDIEXT39
DMD | HOUETARHNDIELCN06_OLDIEXT39_D83 | Residential heating technology - Electric heating - electric panel from Bauhaus - apartment complex - new building - distributed level 0.83 | PJ | MW | ANNUAL |  | yes | HOUETARHNDIELCN06_OLDIEXT39
DMD | HOUETARHNDIELCN06_OLDDEXT39_D17 | Residential heating technology - Electric heating - electric panel from Bauhaus - apartment complex - new building - distributed level 0.17 | PJ | MW | ANNUAL |  | yes | HOUETARHNDIELCN06_OLDDEXT39
DMD | HOUETARHNDIELCN06_OLDDEXT39_D33 | Residential heating technology - Electric heating - electric panel from Bauhaus - apartment complex - new building - distributed level 0.33 | PJ | MW | ANNUAL |  | yes | HOUETARHNDIELCN06_OLDDEXT39
DMD | HOUETARHNDIELCN06_OLDDEXT39_D50 | Residential heating technology - Electric heating - electric panel from Bauhaus - apartment complex - new building - distributed MEAN level | PJ | MW | ANNUAL |  | yes | HOUETARHNDIELCN06_OLDDEXT39
DMD | HOUETARHNDIELCN06_OLDDEXT39_D67 | Residential heating technology - Electric heating - electric panel from Bauhaus - apartment complex - new building - distributed level 0.67 | PJ | MW | ANNUAL |  | yes | HOUETARHNDIELCN06_OLDDEXT39
DMD | HOUETARHNDIELCN06_OLDDEXT39_D83 | Residential heating technology - Electric heating - electric panel from Bauhaus - apartment complex - new building - distributed level 0.83 | PJ | MW | ANNUAL |  | yes | HOUETARHNDIELCN06_OLDDEXT39
DMD | HOUETARHNDIELCN06_OLDCEXT39_D17 | Residential heating technology - Electric heating - electric panel from Bauhaus - apartment complex - new building - distributed level 0.17 | PJ | MW | ANNUAL |  | yes | HOUETARHNDIELCN06_OLDCEXT39
DMD | HOUETARHNDIELCN06_OLDCEXT39_D33 | Residential heating technology - Electric heating - electric panel from Bauhaus - apartment complex - new building - distributed level 0.33 | PJ | MW | ANNUAL |  | yes | HOUETARHNDIELCN06_OLDCEXT39
DMD | HOUETARHNDIELCN06_OLDCEXT39_D50 | Residential heating technology - Electric heating - electric panel from Bauhaus - apartment complex - new building - distributed MEAN level | PJ | MW | ANNUAL |  | yes | HOUETARHNDIELCN06_OLDCEXT39
DMD | HOUETARHNDIELCN06_OLDCEXT39_D67 | Residential heating technology - Electric heating - electric panel from Bauhaus - apartment complex - new building - distributed level 0.67 | PJ | MW | ANNUAL |  | yes | HOUETARHNDIELCN06_OLDCEXT39
DMD | HOUETARHNDIELCN06_OLDCEXT39_D83 | Residential heating technology - Electric heating - electric panel from Bauhaus - apartment complex - new building - distributed level 0.83 | PJ | MW | ANNUAL |  | yes | HOUETARHNDIELCN06_OLDCEXT39
DMD | HOUETARHNDIELCN01_OLDIEXT39_D17 | Residential heating technology - Electric heating - apartment complex - new building - distributed level 0.17 | PJ | MW | ANNUAL |  | yes | HOUETARHNDIELCN01_OLDIEXT39
DMD | HOUETARHNDIELCN01_OLDIEXT39_D33 | Residential heating technology - Electric heating - apartment complex - new building - distributed level 0.33 | PJ | MW | ANNUAL |  | yes | HOUETARHNDIELCN01_OLDIEXT39
DMD | HOUETARHNDIELCN01_OLDIEXT39_D50 | Residential heating technology - Electric heating - apartment complex - new building - distributed MEAN level | PJ | MW | ANNUAL |  | yes | HOUETARHNDIELCN01_OLDIEXT39
DMD | HOUETARHNDIELCN01_OLDIEXT39_D67 | Residential heating technology - Electric heating - apartment complex - new building - distributed level 0.67 | PJ | MW | ANNUAL |  | yes | HOUETARHNDIELCN01_OLDIEXT39
DMD | HOUETARHNDIELCN01_OLDIEXT39_D83 | Residential heating technology - Electric heating - apartment complex - new building - distributed level 0.83 | PJ | MW | ANNUAL |  | yes | HOUETARHNDIELCN01_OLDIEXT39
DMD | HOUETARHNDIELCN01_OLDDEXT39_D17 | Residential heating technology - Electric heating - apartment complex - new building - distributed level 0.17 | PJ | MW | ANNUAL |  | yes | HOUETARHNDIELCN01_OLDDEXT39
DMD | HOUETARHNDIELCN01_OLDDEXT39_D33 | Residential heating technology - Electric heating - apartment complex - new building - distributed level 0.33 | PJ | MW | ANNUAL |  | yes | HOUETARHNDIELCN01_OLDDEXT39
DMD | HOUETARHNDIELCN01_OLDDEXT39_D50 | Residential heating technology - Electric heating - apartment complex - new building - distributed MEAN level | PJ | MW | ANNUAL |  | yes | HOUETARHNDIELCN01_OLDDEXT39
DMD | HOUETARHNDIELCN01_OLDDEXT39_D67 | Residential heating technology - Electric heating - apartment complex - new building - distributed level 0.67 | PJ | MW | ANNUAL |  | yes | HOUETARHNDIELCN01_OLDDEXT39
DMD | HOUETARHNDIELCN01_OLDDEXT39_D83 | Residential heating technology - Electric heating - apartment complex - new building - distributed level 0.83 | PJ | MW | ANNUAL |  | yes | HOUETARHNDIELCN01_OLDDEXT39
DMD | HOUETARHNDIELCN01_OLDCEXT39_D17 | Residential heating technology - Electric heating - apartment complex - new building - distributed level 0.17 | PJ | MW | ANNUAL |  | yes | HOUETARHNDIELCN01_OLDCEXT39
DMD | HOUETARHNDIELCN01_OLDCEXT39_D33 | Residential heating technology - Electric heating - apartment complex - new building - distributed level 0.33 | PJ | MW | ANNUAL |  | yes | HOUETARHNDIELCN01_OLDCEXT39
DMD | HOUETARHNDIELCN01_OLDCEXT39_D50 | Residential heating technology - Electric heating - apartment complex - new building - distributed MEAN level | PJ | MW | ANNUAL |  | yes | HOUETARHNDIELCN01_OLDCEXT39
DMD | HOUETARHNDIELCN01_OLDCEXT39_D67 | Residential heating technology - Electric heating - apartment complex - new building - distributed level 0.67 | PJ | MW | ANNUAL |  | yes | HOUETARHNDIELCN01_OLDCEXT39
DMD | HOUETARHNDIELCN01_OLDCEXT39_D83 | Residential heating technology - Electric heating - apartment complex - new building - distributed level 0.83 | PJ | MW | ANNUAL |  | yes | HOUETARHNDIELCN01_OLDCEXT39
DMD | HOUETARHNBHWPEN01_OLDIEXT39_D17 | Residential heating technology - Biomass boiler, automatic stoking , wood pellets or wood chips - apartment complex - existing building - distributed level 0.17 | PJ | MW | ANNUAL |  | yes | HOUETARHNBHWPEN01_OLDIEXT39
DMD | HOUETARHNBHWPEN01_OLDIEXT39_D33 | Residential heating technology - Biomass boiler, automatic stoking , wood pellets or wood chips - apartment complex - existing building - distributed level 0.33 | PJ | MW | ANNUAL |  | yes | HOUETARHNBHWPEN01_OLDIEXT39
DMD | HOUETARHNBHWPEN01_OLDIEXT39_D50 | Residential heating technology - Biomass boiler, automatic stoking , wood pellets or wood chips - apartment complex - existing building - distributed MEAN level | PJ | MW | ANNUAL |  | yes | HOUETARHNBHWPEN01_OLDIEXT39
DMD | HOUETARHNBHWPEN01_OLDIEXT39_D67 | Residential heating technology - Biomass boiler, automatic stoking , wood pellets or wood chips - apartment complex - existing building - distributed level 0.67 | PJ | MW | ANNUAL |  | yes | HOUETARHNBHWPEN01_OLDIEXT39
DMD | HOUETARHNBHWPEN01_OLDIEXT39_D83 | Residential heating technology - Biomass boiler, automatic stoking , wood pellets or wood chips - apartment complex - existing building - distributed level 0.83 | PJ | MW | ANNUAL |  | yes | HOUETARHNBHWPEN01_OLDIEXT39
DMD | HOUETARHNBHWPEN01_OLDDEXT39_D17 | Residential heating technology - Biomass boiler, automatic stoking , wood pellets or wood chips - apartment complex - existing building - distributed level 0.17 | PJ | MW | ANNUAL |  | yes | HOUETARHNBHWPEN01_OLDDEXT39
DMD | HOUETARHNBHWPEN01_OLDDEXT39_D33 | Residential heating technology - Biomass boiler, automatic stoking , wood pellets or wood chips - apartment complex - existing building - distributed level 0.33 | PJ | MW | ANNUAL |  | yes | HOUETARHNBHWPEN01_OLDDEXT39
DMD | HOUETARHNBHWPEN01_OLDDEXT39_D50 | Residential heating technology - Biomass boiler, automatic stoking , wood pellets or wood chips - apartment complex - existing building - distributed MEAN level | PJ | MW | ANNUAL |  | yes | HOUETARHNBHWPEN01_OLDDEXT39
DMD | HOUETARHNBHWPEN01_OLDDEXT39_D67 | Residential heating technology - Biomass boiler, automatic stoking , wood pellets or wood chips - apartment complex - existing building - distributed level 0.67 | PJ | MW | ANNUAL |  | yes | HOUETARHNBHWPEN01_OLDDEXT39
DMD | HOUETARHNBHWPEN01_OLDDEXT39_D83 | Residential heating technology - Biomass boiler, automatic stoking , wood pellets or wood chips - apartment complex - existing building - distributed level 0.83 | PJ | MW | ANNUAL |  | yes | HOUETARHNBHWPEN01_OLDDEXT39
DMD | HOUETARHNBHWPEN01_OLDCEXT39_D17 | Residential heating technology - Biomass boiler, automatic stoking , wood pellets or wood chips - apartment complex - existing building - distributed level 0.17 | PJ | MW | ANNUAL |  | yes | HOUETARHNBHWPEN01_OLDCEXT39
DMD | HOUETARHNBHWPEN01_OLDCEXT39_D33 | Residential heating technology - Biomass boiler, automatic stoking , wood pellets or wood chips - apartment complex - existing building - distributed level 0.33 | PJ | MW | ANNUAL |  | yes | HOUETARHNBHWPEN01_OLDCEXT39
DMD | HOUETARHNBHWPEN01_OLDCEXT39_D50 | Residential heating technology - Biomass boiler, automatic stoking , wood pellets or wood chips - apartment complex - existing building - distributed MEAN level | PJ | MW | ANNUAL |  | yes | HOUETARHNBHWPEN01_OLDCEXT39
DMD | HOUETARHNBHWPEN01_OLDCEXT39_D67 | Residential heating technology - Biomass boiler, automatic stoking , wood pellets or wood chips - apartment complex - existing building - distributed level 0.67 | PJ | MW | ANNUAL |  | yes | HOUETARHNBHWPEN01_OLDCEXT39
DMD | HOUETARHNBHWPEN01_OLDCEXT39_D83 | Residential heating technology - Biomass boiler, automatic stoking , wood pellets or wood chips - apartment complex - existing building - distributed level 0.83 | PJ | MW | ANNUAL |  | yes | HOUETARHNBHWPEN01_OLDCEXT39
DMD | HOUETARHNBHSOLN01_OLDIEXT39_D17 | Residential heating technology - Solar heating system - apartment complex - existing building - distributed level 0.17 | PJ | MW | ANNUAL |  | yes | HOUETARHNBHSOLN01_OLDIEXT39
DMD | HOUETARHNBHSOLN01_OLDIEXT39_D33 | Residential heating technology - Solar heating system - apartment complex - existing building - distributed level 0.33 | PJ | MW | ANNUAL |  | yes | HOUETARHNBHSOLN01_OLDIEXT39
DMD | HOUETARHNBHSOLN01_OLDIEXT39_D50 | Residential heating technology - Solar heating system - apartment complex - existing building - distributed MEAN level | PJ | MW | ANNUAL |  | yes | HOUETARHNBHSOLN01_OLDIEXT39
DMD | HOUETARHNBHSOLN01_OLDIEXT39_D67 | Residential heating technology - Solar heating system - apartment complex - existing building - distributed level 0.67 | PJ | MW | ANNUAL |  | yes | HOUETARHNBHSOLN01_OLDIEXT39
DMD | HOUETARHNBHSOLN01_OLDIEXT39_D83 | Residential heating technology - Solar heating system - apartment complex - existing building - distributed level 0.83 | PJ | MW | ANNUAL |  | yes | HOUETARHNBHSOLN01_OLDIEXT39
DMD | HOUETARHNBHSOLN01_OLDDEXT39_D17 | Residential heating technology - Solar heating system - apartment complex - existing building - distributed level 0.17 | PJ | MW | ANNUAL |  | yes | HOUETARHNBHSOLN01_OLDDEXT39
DMD | HOUETARHNBHSOLN01_OLDDEXT39_D33 | Residential heating technology - Solar heating system - apartment complex - existing building - distributed level 0.33 | PJ | MW | ANNUAL |  | yes | HOUETARHNBHSOLN01_OLDDEXT39
DMD | HOUETARHNBHSOLN01_OLDDEXT39_D50 | Residential heating technology - Solar heating system - apartment complex - existing building - distributed MEAN level | PJ | MW | ANNUAL |  | yes | HOUETARHNBHSOLN01_OLDDEXT39
DMD | HOUETARHNBHSOLN01_OLDDEXT39_D67 | Residential heating technology - Solar heating system - apartment complex - existing building - distributed level 0.67 | PJ | MW | ANNUAL |  | yes | HOUETARHNBHSOLN01_OLDDEXT39
DMD | HOUETARHNBHSOLN01_OLDDEXT39_D83 | Residential heating technology - Solar heating system - apartment complex - existing building - distributed level 0.83 | PJ | MW | ANNUAL |  | yes | HOUETARHNBHSOLN01_OLDDEXT39
DMD | HOUETARHNBHSOLN01_OLDCEXT39_D17 | Residential heating technology - Solar heating system - apartment complex - existing building - distributed level 0.17 | PJ | MW | ANNUAL |  | yes | HOUETARHNBHSOLN01_OLDCEXT39
DMD | HOUETARHNBHSOLN01_OLDCEXT39_D33 | Residential heating technology - Solar heating system - apartment complex - existing building - distributed level 0.33 | PJ | MW | ANNUAL |  | yes | HOUETARHNBHSOLN01_OLDCEXT39
DMD | HOUETARHNBHSOLN01_OLDCEXT39_D50 | Residential heating technology - Solar heating system - apartment complex - existing building - distributed MEAN level | PJ | MW | ANNUAL |  | yes | HOUETARHNBHSOLN01_OLDCEXT39
DMD | HOUETARHNBHSOLN01_OLDCEXT39_D67 | Residential heating technology - Solar heating system - apartment complex - existing building - distributed level 0.67 | PJ | MW | ANNUAL |  | yes | HOUETARHNBHSOLN01_OLDCEXT39
DMD | HOUETARHNBHSOLN01_OLDCEXT39_D83 | Residential heating technology - Solar heating system - apartment complex - existing building - distributed level 0.83 | PJ | MW | ANNUAL |  | yes | HOUETARHNBHSOLN01_OLDCEXT39
DMD | HOUETARHNBHOILN01_OLDIEXT39_D17 | Residential heating technology - Oil boiler (mineral oil fired, < 10 % FAME) - apartment complex - existing building - distributed level 0.17 | PJ | MW | ANNUAL |  | yes | HOUETARHNBHOILN01_OLDIEXT39
DMD | HOUETARHNBHOILN01_OLDIEXT39_D33 | Residential heating technology - Oil boiler (mineral oil fired, < 10 % FAME) - apartment complex - existing building - distributed level 0.33 | PJ | MW | ANNUAL |  | yes | HOUETARHNBHOILN01_OLDIEXT39
DMD | HOUETARHNBHOILN01_OLDIEXT39_D50 | Residential heating technology - Oil boiler (mineral oil fired, < 10 % FAME) - apartment complex - existing building - distributed MEAN level | PJ | MW | ANNUAL |  | yes | HOUETARHNBHOILN01_OLDIEXT39
DMD | HOUETARHNBHOILN01_OLDIEXT39_D67 | Residential heating technology - Oil boiler (mineral oil fired, < 10 % FAME) - apartment complex - existing building - distributed level 0.67 | PJ | MW | ANNUAL |  | yes | HOUETARHNBHOILN01_OLDIEXT39
DMD | HOUETARHNBHOILN01_OLDIEXT39_D83 | Residential heating technology - Oil boiler (mineral oil fired, < 10 % FAME) - apartment complex - existing building - distributed level 0.83 | PJ | MW | ANNUAL |  | yes | HOUETARHNBHOILN01_OLDIEXT39
DMD | HOUETARHNBHOILN01_OLDDEXT39_D17 | Residential heating technology - Oil boiler (mineral oil fired, < 10 % FAME) - apartment complex - existing building - distributed level 0.17 | PJ | MW | ANNUAL |  | yes | HOUETARHNBHOILN01_OLDDEXT39
DMD | HOUETARHNBHOILN01_OLDDEXT39_D33 | Residential heating technology - Oil boiler (mineral oil fired, < 10 % FAME) - apartment complex - existing building - distributed level 0.33 | PJ | MW | ANNUAL |  | yes | HOUETARHNBHOILN01_OLDDEXT39
DMD | HOUETARHNBHOILN01_OLDDEXT39_D50 | Residential heating technology - Oil boiler (mineral oil fired, < 10 % FAME) - apartment complex - existing building - distributed MEAN level | PJ | MW | ANNUAL |  | yes | HOUETARHNBHOILN01_OLDDEXT39
DMD | HOUETARHNBHOILN01_OLDDEXT39_D67 | Residential heating technology - Oil boiler (mineral oil fired, < 10 % FAME) - apartment complex - existing building - distributed level 0.67 | PJ | MW | ANNUAL |  | yes | HOUETARHNBHOILN01_OLDDEXT39
DMD | HOUETARHNBHOILN01_OLDDEXT39_D83 | Residential heating technology - Oil boiler (mineral oil fired, < 10 % FAME) - apartment complex - existing building - distributed level 0.83 | PJ | MW | ANNUAL |  | yes | HOUETARHNBHOILN01_OLDDEXT39
DMD | HOUETARHNBHOILN01_OLDCEXT39_D17 | Residential heating technology - Oil boiler (mineral oil fired, < 10 % FAME) - apartment complex - existing building - distributed level 0.17 | PJ | MW | ANNUAL |  | yes | HOUETARHNBHOILN01_OLDCEXT39
DMD | HOUETARHNBHOILN01_OLDCEXT39_D33 | Residential heating technology - Oil boiler (mineral oil fired, < 10 % FAME) - apartment complex - existing building - distributed level 0.33 | PJ | MW | ANNUAL |  | yes | HOUETARHNBHOILN01_OLDCEXT39
DMD | HOUETARHNBHOILN01_OLDCEXT39_D50 | Residential heating technology - Oil boiler (mineral oil fired, < 10 % FAME) - apartment complex - existing building - distributed MEAN level | PJ | MW | ANNUAL |  | yes | HOUETARHNBHOILN01_OLDCEXT39
DMD | HOUETARHNBHOILN01_OLDCEXT39_D67 | Residential heating technology - Oil boiler (mineral oil fired, < 10 % FAME) - apartment complex - existing building - distributed level 0.67 | PJ | MW | ANNUAL |  | yes | HOUETARHNBHOILN01_OLDCEXT39
DMD | HOUETARHNBHOILN01_OLDCEXT39_D83 | Residential heating technology - Oil boiler (mineral oil fired, < 10 % FAME) - apartment complex - existing building - distributed level 0.83 | PJ | MW | ANNUAL |  | yes | HOUETARHNBHOILN01_OLDCEXT39
DMD | HOUETARHNBHGASN01_OLDIEXT39_D17 | Residential heating technology - Natural gas boiler - apartment complex - existing building - distributed level 0.17 | PJ | MW | ANNUAL |  | yes | HOUETARHNBHGASN01_OLDIEXT39
DMD | HOUETARHNBHGASN01_OLDIEXT39_D33 | Residential heating technology - Natural gas boiler - apartment complex - existing building - distributed level 0.33 | PJ | MW | ANNUAL |  | yes | HOUETARHNBHGASN01_OLDIEXT39
DMD | HOUETARHNBHGASN01_OLDIEXT39_D50 | Residential heating technology - Natural gas boiler - apartment complex - existing building - distributed MEAN level | PJ | MW | ANNUAL |  | yes | HOUETARHNBHGASN01_OLDIEXT39
DMD | HOUETARHNBHGASN01_OLDIEXT39_D67 | Residential heating technology - Natural gas boiler - apartment complex - existing building - distributed level 0.67 | PJ | MW | ANNUAL |  | yes | HOUETARHNBHGASN01_OLDIEXT39
DMD | HOUETARHNBHGASN01_OLDIEXT39_D83 | Residential heating technology - Natural gas boiler - apartment complex - existing building - distributed level 0.83 | PJ | MW | ANNUAL |  | yes | HOUETARHNBHGASN01_OLDIEXT39
DMD | HOUETARHNBHGASN01_OLDDEXT39_D17 | Residential heating technology - Natural gas boiler - apartment complex - existing building - distributed level 0.17 | PJ | MW | ANNUAL |  | yes | HOUETARHNBHGASN01_OLDDEXT39
DMD | HOUETARHNBHGASN01_OLDDEXT39_D33 | Residential heating technology - Natural gas boiler - apartment complex - existing building - distributed level 0.33 | PJ | MW | ANNUAL |  | yes | HOUETARHNBHGASN01_OLDDEXT39
DMD | HOUETARHNBHGASN01_OLDDEXT39_D50 | Residential heating technology - Natural gas boiler - apartment complex - existing building - distributed MEAN level | PJ | MW | ANNUAL |  | yes | HOUETARHNBHGASN01_OLDDEXT39
DMD | HOUETARHNBHGASN01_OLDDEXT39_D67 | Residential heating technology - Natural gas boiler - apartment complex - existing building - distributed level 0.67 | PJ | MW | ANNUAL |  | yes | HOUETARHNBHGASN01_OLDDEXT39
DMD | HOUETARHNBHGASN01_OLDDEXT39_D83 | Residential heating technology - Natural gas boiler - apartment complex - existing building - distributed level 0.83 | PJ | MW | ANNUAL |  | yes | HOUETARHNBHGASN01_OLDDEXT39
DMD | HOUETARHNBHGASN01_OLDCEXT39_D17 | Residential heating technology - Natural gas boiler - apartment complex - existing building - distributed level 0.17 | PJ | MW | ANNUAL |  | yes | HOUETARHNBHGASN01_OLDCEXT39
DMD | HOUETARHNBHGASN01_OLDCEXT39_D33 | Residential heating technology - Natural gas boiler - apartment complex - existing building - distributed level 0.33 | PJ | MW | ANNUAL |  | yes | HOUETARHNBHGASN01_OLDCEXT39
DMD | HOUETARHNBHGASN01_OLDCEXT39_D50 | Residential heating technology - Natural gas boiler - apartment complex - existing building - distributed MEAN level | PJ | MW | ANNUAL |  | yes | HOUETARHNBHGASN01_OLDCEXT39
DMD | HOUETARHNBHGASN01_OLDCEXT39_D67 | Residential heating technology - Natural gas boiler - apartment complex - existing building - distributed level 0.67 | PJ | MW | ANNUAL |  | yes | HOUETARHNBHGASN01_OLDCEXT39
DMD | HOUETARHNBHGASN01_OLDCEXT39_D83 | Residential heating technology - Natural gas boiler - apartment complex - existing building - distributed level 0.83 | PJ | MW | ANNUAL |  | yes | HOUETARHNBHGASN01_OLDCEXT39
DMD | HOUETARHNBHDHDN09_OLDIEXT39_D17 | Residential heating technology - Direct district heating substation - plus connection pipe - plus distribution (heating density: low ) - apartment complex - existing building - distributed level 0.17 | PJ | MW | ANNUAL |  | yes | HOUETARHNBHDHDN09_OLDIEXT39
DMD | HOUETARHNBHDHDN09_OLDIEXT39_D33 | Residential heating technology - Direct district heating substation - plus connection pipe - plus distribution (heating density: low ) - apartment complex - existing building - distributed level 0.33 | PJ | MW | ANNUAL |  | yes | HOUETARHNBHDHDN09_OLDIEXT39
DMD | HOUETARHNBHDHDN09_OLDIEXT39_D50 | Residential heating technology - Direct district heating substation - plus connection pipe - plus distribution (heating density: low ) - apartment complex - existing building - distributed MEAN level | PJ | MW | ANNUAL |  | yes | HOUETARHNBHDHDN09_OLDIEXT39
DMD | HOUETARHNBHDHDN09_OLDIEXT39_D67 | Residential heating technology - Direct district heating substation - plus connection pipe - plus distribution (heating density: low ) - apartment complex - existing building - distributed level 0.67 | PJ | MW | ANNUAL |  | yes | HOUETARHNBHDHDN09_OLDIEXT39
DMD | HOUETARHNBHDHDN09_OLDIEXT39_D83 | Residential heating technology - Direct district heating substation - plus connection pipe - plus distribution (heating density: low ) - apartment complex - existing building - distributed level 0.83 | PJ | MW | ANNUAL |  | yes | HOUETARHNBHDHDN09_OLDIEXT39
DMD | HOUETARHNBHDHDN07_OLDIEXT39_D17 | Residential heating technology - Direct district heating substation - plus connection pipe - plus distribution (heating density: medium ) - apartment complex - existing building - distributed level 0.17 | PJ | MW | ANNUAL |  | yes | HOUETARHNBHDHDN07_OLDIEXT39
DMD | HOUETARHNBHDHDN07_OLDIEXT39_D33 | Residential heating technology - Direct district heating substation - plus connection pipe - plus distribution (heating density: medium ) - apartment complex - existing building - distributed level 0.33 | PJ | MW | ANNUAL |  | yes | HOUETARHNBHDHDN07_OLDIEXT39
DMD | HOUETARHNBHDHDN07_OLDIEXT39_D50 | Residential heating technology - Direct district heating substation - plus connection pipe - plus distribution (heating density: medium ) - apartment complex - existing building - distributed MEAN level | PJ | MW | ANNUAL |  | yes | HOUETARHNBHDHDN07_OLDIEXT39
DMD | HOUETARHNBHDHDN07_OLDIEXT39_D67 | Residential heating technology - Direct district heating substation - plus connection pipe - plus distribution (heating density: medium ) - apartment complex - existing building - distributed level 0.67 | PJ | MW | ANNUAL |  | yes | HOUETARHNBHDHDN07_OLDIEXT39
DMD | HOUETARHNBHDHDN07_OLDIEXT39_D83 | Residential heating technology - Direct district heating substation - plus connection pipe - plus distribution (heating density: medium ) - apartment complex - existing building - distributed level 0.83 | PJ | MW | ANNUAL |  | yes | HOUETARHNBHDHDN07_OLDIEXT39
DMD | HOUETARHNBHDHDN05_OLDIEXT39_D17 | Residential heating technology - Direct district heating substation - plus connection pipe - plus distribution (heating density: high ) - apartment complex - existing building - distributed level 0.17 | PJ | MW | ANNUAL |  | yes | HOUETARHNBHDHDN05_OLDIEXT39
DMD | HOUETARHNBHDHDN05_OLDIEXT39_D33 | Residential heating technology - Direct district heating substation - plus connection pipe - plus distribution (heating density: high ) - apartment complex - existing building - distributed level 0.33 | PJ | MW | ANNUAL |  | yes | HOUETARHNBHDHDN05_OLDIEXT39
DMD | HOUETARHNBHDHDN05_OLDIEXT39_D50 | Residential heating technology - Direct district heating substation - plus connection pipe - plus distribution (heating density: high ) - apartment complex - existing building - distributed MEAN level | PJ | MW | ANNUAL |  | yes | HOUETARHNBHDHDN05_OLDIEXT39
DMD | HOUETARHNBHDHDN05_OLDIEXT39_D67 | Residential heating technology - Direct district heating substation - plus connection pipe - plus distribution (heating density: high ) - apartment complex - existing building - distributed level 0.67 | PJ | MW | ANNUAL |  | yes | HOUETARHNBHDHDN05_OLDIEXT39
DMD | HOUETARHNBHDHDN05_OLDIEXT39_D83 | Residential heating technology - Direct district heating substation - plus connection pipe - plus distribution (heating density: high ) - apartment complex - existing building - distributed level 0.83 | PJ | MW | ANNUAL |  | yes | HOUETARHNBHDHDN05_OLDIEXT39
DMD | HOUETARHNBHDHDN03_OLDDEXT39_D17 | Residential heating technology - Direct district heating substation - plus connection pipe - apartment complex - existing building - distributed level 0.17 | PJ | MW | ANNUAL |  | yes | HOUETARHNBHDHDN03_OLDDEXT39
DMD | HOUETARHNBHDHDN03_OLDDEXT39_D33 | Residential heating technology - Direct district heating substation - plus connection pipe - apartment complex - existing building - distributed level 0.33 | PJ | MW | ANNUAL |  | yes | HOUETARHNBHDHDN03_OLDDEXT39
DMD | HOUETARHNBHDHDN03_OLDDEXT39_D50 | Residential heating technology - Direct district heating substation - plus connection pipe - apartment complex - existing building - distributed MEAN level | PJ | MW | ANNUAL |  | yes | HOUETARHNBHDHDN03_OLDDEXT39
DMD | HOUETARHNBHDHDN03_OLDDEXT39_D67 | Residential heating technology - Direct district heating substation - plus connection pipe - apartment complex - existing building - distributed level 0.67 | PJ | MW | ANNUAL |  | yes | HOUETARHNBHDHDN03_OLDDEXT39
DMD | HOUETARHNBHDHDN03_OLDDEXT39_D83 | Residential heating technology - Direct district heating substation - plus connection pipe - apartment complex - existing building - distributed level 0.83 | PJ | MW | ANNUAL |  | yes | HOUETARHNBHDHDN03_OLDDEXT39
DMD | HOUETARHNBHDHDN01_OLDDEXT39_D17 | Residential heating technology - Direct district heating substation - apartment complex - existing building - distributed level 0.17 | PJ | MW | ANNUAL |  | yes | HOUETARHNBHDHDN01_OLDDEXT39
DMD | HOUETARHNBHDHDN01_OLDDEXT39_D33 | Residential heating technology - Direct district heating substation - apartment complex - existing building - distributed level 0.33 | PJ | MW | ANNUAL |  | yes | HOUETARHNBHDHDN01_OLDDEXT39
DMD | HOUETARHNBHDHDN01_OLDDEXT39_D50 | Residential heating technology - Direct district heating substation - apartment complex - existing building - distributed MEAN level | PJ | MW | ANNUAL |  | yes | HOUETARHNBHDHDN01_OLDDEXT39
DMD | HOUETARHNBHDHDN01_OLDDEXT39_D67 | Residential heating technology - Direct district heating substation - apartment complex - existing building - distributed level 0.67 | PJ | MW | ANNUAL |  | yes | HOUETARHNBHDHDN01_OLDDEXT39
DMD | HOUETARHNBHDHDN01_OLDDEXT39_D83 | Residential heating technology - Direct district heating substation - apartment complex - existing building - distributed level 0.83 | PJ | MW | ANNUAL |  | yes | HOUETARHNBHDHDN01_OLDDEXT39
DMD | HOUETARHNBHDHCN09_OLDIEXT39_D17 | Residential heating technology - Direct district heating substation - plus connection pipe - plus distribution (heating density: low ) - apartment complex - existing building - distributed level 0.17 | PJ | MW | ANNUAL |  | yes | HOUETARHNBHDHCN09_OLDIEXT39
DMD | HOUETARHNBHDHCN09_OLDIEXT39_D33 | Residential heating technology - Direct district heating substation - plus connection pipe - plus distribution (heating density: low ) - apartment complex - existing building - distributed level 0.33 | PJ | MW | ANNUAL |  | yes | HOUETARHNBHDHCN09_OLDIEXT39
DMD | HOUETARHNBHDHCN09_OLDIEXT39_D50 | Residential heating technology - Direct district heating substation - plus connection pipe - plus distribution (heating density: low ) - apartment complex - existing building - distributed MEAN level | PJ | MW | ANNUAL |  | yes | HOUETARHNBHDHCN09_OLDIEXT39
DMD | HOUETARHNBHDHCN09_OLDIEXT39_D67 | Residential heating technology - Direct district heating substation - plus connection pipe - plus distribution (heating density: low ) - apartment complex - existing building - distributed level 0.67 | PJ | MW | ANNUAL |  | yes | HOUETARHNBHDHCN09_OLDIEXT39
DMD | HOUETARHNBHDHCN09_OLDIEXT39_D83 | Residential heating technology - Direct district heating substation - plus connection pipe - plus distribution (heating density: low ) - apartment complex - existing building - distributed level 0.83 | PJ | MW | ANNUAL |  | yes | HOUETARHNBHDHCN09_OLDIEXT39
DMD | HOUETARHNBHDHCN07_OLDIEXT39_D17 | Residential heating technology - Direct district heating substation - plus connection pipe - plus distribution (heating density: medium ) - apartment complex - existing building - distributed level 0.17 | PJ | MW | ANNUAL |  | yes | HOUETARHNBHDHCN07_OLDIEXT39
DMD | HOUETARHNBHDHCN07_OLDIEXT39_D33 | Residential heating technology - Direct district heating substation - plus connection pipe - plus distribution (heating density: medium ) - apartment complex - existing building - distributed level 0.33 | PJ | MW | ANNUAL |  | yes | HOUETARHNBHDHCN07_OLDIEXT39
DMD | HOUETARHNBHDHCN07_OLDIEXT39_D50 | Residential heating technology - Direct district heating substation - plus connection pipe - plus distribution (heating density: medium ) - apartment complex - existing building - distributed MEAN level | PJ | MW | ANNUAL |  | yes | HOUETARHNBHDHCN07_OLDIEXT39
DMD | HOUETARHNBHDHCN07_OLDIEXT39_D67 | Residential heating technology - Direct district heating substation - plus connection pipe - plus distribution (heating density: medium ) - apartment complex - existing building - distributed level 0.67 | PJ | MW | ANNUAL |  | yes | HOUETARHNBHDHCN07_OLDIEXT39
DMD | HOUETARHNBHDHCN07_OLDIEXT39_D83 | Residential heating technology - Direct district heating substation - plus connection pipe - plus distribution (heating density: medium ) - apartment complex - existing building - distributed level 0.83 | PJ | MW | ANNUAL |  | yes | HOUETARHNBHDHCN07_OLDIEXT39
DMD | HOUETARHNBHDHCN05_OLDIEXT39_D17 | Residential heating technology - Direct district heating substation - plus connection pipe - plus distribution (heating density: high ) - apartment complex - existing building - distributed level 0.17 | PJ | MW | ANNUAL |  | yes | HOUETARHNBHDHCN05_OLDIEXT39
DMD | HOUETARHNBHDHCN05_OLDIEXT39_D33 | Residential heating technology - Direct district heating substation - plus connection pipe - plus distribution (heating density: high ) - apartment complex - existing building - distributed level 0.33 | PJ | MW | ANNUAL |  | yes | HOUETARHNBHDHCN05_OLDIEXT39
DMD | HOUETARHNBHDHCN05_OLDIEXT39_D50 | Residential heating technology - Direct district heating substation - plus connection pipe - plus distribution (heating density: high ) - apartment complex - existing building - distributed MEAN level | PJ | MW | ANNUAL |  | yes | HOUETARHNBHDHCN05_OLDIEXT39
DMD | HOUETARHNBHDHCN05_OLDIEXT39_D67 | Residential heating technology - Direct district heating substation - plus connection pipe - plus distribution (heating density: high ) - apartment complex - existing building - distributed level 0.67 | PJ | MW | ANNUAL |  | yes | HOUETARHNBHDHCN05_OLDIEXT39
DMD | HOUETARHNBHDHCN05_OLDIEXT39_D83 | Residential heating technology - Direct district heating substation - plus connection pipe - plus distribution (heating density: high ) - apartment complex - existing building - distributed level 0.83 | PJ | MW | ANNUAL |  | yes | HOUETARHNBHDHCN05_OLDIEXT39
DMD | HOUETARHNBHDHCN03_OLDCEXT39_D17 | Residential heating technology - Direct district heating substation - plus connection pipe - apartment complex - existing building - distributed level 0.17 | PJ | MW | ANNUAL |  | yes | HOUETARHNBHDHCN03_OLDCEXT39
DMD | HOUETARHNBHDHCN03_OLDCEXT39_D33 | Residential heating technology - Direct district heating substation - plus connection pipe - apartment complex - existing building - distributed level 0.33 | PJ | MW | ANNUAL |  | yes | HOUETARHNBHDHCN03_OLDCEXT39
DMD | HOUETARHNBHDHCN03_OLDCEXT39_D50 | Residential heating technology - Direct district heating substation - plus connection pipe - apartment complex - existing building - distributed MEAN level | PJ | MW | ANNUAL |  | yes | HOUETARHNBHDHCN03_OLDCEXT39
DMD | HOUETARHNBHDHCN03_OLDCEXT39_D67 | Residential heating technology - Direct district heating substation - plus connection pipe - apartment complex - existing building - distributed level 0.67 | PJ | MW | ANNUAL |  | yes | HOUETARHNBHDHCN03_OLDCEXT39
DMD | HOUETARHNBHDHCN03_OLDCEXT39_D83 | Residential heating technology - Direct district heating substation - plus connection pipe - apartment complex - existing building - distributed level 0.83 | PJ | MW | ANNUAL |  | yes | HOUETARHNBHDHCN03_OLDCEXT39
DMD | HOUETARHNBHDHCN01_OLDCEXT39_D17 | Residential heating technology - Direct district heating substation - apartment complex - existing building - distributed level 0.17 | PJ | MW | ANNUAL |  | yes | HOUETARHNBHDHCN01_OLDCEXT39
DMD | HOUETARHNBHDHCN01_OLDCEXT39_D33 | Residential heating technology - Direct district heating substation - apartment complex - existing building - distributed level 0.33 | PJ | MW | ANNUAL |  | yes | HOUETARHNBHDHCN01_OLDCEXT39
DMD | HOUETARHNBHDHCN01_OLDCEXT39_D50 | Residential heating technology - Direct district heating substation - apartment complex - existing building - distributed MEAN level | PJ | MW | ANNUAL |  | yes | HOUETARHNBHDHCN01_OLDCEXT39
DMD | HOUETARHNBHDHCN01_OLDCEXT39_D67 | Residential heating technology - Direct district heating substation - apartment complex - existing building - distributed level 0.67 | PJ | MW | ANNUAL |  | yes | HOUETARHNBHDHCN01_OLDCEXT39
DMD | HOUETARHNBHDHCN01_OLDCEXT39_D83 | Residential heating technology - Direct district heating substation - apartment complex - existing building - distributed level 0.83 | PJ | MW | ANNUAL |  | yes | HOUETARHNBHDHCN01_OLDCEXT39

## HOU_TechsR
~FI_T
TechName | *TechDesc | Comm-IN | Comm-OUT | CURR | YEAR | INVCOST | FIXOM | Share-I~FX~HOUELC | *Emissions~HOUSO2 | *Emissions~HOUPM | *Emissions~HOUNOX | *Emissions~HOUCH4 | *Emissions~HOUN2O | *build_code | *dh_area_code | *vintage_code | *Share-I~FX~HOUELC | *Share-I~FX~HOUGAS | *TechType | *step | *percentile | *TechNameOld | *LE_EFF | *LE_TechNameN | *LE_TechNameE | *LE_FROM | *LE_TO | *LE_House | *LE_SHIFT | *LE_value | *LE_absolute | *LE_relative | *LE_type
HOUETARHNBHDHCN01_OLDC_FBHDHCE01_D17 | Residential heating technology - Direct district heating substation - apartment complex - existing building - distributed level 0.17 | HOUDHC | HOUETARHN_OLDC_DMD | MKr20 | 2020 | 0.17317 | 0.0013872 | [6 empty] | ETA | C | OLD |  |  | RHNBHDHC | 1 | 0.16667 | HOUETARHNBHDHCN01_OLDC_FBHDHCE01 | 0.95 | HOUETARHNBHDHCN01_OLDC | HOUETARHNBHDHCE01_OLDC | BHDHCE01 | BHDHCN01 | ETA_OLDC | BHDHCE01_BHDHCN01 | 2 | 0 | 0.9 | Same
HOUETARHNBHDHCN01_OLDC_FBHDHCE01_D17 | Residential heating technology - Direct district heating substation - apartment complex - existing building - distributed level 0.17 | HOUDHC | HOUETARHN_OLDC_DMD | MKr20 | 2025 | 0.16888 | 0.001406 | [6 empty] | ETA | C | OLD |  |  | RHNBHDHC | 1 | 0.16667 | HOUETARHNBHDHCN01_OLDC_FBHDHCE01 | 0.95 | HOUETARHNBHDHCN01_OLDC | HOUETARHNBHDHCE01_OLDC | BHDHCE01 | BHDHCN01 | ETA_OLDC | BHDHCE01_BHDHCN01 | 2 | 0 | 0.9 | Same
HOUETARHNBHDHCN01_OLDC_FBHDHCE01_D17 | Residential heating technology - Direct district heating substation - apartment complex - existing building - distributed level 0.17 | HOUDHC | HOUETARHN_OLDC_DMD | MKr20 | 2030 | 0.1647 | 0.0013853 | [6 empty] | ETA | C | OLD |  |  | RHNBHDHC | 1 | 0.16667 | HOUETARHNBHDHCN01_OLDC_FBHDHCE01 | 0.95 | HOUETARHNBHDHCN01_OLDC | HOUETARHNBHDHCE01_OLDC | BHDHCE01 | BHDHCN01 | ETA_OLDC | BHDHCE01_BHDHCN01 | 2 | 0 | 0.9 | Same
HOUETARHNBHDHCN01_OLDC_FBHDHCE01_D17 | Residential heating technology - Direct district heating substation - apartment complex - existing building - distributed level 0.17 | HOUDHC | HOUETARHN_OLDC_DMD | MKr20 | 2040 | 0.15665 | 0.0013433 | [6 empty] | ETA | C | OLD |  |  | RHNBHDHC | 1 | 0.16667 | HOUETARHNBHDHCN01_OLDC_FBHDHCE01 | 0.95 | HOUETARHNBHDHCN01_OLDC | HOUETARHNBHDHCE01_OLDC | BHDHCE01 | BHDHCN01 | ETA_OLDC | BHDHCE01_BHDHCN01 | 2 | 0 | 0.9 | Same
HOUETARHNBHDHCN01_OLDC_FBHDHCE01_D17 | Residential heating technology - Direct district heating substation - apartment complex - existing building - distributed level 0.17 | HOUDHC | HOUETARHN_OLDC_DMD | MKr20 | 2050 | 0.14899 | 0.0012896 | [6 empty] | ETA | C | OLD |  |  | RHNBHDHC | 1 | 0.16667 | HOUETARHNBHDHCN01_OLDC_FBHDHCE01 | 0.95 | HOUETARHNBHDHCN01_OLDC | HOUETARHNBHDHCE01_OLDC | BHDHCE01 | BHDHCN01 | ETA_OLDC | BHDHCE01_BHDHCN01 | 2 | 0 | 0.9 | Same
HOUPARRHNBHDHCN01_OLDC_FBHDHCE01_D17 | Residential heating technology - Direct district heating substation - single-family house - existing building - distributed level 0.17 | HOUDHC | HOUPARRHN_OLDC_DMD | MKr20 | 2020 | 1.017 | 0.025391 | [6 empty] | PAR | C | OLD |  |  | RHNBHDHC | 1 | 0.16667 | HOUPARRHNBHDHCN01_OLDC_FBHDHCE01 | 0.95 | HOUPARRHNBHDHCN01_OLDC | HOUPARRHNBHDHCE01_OLDC | BHDHCE01 | BHDHCN01 | PAR_OLDC | BHDHCE01_BHDHCN01 | 2 | 0 | 0.9 | Same
HOUPARRHNBHDHCN01_OLDC_FBHDHCE01_D17 | Residential heating technology - Direct district heating substation - single-family house - existing building - distributed level 0.17 | HOUDHC | HOUPARRHN_OLDC_DMD | MKr20 | 2025 | 0.98887 | 0.025203 | [6 empty] | PAR | C | OLD |  |  | RHNBHDHC | 1 | 0.16667 | HOUPARRHNBHDHCN01_OLDC_FBHDHCE01 | 0.95 | HOUPARRHNBHDHCN01_OLDC | HOUPARRHNBHDHCE01_OLDC | BHDHCE01 | BHDHCN01 | PAR_OLDC | BHDHCE01_BHDHCN01 | 2 | 0 | 0.9 | Same
HOUPARRHNBHDHCN01_OLDC_FBHDHCE01_D17 | Residential heating technology - Direct district heating substation - single-family house - existing building - distributed level 0.17 | HOUDHC | HOUPARRHN_OLDC_DMD | MKr20 | 2030 | 0.96544 | 0.024753 | [6 empty] | PAR | C | OLD |  |  | RHNBHDHC | 1 | 0.16667 | HOUPARRHNBHDHCN01_OLDC_FBHDHCE01 | 0.95 | HOUPARRHNBHDHCN01_OLDC | HOUPARRHNBHDHCE01_OLDC | BHDHCE01 | BHDHCN01 | PAR_OLDC | BHDHCE01_BHDHCN01 | 2 | 0 | 0.9 | Same
HOUPARRHNBHDHCN01_OLDC_FBHDHCE01_D17 | Residential heating technology - Direct district heating substation - single-family house - existing building - distributed level 0.17 | HOUDHC | HOUPARRHN_OLDC_DMD | MKr20 | 2040 | 0.92326 | 0.023687 | [6 empty] | PAR | C | OLD |  |  | RHNBHDHC | 1 | 0.16667 | HOUPARRHNBHDHCN01_OLDC_FBHDHCE01 | 0.95 | HOUPARRHNBHDHCN01_OLDC | HOUPARRHNBHDHCE01_OLDC | BHDHCE01 | BHDHCN01 | PAR_OLDC | BHDHCE01_BHDHCN01 | 2 | 0 | 0.9 | Same
HOUPARRHNBHDHCN01_OLDC_FBHDHCE01_D17 | Residential heating technology - Direct district heating substation - single-family house - existing building - distributed level 0.17 | HOUDHC | HOUPARRHN_OLDC_DMD | MKr20 | 2050 | 0.87639 | 0.022136 | [6 empty] | PAR | C | OLD |  |  | RHNBHDHC | 1 | 0.16667 | HOUPARRHNBHDHCN01_OLDC_FBHDHCE01 | 0.95 | HOUPARRHNBHDHCN01_OLDC | HOUPARRHNBHDHCE01_OLDC | BHDHCE01 | BHDHCN01 | PAR_OLDC | BHDHCE01_BHDHCN01 | 2 | 0 | 0.9 | Same
HOUETARHNBHDHDN01_OLDD_FBHDHDE01_D17 | Residential heating technology - Direct district heating substation - apartment complex - existing building - distributed level 0.17 | HOUDHD | HOUETARHN_OLDD_DMD | MKr20 | 2020 | 0.17317 | 0.0013872 | [6 empty] | ETA | D | OLD |  |  | RHNBHDHD | 1 | 0.16667 | HOUETARHNBHDHDN01_OLDD_FBHDHDE01 | 0.95 | HOUETARHNBHDHDN01_OLDD | HOUETARHNBHDHDE01_OLDD | BHDHDE01 | BHDHDN01 | ETA_OLDD | BHDHDE01_BHDHDN01 | 2 | 0 | 0.9 | Same
HOUETARHNBHDHDN01_OLDD_FBHDHDE01_D17 | Residential heating technology - Direct district heating substation - apartment complex - existing building - distributed level 0.17 | HOUDHD | HOUETARHN_OLDD_DMD | MKr20 | 2025 | 0.16888 | 0.001406 | [6 empty] | ETA | D | OLD |  |  | RHNBHDHD | 1 | 0.16667 | HOUETARHNBHDHDN01_OLDD_FBHDHDE01 | 0.95 | HOUETARHNBHDHDN01_OLDD | HOUETARHNBHDHDE01_OLDD | BHDHDE01 | BHDHDN01 | ETA_OLDD | BHDHDE01_BHDHDN01 | 2 | 0 | 0.9 | Same
HOUETARHNBHDHDN01_OLDD_FBHDHDE01_D17 | Residential heating technology - Direct district heating substation - apartment complex - existing building - distributed level 0.17 | HOUDHD | HOUETARHN_OLDD_DMD | MKr20 | 2030 | 0.1647 | 0.0013853 | [6 empty] | ETA | D | OLD |  |  | RHNBHDHD | 1 | 0.16667 | HOUETARHNBHDHDN01_OLDD_FBHDHDE01 | 0.95 | HOUETARHNBHDHDN01_OLDD | HOUETARHNBHDHDE01_OLDD | BHDHDE01 | BHDHDN01 | ETA_OLDD | BHDHDE01_BHDHDN01 | 2 | 0 | 0.9 | Same
HOUETARHNBHDHDN01_OLDD_FBHDHDE01_D17 | Residential heating technology - Direct district heating substation - apartment complex - existing building - distributed level 0.17 | HOUDHD | HOUETARHN_OLDD_DMD | MKr20 | 2040 | 0.15665 | 0.0013433 | [6 empty] | ETA | D | OLD |  |  | RHNBHDHD | 1 | 0.16667 | HOUETARHNBHDHDN01_OLDD_FBHDHDE01 | 0.95 | HOUETARHNBHDHDN01_OLDD | HOUETARHNBHDHDE01_OLDD | BHDHDE01 | BHDHDN01 | ETA_OLDD | BHDHDE01_BHDHDN01 | 2 | 0 | 0.9 | Same
HOUETARHNBHDHDN01_OLDD_FBHDHDE01_D17 | Residential heating technology - Direct district heating substation - apartment complex - existing building - distributed level 0.17 | HOUDHD | HOUETARHN_OLDD_DMD | MKr20 | 2050 | 0.14899 | 0.0012896 | [6 empty] | ETA | D | OLD |  |  | RHNBHDHD | 1 | 0.16667 | HOUETARHNBHDHDN01_OLDD_FBHDHDE01 | 0.95 | HOUETARHNBHDHDN01_OLDD | HOUETARHNBHDHDE01_OLDD | BHDHDE01 | BHDHDN01 | ETA_OLDD | BHDHDE01_BHDHDN01 | 2 | 0 | 0.9 | Same
HOUPARRHNBHDHDN01_OLDD_FBHDHDE01_D17 | Residential heating technology - Direct district heating substation - single-family house - existing building - distributed level 0.17 | HOUDHD | HOUPARRHN_OLDD_DMD | MKr20 | 2020 | 1.017 | 0.025391 | [6 empty] | PAR | D | OLD |  |  | RHNBHDHD | 1 | 0.16667 | HOUPARRHNBHDHDN01_OLDD_FBHDHDE01 | 0.95 | HOUPARRHNBHDHDN01_OLDD | HOUPARRHNBHDHDE01_OLDD | BHDHDE01 | BHDHDN01 | PAR_OLDD | BHDHDE01_BHDHDN01 | 2 | 0 | 0.9 | Same
HOUPARRHNBHDHDN01_OLDD_FBHDHDE01_D17 | Residential heating technology - Direct district heating substation - single-family house - existing building - distributed level 0.17 | HOUDHD | HOUPARRHN_OLDD_DMD | MKr20 | 2025 | 0.98887 | 0.025203 | [6 empty] | PAR | D | OLD |  |  | RHNBHDHD | 1 | 0.16667 | HOUPARRHNBHDHDN01_OLDD_FBHDHDE01 | 0.95 | HOUPARRHNBHDHDN01_OLDD | HOUPARRHNBHDHDE01_OLDD | BHDHDE01 | BHDHDN01 | PAR_OLDD | BHDHDE01_BHDHDN01 | 2 | 0 | 0.9 | Same
HOUPARRHNBHDHDN01_OLDD_FBHDHDE01_D17 | Residential heating technology - Direct district heating substation - single-family house - existing building - distributed level 0.17 | HOUDHD | HOUPARRHN_OLDD_DMD | MKr20 | 2030 | 0.96544 | 0.024753 | [6 empty] | PAR | D | OLD |  |  | RHNBHDHD | 1 | 0.16667 | HOUPARRHNBHDHDN01_OLDD_FBHDHDE01 | 0.95 | HOUPARRHNBHDHDN01_OLDD | HOUPARRHNBHDHDE01_OLDD | BHDHDE01 | BHDHDN01 | PAR_OLDD | BHDHDE01_BHDHDN01 | 2 | 0 | 0.9 | Same
HOUPARRHNBHDHDN01_OLDD_FBHDHDE01_D17 | Residential heating technology - Direct district heating substation - single-family house - existing building - distributed level 0.17 | HOUDHD | HOUPARRHN_OLDD_DMD | MKr20 | 2040 | 0.92326 | 0.023687 | [6 empty] | PAR | D | OLD |  |  | RHNBHDHD | 1 | 0.16667 | HOUPARRHNBHDHDN01_OLDD_FBHDHDE01 | 0.95 | HOUPARRHNBHDHDN01_OLDD | HOUPARRHNBHDHDE01_OLDD | BHDHDE01 | BHDHDN01 | PAR_OLDD | BHDHDE01_BHDHDN01 | 2 | 0 | 0.9 | Same
HOUPARRHNBHDHDN01_OLDD_FBHDHDE01_D17 | Residential heating technology - Direct district heating substation - single-family house - existing building - distributed level 0.17 | HOUDHD | HOUPARRHN_OLDD_DMD | MKr20 | 2050 | 0.87639 | 0.022136 | [6 empty] | PAR | D | OLD |  |  | RHNBHDHD | 1 | 0.16667 | HOUPARRHNBHDHDN01_OLDD_FBHDHDE01 | 0.95 | HOUPARRHNBHDHDN01_OLDD | HOUPARRHNBHDHDE01_OLDD | BHDHDE01 | BHDHDN01 | PAR_OLDD | BHDHDE01_BHDHDN01 | 2 | 0 | 0.9 | Same
HOUETARHNHPELCN05_OLDC_FDIELCE01_D17 | Residential heating technology - Heat pump, Air-to-water - leasing - apartment complex - existing building - distributed level 0.17 | HOUELC, HOUAMB | HOUETARHN_OLDC_DMD | MKr20 | 2020 | 2.3643 | 0.28261 | 0.3191 | [5 empty] | ETA | C | OLD | 3.1338 |  | RHNHPELC | 1 | 0.16667 | HOUETARHNHPELCN05_OLDC_FDIELCE01 | 0.97 | HOUETARHNHPELCN05_OLDC | HOUETARHNDIELCE01_OLDC | DIELCE01 | HPELCN05 | ETA_OLDC | DIELCE01_HPELCN05 | 5 | 0 | 1.1 | Unlikely
HOUETARHNHPELCN05_OLDC_FDIELCE01_D17 | Residential heating technology - Heat pump, Air-to-water - leasing - apartment complex - existing building - distributed level 0.17 | HOUELC, HOUAMB | HOUETARHN_OLDC_DMD | MKr20 | 2025 | 2.117 | 0.2598 | 0.30341 | [5 empty] | ETA | C | OLD | 3.2959 |  | RHNHPELC | 1 | 0.16667 | HOUETARHNHPELCN05_OLDC_FDIELCE01 | 0.97 | HOUETARHNHPELCN05_OLDC | HOUETARHNDIELCE01_OLDC | DIELCE01 | HPELCN05 | ETA_OLDC | DIELCE01_HPELCN05 | 5 | 0 | 1.1 | Unlikely
HOUETARHNHPELCN05_OLDC_FDIELCE01_D17 | Residential heating technology - Heat pump, Air-to-water - leasing - apartment complex - existing building - distributed level 0.17 | HOUELC, HOUAMB | HOUETARHN_OLDC_DMD | MKr20 | 2030 | 1.8698 | 0.23697 | 0.28919 | [5 empty] | ETA | C | OLD | 3.458 |  | RHNHPELC | 1 | 0.16667 | HOUETARHNHPELCN05_OLDC_FDIELCE01 | 0.97 | HOUETARHNHPELCN05_OLDC | HOUETARHNDIELCE01_OLDC | DIELCE01 | HPELCN05 | ETA_OLDC | DIELCE01_HPELCN05 | 5 | 0 | 1.1 | Unlikely
HOUETARHNHPELCN05_OLDC_FDIELCE01_D17 | Residential heating technology - Heat pump, Air-to-water - leasing - apartment complex - existing building - distributed level 0.17 | HOUELC, HOUAMB | HOUETARHN_OLDC_DMD | MKr20 | 2040 | 1.6747 | 0.21839 | 0.27624 | [5 empty] | ETA | C | OLD | 3.6201 |  | RHNHPELC | 1 | 0.16667 | HOUETARHNHPELCN05_OLDC_FDIELCE01 | 0.97 | HOUETARHNHPELCN05_OLDC | HOUETARHNDIELCE01_OLDC | DIELCE01 | HPELCN05 | ETA_OLDC | DIELCE01_HPELCN05 | 5 | 0 | 1.1 | Unlikely
HOUETARHNHPELCN05_OLDC_FDIELCE01_D17 | Residential heating technology - Heat pump, Air-to-water - leasing - apartment complex - existing building - distributed level 0.17 | HOUELC, HOUAMB | HOUETARHN_OLDC_DMD | MKr20 | 2050 | 1.4796 | 0.19981 | 0.2644 | [5 empty] | ETA | C | OLD | 3.7822 |  | RHNHPELC | 1 | 0.16667 | HOUETARHNHPELCN05_OLDC_FDIELCE01 | 0.97 | HOUETARHNHPELCN05_OLDC | HOUETARHNDIELCE01_OLDC | DIELCE01 | HPELCN05 | ETA_OLDC | DIELCE01_HPELCN05 | 5 | 0 | 1.1 | Unlikely
HOUETARHNHPELCN04_OLDC_FDIELCE01_D17 | Residential heating technology - Heat pump, Ground source - apartment complex - existing building - distributed level 0.17 | HOUELC, HOUAMB | HOUETARHN_OLDC_DMD | MKr20 | 2020 | 4.0051 | 0.041882 | 0.28919 | [5 empty] | ETA | C | OLD | 3.458 |  | RHNHPELC | 1 | 0.16667 | HOUETARHNHPELCN04_OLDC_FDIELCE01 | 0.97 | HOUETARHNHPELCN04_OLDC | HOUETARHNDIELCE01_OLDC | DIELCE01 | HPELCN04 | ETA_OLDC | DIELCE01_HPELCN04 | 6 | 0 | 1 | New
HOUETARHNHPELCN04_OLDC_FDIELCE01_D17 | Residential heating technology - Heat pump, Ground source - apartment complex - existing building - distributed level 0.17 | HOUELC, HOUAMB | HOUETARHN_OLDC_DMD | MKr20 | 2025 | 3.7047 | 0.04155 | 0.28042 | [5 empty] | ETA | C | OLD | 3.566 |  | RHNHPELC | 1 | 0.16667 | HOUETARHNHPELCN04_OLDC_FDIELCE01 | 0.97 | HOUETARHNHPELCN04_OLDC | HOUETARHNDIELCE01_OLDC | DIELCE01 | HPELCN04 | ETA_OLDC | DIELCE01_HPELCN04 | 6 | 0 | 1 | New
HOUETARHNHPELCN04_OLDC_FDIELCE01_D17 | Residential heating technology - Heat pump, Ground source - apartment complex - existing building - distributed level 0.17 | HOUELC, HOUAMB | HOUETARHN_OLDC_DMD | MKr20 | 2030 | 3.4043 | 0.041188 | 0.27218 | [5 empty] | ETA | C | OLD | 3.6741 |  | RHNHPELC | 1 | 0.16667 | HOUETARHNHPELCN04_OLDC_FDIELCE01 | 0.97 | HOUETARHNHPELCN04_OLDC | HOUETARHNDIELCE01_OLDC | DIELCE01 | HPELCN04 | ETA_OLDC | DIELCE01_HPELCN04 | 6 | 0 | 1 | New
HOUETARHNHPELCN04_OLDC_FDIELCE01_D17 | Residential heating technology - Heat pump, Ground source - apartment complex - existing building - distributed level 0.17 | HOUELC, HOUAMB | HOUETARHN_OLDC_DMD | MKr20 | 2040 | 3.149 | 0.040351 | 0.26067 | [5 empty] | ETA | C | OLD | 3.8362 |  | RHNHPELC | 1 | 0.16667 | HOUETARHNHPELCN04_OLDC_FDIELCE01 | 0.97 | HOUETARHNHPELCN04_OLDC | HOUETARHNDIELCE01_OLDC | DIELCE01 | HPELCN04 | ETA_OLDC | DIELCE01_HPELCN04 | 6 | 0 | 1 | New
HOUETARHNHPELCN04_OLDC_FDIELCE01_D17 | Residential heating technology - Heat pump, Ground source - apartment complex - existing building - distributed level 0.17 | HOUELC, HOUAMB | HOUETARHN_OLDC_DMD | MKr20 | 2050 | 2.8937 | 0.039498 | 0.25705 | [5 empty] | ETA | C | OLD | 3.8902 |  | RHNHPELC | 1 | 0.16667 | HOUETARHNHPELCN04_OLDC_FDIELCE01 | 0.97 | HOUETARHNHPELCN04_OLDC | HOUETARHNDIELCE01_OLDC | DIELCE01 | HPELCN04 | ETA_OLDC | DIELCE01_HPELCN04 | 6 | 0 | 1 | New
HOUETARHNHPELCN03_OLDC_FDIELCE01_D17 | Residential heating technology - Heat pump, Air-to-water - apartment complex - existing building - distributed level 0.17 | HOUELC, HOUAMB | HOUETARHN_OLDC_DMD | MKr20 | 2020 | 4.2987 | 0.067679 | 0.3191 | [5 empty] | ETA | C | OLD | 3.1338 |  | RHNHPELC | 1 | 0.16667 | HOUETARHNHPELCN03_OLDC_FDIELCE01 | 0.97 | HOUETARHNHPELCN03_OLDC | HOUETARHNDIELCE01_OLDC | DIELCE01 | HPELCN03 | ETA_OLDC | DIELCE01_HPELCN03 | 6 | 0 | 1 | New
HOUETARHNHPELCN03_OLDC_FDIELCE01_D17 | Residential heating technology - Heat pump, Air-to-water - apartment complex - existing building - distributed level 0.17 | HOUELC, HOUAMB | HOUETARHN_OLDC_DMD | MKr20 | 2025 | 3.8491 | 0.067348 | 0.30341 | [5 empty] | ETA | C | OLD | 3.2959 |  | RHNHPELC | 1 | 0.16667 | HOUETARHNHPELCN03_OLDC_FDIELCE01 | 0.97 | HOUETARHNHPELCN03_OLDC | HOUETARHNDIELCE01_OLDC | DIELCE01 | HPELCN03 | ETA_OLDC | DIELCE01_HPELCN03 | 6 | 0 | 1 | New
HOUETARHNHPELCN03_OLDC_FDIELCE01_D17 | Residential heating technology - Heat pump, Air-to-water - apartment complex - existing building - distributed level 0.17 | HOUELC, HOUAMB | HOUETARHN_OLDC_DMD | MKr20 | 2030 | 3.3996 | 0.066986 | 0.28919 | [5 empty] | ETA | C | OLD | 3.458 |  | RHNHPELC | 1 | 0.16667 | HOUETARHNHPELCN03_OLDC_FDIELCE01 | 0.97 | HOUETARHNHPELCN03_OLDC | HOUETARHNDIELCE01_OLDC | DIELCE01 | HPELCN03 | ETA_OLDC | DIELCE01_HPELCN03 | 6 | 0 | 1 | New
HOUETARHNHPELCN03_OLDC_FDIELCE01_D17 | Residential heating technology - Heat pump, Air-to-water - apartment complex - existing building - distributed level 0.17 | HOUELC, HOUAMB | HOUETARHN_OLDC_DMD | MKr20 | 2040 | 3.0449 | 0.066149 | 0.27624 | [5 empty] | ETA | C | OLD | 3.6201 |  | RHNHPELC | 1 | 0.16667 | HOUETARHNHPELCN03_OLDC_FDIELCE01 | 0.97 | HOUETARHNHPELCN03_OLDC | HOUETARHNDIELCE01_OLDC | DIELCE01 | HPELCN03 | ETA_OLDC | DIELCE01_HPELCN03 | 6 | 0 | 1 | New
HOUETARHNHPELCN03_OLDC_FDIELCE01_D17 | Residential heating technology - Heat pump, Air-to-water - apartment complex - existing building - distributed level 0.17 | HOUELC, HOUAMB | HOUETARHN_OLDC_DMD | MKr20 | 2050 | 2.6902 | 0.065296 | 0.2644 | [5 empty] | ETA | C | OLD | 3.7822 |  | RHNHPELC | 1 | 0.16667 | HOUETARHNHPELCN03_OLDC_FDIELCE01 | 0.97 | HOUETARHNHPELCN03_OLDC | HOUETARHNDIELCE01_OLDC | DIELCE01 | HPELCN03 | ETA_OLDC | DIELCE01_HPELCN03 | 6 | 0 | 1 | New
HOUETARHNHPELCN02_OLDC_FDIELCE01_D17 | Residential heating technology - Heat pump, Air-to-air - single-family house - existing building - distributed level 0.17 | HOUELC, HOUAMB | HOUETARHN_OLDC_DMD | MKr20 | 2020 | 1.7956 | 0.14453 | 0.1908 | [5 empty] | ETA | C | OLD | 5.241 |  | RHNHPELC | 1 | 0.16667 | HOUETARHNHPELCN02_OLDC_FDIELCE01 | 0.97 | HOUETARHNHPELCN02_OLDC | HOUETARHNDIELCE01_OLDC | DIELCE01 | HPELCN02 | ETA_OLDC | DIELCE01_HPELCN02 | 5 | 0 | 1.1 | Unlikely
HOUETARHNHPELCN02_OLDC_FDIELCE01_D17 | Residential heating technology - Heat pump, Air-to-air - single-family house - existing building - distributed level 0.17 | HOUELC, HOUAMB | HOUETARHN_OLDC_DMD | MKr20 | 2025 | 1.7517 | 0.098193 | 0.18145 | [5 empty] | ETA | C | OLD | 5.5112 |  | RHNHPELC | 1 | 0.16667 | HOUETARHNHPELCN02_OLDC_FDIELCE01 | 0.97 | HOUETARHNHPELCN02_OLDC | HOUETARHNDIELCE01_OLDC | DIELCE01 | HPELCN02 | ETA_OLDC | DIELCE01_HPELCN02 | 5 | 0 | 1.1 | Unlikely
HOUETARHNHPELCN02_OLDC_FDIELCE01_D17 | Residential heating technology - Heat pump, Air-to-air - single-family house - existing building - distributed level 0.17 | HOUELC, HOUAMB | HOUETARHN_OLDC_DMD | MKr20 | 2030 | 1.7078 | 0.096379 | 0.1746 | [5 empty] | ETA | C | OLD | 5.7273 |  | RHNHPELC | 1 | 0.16667 | HOUETARHNHPELCN02_OLDC_FDIELCE01 | 0.97 | HOUETARHNHPELCN02_OLDC | HOUETARHNDIELCE01_OLDC | DIELCE01 | HPELCN02 | ETA_OLDC | DIELCE01_HPELCN02 | 5 | 0 | 1.1 | Unlikely
HOUETARHNHPELCN02_OLDC_FDIELCE01_D17 | Residential heating technology - Heat pump, Air-to-air - single-family house - existing building - distributed level 0.17 | HOUELC, HOUAMB | HOUETARHN_OLDC_DMD | MKr20 | 2040 | 1.6264 | 0.093013 | 0.16825 | [5 empty] | ETA | C | OLD | 5.9434 |  | RHNHPELC | 1 | 0.16667 | HOUETARHNHPELCN02_OLDC_FDIELCE01 | 0.97 | HOUETARHNHPELCN02_OLDC | HOUETARHNDIELCE01_OLDC | DIELCE01 | HPELCN02 | ETA_OLDC | DIELCE01_HPELCN02 | 5 | 0 | 1.1 | Unlikely
HOUETARHNHPELCN02_OLDC_FDIELCE01_D17 | Residential heating technology - Heat pump, Air-to-air - single-family house - existing building - distributed level 0.17 | HOUELC, HOUAMB | HOUETARHN_OLDC_DMD | MKr20 | 2050 | 1.5449 | 0.089647 | 0.16525 | [5 empty] | ETA | C | OLD | 6.0515 |  | RHNHPELC | 1 | 0.16667 | HOUETARHNHPELCN02_OLDC_FDIELCE01 | 0.97 | HOUETARHNHPELCN02_OLDC | HOUETARHNDIELCE01_OLDC | DIELCE01 | HPELCN02 | ETA_OLDC | DIELCE01_HPELCN02 | 5 | 0 | 1.1 | Unlikely
HOUETARHNDIELCN06_OLDC_FDIELCE01_D17 | Residential heating technology - Electric heating - electric panel from Bauhaus - apartment complex - new building - distributed level 0.17 | HOUELC | HOUETARHN_OLDC_DMD | MKr20 | 2020 | 0.41519 | 0 | [6 empty] | ETA | C | OLD |  |  | RHNDIELC | 1 | 0.16667 | HOUETARHNDIELCN06_OLDC_FDIELCE01 | 0.97 | HOUETARHNDIELCN06_OLDC | HOUETARHNDIELCE01_OLDC | DIELCE01 | DIELCN06 | ETA_OLDC | DIELCE01_DIELCN06 | 2 | 0 | 0.9 | Same
HOUETARHNDIELCN06_OLDC_FDIELCE01_D17 | Residential heating technology - Electric heating - electric panel from Bauhaus - apartment complex - new building - distributed level 0.17 | HOUELC | HOUETARHN_OLDC_DMD | MKr20 | 2025 | 0.41519 | 0 | [6 empty] | ETA | C | OLD |  |  | RHNDIELC | 1 | 0.16667 | HOUETARHNDIELCN06_OLDC_FDIELCE01 | 0.97 | HOUETARHNDIELCN06_OLDC | HOUETARHNDIELCE01_OLDC | DIELCE01 | DIELCN06 | ETA_OLDC | DIELCE01_DIELCN06 | 2 | 0 | 0.9 | Same
HOUETARHNDIELCN06_OLDC_FDIELCE01_D17 | Residential heating technology - Electric heating - electric panel from Bauhaus - apartment complex - new building - distributed level 0.17 | HOUELC | HOUETARHN_OLDC_DMD | MKr20 | 2030 | 0.41519 | 0 | [6 empty] | ETA | C | OLD |  |  | RHNDIELC | 1 | 0.16667 | HOUETARHNDIELCN06_OLDC_FDIELCE01 | 0.97 | HOUETARHNDIELCN06_OLDC | HOUETARHNDIELCE01_OLDC | DIELCE01 | DIELCN06 | ETA_OLDC | DIELCE01_DIELCN06 | 2 | 0 | 0.9 | Same
HOUETARHNDIELCN06_OLDC_FDIELCE01_D17 | Residential heating technology - Electric heating - electric panel from Bauhaus - apartment complex - new building - distributed level 0.17 | HOUELC | HOUETARHN_OLDC_DMD | MKr20 | 2040 | 0.41519 | 0 | [6 empty] | ETA | C | OLD |  |  | RHNDIELC | 1 | 0.16667 | HOUETARHNDIELCN06_OLDC_FDIELCE01 | 0.97 | HOUETARHNDIELCN06_OLDC | HOUETARHNDIELCE01_OLDC | DIELCE01 | DIELCN06 | ETA_OLDC | DIELCE01_DIELCN06 | 2 | 0 | 0.9 | Same
HOUETARHNDIELCN06_OLDC_FDIELCE01_D17 | Residential heating technology - Electric heating - electric panel from Bauhaus - apartment complex - new building - distributed level 0.17 | HOUELC | HOUETARHN_OLDC_DMD | MKr20 | 2050 | 0.41519 | 0 | [6 empty] | ETA | C | OLD |  |  | RHNDIELC | 1 | 0.16667 | HOUETARHNDIELCN06_OLDC_FDIELCE01 | 0.97 | HOUETARHNDIELCN06_OLDC | HOUETARHNDIELCE01_OLDC | DIELCE01 | DIELCN06 | ETA_OLDC | DIELCE01_DIELCN06 | 2 | 0 | 0.9 | Same
HOUETARHNDIELCN01_OLDC_FDIELCE01_D17 | Residential heating technology - Electric heating - apartment complex - new building - distributed level 0.17 | HOUELC | HOUETARHN_OLDC_DMD | MKr20 | 2020 | 3.8562 | 0.0019137 | [6 empty] | ETA | C | OLD |  |  | RHNDIELC | 1 | 0.16667 | HOUETARHNDIELCN01_OLDC_FDIELCE01 | 0.97 | HOUETARHNDIELCN01_OLDC | HOUETARHNDIELCE01_OLDC | DIELCE01 | DIELCN01 | ETA_OLDC | DIELCE01_DIELCN01 | 2 | 0 | 0.9 | Same
HOUETARHNDIELCN01_OLDC_FDIELCE01_D17 | Residential heating technology - Electric heating - apartment complex - new building - distributed level 0.17 | HOUELC | HOUETARHN_OLDC_DMD | MKr20 | 2025 | 3.7608 | 0.0018356 | [6 empty] | ETA | C | OLD |  |  | RHNDIELC | 1 | 0.16667 | HOUETARHNDIELCN01_OLDC_FDIELCE01 | 0.97 | HOUETARHNDIELCN01_OLDC | HOUETARHNDIELCE01_OLDC | DIELCE01 | DIELCN01 | ETA_OLDC | DIELCE01_DIELCN01 | 2 | 0 | 0.9 | Same
HOUETARHNDIELCN01_OLDC_FDIELCE01_D17 | Residential heating technology - Electric heating - apartment complex - new building - distributed level 0.17 | HOUELC | HOUETARHN_OLDC_DMD | MKr20 | 2030 | 3.6677 | 0.0017965 | [6 empty] | ETA | C | OLD |  |  | RHNDIELC | 1 | 0.16667 | HOUETARHNDIELCN01_OLDC_FDIELCE01 | 0.97 | HOUETARHNDIELCN01_OLDC | HOUETARHNDIELCE01_OLDC | DIELCE01 | DIELCN01 | ETA_OLDC | DIELCE01_DIELCN01 | 2 | 0 | 0.9 | Same
HOUETARHNDIELCN01_OLDC_FDIELCE01_D17 | Residential heating technology - Electric heating - apartment complex - new building - distributed level 0.17 | HOUELC | HOUETARHN_OLDC_DMD | MKr20 | 2040 | 3.4884 | 0.0017184 | [6 empty] | ETA | C | OLD |  |  | RHNDIELC | 1 | 0.16667 | HOUETARHNDIELCN01_OLDC_FDIELCE01 | 0.97 | HOUETARHNDIELCN01_OLDC | HOUETARHNDIELCE01_OLDC | DIELCE01 | DIELCN01 | ETA_OLDC | DIELCE01_DIELCN01 | 2 | 0 | 0.9 | Same
HOUETARHNDIELCN01_OLDC_FDIELCE01_D17 | Residential heating technology - Electric heating - apartment complex - new building - distributed level 0.17 | HOUELC | HOUETARHN_OLDC_DMD | MKr20 | 2050 | 3.3178 | 0.0016403 | [6 empty] | ETA | C | OLD |  |  | RHNDIELC | 1 | 0.16667 | HOUETARHNDIELCN01_OLDC_FDIELCE01 | 0.97 | HOUETARHNDIELCN01_OLDC | HOUETARHNDIELCE01_OLDC | DIELCE01 | DIELCN01 | ETA_OLDC | DIELCE01_DIELCN01 | 2 | 0 | 0.9 | Same
HOUETARHNBHSOLN01_OLDC_FDIELCE01_D17 | Residential heating technology - Solar heating system - apartment complex - existing building - distributed level 0.17 | HOUSOL | HOUETARHN_OLDC_DMD | MKr20 | 2020 | 3.9769 | 0.018612 | [6 empty] | ETA | C | OLD |  |  | RHNBHSOL | 1 | 0.16667 | HOUETARHNBHSOLN01_OLDC_FDIELCE01 | 0.97 | HOUETARHNBHSOLN01_OLDC | HOUETARHNDIELCE01_OLDC | DIELCE01 | BHSOLN01 | ETA_OLDC | DIELCE01_BHSOLN01 | 5 | 0 | 1.1 | Unlikely
HOUETARHNBHSOLN01_OLDC_FDIELCE01_D17 | Residential heating technology - Solar heating system - apartment complex - existing building - distributed level 0.17 | HOUSOL | HOUETARHN_OLDC_DMD | MKr20 | 2025 | 3.8051 | 0.019728 | [6 empty] | ETA | C | OLD |  |  | RHNBHSOL | 1 | 0.16667 | HOUETARHNBHSOLN01_OLDC_FDIELCE01 | 0.97 | HOUETARHNBHSOLN01_OLDC | HOUETARHNDIELCE01_OLDC | DIELCE01 | BHSOLN01 | ETA_OLDC | DIELCE01_BHSOLN01 | 5 | 0 | 1.1 | Unlikely
HOUETARHNBHSOLN01_OLDC_FDIELCE01_D17 | Residential heating technology - Solar heating system - apartment complex - existing building - distributed level 0.17 | HOUSOL | HOUETARHN_OLDC_DMD | MKr20 | 2030 | 3.6332 | 0.020152 | [6 empty] | ETA | C | OLD |  |  | RHNBHSOL | 1 | 0.16667 | HOUETARHNBHSOLN01_OLDC_FDIELCE01 | 0.97 | HOUETARHNBHSOLN01_OLDC | HOUETARHNDIELCE01_OLDC | DIELCE01 | BHSOLN01 | ETA_OLDC | DIELCE01_BHSOLN01 | 5 | 0 | 1.1 | Unlikely
HOUETARHNBHSOLN01_OLDC_FDIELCE01_D17 | Residential heating technology - Solar heating system - apartment complex - existing building - distributed level 0.17 | HOUSOL | HOUETARHN_OLDC_DMD | MKr20 | 2040 | 3.4614 | 0.019606 | [6 empty] | ETA | C | OLD |  |  | RHNBHSOL | 1 | 0.16667 | HOUETARHNBHSOLN01_OLDC_FDIELCE01 | 0.97 | HOUETARHNBHSOLN01_OLDC | HOUETARHNDIELCE01_OLDC | DIELCE01 | BHSOLN01 | ETA_OLDC | DIELCE01_BHSOLN01 | 5 | 0 | 1.1 | Unlikely
HOUETARHNBHSOLN01_OLDC_FDIELCE01_D17 | Residential heating technology - Solar heating system - apartment complex - existing building - distributed level 0.17 | HOUSOL | HOUETARHN_OLDC_DMD | MKr20 | 2050 | 3.2895 | 0.018612 | [6 empty] | ETA | C | OLD |  |  | RHNBHSOL | 1 | 0.16667 | HOUETARHNBHSOLN01_OLDC_FDIELCE01 | 0.97 | HOUETARHNBHSOLN01_OLDC | HOUETARHNDIELCE01_OLDC | DIELCE01 | BHSOLN01 | ETA_OLDC | DIELCE01_BHSOLN01 | 5 | 0 | 1.1 | Unlikely
HOUETARHNBHDHCN03_OLDC_FDIELCE01_D17 | Residential heating technology - Direct district heating substation - plus connection pipe - apartment complex - existing building - distributed level 0.17 | HOUDHC | HOUETARHN_OLDC_DMD | MKr20 | 2020 | 0.2059 | 0.0013872 | [6 empty] | ETA | C | OLD |  |  | RHNBHDHC | 1 | 0.16667 | HOUETARHNBHDHCN03_OLDC_FDIELCE01 | 0.97 | HOUETARHNBHDHCN03_OLDC | HOUETARHNDIELCE01_OLDC | DIELCE01 | BHDHCN03 | ETA_OLDC | DIELCE01_BHDHCN03 | 6 | 0 | 1 | New
HOUETARHNBHDHCN03_OLDC_FDIELCE01_D17 | Residential heating technology - Direct district heating substation - plus connection pipe - apartment complex - existing building - distributed level 0.17 | HOUDHC | HOUETARHN_OLDC_DMD | MKr20 | 2025 | 0.20205 | 0.001406 | [6 empty] | ETA | C | OLD |  |  | RHNBHDHC | 1 | 0.16667 | HOUETARHNBHDHCN03_OLDC_FDIELCE01 | 0.97 | HOUETARHNBHDHCN03_OLDC | HOUETARHNDIELCE01_OLDC | DIELCE01 | BHDHCN03 | ETA_OLDC | DIELCE01_BHDHCN03 | 6 | 0 | 1 | New
HOUETARHNBHDHCN03_OLDC_FDIELCE01_D17 | Residential heating technology - Direct district heating substation - plus connection pipe - apartment complex - existing building - distributed level 0.17 | HOUDHC | HOUETARHN_OLDC_DMD | MKr20 | 2030 | 0.1983 | 0.0013853 | [6 empty] | ETA | C | OLD |  |  | RHNBHDHC | 1 | 0.16667 | HOUETARHNBHDHCN03_OLDC_FDIELCE01 | 0.97 | HOUETARHNBHDHCN03_OLDC | HOUETARHNDIELCE01_OLDC | DIELCE01 | BHDHCN03 | ETA_OLDC | DIELCE01_BHDHCN03 | 6 | 0 | 1 | New
HOUETARHNBHDHCN03_OLDC_FDIELCE01_D17 | Residential heating technology - Direct district heating substation - plus connection pipe - apartment complex - existing building - distributed level 0.17 | HOUDHC | HOUETARHN_OLDC_DMD | MKr20 | 2040 | 0.19107 | 0.0013433 | [6 empty] | ETA | C | OLD |  |  | RHNBHDHC | 1 | 0.16667 | HOUETARHNBHDHCN03_OLDC_FDIELCE01 | 0.97 | HOUETARHNBHDHCN03_OLDC | HOUETARHNDIELCE01_OLDC | DIELCE01 | BHDHCN03 | ETA_OLDC | DIELCE01_BHDHCN03 | 6 | 0 | 1 | New
HOUETARHNBHDHCN03_OLDC_FDIELCE01_D17 | Residential heating technology - Direct district heating substation - plus connection pipe - apartment complex - existing building - distributed level 0.17 | HOUDHC | HOUETARHN_OLDC_DMD | MKr20 | 2050 | 0.1842 | 0.0012896 | [6 empty] | ETA | C | OLD |  |  | RHNBHDHC | 1 | 0.16667 | HOUETARHNBHDHCN03_OLDC_FDIELCE01 | 0.97 | HOUETARHNBHDHCN03_OLDC | HOUETARHNDIELCE01_OLDC | DIELCE01 | BHDHCN03 | ETA_OLDC | DIELCE01_BHDHCN03 | 6 | 0 | 1 | New
HOUETARHNHPELCN05_OLDD_FDIELCE01_D17 | Residential heating technology - Heat pump, Air-to-water - leasing - apartment complex - existing building - distributed level 0.17 | HOUELC, HOUAMB | HOUETARHN_OLDD_DMD | MKr20 | 2020 | 2.3643 | 0.28261 | 0.3191 | [5 empty] | ETA | D | OLD | 3.1338 |  | RHNHPELC | 1 | 0.16667 | HOUETARHNHPELCN05_OLDD_FDIELCE01 | 0.97 | HOUETARHNHPELCN05_OLDD | HOUETARHNDIELCE01_OLDD | DIELCE01 | HPELCN05 | ETA_OLDD | DIELCE01_HPELCN05 | 5 | 0 | 1.1 | Unlikely
HOUETARHNHPELCN05_OLDD_FDIELCE01_D17 | Residential heating technology - Heat pump, Air-to-water - leasing - apartment complex - existing building - distributed level 0.17 | HOUELC, HOUAMB | HOUETARHN_OLDD_DMD | MKr20 | 2025 | 2.117 | 0.2598 | 0.30341 | [5 empty] | ETA | D | OLD | 3.2959 |  | RHNHPELC | 1 | 0.16667 | HOUETARHNHPELCN05_OLDD_FDIELCE01 | 0.97 | HOUETARHNHPELCN05_OLDD | HOUETARHNDIELCE01_OLDD | DIELCE01 | HPELCN05 | ETA_OLDD | DIELCE01_HPELCN05 | 5 | 0 | 1.1 | Unlikely
HOUETARHNHPELCN05_OLDD_FDIELCE01_D17 | Residential heating technology - Heat pump, Air-to-water - leasing - apartment complex - existing building - distributed level 0.17 | HOUELC, HOUAMB | HOUETARHN_OLDD_DMD | MKr20 | 2030 | 1.8698 | 0.23697 | 0.28919 | [5 empty] | ETA | D | OLD | 3.458 |  | RHNHPELC | 1 | 0.16667 | HOUETARHNHPELCN05_OLDD_FDIELCE01 | 0.97 | HOUETARHNHPELCN05_OLDD | HOUETARHNDIELCE01_OLDD | DIELCE01 | HPELCN05 | ETA_OLDD | DIELCE01_HPELCN05 | 5 | 0 | 1.1 | Unlikely
HOUETARHNHPELCN05_OLDD_FDIELCE01_D17 | Residential heating technology - Heat pump, Air-to-water - leasing - apartment complex - existing building - distributed level 0.17 | HOUELC, HOUAMB | HOUETARHN_OLDD_DMD | MKr20 | 2040 | 1.6747 | 0.21839 | 0.27624 | [5 empty] | ETA | D | OLD | 3.6201 |  | RHNHPELC | 1 | 0.16667 | HOUETARHNHPELCN05_OLDD_FDIELCE01 | 0.97 | HOUETARHNHPELCN05_OLDD | HOUETARHNDIELCE01_OLDD | DIELCE01 | HPELCN05 | ETA_OLDD | DIELCE01_HPELCN05 | 5 | 0 | 1.1 | Unlikely
HOUETARHNHPELCN05_OLDD_FDIELCE01_D17 | Residential heating technology - Heat pump, Air-to-water - leasing - apartment complex - existing building - distributed level 0.17 | HOUELC, HOUAMB | HOUETARHN_OLDD_DMD | MKr20 | 2050 | 1.4796 | 0.19981 | 0.2644 | [5 empty] | ETA | D | OLD | 3.7822 |  | RHNHPELC | 1 | 0.16667 | HOUETARHNHPELCN05_OLDD_FDIELCE01 | 0.97 | HOUETARHNHPELCN05_OLDD | HOUETARHNDIELCE01_OLDD | DIELCE01 | HPELCN05 | ETA_OLDD | DIELCE01_HPELCN05 | 5 | 0 | 1.1 | Unlikely
HOUETARHNHPELCN04_OLDD_FDIELCE01_D17 | Residential heating technology - Heat pump, Ground source - apartment complex - existing building - distributed level 0.17 | HOUELC, HOUAMB | HOUETARHN_OLDD_DMD | MKr20 | 2020 | 4.0051 | 0.041882 | 0.28919 | [5 empty] | ETA | D | OLD | 3.458 |  | RHNHPELC | 1 | 0.16667 | HOUETARHNHPELCN04_OLDD_FDIELCE01 | 0.97 | HOUETARHNHPELCN04_OLDD | HOUETARHNDIELCE01_OLDD | DIELCE01 | HPELCN04 | ETA_OLDD | DIELCE01_HPELCN04 | 6 | 0 | 1 | New
HOUETARHNHPELCN04_OLDD_FDIELCE01_D17 | Residential heating technology - Heat pump, Ground source - apartment complex - existing building - distributed level 0.17 | HOUELC, HOUAMB | HOUETARHN_OLDD_DMD | MKr20 | 2025 | 3.7047 | 0.04155 | 0.28042 | [5 empty] | ETA | D | OLD | 3.566 |  | RHNHPELC | 1 | 0.16667 | HOUETARHNHPELCN04_OLDD_FDIELCE01 | 0.97 | HOUETARHNHPELCN04_OLDD | HOUETARHNDIELCE01_OLDD | DIELCE01 | HPELCN04 | ETA_OLDD | DIELCE01_HPELCN04 | 6 | 0 | 1 | New
HOUETARHNHPELCN04_OLDD_FDIELCE01_D17 | Residential heating technology - Heat pump, Ground source - apartment complex - existing building - distributed level 0.17 | HOUELC, HOUAMB | HOUETARHN_OLDD_DMD | MKr20 | 2030 | 3.4043 | 0.041188 | 0.27218 | [5 empty] | ETA | D | OLD | 3.6741 |  | RHNHPELC | 1 | 0.16667 | HOUETARHNHPELCN04_OLDD_FDIELCE01 | 0.97 | HOUETARHNHPELCN04_OLDD | HOUETARHNDIELCE01_OLDD | DIELCE01 | HPELCN04 | ETA_OLDD | DIELCE01_HPELCN04 | 6 | 0 | 1 | New
HOUETARHNHPELCN04_OLDD_FDIELCE01_D17 | Residential heating technology - Heat pump, Ground source - apartment complex - existing building - distributed level 0.17 | HOUELC, HOUAMB | HOUETARHN_OLDD_DMD | MKr20 | 2040 | 3.149 | 0.040351 | 0.26067 | [5 empty] | ETA | D | OLD | 3.8362 |  | RHNHPELC | 1 | 0.16667 | HOUETARHNHPELCN04_OLDD_FDIELCE01 | 0.97 | HOUETARHNHPELCN04_OLDD | HOUETARHNDIELCE01_OLDD | DIELCE01 | HPELCN04 | ETA_OLDD | DIELCE01_HPELCN04 | 6 | 0 | 1 | New
HOUETARHNHPELCN04_OLDD_FDIELCE01_D17 | Residential heating technology - Heat pump, Ground source - apartment complex - existing building - distributed level 0.17 | HOUELC, HOUAMB | HOUETARHN_OLDD_DMD | MKr20 | 2050 | 2.8937 | 0.039498 | 0.25705 | [5 empty] | ETA | D | OLD | 3.8902 |  | RHNHPELC | 1 | 0.16667 | HOUETARHNHPELCN04_OLDD_FDIELCE01 | 0.97 | HOUETARHNHPELCN04_OLDD | HOUETARHNDIELCE01_OLDD | DIELCE01 | HPELCN04 | ETA_OLDD | DIELCE01_HPELCN04 | 6 | 0 | 1 | New
HOUETARHNHPELCN03_OLDD_FDIELCE01_D17 | Residential heating technology - Heat pump, Air-to-water - apartment complex - existing building - distributed level 0.17 | HOUELC, HOUAMB | HOUETARHN_OLDD_DMD | MKr20 | 2020 | 4.2987 | 0.067679 | 0.3191 | [5 empty] | ETA | D | OLD | 3.1338 |  | RHNHPELC | 1 | 0.16667 | HOUETARHNHPELCN03_OLDD_FDIELCE01 | 0.97 | HOUETARHNHPELCN03_OLDD | HOUETARHNDIELCE01_OLDD | DIELCE01 | HPELCN03 | ETA_OLDD | DIELCE01_HPELCN03 | 6 | 0 | 1 | New
HOUETARHNHPELCN03_OLDD_FDIELCE01_D17 | Residential heating technology - Heat pump, Air-to-water - apartment complex - existing building - distributed level 0.17 | HOUELC, HOUAMB | HOUETARHN_OLDD_DMD | MKr20 | 2025 | 3.8491 | 0.067348 | 0.30341 | [5 empty] | ETA | D | OLD | 3.2959 |  | RHNHPELC | 1 | 0.16667 | HOUETARHNHPELCN03_OLDD_FDIELCE01 | 0.97 | HOUETARHNHPELCN03_OLDD | HOUETARHNDIELCE01_OLDD | DIELCE01 | HPELCN03 | ETA_OLDD | DIELCE01_HPELCN03 | 6 | 0 | 1 | New
HOUETARHNHPELCN03_OLDD_FDIELCE01_D17 | Residential heating technology - Heat pump, Air-to-water - apartment complex - existing building - distributed level 0.17 | HOUELC, HOUAMB | HOUETARHN_OLDD_DMD | MKr20 | 2030 | 3.3996 | 0.066986 | 0.28919 | [5 empty] | ETA | D | OLD | 3.458 |  | RHNHPELC | 1 | 0.16667 | HOUETARHNHPELCN03_OLDD_FDIELCE01 | 0.97 | HOUETARHNHPELCN03_OLDD | HOUETARHNDIELCE01_OLDD | DIELCE01 | HPELCN03 | ETA_OLDD | DIELCE01_HPELCN03 | 6 | 0 | 1 | New
HOUETARHNHPELCN03_OLDD_FDIELCE01_D17 | Residential heating technology - Heat pump, Air-to-water - apartment complex - existing building - distributed level 0.17 | HOUELC, HOUAMB | HOUETARHN_OLDD_DMD | MKr20 | 2040 | 3.0449 | 0.066149 | 0.27624 | [5 empty] | ETA | D | OLD | 3.6201 |  | RHNHPELC | 1 | 0.16667 | HOUETARHNHPELCN03_OLDD_FDIELCE01 | 0.97 | HOUETARHNHPELCN03_OLDD | HOUETARHNDIELCE01_OLDD | DIELCE01 | HPELCN03 | ETA_OLDD | DIELCE01_HPELCN03 | 6 | 0 | 1 | New
HOUETARHNHPELCN03_OLDD_FDIELCE01_D17 | Residential heating technology - Heat pump, Air-to-water - apartment complex - existing building - distributed level 0.17 | HOUELC, HOUAMB | HOUETARHN_OLDD_DMD | MKr20 | 2050 | 2.6902 | 0.065296 | 0.2644 | [5 empty] | ETA | D | OLD | 3.7822 |  | RHNHPELC | 1 | 0.16667 | HOUETARHNHPELCN03_OLDD_FDIELCE01 | 0.97 | HOUETARHNHPELCN03_OLDD | HOUETARHNDIELCE01_OLDD | DIELCE01 | HPELCN03 | ETA_OLDD | DIELCE01_HPELCN03 | 6 | 0 | 1 | New
HOUETARHNHPELCN02_OLDD_FDIELCE01_D17 | Residential heating technology - Heat pump, Air-to-air - single-family house - existing building - distributed level 0.17 | HOUELC, HOUAMB | HOUETARHN_OLDD_DMD | MKr20 | 2020 | 1.7956 | 0.14453 | 0.1908 | [5 empty] | ETA | D | OLD | 5.241 |  | RHNHPELC | 1 | 0.16667 | HOUETARHNHPELCN02_OLDD_FDIELCE01 | 0.97 | HOUETARHNHPELCN02_OLDD | HOUETARHNDIELCE01_OLDD | DIELCE01 | HPELCN02 | ETA_OLDD | DIELCE01_HPELCN02 | 5 | 0 | 1.1 | Unlikely
HOUETARHNHPELCN02_OLDD_FDIELCE01_D17 | Residential heating technology - Heat pump, Air-to-air - single-family house - existing building - distributed level 0.17 | HOUELC, HOUAMB | HOUETARHN_OLDD_DMD | MKr20 | 2025 | 1.7517 | 0.098193 | 0.18145 | [5 empty] | ETA | D | OLD | 5.5112 |  | RHNHPELC | 1 | 0.16667 | HOUETARHNHPELCN02_OLDD_FDIELCE01 | 0.97 | HOUETARHNHPELCN02_OLDD | HOUETARHNDIELCE01_OLDD | DIELCE01 | HPELCN02 | ETA_OLDD | DIELCE01_HPELCN02 | 5 | 0 | 1.1 | Unlikely
HOUETARHNHPELCN02_OLDD_FDIELCE01_D17 | Residential heating technology - Heat pump, Air-to-air - single-family house - existing building - distributed level 0.17 | HOUELC, HOUAMB | HOUETARHN_OLDD_DMD | MKr20 | 2030 | 1.7078 | 0.096379 | 0.1746 | [5 empty] | ETA | D | OLD | 5.7273 |  | RHNHPELC | 1 | 0.16667 | HOUETARHNHPELCN02_OLDD_FDIELCE01 | 0.97 | HOUETARHNHPELCN02_OLDD | HOUETARHNDIELCE01_OLDD | DIELCE01 | HPELCN02 | ETA_OLDD | DIELCE01_HPELCN02 | 5 | 0 | 1.1 | Unlikely
HOUETARHNHPELCN02_OLDD_FDIELCE01_D17 | Residential heating technology - Heat pump, Air-to-air - single-family house - existing building - distributed level 0.17 | HOUELC, HOUAMB | HOUETARHN_OLDD_DMD | MKr20 | 2040 | 1.6264 | 0.093013 | 0.16825 | [5 empty] | ETA | D | OLD | 5.9434 |  | RHNHPELC | 1 | 0.16667 | HOUETARHNHPELCN02_OLDD_FDIELCE01 | 0.97 | HOUETARHNHPELCN02_OLDD | HOUETARHNDIELCE01_OLDD | DIELCE01 | HPELCN02 | ETA_OLDD | DIELCE01_HPELCN02 | 5 | 0 | 1.1 | Unlikely
HOUETARHNHPELCN02_OLDD_FDIELCE01_D17 | Residential heating technology - Heat pump, Air-to-air - single-family house - existing building - distributed level 0.17 | HOUELC, HOUAMB | HOUETARHN_OLDD_DMD | MKr20 | 2050 | 1.5449 | 0.089647 | 0.16525 | [5 empty] | ETA | D | OLD | 6.0515 |  | RHNHPELC | 1 | 0.16667 | HOUETARHNHPELCN02_OLDD_FDIELCE01 | 0.97 | HOUETARHNHPELCN02_OLDD | HOUETARHNDIELCE01_OLDD | DIELCE01 | HPELCN02 | ETA_OLDD | DIELCE01_HPELCN02 | 5 | 0 | 1.1 | Unlikely
HOUETARHNDIELCN06_OLDD_FDIELCE01_D17 | Residential heating technology - Electric heating - electric panel from Bauhaus - apartment complex - new building - distributed level 0.17 | HOUELC | HOUETARHN_OLDD_DMD | MKr20 | 2020 | 0.41519 | 0 | [6 empty] | ETA | D | OLD |  |  | RHNDIELC | 1 | 0.16667 | HOUETARHNDIELCN06_OLDD_FDIELCE01 | 0.97 | HOUETARHNDIELCN06_OLDD | HOUETARHNDIELCE01_OLDD | DIELCE01 | DIELCN06 | ETA_OLDD | DIELCE01_DIELCN06 | 2 | 0 | 0.9 | Same
HOUETARHNDIELCN06_OLDD_FDIELCE01_D17 | Residential heating technology - Electric heating - electric panel from Bauhaus - apartment complex - new building - distributed level 0.17 | HOUELC | HOUETARHN_OLDD_DMD | MKr20 | 2025 | 0.41519 | 0 | [6 empty] | ETA | D | OLD |  |  | RHNDIELC | 1 | 0.16667 | HOUETARHNDIELCN06_OLDD_FDIELCE01 | 0.97 | HOUETARHNDIELCN06_OLDD | HOUETARHNDIELCE01_OLDD | DIELCE01 | DIELCN06 | ETA_OLDD | DIELCE01_DIELCN06 | 2 | 0 | 0.9 | Same
HOUETARHNDIELCN06_OLDD_FDIELCE01_D17 | Residential heating technology - Electric heating - electric panel from Bauhaus - apartment complex - new building - distributed level 0.17 | HOUELC | HOUETARHN_OLDD_DMD | MKr20 | 2030 | 0.41519 | 0 | [6 empty] | ETA | D | OLD |  |  | RHNDIELC | 1 | 0.16667 | HOUETARHNDIELCN06_OLDD_FDIELCE01 | 0.97 | HOUETARHNDIELCN06_OLDD | HOUETARHNDIELCE01_OLDD | DIELCE01 | DIELCN06 | ETA_OLDD | DIELCE01_DIELCN06 | 2 | 0 | 0.9 | Same
HOUETARHNDIELCN06_OLDD_FDIELCE01_D17 | Residential heating technology - Electric heating - electric panel from Bauhaus - apartment complex - new building - distributed level 0.17 | HOUELC | HOUETARHN_OLDD_DMD | MKr20 | 2040 | 0.41519 | 0 | [6 empty] | ETA | D | OLD |  |  | RHNDIELC | 1 | 0.16667 | HOUETARHNDIELCN06_OLDD_FDIELCE01 | 0.97 | HOUETARHNDIELCN06_OLDD | HOUETARHNDIELCE01_OLDD | DIELCE01 | DIELCN06 | ETA_OLDD | DIELCE01_DIELCN06 | 2 | 0 | 0.9 | Same
HOUETARHNDIELCN06_OLDD_FDIELCE01_D17 | Residential heating technology - Electric heating - electric panel from Bauhaus - apartment complex - new building - distributed level 0.17 | HOUELC | HOUETARHN_OLDD_DMD | MKr20 | 2050 | 0.41519 | 0 | [6 empty] | ETA | D | OLD |  |  | RHNDIELC | 1 | 0.16667 | HOUETARHNDIELCN06_OLDD_FDIELCE01 | 0.97 | HOUETARHNDIELCN06_OLDD | HOUETARHNDIELCE01_OLDD | DIELCE01 | DIELCN06 | ETA_OLDD | DIELCE01_DIELCN06 | 2 | 0 | 0.9 | Same
HOUETARHNDIELCN01_OLDD_FDIELCE01_D17 | Residential heating technology - Electric heating - apartment complex - new building - distributed level 0.17 | HOUELC | HOUETARHN_OLDD_DMD | MKr20 | 2020 | 3.8562 | 0.0019137 | [6 empty] | ETA | D | OLD |  |  | RHNDIELC | 1 | 0.16667 | HOUETARHNDIELCN01_OLDD_FDIELCE01 | 0.97 | HOUETARHNDIELCN01_OLDD | HOUETARHNDIELCE01_OLDD | DIELCE01 | DIELCN01 | ETA_OLDD | DIELCE01_DIELCN01 | 2 | 0 | 0.9 | Same
HOUETARHNDIELCN01_OLDD_FDIELCE01_D17 | Residential heating technology - Electric heating - apartment complex - new building - distributed level 0.17 | HOUELC | HOUETARHN_OLDD_DMD | MKr20 | 2025 | 3.7608 | 0.0018356 | [6 empty] | ETA | D | OLD |  |  | RHNDIELC | 1 | 0.16667 | HOUETARHNDIELCN01_OLDD_FDIELCE01 | 0.97 | HOUETARHNDIELCN01_OLDD | HOUETARHNDIELCE01_OLDD | DIELCE01 | DIELCN01 | ETA_OLDD | DIELCE01_DIELCN01 | 2 | 0 | 0.9 | Same
HOUETARHNDIELCN01_OLDD_FDIELCE01_D17 | Residential heating technology - Electric heating - apartment complex - new building - distributed level 0.17 | HOUELC | HOUETARHN_OLDD_DMD | MKr20 | 2030 | 3.6677 | 0.0017965 | [6 empty] | ETA | D | OLD |  |  | RHNDIELC | 1 | 0.16667 | HOUETARHNDIELCN01_OLDD_FDIELCE01 | 0.97 | HOUETARHNDIELCN01_OLDD | HOUETARHNDIELCE01_OLDD | DIELCE01 | DIELCN01 | ETA_OLDD | DIELCE01_DIELCN01 | 2 | 0 | 0.9 | Same
HOUETARHNDIELCN01_OLDD_FDIELCE01_D17 | Residential heating technology - Electric heating - apartment complex - new building - distributed level 0.17 | HOUELC | HOUETARHN_OLDD_DMD | MKr20 | 2040 | 3.4884 | 0.0017184 | [6 empty] | ETA | D | OLD |  |  | RHNDIELC | 1 | 0.16667 | HOUETARHNDIELCN01_OLDD_FDIELCE01 | 0.97 | HOUETARHNDIELCN01_OLDD | HOUETARHNDIELCE01_OLDD | DIELCE01 | DIELCN01 | ETA_OLDD | DIELCE01_DIELCN01 | 2 | 0 | 0.9 | Same
HOUETARHNDIELCN01_OLDD_FDIELCE01_D17 | Residential heating technology - Electric heating - apartment complex - new building - distributed level 0.17 | HOUELC | HOUETARHN_OLDD_DMD | MKr20 | 2050 | 3.3178 | 0.0016403 | [6 empty] | ETA | D | OLD |  |  | RHNDIELC | 1 | 0.16667 | HOUETARHNDIELCN01_OLDD_FDIELCE01 | 0.97 | HOUETARHNDIELCN01_OLDD | HOUETARHNDIELCE01_OLDD | DIELCE01 | DIELCN01 | ETA_OLDD | DIELCE01_DIELCN01 | 2 | 0 | 0.9 | Same
HOUETARHNBHSOLN01_OLDD_FDIELCE01_D17 | Residential heating technology - Solar heating system - apartment complex - existing building - distributed level 0.17 | HOUSOL | HOUETARHN_OLDD_DMD | MKr20 | 2020 | 3.9769 | 0.018612 | [6 empty] | ETA | D | OLD |  |  | RHNBHSOL | 1 | 0.16667 | HOUETARHNBHSOLN01_OLDD_FDIELCE01 | 0.97 | HOUETARHNBHSOLN01_OLDD | HOUETARHNDIELCE01_OLDD | DIELCE01 | BHSOLN01 | ETA_OLDD | DIELCE01_BHSOLN01 | 5 | 0 | 1.1 | Unlikely
HOUETARHNBHSOLN01_OLDD_FDIELCE01_D17 | Residential heating technology - Solar heating system - apartment complex - existing building - distributed level 0.17 | HOUSOL | HOUETARHN_OLDD_DMD | MKr20 | 2025 | 3.8051 | 0.019728 | [6 empty] | ETA | D | OLD |  |  | RHNBHSOL | 1 | 0.16667 | HOUETARHNBHSOLN01_OLDD_FDIELCE01 | 0.97 | HOUETARHNBHSOLN01_OLDD | HOUETARHNDIELCE01_OLDD | DIELCE01 | BHSOLN01 | ETA_OLDD | DIELCE01_BHSOLN01 | 5 | 0 | 1.1 | Unlikely
HOUETARHNBHSOLN01_OLDD_FDIELCE01_D17 | Residential heating technology - Solar heating system - apartment complex - existing building - distributed level 0.17 | HOUSOL | HOUETARHN_OLDD_DMD | MKr20 | 2030 | 3.6332 | 0.020152 | [6 empty] | ETA | D | OLD |  |  | RHNBHSOL | 1 | 0.16667 | HOUETARHNBHSOLN01_OLDD_FDIELCE01 | 0.97 | HOUETARHNBHSOLN01_OLDD | HOUETARHNDIELCE01_OLDD | DIELCE01 | BHSOLN01 | ETA_OLDD | DIELCE01_BHSOLN01 | 5 | 0 | 1.1 | Unlikely
HOUETARHNBHSOLN01_OLDD_FDIELCE01_D17 | Residential heating technology - Solar heating system - apartment complex - existing building - distributed level 0.17 | HOUSOL | HOUETARHN_OLDD_DMD | MKr20 | 2040 | 3.4614 | 0.019606 | [6 empty] | ETA | D | OLD |  |  | RHNBHSOL | 1 | 0.16667 | HOUETARHNBHSOLN01_OLDD_FDIELCE01 | 0.97 | HOUETARHNBHSOLN01_OLDD | HOUETARHNDIELCE01_OLDD | DIELCE01 | BHSOLN01 | ETA_OLDD | DIELCE01_BHSOLN01 | 5 | 0 | 1.1 | Unlikely
HOUETARHNBHSOLN01_OLDD_FDIELCE01_D17 | Residential heating technology - Solar heating system - apartment complex - existing building - distributed level 0.17 | HOUSOL | HOUETARHN_OLDD_DMD | MKr20 | 2050 | 3.2895 | 0.018612 | [6 empty] | ETA | D | OLD |  |  | RHNBHSOL | 1 | 0.16667 | HOUETARHNBHSOLN01_OLDD_FDIELCE01 | 0.97 | HOUETARHNBHSOLN01_OLDD | HOUETARHNDIELCE01_OLDD | DIELCE01 | BHSOLN01 | ETA_OLDD | DIELCE01_BHSOLN01 | 5 | 0 | 1.1 | Unlikely
HOUETARHNBHDHDN03_OLDD_FDIELCE01_D17 | Residential heating technology - Direct district heating substation - plus connection pipe - apartment complex - existing building - distributed level 0.17 | HOUDHD | HOUETARHN_OLDD_DMD | MKr20 | 2020 | 0.22649 | 0.0013872 | [6 empty] | ETA | D | OLD |  |  | RHNBHDHD | 1 | 0.16667 | HOUETARHNBHDHDN03_OLDD_FDIELCE01 | 0.97 | HOUETARHNBHDHDN03_OLDD | HOUETARHNDIELCE01_OLDD | DIELCE01 | BHDHDN03 | ETA_OLDD | DIELCE01_BHDHDN03 | 5 | 0 | 1.1 | Unlikely
HOUETARHNBHDHDN03_OLDD_FDIELCE01_D17 | Residential heating technology - Direct district heating substation - plus connection pipe - apartment complex - existing building - distributed level 0.17 | HOUDHD | HOUETARHN_OLDD_DMD | MKr20 | 2025 | 0.22225 | 0.001406 | [6 empty] | ETA | D | OLD |  |  | RHNBHDHD | 1 | 0.16667 | HOUETARHNBHDHDN03_OLDD_FDIELCE01 | 0.97 | HOUETARHNBHDHDN03_OLDD | HOUETARHNDIELCE01_OLDD | DIELCE01 | BHDHDN03 | ETA_OLDD | DIELCE01_BHDHDN03 | 5 | 0 | 1.1 | Unlikely
HOUETARHNBHDHDN03_OLDD_FDIELCE01_D17 | Residential heating technology - Direct district heating substation - plus connection pipe - apartment complex - existing building - distributed level 0.17 | HOUDHD | HOUETARHN_OLDD_DMD | MKr20 | 2030 | 0.21813 | 0.0013853 | [6 empty] | ETA | D | OLD |  |  | RHNBHDHD | 1 | 0.16667 | HOUETARHNBHDHDN03_OLDD_FDIELCE01 | 0.97 | HOUETARHNBHDHDN03_OLDD | HOUETARHNDIELCE01_OLDD | DIELCE01 | BHDHDN03 | ETA_OLDD | DIELCE01_BHDHDN03 | 5 | 0 | 1.1 | Unlikely
HOUETARHNBHDHDN03_OLDD_FDIELCE01_D17 | Residential heating technology - Direct district heating substation - plus connection pipe - apartment complex - existing building - distributed level 0.17 | HOUDHD | HOUETARHN_OLDD_DMD | MKr20 | 2040 | 0.21018 | 0.0013433 | [6 empty] | ETA | D | OLD |  |  | RHNBHDHD | 1 | 0.16667 | HOUETARHNBHDHDN03_OLDD_FDIELCE01 | 0.97 | HOUETARHNBHDHDN03_OLDD | HOUETARHNDIELCE01_OLDD | DIELCE01 | BHDHDN03 | ETA_OLDD | DIELCE01_BHDHDN03 | 5 | 0 | 1.1 | Unlikely
HOUETARHNBHDHDN03_OLDD_FDIELCE01_D17 | Residential heating technology - Direct district heating substation - plus connection pipe - apartment complex - existing building - distributed level 0.17 | HOUDHD | HOUETARHN_OLDD_DMD | MKr20 | 2050 | 0.20262 | 0.0012896 | [6 empty] | ETA | D | OLD |  |  | RHNBHDHD | 1 | 0.16667 | HOUETARHNBHDHDN03_OLDD_FDIELCE01 | 0.97 | HOUETARHNBHDHDN03_OLDD | HOUETARHNDIELCE01_OLDD | DIELCE01 | BHDHDN03 | ETA_OLDD | DIELCE01_BHDHDN03 | 5 | 0 | 1.1 | Unlikely
HOUETARHNHPELCN05_OLDI_FDIELCE01_D17 | Residential heating technology - Heat pump, Air-to-water - leasing - apartment complex - existing building - distributed level 0.17 | HOUELC, HOUAMB | HOUETARHN_OLDI_DMD | MKr20 | 2020 | 2.3643 | 0.28261 | 0.3191 | [5 empty] | ETA | I | OLD | 3.1338 |  | RHNHPELC | 1 | 0.16667 | HOUETARHNHPELCN05_OLDI_FDIELCE01 | 0.97 | HOUETARHNHPELCN05_OLDI | HOUETARHNDIELCE01_OLDI | DIELCE01 | HPELCN05 | ETA_OLDI | DIELCE01_HPELCN05 | 5 | 0 | 1.1 | Unlikely
HOUETARHNHPELCN05_OLDI_FDIELCE01_D17 | Residential heating technology - Heat pump, Air-to-water - leasing - apartment complex - existing building - distributed level 0.17 | HOUELC, HOUAMB | HOUETARHN_OLDI_DMD | MKr20 | 2025 | 2.117 | 0.2598 | 0.30341 | [5 empty] | ETA | I | OLD | 3.2959 |  | RHNHPELC | 1 | 0.16667 | HOUETARHNHPELCN05_OLDI_FDIELCE01 | 0.97 | HOUETARHNHPELCN05_OLDI | HOUETARHNDIELCE01_OLDI | DIELCE01 | HPELCN05 | ETA_OLDI | DIELCE01_HPELCN05 | 5 | 0 | 1.1 | Unlikely
HOUETARHNHPELCN05_OLDI_FDIELCE01_D17 | Residential heating technology - Heat pump, Air-to-water - leasing - apartment complex - existing building - distributed level 0.17 | HOUELC, HOUAMB | HOUETARHN_OLDI_DMD | MKr20 | 2030 | 1.8698 | 0.23697 | 0.28919 | [5 empty] | ETA | I | OLD | 3.458 |  | RHNHPELC | 1 | 0.16667 | HOUETARHNHPELCN05_OLDI_FDIELCE01 | 0.97 | HOUETARHNHPELCN05_OLDI | HOUETARHNDIELCE01_OLDI | DIELCE01 | HPELCN05 | ETA_OLDI | DIELCE01_HPELCN05 | 5 | 0 | 1.1 | Unlikely
HOUETARHNHPELCN05_OLDI_FDIELCE01_D17 | Residential heating technology - Heat pump, Air-to-water - leasing - apartment complex - existing building - distributed level 0.17 | HOUELC, HOUAMB | HOUETARHN_OLDI_DMD | MKr20 | 2040 | 1.6747 | 0.21839 | 0.27624 | [5 empty] | ETA | I | OLD | 3.6201 |  | RHNHPELC | 1 | 0.16667 | HOUETARHNHPELCN05_OLDI_FDIELCE01 | 0.97 | HOUETARHNHPELCN05_OLDI | HOUETARHNDIELCE01_OLDI | DIELCE01 | HPELCN05 | ETA_OLDI | DIELCE01_HPELCN05 | 5 | 0 | 1.1 | Unlikely
HOUETARHNHPELCN05_OLDI_FDIELCE01_D17 | Residential heating technology - Heat pump, Air-to-water - leasing - apartment complex - existing building - distributed level 0.17 | HOUELC, HOUAMB | HOUETARHN_OLDI_DMD | MKr20 | 2050 | 1.4796 | 0.19981 | 0.2644 | [5 empty] | ETA | I | OLD | 3.7822 |  | RHNHPELC | 1 | 0.16667 | HOUETARHNHPELCN05_OLDI_FDIELCE01 | 0.97 | HOUETARHNHPELCN05_OLDI | HOUETARHNDIELCE01_OLDI | DIELCE01 | HPELCN05 | ETA_OLDI | DIELCE01_HPELCN05 | 5 | 0 | 1.1 | Unlikely
HOUETARHNHPELCN04_OLDI_FDIELCE01_D17 | Residential heating technology - Heat pump, Ground source - apartment complex - existing building - distributed level 0.17 | HOUELC, HOUAMB | HOUETARHN_OLDI_DMD | MKr20 | 2020 | 4.0051 | 0.041882 | 0.28919 | [5 empty] | ETA | I | OLD | 3.458 |  | RHNHPELC | 1 | 0.16667 | HOUETARHNHPELCN04_OLDI_FDIELCE01 | 0.97 | HOUETARHNHPELCN04_OLDI | HOUETARHNDIELCE01_OLDI | DIELCE01 | HPELCN04 | ETA_OLDI | DIELCE01_HPELCN04 | 6 | 0 | 1 | New
HOUETARHNHPELCN04_OLDI_FDIELCE01_D17 | Residential heating technology - Heat pump, Ground source - apartment complex - existing building - distributed level 0.17 | HOUELC, HOUAMB | HOUETARHN_OLDI_DMD | MKr20 | 2025 | 3.7047 | 0.04155 | 0.28042 | [5 empty] | ETA | I | OLD | 3.566 |  | RHNHPELC | 1 | 0.16667 | HOUETARHNHPELCN04_OLDI_FDIELCE01 | 0.97 | HOUETARHNHPELCN04_OLDI | HOUETARHNDIELCE01_OLDI | DIELCE01 | HPELCN04 | ETA_OLDI | DIELCE01_HPELCN04 | 6 | 0 | 1 | New
HOUETARHNHPELCN04_OLDI_FDIELCE01_D17 | Residential heating technology - Heat pump, Ground source - apartment complex - existing building - distributed level 0.17 | HOUELC, HOUAMB | HOUETARHN_OLDI_DMD | MKr20 | 2030 | 3.4043 | 0.041188 | 0.27218 | [5 empty] | ETA | I | OLD | 3.6741 |  | RHNHPELC | 1 | 0.16667 | HOUETARHNHPELCN04_OLDI_FDIELCE01 | 0.97 | HOUETARHNHPELCN04_OLDI | HOUETARHNDIELCE01_OLDI | DIELCE01 | HPELCN04 | ETA_OLDI | DIELCE01_HPELCN04 | 6 | 0 | 1 | New
HOUETARHNHPELCN04_OLDI_FDIELCE01_D17 | Residential heating technology - Heat pump, Ground source - apartment complex - existing building - distributed level 0.17 | HOUELC, HOUAMB | HOUETARHN_OLDI_DMD | MKr20 | 2040 | 3.149 | 0.040351 | 0.26067 | [5 empty] | ETA | I | OLD | 3.8362 |  | RHNHPELC | 1 | 0.16667 | HOUETARHNHPELCN04_OLDI_FDIELCE01 | 0.97 | HOUETARHNHPELCN04_OLDI | HOUETARHNDIELCE01_OLDI | DIELCE01 | HPELCN04 | ETA_OLDI | DIELCE01_HPELCN04 | 6 | 0 | 1 | New
HOUETARHNHPELCN04_OLDI_FDIELCE01_D17 | Residential heating technology - Heat pump, Ground source - apartment complex - existing building - distributed level 0.17 | HOUELC, HOUAMB | HOUETARHN_OLDI_DMD | MKr20 | 2050 | 2.8937 | 0.039498 | 0.25705 | [5 empty] | ETA | I | OLD | 3.8902 |  | RHNHPELC | 1 | 0.16667 | HOUETARHNHPELCN04_OLDI_FDIELCE01 | 0.97 | HOUETARHNHPELCN04_OLDI | HOUETARHNDIELCE01_OLDI | DIELCE01 | HPELCN04 | ETA_OLDI | DIELCE01_HPELCN04 | 6 | 0 | 1 | New
HOUETARHNHPELCN03_OLDI_FDIELCE01_D17 | Residential heating technology - Heat pump, Air-to-water - apartment complex - existing building - distributed level 0.17 | HOUELC, HOUAMB | HOUETARHN_OLDI_DMD | MKr20 | 2020 | 4.2987 | 0.067679 | 0.3191 | [5 empty] | ETA | I | OLD | 3.1338 |  | RHNHPELC | 1 | 0.16667 | HOUETARHNHPELCN03_OLDI_FDIELCE01 | 0.97 | HOUETARHNHPELCN03_OLDI | HOUETARHNDIELCE01_OLDI | DIELCE01 | HPELCN03 | ETA_OLDI | DIELCE01_HPELCN03 | 6 | 0 | 1 | New
HOUETARHNHPELCN03_OLDI_FDIELCE01_D17 | Residential heating technology - Heat pump, Air-to-water - apartment complex - existing building - distributed level 0.17 | HOUELC, HOUAMB | HOUETARHN_OLDI_DMD | MKr20 | 2025 | 3.8491 | 0.067348 | 0.30341 | [5 empty] | ETA | I | OLD | 3.2959 |  | RHNHPELC | 1 | 0.16667 | HOUETARHNHPELCN03_OLDI_FDIELCE01 | 0.97 | HOUETARHNHPELCN03_OLDI | HOUETARHNDIELCE01_OLDI | DIELCE01 | HPELCN03 | ETA_OLDI | DIELCE01_HPELCN03 | 6 | 0 | 1 | New
HOUETARHNHPELCN03_OLDI_FDIELCE01_D17 | Residential heating technology - Heat pump, Air-to-water - apartment complex - existing building - distributed level 0.17 | HOUELC, HOUAMB | HOUETARHN_OLDI_DMD | MKr20 | 2030 | 3.3996 | 0.066986 | 0.28919 | [5 empty] | ETA | I | OLD | 3.458 |  | RHNHPELC | 1 | 0.16667 | HOUETARHNHPELCN03_OLDI_FDIELCE01 | 0.97 | HOUETARHNHPELCN03_OLDI | HOUETARHNDIELCE01_OLDI | DIELCE01 | HPELCN03 | ETA_OLDI | DIELCE01_HPELCN03 | 6 | 0 | 1 | New
HOUETARHNHPELCN03_OLDI_FDIELCE01_D17 | Residential heating technology - Heat pump, Air-to-water - apartment complex - existing building - distributed level 0.17 | HOUELC, HOUAMB | HOUETARHN_OLDI_DMD | MKr20 | 2040 | 3.0449 | 0.066149 | 0.27624 | [5 empty] | ETA | I | OLD | 3.6201 |  | RHNHPELC | 1 | 0.16667 | HOUETARHNHPELCN03_OLDI_FDIELCE01 | 0.97 | HOUETARHNHPELCN03_OLDI | HOUETARHNDIELCE01_OLDI | DIELCE01 | HPELCN03 | ETA_OLDI | DIELCE01_HPELCN03 | 6 | 0 | 1 | New
HOUETARHNHPELCN03_OLDI_FDIELCE01_D17 | Residential heating technology - Heat pump, Air-to-water - apartment complex - existing building - distributed level 0.17 | HOUELC, HOUAMB | HOUETARHN_OLDI_DMD | MKr20 | 2050 | 2.6902 | 0.065296 | 0.2644 | [5 empty] | ETA | I | OLD | 3.7822 |  | RHNHPELC | 1 | 0.16667 | HOUETARHNHPELCN03_OLDI_FDIELCE01 | 0.97 | HOUETARHNHPELCN03_OLDI | HOUETARHNDIELCE01_OLDI | DIELCE01 | HPELCN03 | ETA_OLDI | DIELCE01_HPELCN03 | 6 | 0 | 1 | New
HOUETARHNHPELCN02_OLDI_FDIELCE01_D17 | Residential heating technology - Heat pump, Air-to-air - single-family house - existing building - distributed level 0.17 | HOUELC, HOUAMB | HOUETARHN_OLDI_DMD | MKr20 | 2020 | 1.7956 | 0.14453 | 0.1908 | [5 empty] | ETA | I | OLD | 5.241 |  | RHNHPELC | 1 | 0.16667 | HOUETARHNHPELCN02_OLDI_FDIELCE01 | 0.97 | HOUETARHNHPELCN02_OLDI | HOUETARHNDIELCE01_OLDI | DIELCE01 | HPELCN02 | ETA_OLDI | DIELCE01_HPELCN02 | 5 | 0 | 1.1 | Unlikely
HOUETARHNHPELCN02_OLDI_FDIELCE01_D17 | Residential heating technology - Heat pump, Air-to-air - single-family house - existing building - distributed level 0.17 | HOUELC, HOUAMB | HOUETARHN_OLDI_DMD | MKr20 | 2025 | 1.7517 | 0.098193 | 0.18145 | [5 empty] | ETA | I | OLD | 5.5112 |  | RHNHPELC | 1 | 0.16667 | HOUETARHNHPELCN02_OLDI_FDIELCE01 | 0.97 | HOUETARHNHPELCN02_OLDI | HOUETARHNDIELCE01_OLDI | DIELCE01 | HPELCN02 | ETA_OLDI | DIELCE01_HPELCN02 | 5 | 0 | 1.1 | Unlikely
HOUETARHNHPELCN02_OLDI_FDIELCE01_D17 | Residential heating technology - Heat pump, Air-to-air - single-family house - existing building - distributed level 0.17 | HOUELC, HOUAMB | HOUETARHN_OLDI_DMD | MKr20 | 2030 | 1.7078 | 0.096379 | 0.1746 | [5 empty] | ETA | I | OLD | 5.7273 |  | RHNHPELC | 1 | 0.16667 | HOUETARHNHPELCN02_OLDI_FDIELCE01 | 0.97 | HOUETARHNHPELCN02_OLDI | HOUETARHNDIELCE01_OLDI | DIELCE01 | HPELCN02 | ETA_OLDI | DIELCE01_HPELCN02 | 5 | 0 | 1.1 | Unlikely
HOUETARHNHPELCN02_OLDI_FDIELCE01_D17 | Residential heating technology - Heat pump, Air-to-air - single-family house - existing building - distributed level 0.17 | HOUELC, HOUAMB | HOUETARHN_OLDI_DMD | MKr20 | 2040 | 1.6264 | 0.093013 | 0.16825 | [5 empty] | ETA | I | OLD | 5.9434 |  | RHNHPELC | 1 | 0.16667 | HOUETARHNHPELCN02_OLDI_FDIELCE01 | 0.97 | HOUETARHNHPELCN02_OLDI | HOUETARHNDIELCE01_OLDI | DIELCE01 | HPELCN02 | ETA_OLDI | DIELCE01_HPELCN02 | 5 | 0 | 1.1 | Unlikely
HOUETARHNHPELCN02_OLDI_FDIELCE01_D17 | Residential heating technology - Heat pump, Air-to-air - single-family house - existing building - distributed level 0.17 | HOUELC, HOUAMB | HOUETARHN_OLDI_DMD | MKr20 | 2050 | 1.5449 | 0.089647 | 0.16525 | [5 empty] | ETA | I | OLD | 6.0515 |  | RHNHPELC | 1 | 0.16667 | HOUETARHNHPELCN02_OLDI_FDIELCE01 | 0.97 | HOUETARHNHPELCN02_OLDI | HOUETARHNDIELCE01_OLDI | DIELCE01 | HPELCN02 | ETA_OLDI | DIELCE01_HPELCN02 | 5 | 0 | 1.1 | Unlikely
HOUETARHNDIELCN06_OLDI_FDIELCE01_D17 | Residential heating technology - Electric heating - electric panel from Bauhaus - apartment complex - new building - distributed level 0.17 | HOUELC | HOUETARHN_OLDI_DMD | MKr20 | 2020 | 0.41519 | 0 | [6 empty] | ETA | I | OLD |  |  | RHNDIELC | 1 | 0.16667 | HOUETARHNDIELCN06_OLDI_FDIELCE01 | 0.97 | HOUETARHNDIELCN06_OLDI | HOUETARHNDIELCE01_OLDI | DIELCE01 | DIELCN06 | ETA_OLDI | DIELCE01_DIELCN06 | 2 | 0 | 0.9 | Same
HOUETARHNDIELCN06_OLDI_FDIELCE01_D17 | Residential heating technology - Electric heating - electric panel from Bauhaus - apartment complex - new building - distributed level 0.17 | HOUELC | HOUETARHN_OLDI_DMD | MKr20 | 2025 | 0.41519 | 0 | [6 empty] | ETA | I | OLD |  |  | RHNDIELC | 1 | 0.16667 | HOUETARHNDIELCN06_OLDI_FDIELCE01 | 0.97 | HOUETARHNDIELCN06_OLDI | HOUETARHNDIELCE01_OLDI | DIELCE01 | DIELCN06 | ETA_OLDI | DIELCE01_DIELCN06 | 2 | 0 | 0.9 | Same
HOUETARHNDIELCN06_OLDI_FDIELCE01_D17 | Residential heating technology - Electric heating - electric panel from Bauhaus - apartment complex - new building - distributed level 0.17 | HOUELC | HOUETARHN_OLDI_DMD | MKr20 | 2030 | 0.41519 | 0 | [6 empty] | ETA | I | OLD |  |  | RHNDIELC | 1 | 0.16667 | HOUETARHNDIELCN06_OLDI_FDIELCE01 | 0.97 | HOUETARHNDIELCN06_OLDI | HOUETARHNDIELCE01_OLDI | DIELCE01 | DIELCN06 | ETA_OLDI | DIELCE01_DIELCN06 | 2 | 0 | 0.9 | Same
HOUETARHNDIELCN06_OLDI_FDIELCE01_D17 | Residential heating technology - Electric heating - electric panel from Bauhaus - apartment complex - new building - distributed level 0.17 | HOUELC | HOUETARHN_OLDI_DMD | MKr20 | 2040 | 0.41519 | 0 | [6 empty] | ETA | I | OLD |  |  | RHNDIELC | 1 | 0.16667 | HOUETARHNDIELCN06_OLDI_FDIELCE01 | 0.97 | HOUETARHNDIELCN06_OLDI | HOUETARHNDIELCE01_OLDI | DIELCE01 | DIELCN06 | ETA_OLDI | DIELCE01_DIELCN06 | 2 | 0 | 0.9 | Same
HOUETARHNDIELCN06_OLDI_FDIELCE01_D17 | Residential heating technology - Electric heating - electric panel from Bauhaus - apartment complex - new building - distributed level 0.17 | HOUELC | HOUETARHN_OLDI_DMD | MKr20 | 2050 | 0.41519 | 0 | [6 empty] | ETA | I | OLD |  |  | RHNDIELC | 1 | 0.16667 | HOUETARHNDIELCN06_OLDI_FDIELCE01 | 0.97 | HOUETARHNDIELCN06_OLDI | HOUETARHNDIELCE01_OLDI | DIELCE01 | DIELCN06 | ETA_OLDI | DIELCE01_DIELCN06 | 2 | 0 | 0.9 | Same
HOUETARHNDIELCN01_OLDI_FDIELCE01_D17 | Residential heating technology - Electric heating - apartment complex - new building - distributed level 0.17 | HOUELC | HOUETARHN_OLDI_DMD | MKr20 | 2020 | 3.8562 | 0.0019137 | [6 empty] | ETA | I | OLD |  |  | RHNDIELC | 1 | 0.16667 | HOUETARHNDIELCN01_OLDI_FDIELCE01 | 0.97 | HOUETARHNDIELCN01_OLDI | HOUETARHNDIELCE01_OLDI | DIELCE01 | DIELCN01 | ETA_OLDI | DIELCE01_DIELCN01 | 2 | 0 | 0.9 | Same
HOUETARHNDIELCN01_OLDI_FDIELCE01_D17 | Residential heating technology - Electric heating - apartment complex - new building - distributed level 0.17 | HOUELC | HOUETARHN_OLDI_DMD | MKr20 | 2025 | 3.7608 | 0.0018356 | [6 empty] | ETA | I | OLD |  |  | RHNDIELC | 1 | 0.16667 | HOUETARHNDIELCN01_OLDI_FDIELCE01 | 0.97 | HOUETARHNDIELCN01_OLDI | HOUETARHNDIELCE01_OLDI | DIELCE01 | DIELCN01 | ETA_OLDI | DIELCE01_DIELCN01 | 2 | 0 | 0.9 | Same
HOUETARHNDIELCN01_OLDI_FDIELCE01_D17 | Residential heating technology - Electric heating - apartment complex - new building - distributed level 0.17 | HOUELC | HOUETARHN_OLDI_DMD | MKr20 | 2030 | 3.6677 | 0.0017965 | [6 empty] | ETA | I | OLD |  |  | RHNDIELC | 1 | 0.16667 | HOUETARHNDIELCN01_OLDI_FDIELCE01 | 0.97 | HOUETARHNDIELCN01_OLDI | HOUETARHNDIELCE01_OLDI | DIELCE01 | DIELCN01 | ETA_OLDI | DIELCE01_DIELCN01 | 2 | 0 | 0.9 | Same
HOUETARHNDIELCN01_OLDI_FDIELCE01_D17 | Residential heating technology - Electric heating - apartment complex - new building - distributed level 0.17 | HOUELC | HOUETARHN_OLDI_DMD | MKr20 | 2040 | 3.4884 | 0.0017184 | [6 empty] | ETA | I | OLD |  |  | RHNDIELC | 1 | 0.16667 | HOUETARHNDIELCN01_OLDI_FDIELCE01 | 0.97 | HOUETARHNDIELCN01_OLDI | HOUETARHNDIELCE01_OLDI | DIELCE01 | DIELCN01 | ETA_OLDI | DIELCE01_DIELCN01 | 2 | 0 | 0.9 | Same
HOUETARHNDIELCN01_OLDI_FDIELCE01_D17 | Residential heating technology - Electric heating - apartment complex - new building - distributed level 0.17 | HOUELC | HOUETARHN_OLDI_DMD | MKr20 | 2050 | 3.3178 | 0.0016403 | [6 empty] | ETA | I | OLD |  |  | RHNDIELC | 1 | 0.16667 | HOUETARHNDIELCN01_OLDI_FDIELCE01 | 0.97 | HOUETARHNDIELCN01_OLDI | HOUETARHNDIELCE01_OLDI | DIELCE01 | DIELCN01 | ETA_OLDI | DIELCE01_DIELCN01 | 2 | 0 | 0.9 | Same
HOUETARHNBHSOLN01_OLDI_FDIELCE01_D17 | Residential heating technology - Solar heating system - apartment complex - existing building - distributed level 0.17 | HOUSOL | HOUETARHN_OLDI_DMD | MKr20 | 2020 | 3.9769 | 0.018612 | [6 empty] | ETA | I | OLD |  |  | RHNBHSOL | 1 | 0.16667 | HOUETARHNBHSOLN01_OLDI_FDIELCE01 | 0.97 | HOUETARHNBHSOLN01_OLDI | HOUETARHNDIELCE01_OLDI | DIELCE01 | BHSOLN01 | ETA_OLDI | DIELCE01_BHSOLN01 | 5 | 0 | 1.1 | Unlikely
HOUETARHNBHSOLN01_OLDI_FDIELCE01_D17 | Residential heating technology - Solar heating system - apartment complex - existing building - distributed level 0.17 | HOUSOL | HOUETARHN_OLDI_DMD | MKr20 | 2025 | 3.8051 | 0.019728 | [6 empty] | ETA | I | OLD |  |  | RHNBHSOL | 1 | 0.16667 | HOUETARHNBHSOLN01_OLDI_FDIELCE01 | 0.97 | HOUETARHNBHSOLN01_OLDI | HOUETARHNDIELCE01_OLDI | DIELCE01 | BHSOLN01 | ETA_OLDI | DIELCE01_BHSOLN01 | 5 | 0 | 1.1 | Unlikely
HOUETARHNBHSOLN01_OLDI_FDIELCE01_D17 | Residential heating technology - Solar heating system - apartment complex - existing building - distributed level 0.17 | HOUSOL | HOUETARHN_OLDI_DMD | MKr20 | 2030 | 3.6332 | 0.020152 | [6 empty] | ETA | I | OLD |  |  | RHNBHSOL | 1 | 0.16667 | HOUETARHNBHSOLN01_OLDI_FDIELCE01 | 0.97 | HOUETARHNBHSOLN01_OLDI | HOUETARHNDIELCE01_OLDI | DIELCE01 | BHSOLN01 | ETA_OLDI | DIELCE01_BHSOLN01 | 5 | 0 | 1.1 | Unlikely
HOUETARHNBHSOLN01_OLDI_FDIELCE01_D17 | Residential heating technology - Solar heating system - apartment complex - existing building - distributed level 0.17 | HOUSOL | HOUETARHN_OLDI_DMD | MKr20 | 2040 | 3.4614 | 0.019606 | [6 empty] | ETA | I | OLD |  |  | RHNBHSOL | 1 | 0.16667 | HOUETARHNBHSOLN01_OLDI_FDIELCE01 | 0.97 | HOUETARHNBHSOLN01_OLDI | HOUETARHNDIELCE01_OLDI | DIELCE01 | BHSOLN01 | ETA_OLDI | DIELCE01_BHSOLN01 | 5 | 0 | 1.1 | Unlikely
HOUETARHNBHSOLN01_OLDI_FDIELCE01_D17 | Residential heating technology - Solar heating system - apartment complex - existing building - distributed level 0.17 | HOUSOL | HOUETARHN_OLDI_DMD | MKr20 | 2050 | 3.2895 | 0.018612 | [6 empty] | ETA | I | OLD |  |  | RHNBHSOL | 1 | 0.16667 | HOUETARHNBHSOLN01_OLDI_FDIELCE01 | 0.97 | HOUETARHNBHSOLN01_OLDI | HOUETARHNDIELCE01_OLDI | DIELCE01 | BHSOLN01 | ETA_OLDI | DIELCE01_BHSOLN01 | 5 | 0 | 1.1 | Unlikely
HOUETARHNBHDHDN09_OLDI_FDIELCE01_D17 | Residential heating technology - Direct district heating substation - plus connection pipe - plus distribution (heating density: low ) - apartment complex - existing building - distributed level 0.17 | HOUDHD | HOUETARHN_OLDI_DMD | MKr20 | 2020 | 0.39572 | 0.0013872 | [6 empty] | ETA | I | OLD |  |  | RHNBHDHD | 1 | 0.16667 | HOUETARHNBHDHDN09_OLDI_FDIELCE01 | 0.97 | HOUETARHNBHDHDN09_OLDI | HOUETARHNDIELCE01_OLDI | DIELCE01 | BHDHDN09 | ETA_OLDI | DIELCE01_BHDHDN09 | 5 | 0 | 1.1 | Unlikely
HOUETARHNBHDHDN09_OLDI_FDIELCE01_D17 | Residential heating technology - Direct district heating substation - plus connection pipe - plus distribution (heating density: low ) - apartment complex - existing building - distributed level 0.17 | HOUDHD | HOUETARHN_OLDI_DMD | MKr20 | 2025 | 0.39048 | 0.001406 | [6 empty] | ETA | I | OLD |  |  | RHNBHDHD | 1 | 0.16667 | HOUETARHNBHDHDN09_OLDI_FDIELCE01 | 0.97 | HOUETARHNBHDHDN09_OLDI | HOUETARHNDIELCE01_OLDI | DIELCE01 | BHDHDN09 | ETA_OLDI | DIELCE01_BHDHDN09 | 5 | 0 | 1.1 | Unlikely
HOUETARHNBHDHDN09_OLDI_FDIELCE01_D17 | Residential heating technology - Direct district heating substation - plus connection pipe - plus distribution (heating density: low ) - apartment complex - existing building - distributed level 0.17 | HOUDHD | HOUETARHN_OLDI_DMD | MKr20 | 2030 | 0.38537 | 0.0013853 | [6 empty] | ETA | I | OLD |  |  | RHNBHDHD | 1 | 0.16667 | HOUETARHNBHDHDN09_OLDI_FDIELCE01 | 0.97 | HOUETARHNBHDHDN09_OLDI | HOUETARHNDIELCE01_OLDI | DIELCE01 | BHDHDN09 | ETA_OLDI | DIELCE01_BHDHDN09 | 5 | 0 | 1.1 | Unlikely
HOUETARHNBHDHDN09_OLDI_FDIELCE01_D17 | Residential heating technology - Direct district heating substation - plus connection pipe - plus distribution (heating density: low ) - apartment complex - existing building - distributed level 0.17 | HOUDHD | HOUETARHN_OLDI_DMD | MKr20 | 2040 | 0.37553 | 0.0013433 | [6 empty] | ETA | I | OLD |  |  | RHNBHDHD | 1 | 0.16667 | HOUETARHNBHDHDN09_OLDI_FDIELCE01 | 0.97 | HOUETARHNBHDHDN09_OLDI | HOUETARHNDIELCE01_OLDI | DIELCE01 | BHDHDN09 | ETA_OLDI | DIELCE01_BHDHDN09 | 5 | 0 | 1.1 | Unlikely
HOUETARHNBHDHDN09_OLDI_FDIELCE01_D17 | Residential heating technology - Direct district heating substation - plus connection pipe - plus distribution (heating density: low ) - apartment complex - existing building - distributed level 0.17 | HOUDHD | HOUETARHN_OLDI_DMD | MKr20 | 2050 | 0.36617 | 0.0012896 | [6 empty] | ETA | I | OLD |  |  | RHNBHDHD | 1 | 0.16667 | HOUETARHNBHDHDN09_OLDI_FDIELCE01 | 0.97 | HOUETARHNBHDHDN09_OLDI | HOUETARHNDIELCE01_OLDI | DIELCE01 | BHDHDN09 | ETA_OLDI | DIELCE01_BHDHDN09 | 5 | 0 | 1.1 | Unlikely
HOUETARHNBHDHDN07_OLDI_FDIELCE01_D17 | Residential heating technology - Direct district heating substation - plus connection pipe - plus distribution (heating density: medium ) - apartment complex - existing building - distributed level 0.17 | HOUDHD | HOUETARHN_OLDI_DMD | MKr20 | 2020 | 0.33805 | 0.0013872 | [6 empty] | ETA | I | OLD |  |  | RHNBHDHD | 1 | 0.16667 | HOUETARHNBHDHDN07_OLDI_FDIELCE01 | 0.97 | HOUETARHNBHDHDN07_OLDI | HOUETARHNDIELCE01_OLDI | DIELCE01 | BHDHDN07 | ETA_OLDI | DIELCE01_BHDHDN07 | 5 | 0 | 1.1 | Unlikely
HOUETARHNBHDHDN07_OLDI_FDIELCE01_D17 | Residential heating technology - Direct district heating substation - plus connection pipe - plus distribution (heating density: medium ) - apartment complex - existing building - distributed level 0.17 | HOUDHD | HOUETARHN_OLDI_DMD | MKr20 | 2025 | 0.33281 | 0.001406 | [6 empty] | ETA | I | OLD |  |  | RHNBHDHD | 1 | 0.16667 | HOUETARHNBHDHDN07_OLDI_FDIELCE01 | 0.97 | HOUETARHNBHDHDN07_OLDI | HOUETARHNDIELCE01_OLDI | DIELCE01 | BHDHDN07 | ETA_OLDI | DIELCE01_BHDHDN07 | 5 | 0 | 1.1 | Unlikely
HOUETARHNBHDHDN07_OLDI_FDIELCE01_D17 | Residential heating technology - Direct district heating substation - plus connection pipe - plus distribution (heating density: medium ) - apartment complex - existing building - distributed level 0.17 | HOUDHD | HOUETARHN_OLDI_DMD | MKr20 | 2030 | 0.3277 | 0.0013853 | [6 empty] | ETA | I | OLD |  |  | RHNBHDHD | 1 | 0.16667 | HOUETARHNBHDHDN07_OLDI_FDIELCE01 | 0.97 | HOUETARHNBHDHDN07_OLDI | HOUETARHNDIELCE01_OLDI | DIELCE01 | BHDHDN07 | ETA_OLDI | DIELCE01_BHDHDN07 | 5 | 0 | 1.1 | Unlikely
HOUETARHNBHDHDN07_OLDI_FDIELCE01_D17 | Residential heating technology - Direct district heating substation - plus connection pipe - plus distribution (heating density: medium ) - apartment complex - existing building - distributed level 0.17 | HOUDHD | HOUETARHN_OLDI_DMD | MKr20 | 2040 | 0.31786 | 0.0013433 | [6 empty] | ETA | I | OLD |  |  | RHNBHDHD | 1 | 0.16667 | HOUETARHNBHDHDN07_OLDI_FDIELCE01 | 0.97 | HOUETARHNBHDHDN07_OLDI | HOUETARHNDIELCE01_OLDI | DIELCE01 | BHDHDN07 | ETA_OLDI | DIELCE01_BHDHDN07 | 5 | 0 | 1.1 | Unlikely
HOUETARHNBHDHDN07_OLDI_FDIELCE01_D17 | Residential heating technology - Direct district heating substation - plus connection pipe - plus distribution (heating density: medium ) - apartment complex - existing building - distributed level 0.17 | HOUDHD | HOUETARHN_OLDI_DMD | MKr20 | 2050 | 0.3085 | 0.0012896 | [6 empty] | ETA | I | OLD |  |  | RHNBHDHD | 1 | 0.16667 | HOUETARHNBHDHDN07_OLDI_FDIELCE01 | 0.97 | HOUETARHNBHDHDN07_OLDI | HOUETARHNDIELCE01_OLDI | DIELCE01 | BHDHDN07 | ETA_OLDI | DIELCE01_BHDHDN07 | 5 | 0 | 1.1 | Unlikely
HOUETARHNBHDHDN05_OLDI_FDIELCE01_D17 | Residential heating technology - Direct district heating substation - plus connection pipe - plus distribution (heating density: high ) - apartment complex - existing building - distributed level 0.17 | HOUDHD | HOUETARHN_OLDI_DMD | MKr20 | 2020 | 0.28039 | 0.0013872 | [6 empty] | ETA | I | OLD |  |  | RHNBHDHD | 1 | 0.16667 | HOUETARHNBHDHDN05_OLDI_FDIELCE01 | 0.97 | HOUETARHNBHDHDN05_OLDI | HOUETARHNDIELCE01_OLDI | DIELCE01 | BHDHDN05 | ETA_OLDI | DIELCE01_BHDHDN05 | 5 | 0 | 1.1 | Unlikely
HOUETARHNBHDHDN05_OLDI_FDIELCE01_D17 | Residential heating technology - Direct district heating substation - plus connection pipe - plus distribution (heating density: high ) - apartment complex - existing building - distributed level 0.17 | HOUDHD | HOUETARHN_OLDI_DMD | MKr20 | 2025 | 0.27515 | 0.001406 | [6 empty] | ETA | I | OLD |  |  | RHNBHDHD | 1 | 0.16667 | HOUETARHNBHDHDN05_OLDI_FDIELCE01 | 0.97 | HOUETARHNBHDHDN05_OLDI | HOUETARHNDIELCE01_OLDI | DIELCE01 | BHDHDN05 | ETA_OLDI | DIELCE01_BHDHDN05 | 5 | 0 | 1.1 | Unlikely
HOUETARHNBHDHDN05_OLDI_FDIELCE01_D17 | Residential heating technology - Direct district heating substation - plus connection pipe - plus distribution (heating density: high ) - apartment complex - existing building - distributed level 0.17 | HOUDHD | HOUETARHN_OLDI_DMD | MKr20 | 2030 | 0.27004 | 0.0013853 | [6 empty] | ETA | I | OLD |  |  | RHNBHDHD | 1 | 0.16667 | HOUETARHNBHDHDN05_OLDI_FDIELCE01 | 0.97 | HOUETARHNBHDHDN05_OLDI | HOUETARHNDIELCE01_OLDI | DIELCE01 | BHDHDN05 | ETA_OLDI | DIELCE01_BHDHDN05 | 5 | 0 | 1.1 | Unlikely
HOUETARHNBHDHDN05_OLDI_FDIELCE01_D17 | Residential heating technology - Direct district heating substation - plus connection pipe - plus distribution (heating density: high ) - apartment complex - existing building - distributed level 0.17 | HOUDHD | HOUETARHN_OLDI_DMD | MKr20 | 2040 | 0.2602 | 0.0013433 | [6 empty] | ETA | I | OLD |  |  | RHNBHDHD | 1 | 0.16667 | HOUETARHNBHDHDN05_OLDI_FDIELCE01 | 0.97 | HOUETARHNBHDHDN05_OLDI | HOUETARHNDIELCE01_OLDI | DIELCE01 | BHDHDN05 | ETA_OLDI | DIELCE01_BHDHDN05 | 5 | 0 | 1.1 | Unlikely
HOUETARHNBHDHDN05_OLDI_FDIELCE01_D17 | Residential heating technology - Direct district heating substation - plus connection pipe - plus distribution (heating density: high ) - apartment complex - existing building - distributed level 0.17 | HOUDHD | HOUETARHN_OLDI_DMD | MKr20 | 2050 | 0.25084 | 0.0012896 | [6 empty] | ETA | I | OLD |  |  | RHNBHDHD | 1 | 0.16667 | HOUETARHNBHDHDN05_OLDI_FDIELCE01 | 0.97 | HOUETARHNBHDHDN05_OLDI | HOUETARHNDIELCE01_OLDI | DIELCE01 | BHDHDN05 | ETA_OLDI | DIELCE01_BHDHDN05 | 5 | 0 | 1.1 | Unlikely
HOUETARHNBHDHCN09_OLDI_FDIELCE01_D17 | Residential heating technology - Direct district heating substation - plus connection pipe - plus distribution (heating density: low ) - apartment complex - existing building - distributed level 0.17 | HOUDHC | HOUETARHN_OLDI_DMD | MKr20 | 2020 | 0.39572 | 0.0013872 | [6 empty] | ETA | I | OLD |  |  | RHNBHDHC | 1 | 0.16667 | HOUETARHNBHDHCN09_OLDI_FDIELCE01 | 0.97 | HOUETARHNBHDHCN09_OLDI | HOUETARHNDIELCE01_OLDI | DIELCE01 | BHDHCN09 | ETA_OLDI | DIELCE01_BHDHCN09 | 5 | 0 | 1.1 | Unlikely
HOUETARHNBHDHCN09_OLDI_FDIELCE01_D17 | Residential heating technology - Direct district heating substation - plus connection pipe - plus distribution (heating density: low ) - apartment complex - existing building - distributed level 0.17 | HOUDHC | HOUETARHN_OLDI_DMD | MKr20 | 2025 | 0.39048 | 0.001406 | [6 empty] | ETA | I | OLD |  |  | RHNBHDHC | 1 | 0.16667 | HOUETARHNBHDHCN09_OLDI_FDIELCE01 | 0.97 | HOUETARHNBHDHCN09_OLDI | HOUETARHNDIELCE01_OLDI | DIELCE01 | BHDHCN09 | ETA_OLDI | DIELCE01_BHDHCN09 | 5 | 0 | 1.1 | Unlikely
HOUETARHNBHDHCN09_OLDI_FDIELCE01_D17 | Residential heating technology - Direct district heating substation - plus connection pipe - plus distribution (heating density: low ) - apartment complex - existing building - distributed level 0.17 | HOUDHC | HOUETARHN_OLDI_DMD | MKr20 | 2030 | 0.38537 | 0.0013853 | [6 empty] | ETA | I | OLD |  |  | RHNBHDHC | 1 | 0.16667 | HOUETARHNBHDHCN09_OLDI_FDIELCE01 | 0.97 | HOUETARHNBHDHCN09_OLDI | HOUETARHNDIELCE01_OLDI | DIELCE01 | BHDHCN09 | ETA_OLDI | DIELCE01_BHDHCN09 | 5 | 0 | 1.1 | Unlikely
HOUETARHNBHDHCN09_OLDI_FDIELCE01_D17 | Residential heating technology - Direct district heating substation - plus connection pipe - plus distribution (heating density: low ) - apartment complex - existing building - distributed level 0.17 | HOUDHC | HOUETARHN_OLDI_DMD | MKr20 | 2040 | 0.37553 | 0.0013433 | [6 empty] | ETA | I | OLD |  |  | RHNBHDHC | 1 | 0.16667 | HOUETARHNBHDHCN09_OLDI_FDIELCE01 | 0.97 | HOUETARHNBHDHCN09_OLDI | HOUETARHNDIELCE01_OLDI | DIELCE01 | BHDHCN09 | ETA_OLDI | DIELCE01_BHDHCN09 | 5 | 0 | 1.1 | Unlikely
HOUETARHNBHDHCN09_OLDI_FDIELCE01_D17 | Residential heating technology - Direct district heating substation - plus connection pipe - plus distribution (heating density: low ) - apartment complex - existing building - distributed level 0.17 | HOUDHC | HOUETARHN_OLDI_DMD | MKr20 | 2050 | 0.36617 | 0.0012896 | [6 empty] | ETA | I | OLD |  |  | RHNBHDHC | 1 | 0.16667 | HOUETARHNBHDHCN09_OLDI_FDIELCE01 | 0.97 | HOUETARHNBHDHCN09_OLDI | HOUETARHNDIELCE01_OLDI | DIELCE01 | BHDHCN09 | ETA_OLDI | DIELCE01_BHDHCN09 | 5 | 0 | 1.1 | Unlikely
HOUETARHNBHDHCN07_OLDI_FDIELCE01_D17 | Residential heating technology - Direct district heating substation - plus connection pipe - plus distribution (heating density: medium ) - apartment complex - existing building - distributed level 0.17 | HOUDHC | HOUETARHN_OLDI_DMD | MKr20 | 2020 | 0.33805 | 0.0013872 | [6 empty] | ETA | I | OLD |  |  | RHNBHDHC | 1 | 0.16667 | HOUETARHNBHDHCN07_OLDI_FDIELCE01 | 0.97 | HOUETARHNBHDHCN07_OLDI | HOUETARHNDIELCE01_OLDI | DIELCE01 | BHDHCN07 | ETA_OLDI | DIELCE01_BHDHCN07 | 5 | 0 | 1.1 | Unlikely
HOUETARHNBHDHCN07_OLDI_FDIELCE01_D17 | Residential heating technology - Direct district heating substation - plus connection pipe - plus distribution (heating density: medium ) - apartment complex - existing building - distributed level 0.17 | HOUDHC | HOUETARHN_OLDI_DMD | MKr20 | 2025 | 0.33281 | 0.001406 | [6 empty] | ETA | I | OLD |  |  | RHNBHDHC | 1 | 0.16667 | HOUETARHNBHDHCN07_OLDI_FDIELCE01 | 0.97 | HOUETARHNBHDHCN07_OLDI | HOUETARHNDIELCE01_OLDI | DIELCE01 | BHDHCN07 | ETA_OLDI | DIELCE01_BHDHCN07 | 5 | 0 | 1.1 | Unlikely
HOUETARHNBHDHCN07_OLDI_FDIELCE01_D17 | Residential heating technology - Direct district heating substation - plus connection pipe - plus distribution (heating density: medium ) - apartment complex - existing building - distributed level 0.17 | HOUDHC | HOUETARHN_OLDI_DMD | MKr20 | 2030 | 0.3277 | 0.0013853 | [6 empty] | ETA | I | OLD |  |  | RHNBHDHC | 1 | 0.16667 | HOUETARHNBHDHCN07_OLDI_FDIELCE01 | 0.97 | HOUETARHNBHDHCN07_OLDI | HOUETARHNDIELCE01_OLDI | DIELCE01 | BHDHCN07 | ETA_OLDI | DIELCE01_BHDHCN07 | 5 | 0 | 1.1 | Unlikely
HOUETARHNBHDHCN07_OLDI_FDIELCE01_D17 | Residential heating technology - Direct district heating substation - plus connection pipe - plus distribution (heating density: medium ) - apartment complex - existing building - distributed level 0.17 | HOUDHC | HOUETARHN_OLDI_DMD | MKr20 | 2040 | 0.31786 | 0.0013433 | [6 empty] | ETA | I | OLD |  |  | RHNBHDHC | 1 | 0.16667 | HOUETARHNBHDHCN07_OLDI_FDIELCE01 | 0.97 | HOUETARHNBHDHCN07_OLDI | HOUETARHNDIELCE01_OLDI | DIELCE01 | BHDHCN07 | ETA_OLDI | DIELCE01_BHDHCN07 | 5 | 0 | 1.1 | Unlikely
HOUETARHNBHDHCN07_OLDI_FDIELCE01_D17 | Residential heating technology - Direct district heating substation - plus connection pipe - plus distribution (heating density: medium ) - apartment complex - existing building - distributed level 0.17 | HOUDHC | HOUETARHN_OLDI_DMD | MKr20 | 2050 | 0.3085 | 0.0012896 | [6 empty] | ETA | I | OLD |  |  | RHNBHDHC | 1 | 0.16667 | HOUETARHNBHDHCN07_OLDI_FDIELCE01 | 0.97 | HOUETARHNBHDHCN07_OLDI | HOUETARHNDIELCE01_OLDI | DIELCE01 | BHDHCN07 | ETA_OLDI | DIELCE01_BHDHCN07 | 5 | 0 | 1.1 | Unlikely
HOUETARHNBHDHCN05_OLDI_FDIELCE01_D17 | Residential heating technology - Direct district heating substation - plus connection pipe - plus distribution (heating density: high ) - apartment complex - existing building - distributed level 0.17 | HOUDHC | HOUETARHN_OLDI_DMD | MKr20 | 2020 | 0.28039 | 0.0013872 | [6 empty] | ETA | I | OLD |  |  | RHNBHDHC | 1 | 0.16667 | HOUETARHNBHDHCN05_OLDI_FDIELCE01 | 0.97 | HOUETARHNBHDHCN05_OLDI | HOUETARHNDIELCE01_OLDI | DIELCE01 | BHDHCN05 | ETA_OLDI | DIELCE01_BHDHCN05 | 5 | 0 | 1.1 | Unlikely
HOUETARHNBHDHCN05_OLDI_FDIELCE01_D17 | Residential heating technology - Direct district heating substation - plus connection pipe - plus distribution (heating density: high ) - apartment complex - existing building - distributed level 0.17 | HOUDHC | HOUETARHN_OLDI_DMD | MKr20 | 2025 | 0.27515 | 0.001406 | [6 empty] | ETA | I | OLD |  |  | RHNBHDHC | 1 | 0.16667 | HOUETARHNBHDHCN05_OLDI_FDIELCE01 | 0.97 | HOUETARHNBHDHCN05_OLDI | HOUETARHNDIELCE01_OLDI | DIELCE01 | BHDHCN05 | ETA_OLDI | DIELCE01_BHDHCN05 | 5 | 0 | 1.1 | Unlikely
HOUETARHNBHDHCN05_OLDI_FDIELCE01_D17 | Residential heating technology - Direct district heating substation - plus connection pipe - plus distribution (heating density: high ) - apartment complex - existing building - distributed level 0.17 | HOUDHC | HOUETARHN_OLDI_DMD | MKr20 | 2030 | 0.27004 | 0.0013853 | [6 empty] | ETA | I | OLD |  |  | RHNBHDHC | 1 | 0.16667 | HOUETARHNBHDHCN05_OLDI_FDIELCE01 | 0.97 | HOUETARHNBHDHCN05_OLDI | HOUETARHNDIELCE01_OLDI | DIELCE01 | BHDHCN05 | ETA_OLDI | DIELCE01_BHDHCN05 | 5 | 0 | 1.1 | Unlikely
HOUETARHNBHDHCN05_OLDI_FDIELCE01_D17 | Residential heating technology - Direct district heating substation - plus connection pipe - plus distribution (heating density: high ) - apartment complex - existing building - distributed level 0.17 | HOUDHC | HOUETARHN_OLDI_DMD | MKr20 | 2040 | 0.2602 | 0.0013433 | [6 empty] | ETA | I | OLD |  |  | RHNBHDHC | 1 | 0.16667 | HOUETARHNBHDHCN05_OLDI_FDIELCE01 | 0.97 | HOUETARHNBHDHCN05_OLDI | HOUETARHNDIELCE01_OLDI | DIELCE01 | BHDHCN05 | ETA_OLDI | DIELCE01_BHDHCN05 | 5 | 0 | 1.1 | Unlikely
HOUETARHNBHDHCN05_OLDI_FDIELCE01_D17 | Residential heating technology - Direct district heating substation - plus connection pipe - plus distribution (heating density: high ) - apartment complex - existing building - distributed level 0.17 | HOUDHC | HOUETARHN_OLDI_DMD | MKr20 | 2050 | 0.25084 | 0.0012896 | [6 empty] | ETA | I | OLD |  |  | RHNBHDHC | 1 | 0.16667 | HOUETARHNBHDHCN05_OLDI_FDIELCE01 | 0.97 | HOUETARHNBHDHCN05_OLDI | HOUETARHNDIELCE01_OLDI | DIELCE01 | BHDHCN05 | ETA_OLDI | DIELCE01_BHDHCN05 | 5 | 0 | 1.1 | Unlikely
HOUPARRHNHPELCN07_OLDC_FDIELCE01_D17 | Residential heating technology - Heat pump, Air-to-water, low-price product - single-family house - existing building - distributed level 0.17 | HOUELC, HOUAMB | HOUPARRHN_OLDC_DMD | MKr20 | 2020 | 8.4408 | 0.32113 | 0.30847 | [5 empty] | PAR | C | OLD | 3.2419 |  | RHNHPELC | 1 | 0.16667 | HOUPARRHNHPELCN07_OLDC_FDIELCE01 | 0.539 | HOUPARRHNHPELCN07_OLDC | HOUPARRHNDIELCE01_OLDC | DIELCE01 | HPELCN07 | PAR_OLDC | DIELCE01_HPELCN07 | 5 | 0 | 1.1 | Unlikely
HOUPARRHNHPELCN07_OLDC_FDIELCE01_D17 | Residential heating technology - Heat pump, Air-to-water, low-price product - single-family house - existing building - distributed level 0.17 | HOUELC, HOUAMB | HOUPARRHN_OLDC_DMD | MKr20 | 2025 | 7.7218 | 0.2463 | 0.29378 | [5 empty] | PAR | C | OLD | 3.4039 |  | RHNHPELC | 1 | 0.16667 | HOUPARRHNHPELCN07_OLDC_FDIELCE01 | 0.539 | HOUPARRHNHPELCN07_OLDC | HOUPARRHNDIELCE01_OLDC | DIELCE01 | HPELCN07 | PAR_OLDC | DIELCE01_HPELCN07 | 5 | 0 | 1.1 | Unlikely
HOUPARRHNHPELCN07_OLDC_FDIELCE01_D17 | Residential heating technology - Heat pump, Air-to-water, low-price product - single-family house - existing building - distributed level 0.17 | HOUELC, HOUAMB | HOUPARRHN_OLDC_DMD | MKr20 | 2030 | 7.0028 | 0.24337 | 0.28042 | [5 empty] | PAR | C | OLD | 3.566 |  | RHNHPELC | 1 | 0.16667 | HOUPARRHNHPELCN07_OLDC_FDIELCE01 | 0.539 | HOUPARRHNHPELCN07_OLDC | HOUPARRHNDIELCE01_OLDC | DIELCE01 | HPELCN07 | PAR_OLDC | DIELCE01_HPELCN07 | 5 | 0 | 1.1 | Unlikely
HOUPARRHNHPELCN07_OLDC_FDIELCE01_D17 | Residential heating technology - Heat pump, Air-to-water, low-price product - single-family house - existing building - distributed level 0.17 | HOUELC, HOUAMB | HOUPARRHN_OLDC_DMD | MKr20 | 2040 | 6.43 | 0.23794 | 0.26823 | [5 empty] | PAR | C | OLD | 3.7281 |  | RHNHPELC | 1 | 0.16667 | HOUPARRHNHPELCN07_OLDC_FDIELCE01 | 0.539 | HOUPARRHNHPELCN07_OLDC | HOUPARRHNDIELCE01_OLDC | DIELCE01 | HPELCN07 | PAR_OLDC | DIELCE01_HPELCN07 | 5 | 0 | 1.1 | Unlikely
HOUPARRHNHPELCN07_OLDC_FDIELCE01_D17 | Residential heating technology - Heat pump, Air-to-water, low-price product - single-family house - existing building - distributed level 0.17 | HOUELC, HOUAMB | HOUPARRHN_OLDC_DMD | MKr20 | 2050 | 5.8571 | 0.2325 | 0.26067 | [5 empty] | PAR | C | OLD | 3.8362 |  | RHNHPELC | 1 | 0.16667 | HOUPARRHNHPELCN07_OLDC_FDIELCE01 | 0.539 | HOUPARRHNHPELCN07_OLDC | HOUPARRHNDIELCE01_OLDC | DIELCE01 | HPELCN07 | PAR_OLDC | DIELCE01_HPELCN07 | 5 | 0 | 1.1 | Unlikely
HOUPARRHNHPELCN05_OLDC_FDIELCE01_D17 | Residential heating technology - Heat pump, Air-to-water - leasing - single-family house - existing building - distributed level 0.17 | HOUELC, HOUAMB | HOUPARRHN_OLDC_DMD | MKr20 | 2020 | 5.3777 | 0.88909 | 0.29378 | [5 empty] | PAR | C | OLD | 3.4039 |  | RHNHPELC | 1 | 0.16667 | HOUPARRHNHPELCN05_OLDC_FDIELCE01 | 0.539 | HOUPARRHNHPELCN05_OLDC | HOUPARRHNDIELCE01_OLDC | DIELCE01 | HPELCN05 | PAR_OLDC | DIELCE01_HPELCN05 | 5 | 0 | 1.1 | Unlikely
HOUPARRHNHPELCN05_OLDC_FDIELCE01_D17 | Residential heating technology - Heat pump, Air-to-water - leasing - single-family house - existing building - distributed level 0.17 | HOUELC, HOUAMB | HOUPARRHN_OLDC_DMD | MKr20 | 2025 | 4.9603 | 0.76684 | 0.28042 | [5 empty] | PAR | C | OLD | 3.566 |  | RHNHPELC | 1 | 0.16667 | HOUPARRHNHPELCN05_OLDC_FDIELCE01 | 0.539 | HOUPARRHNHPELCN05_OLDC | HOUPARRHNDIELCE01_OLDC | DIELCE01 | HPELCN05 | PAR_OLDC | DIELCE01_HPELCN05 | 5 | 0 | 1.1 | Unlikely
HOUPARRHNHPELCN05_OLDC_FDIELCE01_D17 | Residential heating technology - Heat pump, Air-to-water - leasing - single-family house - existing building - distributed level 0.17 | HOUELC, HOUAMB | HOUPARRHN_OLDC_DMD | MKr20 | 2030 | 4.5429 | 0.71648 | 0.26823 | [5 empty] | PAR | C | OLD | 3.7281 |  | RHNHPELC | 1 | 0.16667 | HOUPARRHNHPELCN05_OLDC_FDIELCE01 | 0.539 | HOUPARRHNHPELCN05_OLDC | HOUPARRHNDIELCE01_OLDC | DIELCE01 | HPELCN05 | PAR_OLDC | DIELCE01_HPELCN05 | 5 | 0 | 1.1 | Unlikely
HOUPARRHNHPELCN05_OLDC_FDIELCE01_D17 | Residential heating technology - Heat pump, Air-to-water - leasing - single-family house - existing building - distributed level 0.17 | HOUELC, HOUAMB | HOUPARRHN_OLDC_DMD | MKr20 | 2040 | 4.2044 | 0.67258 | 0.25705 | [5 empty] | PAR | C | OLD | 3.8902 |  | RHNHPELC | 1 | 0.16667 | HOUPARRHNHPELCN05_OLDC_FDIELCE01 | 0.539 | HOUPARRHNHPELCN05_OLDC | HOUPARRHNDIELCE01_OLDC | DIELCE01 | HPELCN05 | PAR_OLDC | DIELCE01_HPELCN05 | 5 | 0 | 1.1 | Unlikely
HOUPARRHNHPELCN05_OLDC_FDIELCE01_D17 | Residential heating technology - Heat pump, Air-to-water - leasing - single-family house - existing building - distributed level 0.17 | HOUELC, HOUAMB | HOUPARRHN_OLDC_DMD | MKr20 | 2050 | 3.8659 | 0.62868 | 0.25011 | [5 empty] | PAR | C | OLD | 3.9983 |  | RHNHPELC | 1 | 0.16667 | HOUPARRHNHPELCN05_OLDC_FDIELCE01 | 0.539 | HOUPARRHNHPELCN05_OLDC | HOUPARRHNDIELCE01_OLDC | DIELCE01 | HPELCN05 | PAR_OLDC | DIELCE01_HPELCN05 | 5 | 0 | 1.1 | Unlikely
HOUPARRHNHPELCN04_OLDC_FDIELCE01_D17 | Residential heating technology - Heat pump, Ground source - single-family house - existing building - distributed level 0.17 | HOUELC, HOUAMB | HOUPARRHN_OLDC_DMD | MKr20 | 2020 | 12.9489 | 0.25642 | 0.26823 | [5 empty] | PAR | C | OLD | 3.7281 |  | RHNHPELC | 1 | 0.16667 | HOUPARRHNHPELCN04_OLDC_FDIELCE01 | 0.539 | HOUPARRHNHPELCN04_OLDC | HOUPARRHNDIELCE01_OLDC | DIELCE01 | HPELCN04 | PAR_OLDC | DIELCE01_HPELCN04 | 6 | 0 | 1 | New
HOUPARRHNHPELCN04_OLDC_FDIELCE01_D17 | Residential heating technology - Heat pump, Ground source - single-family house - existing building - distributed level 0.17 | HOUELC, HOUAMB | HOUPARRHN_OLDC_DMD | MKr20 | 2025 | 12.3015 | 0.1816 | 0.26067 | [5 empty] | PAR | C | OLD | 3.8362 |  | RHNHPELC | 1 | 0.16667 | HOUPARRHNHPELCN04_OLDC_FDIELCE01 | 0.539 | HOUPARRHNHPELCN04_OLDC | HOUPARRHNDIELCE01_OLDC | DIELCE01 | HPELCN04 | PAR_OLDC | DIELCE01_HPELCN04 | 6 | 0 | 1 | New
HOUPARRHNHPELCN04_OLDC_FDIELCE01_D17 | Residential heating technology - Heat pump, Ground source - single-family house - existing building - distributed level 0.17 | HOUELC, HOUAMB | HOUPARRHN_OLDC_DMD | MKr20 | 2030 | 11.654 | 0.17867 | 0.25353 | [5 empty] | PAR | C | OLD | 3.9443 |  | RHNHPELC | 1 | 0.16667 | HOUPARRHNHPELCN04_OLDC_FDIELCE01 | 0.539 | HOUPARRHNHPELCN04_OLDC | HOUPARRHNDIELCE01_OLDC | DIELCE01 | HPELCN04 | PAR_OLDC | DIELCE01_HPELCN04 | 6 | 0 | 1 | New
HOUPARRHNHPELCN04_OLDC_FDIELCE01_D17 | Residential heating technology - Heat pump, Ground source - single-family house - existing building - distributed level 0.17 | HOUELC, HOUAMB | HOUPARRHN_OLDC_DMD | MKr20 | 2040 | 11.0713 | 0.17323 | 0.24353 | [5 empty] | PAR | C | OLD | 4.1064 |  | RHNHPELC | 1 | 0.16667 | HOUPARRHNHPELCN04_OLDC_FDIELCE01 | 0.539 | HOUPARRHNHPELCN04_OLDC | HOUPARRHNDIELCE01_OLDC | DIELCE01 | HPELCN04 | PAR_OLDC | DIELCE01_HPELCN04 | 6 | 0 | 1 | New
HOUPARRHNHPELCN04_OLDC_FDIELCE01_D17 | Residential heating technology - Heat pump, Ground source - single-family house - existing building - distributed level 0.17 | HOUELC, HOUAMB | HOUPARRHN_OLDC_DMD | MKr20 | 2050 | 10.4886 | 0.1678 | 0.24036 | [5 empty] | PAR | C | OLD | 4.1604 |  | RHNHPELC | 1 | 0.16667 | HOUPARRHNHPELCN04_OLDC_FDIELCE01 | 0.539 | HOUPARRHNHPELCN04_OLDC | HOUPARRHNDIELCE01_OLDC | DIELCE01 | HPELCN04 | PAR_OLDC | DIELCE01_HPELCN04 | 6 | 0 | 1 | New
HOUPARRHNHPELCN03_OLDC_FDIELCE01_D17 | Residential heating technology - Heat pump, Air-to-water - single-family house - existing building - distributed level 0.17 | HOUELC, HOUAMB | HOUPARRHN_OLDC_DMD | MKr20 | 2020 | 9.7776 | 0.27799 | 0.29378 | [5 empty] | PAR | C | OLD | 3.4039 |  | RHNHPELC | 1 | 0.16667 | HOUPARRHNHPELCN03_OLDC_FDIELCE01 | 0.539 | HOUPARRHNHPELCN03_OLDC | HOUPARRHNDIELCE01_OLDC | DIELCE01 | HPELCN03 | PAR_OLDC | DIELCE01_HPELCN03 | 6 | 0 | 1 | New
HOUPARRHNHPELCN03_OLDC_FDIELCE01_D17 | Residential heating technology - Heat pump, Air-to-water - single-family house - existing building - distributed level 0.17 | HOUELC, HOUAMB | HOUPARRHN_OLDC_DMD | MKr20 | 2025 | 9.0187 | 0.20317 | 0.28042 | [5 empty] | PAR | C | OLD | 3.566 |  | RHNHPELC | 1 | 0.16667 | HOUPARRHNHPELCN03_OLDC_FDIELCE01 | 0.539 | HOUPARRHNHPELCN03_OLDC | HOUPARRHNDIELCE01_OLDC | DIELCE01 | HPELCN03 | PAR_OLDC | DIELCE01_HPELCN03 | 6 | 0 | 1 | New
HOUPARRHNHPELCN03_OLDC_FDIELCE01_D17 | Residential heating technology - Heat pump, Air-to-water - single-family house - existing building - distributed level 0.17 | HOUELC, HOUAMB | HOUPARRHN_OLDC_DMD | MKr20 | 2030 | 8.2599 | 0.20024 | 0.26823 | [5 empty] | PAR | C | OLD | 3.7281 |  | RHNHPELC | 1 | 0.16667 | HOUPARRHNHPELCN03_OLDC_FDIELCE01 | 0.539 | HOUPARRHNHPELCN03_OLDC | HOUPARRHNDIELCE01_OLDC | DIELCE01 | HPELCN03 | PAR_OLDC | DIELCE01_HPELCN03 | 6 | 0 | 1 | New
HOUPARRHNHPELCN03_OLDC_FDIELCE01_D17 | Residential heating technology - Heat pump, Air-to-water - single-family house - existing building - distributed level 0.17 | HOUELC, HOUAMB | HOUPARRHN_OLDC_DMD | MKr20 | 2040 | 7.6444 | 0.1948 | 0.25705 | [5 empty] | PAR | C | OLD | 3.8902 |  | RHNHPELC | 1 | 0.16667 | HOUPARRHNHPELCN03_OLDC_FDIELCE01 | 0.539 | HOUPARRHNHPELCN03_OLDC | HOUPARRHNDIELCE01_OLDC | DIELCE01 | HPELCN03 | PAR_OLDC | DIELCE01_HPELCN03 | 6 | 0 | 1 | New
HOUPARRHNHPELCN03_OLDC_FDIELCE01_D17 | Residential heating technology - Heat pump, Air-to-water - single-family house - existing building - distributed level 0.17 | HOUELC, HOUAMB | HOUPARRHN_OLDC_DMD | MKr20 | 2050 | 7.029 | 0.18937 | 0.25011 | [5 empty] | PAR | C | OLD | 3.9983 |  | RHNHPELC | 1 | 0.16667 | HOUPARRHNHPELCN03_OLDC_FDIELCE01 | 0.539 | HOUPARRHNHPELCN03_OLDC | HOUPARRHNDIELCE01_OLDC | DIELCE01 | HPELCN03 | PAR_OLDC | DIELCE01_HPELCN03 | 6 | 0 | 1 | New
HOUPARRHNHPELCN02_OLDC_FDIELCE01_D17 | Residential heating technology - Heat pump, Air-to-air - single-family house - existing building - distributed level 0.17 | HOUELC, HOUAMB | HOUPARRHN_OLDC_DMD | MKr20 | 2020 | 1.7956 | 0.14453 | 0.1908 | [5 empty] | PAR | C | OLD | 5.241 |  | RHNHPELC | 1 | 0.16667 | HOUPARRHNHPELCN02_OLDC_FDIELCE01 | 0.539 | HOUPARRHNHPELCN02_OLDC | HOUPARRHNDIELCE01_OLDC | DIELCE01 | HPELCN02 | PAR_OLDC | DIELCE01_HPELCN02 | 5 | 0 | 1.1 | Unlikely
HOUPARRHNHPELCN02_OLDC_FDIELCE01_D17 | Residential heating technology - Heat pump, Air-to-air - single-family house - existing building - distributed level 0.17 | HOUELC, HOUAMB | HOUPARRHN_OLDC_DMD | MKr20 | 2025 | 1.7517 | 0.098193 | 0.18145 | [5 empty] | PAR | C | OLD | 5.5112 |  | RHNHPELC | 1 | 0.16667 | HOUPARRHNHPELCN02_OLDC_FDIELCE01 | 0.539 | HOUPARRHNHPELCN02_OLDC | HOUPARRHNDIELCE01_OLDC | DIELCE01 | HPELCN02 | PAR_OLDC | DIELCE01_HPELCN02 | 5 | 0 | 1.1 | Unlikely
HOUPARRHNHPELCN02_OLDC_FDIELCE01_D17 | Residential heating technology - Heat pump, Air-to-air - single-family house - existing building - distributed level 0.17 | HOUELC, HOUAMB | HOUPARRHN_OLDC_DMD | MKr20 | 2030 | 1.7078 | 0.096379 | 0.1746 | [5 empty] | PAR | C | OLD | 5.7273 |  | RHNHPELC | 1 | 0.16667 | HOUPARRHNHPELCN02_OLDC_FDIELCE01 | 0.539 | HOUPARRHNHPELCN02_OLDC | HOUPARRHNDIELCE01_OLDC | DIELCE01 | HPELCN02 | PAR_OLDC | DIELCE01_HPELCN02 | 5 | 0 | 1.1 | Unlikely
HOUPARRHNHPELCN02_OLDC_FDIELCE01_D17 | Residential heating technology - Heat pump, Air-to-air - single-family house - existing building - distributed level 0.17 | HOUELC, HOUAMB | HOUPARRHN_OLDC_DMD | MKr20 | 2040 | 1.6264 | 0.093013 | 0.16825 | [5 empty] | PAR | C | OLD | 5.9434 |  | RHNHPELC | 1 | 0.16667 | HOUPARRHNHPELCN02_OLDC_FDIELCE01 | 0.539 | HOUPARRHNHPELCN02_OLDC | HOUPARRHNDIELCE01_OLDC | DIELCE01 | HPELCN02 | PAR_OLDC | DIELCE01_HPELCN02 | 5 | 0 | 1.1 | Unlikely
HOUPARRHNHPELCN02_OLDC_FDIELCE01_D17 | Residential heating technology - Heat pump, Air-to-air - single-family house - existing building - distributed level 0.17 | HOUELC, HOUAMB | HOUPARRHN_OLDC_DMD | MKr20 | 2050 | 1.5449 | 0.089647 | 0.16525 | [5 empty] | PAR | C | OLD | 6.0515 |  | RHNHPELC | 1 | 0.16667 | HOUPARRHNHPELCN02_OLDC_FDIELCE01 | 0.539 | HOUPARRHNHPELCN02_OLDC | HOUPARRHNDIELCE01_OLDC | DIELCE01 | HPELCN02 | PAR_OLDC | DIELCE01_HPELCN02 | 5 | 0 | 1.1 | Unlikely
HOUPARRHNDIELCN06_OLDC_FDIELCE01_D17 | Residential heating technology - Electric heating - electric panel from Bauhaus - single-family house - new building - distributed level 0.17 | HOUELC | HOUPARRHN_OLDC_DMD | MKr20 | 2020 | 0.41519 | 0 | [6 empty] | PAR | C | OLD |  |  | RHNDIELC | 1 | 0.16667 | HOUPARRHNDIELCN06_OLDC_FDIELCE01 | 0.539 | HOUPARRHNDIELCN06_OLDC | HOUPARRHNDIELCE01_OLDC | DIELCE01 | DIELCN06 | PAR_OLDC | DIELCE01_DIELCN06 | 2 | 0 | 0.9 | Same
HOUPARRHNDIELCN06_OLDC_FDIELCE01_D17 | Residential heating technology - Electric heating - electric panel from Bauhaus - single-family house - new building - distributed level 0.17 | HOUELC | HOUPARRHN_OLDC_DMD | MKr20 | 2025 | 0.41519 | 0 | [6 empty] | PAR | C | OLD |  |  | RHNDIELC | 1 | 0.16667 | HOUPARRHNDIELCN06_OLDC_FDIELCE01 | 0.539 | HOUPARRHNDIELCN06_OLDC | HOUPARRHNDIELCE01_OLDC | DIELCE01 | DIELCN06 | PAR_OLDC | DIELCE01_DIELCN06 | 2 | 0 | 0.9 | Same
HOUPARRHNDIELCN06_OLDC_FDIELCE01_D17 | Residential heating technology - Electric heating - electric panel from Bauhaus - single-family house - new building - distributed level 0.17 | HOUELC | HOUPARRHN_OLDC_DMD | MKr20 | 2030 | 0.41519 | 0 | [6 empty] | PAR | C | OLD |  |  | RHNDIELC | 1 | 0.16667 | HOUPARRHNDIELCN06_OLDC_FDIELCE01 | 0.539 | HOUPARRHNDIELCN06_OLDC | HOUPARRHNDIELCE01_OLDC | DIELCE01 | DIELCN06 | PAR_OLDC | DIELCE01_DIELCN06 | 2 | 0 | 0.9 | Same
HOUPARRHNDIELCN06_OLDC_FDIELCE01_D17 | Residential heating technology - Electric heating - electric panel from Bauhaus - single-family house - new building - distributed level 0.17 | HOUELC | HOUPARRHN_OLDC_DMD | MKr20 | 2040 | 0.41519 | 0 | [6 empty] | PAR | C | OLD |  |  | RHNDIELC | 1 | 0.16667 | HOUPARRHNDIELCN06_OLDC_FDIELCE01 | 0.539 | HOUPARRHNDIELCN06_OLDC | HOUPARRHNDIELCE01_OLDC | DIELCE01 | DIELCN06 | PAR_OLDC | DIELCE01_DIELCN06 | 2 | 0 | 0.9 | Same
HOUPARRHNDIELCN06_OLDC_FDIELCE01_D17 | Residential heating technology - Electric heating - electric panel from Bauhaus - single-family house - new building - distributed level 0.17 | HOUELC | HOUPARRHN_OLDC_DMD | MKr20 | 2050 | 0.41519 | 0 | [6 empty] | PAR | C | OLD |  |  | RHNDIELC | 1 | 0.16667 | HOUPARRHNDIELCN06_OLDC_FDIELCE01 | 0.539 | HOUPARRHNDIELCN06_OLDC | HOUPARRHNDIELCE01_OLDC | DIELCE01 | DIELCN06 | PAR_OLDC | DIELCE01_DIELCN06 | 2 | 0 | 0.9 | Same
HOUPARRHNDIELCN01_OLDC_FDIELCE01_D17 | Residential heating technology - Electric heating - single-family house - new building - distributed level 0.17 | HOUELC | HOUPARRHN_OLDC_DMD | MKr20 | 2020 | 5.0446 | 0.04999 | [6 empty] | PAR | C | OLD |  |  | RHNDIELC | 1 | 0.16667 | HOUPARRHNDIELCN01_OLDC_FDIELCE01 | 0.539 | HOUPARRHNDIELCN01_OLDC | HOUPARRHNDIELCE01_OLDC | DIELCE01 | DIELCN01 | PAR_OLDC | DIELCE01_DIELCN01 | 2 | 0 | 0.9 | Same
HOUPARRHNDIELCN01_OLDC_FDIELCE01_D17 | Residential heating technology - Electric heating - single-family house - new building - distributed level 0.17 | HOUELC | HOUPARRHN_OLDC_DMD | MKr20 | 2025 | 4.9198 | 0.04999 | [6 empty] | PAR | C | OLD |  |  | RHNDIELC | 1 | 0.16667 | HOUPARRHNDIELCN01_OLDC_FDIELCE01 | 0.539 | HOUPARRHNDIELCN01_OLDC | HOUPARRHNDIELCE01_OLDC | DIELCE01 | DIELCN01 | PAR_OLDC | DIELCE01_DIELCN01 | 2 | 0 | 0.9 | Same
HOUPARRHNDIELCN01_OLDC_FDIELCE01_D17 | Residential heating technology - Electric heating - single-family house - new building - distributed level 0.17 | HOUELC | HOUPARRHN_OLDC_DMD | MKr20 | 2030 | 4.798 | 0.047907 | [6 empty] | PAR | C | OLD |  |  | RHNDIELC | 1 | 0.16667 | HOUPARRHNDIELCN01_OLDC_FDIELCE01 | 0.539 | HOUPARRHNDIELCN01_OLDC | HOUPARRHNDIELCE01_OLDC | DIELCE01 | DIELCN01 | PAR_OLDC | DIELCE01_DIELCN01 | 2 | 0 | 0.9 | Same
HOUPARRHNDIELCN01_OLDC_FDIELCE01_D17 | Residential heating technology - Electric heating - single-family house - new building - distributed level 0.17 | HOUELC | HOUPARRHN_OLDC_DMD | MKr20 | 2040 | 4.5634 | 0.045824 | [6 empty] | PAR | C | OLD |  |  | RHNDIELC | 1 | 0.16667 | HOUPARRHNDIELCN01_OLDC_FDIELCE01 | 0.539 | HOUPARRHNDIELCN01_OLDC | HOUPARRHNDIELCE01_OLDC | DIELCE01 | DIELCN01 | PAR_OLDC | DIELCE01_DIELCN01 | 2 | 0 | 0.9 | Same
HOUPARRHNDIELCN01_OLDC_FDIELCE01_D17 | Residential heating technology - Electric heating - single-family house - new building - distributed level 0.17 | HOUELC | HOUPARRHN_OLDC_DMD | MKr20 | 2050 | 4.3403 | 0.043741 | [6 empty] | PAR | C | OLD |  |  | RHNDIELC | 1 | 0.16667 | HOUPARRHNDIELCN01_OLDC_FDIELCE01 | 0.539 | HOUPARRHNDIELCN01_OLDC | HOUPARRHNDIELCE01_OLDC | DIELCE01 | DIELCN01 | PAR_OLDC | DIELCE01_DIELCN01 | 2 | 0 | 0.9 | Same
HOUPARRHNBHSOLN01_OLDC_FDIELCE01_D17 | Residential heating technology - Solar heating system - single-family house - existing building - distributed level 0.17 | HOUSOL | HOUPARRHN_OLDC_DMD | MKr20 | 2020 | 6.7755 | 0.078035 | [6 empty] | PAR | C | OLD |  |  | RHNBHSOL | 1 | 0.16667 | HOUPARRHNBHSOLN01_OLDC_FDIELCE01 | 0.539 | HOUPARRHNBHSOLN01_OLDC | HOUPARRHNDIELCE01_OLDC | DIELCE01 | BHSOLN01 | PAR_OLDC | DIELCE01_BHSOLN01 | 5 | 0 | 1.1 | Unlikely
HOUPARRHNBHSOLN01_OLDC_FDIELCE01_D17 | Residential heating technology - Solar heating system - single-family house - existing building - distributed level 0.17 | HOUSOL | HOUPARRHN_OLDC_DMD | MKr20 | 2025 | 6.6078 | 0.073274 | [6 empty] | PAR | C | OLD |  |  | RHNBHSOL | 1 | 0.16667 | HOUPARRHNBHSOLN01_OLDC_FDIELCE01 | 0.539 | HOUPARRHNBHSOLN01_OLDC | HOUPARRHNDIELCE01_OLDC | DIELCE01 | BHSOLN01 | PAR_OLDC | DIELCE01_BHSOLN01 | 5 | 0 | 1.1 | Unlikely
HOUPARRHNBHSOLN01_OLDC_FDIELCE01_D17 | Residential heating technology - Solar heating system - single-family house - existing building - distributed level 0.17 | HOUSOL | HOUPARRHN_OLDC_DMD | MKr20 | 2030 | 6.4442 | 0.071489 | [6 empty] | PAR | C | OLD |  |  | RHNBHSOL | 1 | 0.16667 | HOUPARRHNBHSOLN01_OLDC_FDIELCE01 | 0.539 | HOUPARRHNBHSOLN01_OLDC | HOUPARRHNDIELCE01_OLDC | DIELCE01 | BHSOLN01 | PAR_OLDC | DIELCE01_BHSOLN01 | 5 | 0 | 1.1 | Unlikely
HOUPARRHNBHSOLN01_OLDC_FDIELCE01_D17 | Residential heating technology - Solar heating system - single-family house - existing building - distributed level 0.17 | HOUSOL | HOUPARRHN_OLDC_DMD | MKr20 | 2040 | 6.1292 | 0.067621 | [6 empty] | PAR | C | OLD |  |  | RHNBHSOL | 1 | 0.16667 | HOUPARRHNBHSOLN01_OLDC_FDIELCE01 | 0.539 | HOUPARRHNBHSOLN01_OLDC | HOUPARRHNDIELCE01_OLDC | DIELCE01 | BHSOLN01 | PAR_OLDC | DIELCE01_BHSOLN01 | 5 | 0 | 1.1 | Unlikely
HOUPARRHNBHSOLN01_OLDC_FDIELCE01_D17 | Residential heating technology - Solar heating system - single-family house - existing building - distributed level 0.17 | HOUSOL | HOUPARRHN_OLDC_DMD | MKr20 | 2050 | 5.8295 | 0.063752 | [6 empty] | PAR | C | OLD |  |  | RHNBHSOL | 1 | 0.16667 | HOUPARRHNBHSOLN01_OLDC_FDIELCE01 | 0.539 | HOUPARRHNBHSOLN01_OLDC | HOUPARRHNDIELCE01_OLDC | DIELCE01 | BHSOLN01 | PAR_OLDC | DIELCE01_BHSOLN01 | 5 | 0 | 1.1 | Unlikely
HOUPARRHNBHDHCN03_OLDC_FDIELCE01_D17 | Residential heating technology - Direct district heating substation - plus connection pipe - single-family house - existing building - distributed level 0.17 | HOUDHC | HOUPARRHN_OLDC_DMD | MKr20 | 2020 | 2.1747 | 0.025391 | [6 empty] | PAR | C | OLD |  |  | RHNBHDHC | 1 | 0.16667 | HOUPARRHNBHDHCN03_OLDC_FDIELCE01 | 0.539 | HOUPARRHNBHDHCN03_OLDC | HOUPARRHNDIELCE01_OLDC | DIELCE01 | BHDHCN03 | PAR_OLDC | DIELCE01_BHDHCN03 | 6 | 0 | 1 | New
HOUPARRHNBHDHCN03_OLDC_FDIELCE01_D17 | Residential heating technology - Direct district heating substation - plus connection pipe - single-family house - existing building - distributed level 0.17 | HOUDHC | HOUPARRHN_OLDC_DMD | MKr20 | 2025 | 2.1494 | 0.025203 | [6 empty] | PAR | C | OLD |  |  | RHNBHDHC | 1 | 0.16667 | HOUPARRHNBHDHCN03_OLDC_FDIELCE01 | 0.539 | HOUPARRHNBHDHCN03_OLDC | HOUPARRHNDIELCE01_OLDC | DIELCE01 | BHDHCN03 | PAR_OLDC | DIELCE01_BHDHCN03 | 6 | 0 | 1 | New
HOUPARRHNBHDHCN03_OLDC_FDIELCE01_D17 | Residential heating technology - Direct district heating substation - plus connection pipe - single-family house - existing building - distributed level 0.17 | HOUDHC | HOUPARRHN_OLDC_DMD | MKr20 | 2030 | 2.1284 | 0.024753 | [6 empty] | PAR | C | OLD |  |  | RHNBHDHC | 1 | 0.16667 | HOUPARRHNBHDHCN03_OLDC_FDIELCE01 | 0.539 | HOUPARRHNBHDHCN03_OLDC | HOUPARRHNDIELCE01_OLDC | DIELCE01 | BHDHCN03 | PAR_OLDC | DIELCE01_BHDHCN03 | 6 | 0 | 1 | New
HOUPARRHNBHDHCN03_OLDC_FDIELCE01_D17 | Residential heating technology - Direct district heating substation - plus connection pipe - single-family house - existing building - distributed level 0.17 | HOUDHC | HOUPARRHN_OLDC_DMD | MKr20 | 2040 | 2.0905 | 0.023687 | [6 empty] | PAR | C | OLD |  |  | RHNBHDHC | 1 | 0.16667 | HOUPARRHNBHDHCN03_OLDC_FDIELCE01 | 0.539 | HOUPARRHNBHDHCN03_OLDC | HOUPARRHNDIELCE01_OLDC | DIELCE01 | BHDHCN03 | PAR_OLDC | DIELCE01_BHDHCN03 | 6 | 0 | 1 | New
HOUPARRHNBHDHCN03_OLDC_FDIELCE01_D17 | Residential heating technology - Direct district heating substation - plus connection pipe - single-family house - existing building - distributed level 0.17 | HOUDHC | HOUPARRHN_OLDC_DMD | MKr20 | 2050 | 2.0485 | 0.022136 | [6 empty] | PAR | C | OLD |  |  | RHNBHDHC | 1 | 0.16667 | HOUPARRHNBHDHCN03_OLDC_FDIELCE01 | 0.539 | HOUPARRHNBHDHCN03_OLDC | HOUPARRHNDIELCE01_OLDC | DIELCE01 | BHDHCN03 | PAR_OLDC | DIELCE01_BHDHCN03 | 6 | 0 | 1 | New
HOUPARRHNHPELCN07_OLDD_FDIELCE01_D17 | Residential heating technology - Heat pump, Air-to-water, low-price product - single-family house - existing building - distributed level 0.17 | HOUELC, HOUAMB | HOUPARRHN_OLDD_DMD | MKr20 | 2020 | 8.4408 | 0.32113 | 0.30847 | [5 empty] | PAR | D | OLD | 3.2419 |  | RHNHPELC | 1 | 0.16667 | HOUPARRHNHPELCN07_OLDD_FDIELCE01 | 0.539 | HOUPARRHNHPELCN07_OLDD | HOUPARRHNDIELCE01_OLDD | DIELCE01 | HPELCN07 | PAR_OLDD | DIELCE01_HPELCN07 | 5 | 0 | 1.1 | Unlikely
HOUPARRHNHPELCN07_OLDD_FDIELCE01_D17 | Residential heating technology - Heat pump, Air-to-water, low-price product - single-family house - existing building - distributed level 0.17 | HOUELC, HOUAMB | HOUPARRHN_OLDD_DMD | MKr20 | 2025 | 7.7218 | 0.2463 | 0.29378 | [5 empty] | PAR | D | OLD | 3.4039 |  | RHNHPELC | 1 | 0.16667 | HOUPARRHNHPELCN07_OLDD_FDIELCE01 | 0.539 | HOUPARRHNHPELCN07_OLDD | HOUPARRHNDIELCE01_OLDD | DIELCE01 | HPELCN07 | PAR_OLDD | DIELCE01_HPELCN07 | 5 | 0 | 1.1 | Unlikely
HOUPARRHNHPELCN07_OLDD_FDIELCE01_D17 | Residential heating technology - Heat pump, Air-to-water, low-price product - single-family house - existing building - distributed level 0.17 | HOUELC, HOUAMB | HOUPARRHN_OLDD_DMD | MKr20 | 2030 | 7.0028 | 0.24337 | 0.28042 | [5 empty] | PAR | D | OLD | 3.566 |  | RHNHPELC | 1 | 0.16667 | HOUPARRHNHPELCN07_OLDD_FDIELCE01 | 0.539 | HOUPARRHNHPELCN07_OLDD | HOUPARRHNDIELCE01_OLDD | DIELCE01 | HPELCN07 | PAR_OLDD | DIELCE01_HPELCN07 | 5 | 0 | 1.1 | Unlikely
HOUPARRHNHPELCN07_OLDD_FDIELCE01_D17 | Residential heating technology - Heat pump, Air-to-water, low-price product - single-family house - existing building - distributed level 0.17 | HOUELC, HOUAMB | HOUPARRHN_OLDD_DMD | MKr20 | 2040 | 6.43 | 0.23794 | 0.26823 | [5 empty] | PAR | D | OLD | 3.7281 |  | RHNHPELC | 1 | 0.16667 | HOUPARRHNHPELCN07_OLDD_FDIELCE01 | 0.539 | HOUPARRHNHPELCN07_OLDD | HOUPARRHNDIELCE01_OLDD | DIELCE01 | HPELCN07 | PAR_OLDD | DIELCE01_HPELCN07 | 5 | 0 | 1.1 | Unlikely
HOUPARRHNHPELCN07_OLDD_FDIELCE01_D17 | Residential heating technology - Heat pump, Air-to-water, low-price product - single-family house - existing building - distributed level 0.17 | HOUELC, HOUAMB | HOUPARRHN_OLDD_DMD | MKr20 | 2050 | 5.8571 | 0.2325 | 0.26067 | [5 empty] | PAR | D | OLD | 3.8362 |  | RHNHPELC | 1 | 0.16667 | HOUPARRHNHPELCN07_OLDD_FDIELCE01 | 0.539 | HOUPARRHNHPELCN07_OLDD | HOUPARRHNDIELCE01_OLDD | DIELCE01 | HPELCN07 | PAR_OLDD | DIELCE01_HPELCN07 | 5 | 0 | 1.1 | Unlikely
HOUPARRHNHPELCN05_OLDD_FDIELCE01_D17 | Residential heating technology - Heat pump, Air-to-water - leasing - single-family house - existing building - distributed level 0.17 | HOUELC, HOUAMB | HOUPARRHN_OLDD_DMD | MKr20 | 2020 | 5.3777 | 0.88909 | 0.29378 | [5 empty] | PAR | D | OLD | 3.4039 |  | RHNHPELC | 1 | 0.16667 | HOUPARRHNHPELCN05_OLDD_FDIELCE01 | 0.539 | HOUPARRHNHPELCN05_OLDD | HOUPARRHNDIELCE01_OLDD | DIELCE01 | HPELCN05 | PAR_OLDD | DIELCE01_HPELCN05 | 5 | 0 | 1.1 | Unlikely
HOUPARRHNHPELCN05_OLDD_FDIELCE01_D17 | Residential heating technology - Heat pump, Air-to-water - leasing - single-family house - existing building - distributed level 0.17 | HOUELC, HOUAMB | HOUPARRHN_OLDD_DMD | MKr20 | 2025 | 4.9603 | 0.76684 | 0.28042 | [5 empty] | PAR | D | OLD | 3.566 |  | RHNHPELC | 1 | 0.16667 | HOUPARRHNHPELCN05_OLDD_FDIELCE01 | 0.539 | HOUPARRHNHPELCN05_OLDD | HOUPARRHNDIELCE01_OLDD | DIELCE01 | HPELCN05 | PAR_OLDD | DIELCE01_HPELCN05 | 5 | 0 | 1.1 | Unlikely
HOUPARRHNHPELCN05_OLDD_FDIELCE01_D17 | Residential heating technology - Heat pump, Air-to-water - leasing - single-family house - existing building - distributed level 0.17 | HOUELC, HOUAMB | HOUPARRHN_OLDD_DMD | MKr20 | 2030 | 4.5429 | 0.71648 | 0.26823 | [5 empty] | PAR | D | OLD | 3.7281 |  | RHNHPELC | 1 | 0.16667 | HOUPARRHNHPELCN05_OLDD_FDIELCE01 | 0.539 | HOUPARRHNHPELCN05_OLDD | HOUPARRHNDIELCE01_OLDD | DIELCE01 | HPELCN05 | PAR_OLDD | DIELCE01_HPELCN05 | 5 | 0 | 1.1 | Unlikely
HOUPARRHNHPELCN05_OLDD_FDIELCE01_D17 | Residential heating technology - Heat pump, Air-to-water - leasing - single-family house - existing building - distributed level 0.17 | HOUELC, HOUAMB | HOUPARRHN_OLDD_DMD | MKr20 | 2040 | 4.2044 | 0.67258 | 0.25705 | [5 empty] | PAR | D | OLD | 3.8902 |  | RHNHPELC | 1 | 0.16667 | HOUPARRHNHPELCN05_OLDD_FDIELCE01 | 0.539 | HOUPARRHNHPELCN05_OLDD | HOUPARRHNDIELCE01_OLDD | DIELCE01 | HPELCN05 | PAR_OLDD | DIELCE01_HPELCN05 | 5 | 0 | 1.1 | Unlikely
HOUPARRHNHPELCN05_OLDD_FDIELCE01_D17 | Residential heating technology - Heat pump, Air-to-water - leasing - single-family house - existing building - distributed level 0.17 | HOUELC, HOUAMB | HOUPARRHN_OLDD_DMD | MKr20 | 2050 | 3.8659 | 0.62868 | 0.25011 | [5 empty] | PAR | D | OLD | 3.9983 |  | RHNHPELC | 1 | 0.16667 | HOUPARRHNHPELCN05_OLDD_FDIELCE01 | 0.539 | HOUPARRHNHPELCN05_OLDD | HOUPARRHNDIELCE01_OLDD | DIELCE01 | HPELCN05 | PAR_OLDD | DIELCE01_HPELCN05 | 5 | 0 | 1.1 | Unlikely
HOUPARRHNHPELCN04_OLDD_FDIELCE01_D17 | Residential heating technology - Heat pump, Ground source - single-family house - existing building - distributed level 0.17 | HOUELC, HOUAMB | HOUPARRHN_OLDD_DMD | MKr20 | 2020 | 12.9489 | 0.25642 | 0.26823 | [5 empty] | PAR | D | OLD | 3.7281 |  | RHNHPELC | 1 | 0.16667 | HOUPARRHNHPELCN04_OLDD_FDIELCE01 | 0.539 | HOUPARRHNHPELCN04_OLDD | HOUPARRHNDIELCE01_OLDD | DIELCE01 | HPELCN04 | PAR_OLDD | DIELCE01_HPELCN04 | 6 | 0 | 1 | New
HOUPARRHNHPELCN04_OLDD_FDIELCE01_D17 | Residential heating technology - Heat pump, Ground source - single-family house - existing building - distributed level 0.17 | HOUELC, HOUAMB | HOUPARRHN_OLDD_DMD | MKr20 | 2025 | 12.3015 | 0.1816 | 0.26067 | [5 empty] | PAR | D | OLD | 3.8362 |  | RHNHPELC | 1 | 0.16667 | HOUPARRHNHPELCN04_OLDD_FDIELCE01 | 0.539 | HOUPARRHNHPELCN04_OLDD | HOUPARRHNDIELCE01_OLDD | DIELCE01 | HPELCN04 | PAR_OLDD | DIELCE01_HPELCN04 | 6 | 0 | 1 | New
HOUPARRHNHPELCN04_OLDD_FDIELCE01_D17 | Residential heating technology - Heat pump, Ground source - single-family house - existing building - distributed level 0.17 | HOUELC, HOUAMB | HOUPARRHN_OLDD_DMD | MKr20 | 2030 | 11.654 | 0.17867 | 0.25353 | [5 empty] | PAR | D | OLD | 3.9443 |  | RHNHPELC | 1 | 0.16667 | HOUPARRHNHPELCN04_OLDD_FDIELCE01 | 0.539 | HOUPARRHNHPELCN04_OLDD | HOUPARRHNDIELCE01_OLDD | DIELCE01 | HPELCN04 | PAR_OLDD | DIELCE01_HPELCN04 | 6 | 0 | 1 | New
HOUPARRHNHPELCN04_OLDD_FDIELCE01_D17 | Residential heating technology - Heat pump, Ground source - single-family house - existing building - distributed level 0.17 | HOUELC, HOUAMB | HOUPARRHN_OLDD_DMD | MKr20 | 2040 | 11.0713 | 0.17323 | 0.24353 | [5 empty] | PAR | D | OLD | 4.1064 |  | RHNHPELC | 1 | 0.16667 | HOUPARRHNHPELCN04_OLDD_FDIELCE01 | 0.539 | HOUPARRHNHPELCN04_OLDD | HOUPARRHNDIELCE01_OLDD | DIELCE01 | HPELCN04 | PAR_OLDD | DIELCE01_HPELCN04 | 6 | 0 | 1 | New
HOUPARRHNHPELCN04_OLDD_FDIELCE01_D17 | Residential heating technology - Heat pump, Ground source - single-family house - existing building - distributed level 0.17 | HOUELC, HOUAMB | HOUPARRHN_OLDD_DMD | MKr20 | 2050 | 10.4886 | 0.1678 | 0.24036 | [5 empty] | PAR | D | OLD | 4.1604 |  | RHNHPELC | 1 | 0.16667 | HOUPARRHNHPELCN04_OLDD_FDIELCE01 | 0.539 | HOUPARRHNHPELCN04_OLDD | HOUPARRHNDIELCE01_OLDD | DIELCE01 | HPELCN04 | PAR_OLDD | DIELCE01_HPELCN04 | 6 | 0 | 1 | New
HOUPARRHNHPELCN03_OLDD_FDIELCE01_D17 | Residential heating technology - Heat pump, Air-to-water - single-family house - existing building - distributed level 0.17 | HOUELC, HOUAMB | HOUPARRHN_OLDD_DMD | MKr20 | 2020 | 9.7776 | 0.27799 | 0.29378 | [5 empty] | PAR | D | OLD | 3.4039 |  | RHNHPELC | 1 | 0.16667 | HOUPARRHNHPELCN03_OLDD_FDIELCE01 | 0.539 | HOUPARRHNHPELCN03_OLDD | HOUPARRHNDIELCE01_OLDD | DIELCE01 | HPELCN03 | PAR_OLDD | DIELCE01_HPELCN03 | 6 | 0 | 1 | New
HOUPARRHNHPELCN03_OLDD_FDIELCE01_D17 | Residential heating technology - Heat pump, Air-to-water - single-family house - existing building - distributed level 0.17 | HOUELC, HOUAMB | HOUPARRHN_OLDD_DMD | MKr20 | 2025 | 9.0187 | 0.20317 | 0.28042 | [5 empty] | PAR | D | OLD | 3.566 |  | RHNHPELC | 1 | 0.16667 | HOUPARRHNHPELCN03_OLDD_FDIELCE01 | 0.539 | HOUPARRHNHPELCN03_OLDD | HOUPARRHNDIELCE01_OLDD | DIELCE01 | HPELCN03 | PAR_OLDD | DIELCE01_HPELCN03 | 6 | 0 | 1 | New
HOUPARRHNHPELCN03_OLDD_FDIELCE01_D17 | Residential heating technology - Heat pump, Air-to-water - single-family house - existing building - distributed level 0.17 | HOUELC, HOUAMB | HOUPARRHN_OLDD_DMD | MKr20 | 2030 | 8.2599 | 0.20024 | 0.26823 | [5 empty] | PAR | D | OLD | 3.7281 |  | RHNHPELC | 1 | 0.16667 | HOUPARRHNHPELCN03_OLDD_FDIELCE01 | 0.539 | HOUPARRHNHPELCN03_OLDD | HOUPARRHNDIELCE01_OLDD | DIELCE01 | HPELCN03 | PAR_OLDD | DIELCE01_HPELCN03 | 6 | 0 | 1 | New
HOUPARRHNHPELCN03_OLDD_FDIELCE01_D17 | Residential heating technology - Heat pump, Air-to-water - single-family house - existing building - distributed level 0.17 | HOUELC, HOUAMB | HOUPARRHN_OLDD_DMD | MKr20 | 2040 | 7.6444 | 0.1948 | 0.25705 | [5 empty] | PAR | D | OLD | 3.8902 |  | RHNHPELC | 1 | 0.16667 | HOUPARRHNHPELCN03_OLDD_FDIELCE01 | 0.539 | HOUPARRHNHPELCN03_OLDD | HOUPARRHNDIELCE01_OLDD | DIELCE01 | HPELCN03 | PAR_OLDD | DIELCE01_HPELCN03 | 6 | 0 | 1 | New
HOUPARRHNHPELCN03_OLDD_FDIELCE01_D17 | Residential heating technology - Heat pump, Air-to-water - single-family house - existing building - distributed level 0.17 | HOUELC, HOUAMB | HOUPARRHN_OLDD_DMD | MKr20 | 2050 | 7.029 | 0.18937 | 0.25011 | [5 empty] | PAR | D | OLD | 3.9983 |  | RHNHPELC | 1 | 0.16667 | HOUPARRHNHPELCN03_OLDD_FDIELCE01 | 0.539 | HOUPARRHNHPELCN03_OLDD | HOUPARRHNDIELCE01_OLDD | DIELCE01 | HPELCN03 | PAR_OLDD | DIELCE01_HPELCN03 | 6 | 0 | 1 | New
HOUPARRHNHPELCN02_OLDD_FDIELCE01_D17 | Residential heating technology - Heat pump, Air-to-air - single-family house - existing building - distributed level 0.17 | HOUELC, HOUAMB | HOUPARRHN_OLDD_DMD | MKr20 | 2020 | 1.7956 | 0.14453 | 0.1908 | [5 empty] | PAR | D | OLD | 5.241 |  | RHNHPELC | 1 | 0.16667 | HOUPARRHNHPELCN02_OLDD_FDIELCE01 | 0.539 | HOUPARRHNHPELCN02_OLDD | HOUPARRHNDIELCE01_OLDD | DIELCE01 | HPELCN02 | PAR_OLDD | DIELCE01_HPELCN02 | 5 | 0 | 1.1 | Unlikely
HOUPARRHNHPELCN02_OLDD_FDIELCE01_D17 | Residential heating technology - Heat pump, Air-to-air - single-family house - existing building - distributed level 0.17 | HOUELC, HOUAMB | HOUPARRHN_OLDD_DMD | MKr20 | 2025 | 1.7517 | 0.098193 | 0.18145 | [5 empty] | PAR | D | OLD | 5.5112 |  | RHNHPELC | 1 | 0.16667 | HOUPARRHNHPELCN02_OLDD_FDIELCE01 | 0.539 | HOUPARRHNHPELCN02_OLDD | HOUPARRHNDIELCE01_OLDD | DIELCE01 | HPELCN02 | PAR_OLDD | DIELCE01_HPELCN02 | 5 | 0 | 1.1 | Unlikely
HOUPARRHNHPELCN02_OLDD_FDIELCE01_D17 | Residential heating technology - Heat pump, Air-to-air - single-family house - existing building - distributed level 0.17 | HOUELC, HOUAMB | HOUPARRHN_OLDD_DMD | MKr20 | 2030 | 1.7078 | 0.096379 | 0.1746 | [5 empty] | PAR | D | OLD | 5.7273 |  | RHNHPELC | 1 | 0.16667 | HOUPARRHNHPELCN02_OLDD_FDIELCE01 | 0.539 | HOUPARRHNHPELCN02_OLDD | HOUPARRHNDIELCE01_OLDD | DIELCE01 | HPELCN02 | PAR_OLDD | DIELCE01_HPELCN02 | 5 | 0 | 1.1 | Unlikely
HOUPARRHNHPELCN02_OLDD_FDIELCE01_D17 | Residential heating technology - Heat pump, Air-to-air - single-family house - existing building - distributed level 0.17 | HOUELC, HOUAMB | HOUPARRHN_OLDD_DMD | MKr20 | 2040 | 1.6264 | 0.093013 | 0.16825 | [5 empty] | PAR | D | OLD | 5.9434 |  | RHNHPELC | 1 | 0.16667 | HOUPARRHNHPELCN02_OLDD_FDIELCE01 | 0.539 | HOUPARRHNHPELCN02_OLDD | HOUPARRHNDIELCE01_OLDD | DIELCE01 | HPELCN02 | PAR_OLDD | DIELCE01_HPELCN02 | 5 | 0 | 1.1 | Unlikely
HOUPARRHNHPELCN02_OLDD_FDIELCE01_D17 | Residential heating technology - Heat pump, Air-to-air - single-family house - existing building - distributed level 0.17 | HOUELC, HOUAMB | HOUPARRHN_OLDD_DMD | MKr20 | 2050 | 1.5449 | 0.089647 | 0.16525 | [5 empty] | PAR | D | OLD | 6.0515 |  | RHNHPELC | 1 | 0.16667 | HOUPARRHNHPELCN02_OLDD_FDIELCE01 | 0.539 | HOUPARRHNHPELCN02_OLDD | HOUPARRHNDIELCE01_OLDD | DIELCE01 | HPELCN02 | PAR_OLDD | DIELCE01_HPELCN02 | 5 | 0 | 1.1 | Unlikely
HOUPARRHNDIELCN06_OLDD_FDIELCE01_D17 | Residential heating technology - Electric heating - electric panel from Bauhaus - single-family house - new building - distributed level 0.17 | HOUELC | HOUPARRHN_OLDD_DMD | MKr20 | 2020 | 0.41519 | 0 | [6 empty] | PAR | D | OLD |  |  | RHNDIELC | 1 | 0.16667 | HOUPARRHNDIELCN06_OLDD_FDIELCE01 | 0.539 | HOUPARRHNDIELCN06_OLDD | HOUPARRHNDIELCE01_OLDD | DIELCE01 | DIELCN06 | PAR_OLDD | DIELCE01_DIELCN06 | 2 | 0 | 0.9 | Same
HOUPARRHNDIELCN06_OLDD_FDIELCE01_D17 | Residential heating technology - Electric heating - electric panel from Bauhaus - single-family house - new building - distributed level 0.17 | HOUELC | HOUPARRHN_OLDD_DMD | MKr20 | 2025 | 0.41519 | 0 | [6 empty] | PAR | D | OLD |  |  | RHNDIELC | 1 | 0.16667 | HOUPARRHNDIELCN06_OLDD_FDIELCE01 | 0.539 | HOUPARRHNDIELCN06_OLDD | HOUPARRHNDIELCE01_OLDD | DIELCE01 | DIELCN06 | PAR_OLDD | DIELCE01_DIELCN06 | 2 | 0 | 0.9 | Same
HOUPARRHNDIELCN06_OLDD_FDIELCE01_D17 | Residential heating technology - Electric heating - electric panel from Bauhaus - single-family house - new building - distributed level 0.17 | HOUELC | HOUPARRHN_OLDD_DMD | MKr20 | 2030 | 0.41519 | 0 | [6 empty] | PAR | D | OLD |  |  | RHNDIELC | 1 | 0.16667 | HOUPARRHNDIELCN06_OLDD_FDIELCE01 | 0.539 | HOUPARRHNDIELCN06_OLDD | HOUPARRHNDIELCE01_OLDD | DIELCE01 | DIELCN06 | PAR_OLDD | DIELCE01_DIELCN06 | 2 | 0 | 0.9 | Same
HOUPARRHNDIELCN06_OLDD_FDIELCE01_D17 | Residential heating technology - Electric heating - electric panel from Bauhaus - single-family house - new building - distributed level 0.17 | HOUELC | HOUPARRHN_OLDD_DMD | MKr20 | 2040 | 0.41519 | 0 | [6 empty] | PAR | D | OLD |  |  | RHNDIELC | 1 | 0.16667 | HOUPARRHNDIELCN06_OLDD_FDIELCE01 | 0.539 | HOUPARRHNDIELCN06_OLDD | HOUPARRHNDIELCE01_OLDD | DIELCE01 | DIELCN06 | PAR_OLDD | DIELCE01_DIELCN06 | 2 | 0 | 0.9 | Same
HOUPARRHNDIELCN06_OLDD_FDIELCE01_D17 | Residential heating technology - Electric heating - electric panel from Bauhaus - single-family house - new building - distributed level 0.17 | HOUELC | HOUPARRHN_OLDD_DMD | MKr20 | 2050 | 0.41519 | 0 | [6 empty] | PAR | D | OLD |  |  | RHNDIELC | 1 | 0.16667 | HOUPARRHNDIELCN06_OLDD_FDIELCE01 | 0.539 | HOUPARRHNDIELCN06_OLDD | HOUPARRHNDIELCE01_OLDD | DIELCE01 | DIELCN06 | PAR_OLDD | DIELCE01_DIELCN06 | 2 | 0 | 0.9 | Same
HOUPARRHNDIELCN01_OLDD_FDIELCE01_D17 | Residential heating technology - Electric heating - single-family house - new building - distributed level 0.17 | HOUELC | HOUPARRHN_OLDD_DMD | MKr20 | 2020 | 5.0446 | 0.04999 | [6 empty] | PAR | D | OLD |  |  | RHNDIELC | 1 | 0.16667 | HOUPARRHNDIELCN01_OLDD_FDIELCE01 | 0.539 | HOUPARRHNDIELCN01_OLDD | HOUPARRHNDIELCE01_OLDD | DIELCE01 | DIELCN01 | PAR_OLDD | DIELCE01_DIELCN01 | 2 | 0 | 0.9 | Same
HOUPARRHNDIELCN01_OLDD_FDIELCE01_D17 | Residential heating technology - Electric heating - single-family house - new building - distributed level 0.17 | HOUELC | HOUPARRHN_OLDD_DMD | MKr20 | 2025 | 4.9198 | 0.04999 | [6 empty] | PAR | D | OLD |  |  | RHNDIELC | 1 | 0.16667 | HOUPARRHNDIELCN01_OLDD_FDIELCE01 | 0.539 | HOUPARRHNDIELCN01_OLDD | HOUPARRHNDIELCE01_OLDD | DIELCE01 | DIELCN01 | PAR_OLDD | DIELCE01_DIELCN01 | 2 | 0 | 0.9 | Same
HOUPARRHNDIELCN01_OLDD_FDIELCE01_D17 | Residential heating technology - Electric heating - single-family house - new building - distributed level 0.17 | HOUELC | HOUPARRHN_OLDD_DMD | MKr20 | 2030 | 4.798 | 0.047907 | [6 empty] | PAR | D | OLD |  |  | RHNDIELC | 1 | 0.16667 | HOUPARRHNDIELCN01_OLDD_FDIELCE01 | 0.539 | HOUPARRHNDIELCN01_OLDD | HOUPARRHNDIELCE01_OLDD | DIELCE01 | DIELCN01 | PAR_OLDD | DIELCE01_DIELCN01 | 2 | 0 | 0.9 | Same
HOUPARRHNDIELCN01_OLDD_FDIELCE01_D17 | Residential heating technology - Electric heating - single-family house - new building - distributed level 0.17 | HOUELC | HOUPARRHN_OLDD_DMD | MKr20 | 2040 | 4.5634 | 0.045824 | [6 empty] | PAR | D | OLD |  |  | RHNDIELC | 1 | 0.16667 | HOUPARRHNDIELCN01_OLDD_FDIELCE01 | 0.539 | HOUPARRHNDIELCN01_OLDD | HOUPARRHNDIELCE01_OLDD | DIELCE01 | DIELCN01 | PAR_OLDD | DIELCE01_DIELCN01 | 2 | 0 | 0.9 | Same
HOUPARRHNDIELCN01_OLDD_FDIELCE01_D17 | Residential heating technology - Electric heating - single-family house - new building - distributed level 0.17 | HOUELC | HOUPARRHN_OLDD_DMD | MKr20 | 2050 | 4.3403 | 0.043741 | [6 empty] | PAR | D | OLD |  |  | RHNDIELC | 1 | 0.16667 | HOUPARRHNDIELCN01_OLDD_FDIELCE01 | 0.539 | HOUPARRHNDIELCN01_OLDD | HOUPARRHNDIELCE01_OLDD | DIELCE01 | DIELCN01 | PAR_OLDD | DIELCE01_DIELCN01 | 2 | 0 | 0.9 | Same
HOUPARRHNBHSOLN01_OLDD_FDIELCE01_D17 | Residential heating technology - Solar heating system - single-family house - existing building - distributed level 0.17 | HOUSOL | HOUPARRHN_OLDD_DMD | MKr20 | 2020 | 6.7755 | 0.078035 | [6 empty] | PAR | D | OLD |  |  | RHNBHSOL | 1 | 0.16667 | HOUPARRHNBHSOLN01_OLDD_FDIELCE01 | 0.539 | HOUPARRHNBHSOLN01_OLDD | HOUPARRHNDIELCE01_OLDD | DIELCE01 | BHSOLN01 | PAR_OLDD | DIELCE01_BHSOLN01 | 5 | 0 | 1.1 | Unlikely
HOUPARRHNBHSOLN01_OLDD_FDIELCE01_D17 | Residential heating technology - Solar heating system - single-family house - existing building - distributed level 0.17 | HOUSOL | HOUPARRHN_OLDD_DMD | MKr20 | 2025 | 6.6078 | 0.073274 | [6 empty] | PAR | D | OLD |  |  | RHNBHSOL | 1 | 0.16667 | HOUPARRHNBHSOLN01_OLDD_FDIELCE01 | 0.539 | HOUPARRHNBHSOLN01_OLDD | HOUPARRHNDIELCE01_OLDD | DIELCE01 | BHSOLN01 | PAR_OLDD | DIELCE01_BHSOLN01 | 5 | 0 | 1.1 | Unlikely
HOUPARRHNBHSOLN01_OLDD_FDIELCE01_D17 | Residential heating technology - Solar heating system - single-family house - existing building - distributed level 0.17 | HOUSOL | HOUPARRHN_OLDD_DMD | MKr20 | 2030 | 6.4442 | 0.071489 | [6 empty] | PAR | D | OLD |  |  | RHNBHSOL | 1 | 0.16667 | HOUPARRHNBHSOLN01_OLDD_FDIELCE01 | 0.539 | HOUPARRHNBHSOLN01_OLDD | HOUPARRHNDIELCE01_OLDD | DIELCE01 | BHSOLN01 | PAR_OLDD | DIELCE01_BHSOLN01 | 5 | 0 | 1.1 | Unlikely
HOUPARRHNBHSOLN01_OLDD_FDIELCE01_D17 | Residential heating technology - Solar heating system - single-family house - existing building - distributed level 0.17 | HOUSOL | HOUPARRHN_OLDD_DMD | MKr20 | 2040 | 6.1292 | 0.067621 | [6 empty] | PAR | D | OLD |  |  | RHNBHSOL | 1 | 0.16667 | HOUPARRHNBHSOLN01_OLDD_FDIELCE01 | 0.539 | HOUPARRHNBHSOLN01_OLDD | HOUPARRHNDIELCE01_OLDD | DIELCE01 | BHSOLN01 | PAR_OLDD | DIELCE01_BHSOLN01 | 5 | 0 | 1.1 | Unlikely
HOUPARRHNBHSOLN01_OLDD_FDIELCE01_D17 | Residential heating technology - Solar heating system - single-family house - existing building - distributed level 0.17 | HOUSOL | HOUPARRHN_OLDD_DMD | MKr20 | 2050 | 5.8295 | 0.063752 | [6 empty] | PAR | D | OLD |  |  | RHNBHSOL | 1 | 0.16667 | HOUPARRHNBHSOLN01_OLDD_FDIELCE01 | 0.539 | HOUPARRHNBHSOLN01_OLDD | HOUPARRHNDIELCE01_OLDD | DIELCE01 | BHSOLN01 | PAR_OLDD | DIELCE01_BHSOLN01 | 5 | 0 | 1.1 | Unlikely
HOUPARRHNBHDHDN03_OLDD_FDIELCE01_D17 | Residential heating technology - Direct district heating substation - plus connection pipe - single-family house - existing building - distributed level 0.17 | HOUDHD | HOUPARRHN_OLDD_DMD | MKr20 | 2020 | 2.3921 | 0.025391 | [6 empty] | PAR | D | OLD |  |  | RHNBHDHD | 1 | 0.16667 | HOUPARRHNBHDHDN03_OLDD_FDIELCE01 | 0.539 | HOUPARRHNBHDHDN03_OLDD | HOUPARRHNDIELCE01_OLDD | DIELCE01 | BHDHDN03 | PAR_OLDD | DIELCE01_BHDHDN03 | 5 | 0 | 1.1 | Unlikely
HOUPARRHNBHDHDN03_OLDD_FDIELCE01_D17 | Residential heating technology - Direct district heating substation - plus connection pipe - single-family house - existing building - distributed level 0.17 | HOUDHD | HOUPARRHN_OLDD_DMD | MKr20 | 2025 | 2.3644 | 0.025203 | [6 empty] | PAR | D | OLD |  |  | RHNBHDHD | 1 | 0.16667 | HOUPARRHNBHDHDN03_OLDD_FDIELCE01 | 0.539 | HOUPARRHNBHDHDN03_OLDD | HOUPARRHNDIELCE01_OLDD | DIELCE01 | BHDHDN03 | PAR_OLDD | DIELCE01_BHDHDN03 | 5 | 0 | 1.1 | Unlikely
HOUPARRHNBHDHDN03_OLDD_FDIELCE01_D17 | Residential heating technology - Direct district heating substation - plus connection pipe - single-family house - existing building - distributed level 0.17 | HOUDHD | HOUPARRHN_OLDD_DMD | MKr20 | 2030 | 2.3412 | 0.024753 | [6 empty] | PAR | D | OLD |  |  | RHNBHDHD | 1 | 0.16667 | HOUPARRHNBHDHDN03_OLDD_FDIELCE01 | 0.539 | HOUPARRHNBHDHDN03_OLDD | HOUPARRHNDIELCE01_OLDD | DIELCE01 | BHDHDN03 | PAR_OLDD | DIELCE01_BHDHDN03 | 5 | 0 | 1.1 | Unlikely
HOUPARRHNBHDHDN03_OLDD_FDIELCE01_D17 | Residential heating technology - Direct district heating substation - plus connection pipe - single-family house - existing building - distributed level 0.17 | HOUDHD | HOUPARRHN_OLDD_DMD | MKr20 | 2040 | 2.2996 | 0.023687 | [6 empty] | PAR | D | OLD |  |  | RHNBHDHD | 1 | 0.16667 | HOUPARRHNBHDHDN03_OLDD_FDIELCE01 | 0.539 | HOUPARRHNBHDHDN03_OLDD | HOUPARRHNDIELCE01_OLDD | DIELCE01 | BHDHDN03 | PAR_OLDD | DIELCE01_BHDHDN03 | 5 | 0 | 1.1 | Unlikely
HOUPARRHNBHDHDN03_OLDD_FDIELCE01_D17 | Residential heating technology - Direct district heating substation - plus connection pipe - single-family house - existing building - distributed level 0.17 | HOUDHD | HOUPARRHN_OLDD_DMD | MKr20 | 2050 | 2.2533 | 0.022136 | [6 empty] | PAR | D | OLD |  |  | RHNBHDHD | 1 | 0.16667 | HOUPARRHNBHDHDN03_OLDD_FDIELCE01 | 0.539 | HOUPARRHNBHDHDN03_OLDD | HOUPARRHNDIELCE01_OLDD | DIELCE01 | BHDHDN03 | PAR_OLDD | DIELCE01_BHDHDN03 | 5 | 0 | 1.1 | Unlikely
HOUPARRHNHPELCN07_OLDI_FDIELCE01_D17 | Residential heating technology - Heat pump, Air-to-water, low-price product - single-family house - existing building - distributed level 0.17 | HOUELC, HOUAMB | HOUPARRHN_OLDI_DMD | MKr20 | 2020 | 8.4408 | 0.32113 | 0.30847 | [5 empty] | PAR | I | OLD | 3.2419 |  | RHNHPELC | 1 | 0.16667 | HOUPARRHNHPELCN07_OLDI_FDIELCE01 | 0.539 | HOUPARRHNHPELCN07_OLDI | HOUPARRHNDIELCE01_OLDI | DIELCE01 | HPELCN07 | PAR_OLDI | DIELCE01_HPELCN07 | 5 | 0 | 1.1 | Unlikely
HOUPARRHNHPELCN07_OLDI_FDIELCE01_D17 | Residential heating technology - Heat pump, Air-to-water, low-price product - single-family house - existing building - distributed level 0.17 | HOUELC, HOUAMB | HOUPARRHN_OLDI_DMD | MKr20 | 2025 | 7.7218 | 0.2463 | 0.29378 | [5 empty] | PAR | I | OLD | 3.4039 |  | RHNHPELC | 1 | 0.16667 | HOUPARRHNHPELCN07_OLDI_FDIELCE01 | 0.539 | HOUPARRHNHPELCN07_OLDI | HOUPARRHNDIELCE01_OLDI | DIELCE01 | HPELCN07 | PAR_OLDI | DIELCE01_HPELCN07 | 5 | 0 | 1.1 | Unlikely
HOUPARRHNHPELCN07_OLDI_FDIELCE01_D17 | Residential heating technology - Heat pump, Air-to-water, low-price product - single-family house - existing building - distributed level 0.17 | HOUELC, HOUAMB | HOUPARRHN_OLDI_DMD | MKr20 | 2030 | 7.0028 | 0.24337 | 0.28042 | [5 empty] | PAR | I | OLD | 3.566 |  | RHNHPELC | 1 | 0.16667 | HOUPARRHNHPELCN07_OLDI_FDIELCE01 | 0.539 | HOUPARRHNHPELCN07_OLDI | HOUPARRHNDIELCE01_OLDI | DIELCE01 | HPELCN07 | PAR_OLDI | DIELCE01_HPELCN07 | 5 | 0 | 1.1 | Unlikely
HOUPARRHNHPELCN07_OLDI_FDIELCE01_D17 | Residential heating technology - Heat pump, Air-to-water, low-price product - single-family house - existing building - distributed level 0.17 | HOUELC, HOUAMB | HOUPARRHN_OLDI_DMD | MKr20 | 2040 | 6.43 | 0.23794 | 0.26823 | [5 empty] | PAR | I | OLD | 3.7281 |  | RHNHPELC | 1 | 0.16667 | HOUPARRHNHPELCN07_OLDI_FDIELCE01 | 0.539 | HOUPARRHNHPELCN07_OLDI | HOUPARRHNDIELCE01_OLDI | DIELCE01 | HPELCN07 | PAR_OLDI | DIELCE01_HPELCN07 | 5 | 0 | 1.1 | Unlikely
HOUPARRHNHPELCN07_OLDI_FDIELCE01_D17 | Residential heating technology - Heat pump, Air-to-water, low-price product - single-family house - existing building - distributed level 0.17 | HOUELC, HOUAMB | HOUPARRHN_OLDI_DMD | MKr20 | 2050 | 5.8571 | 0.2325 | 0.26067 | [5 empty] | PAR | I | OLD | 3.8362 |  | RHNHPELC | 1 | 0.16667 | HOUPARRHNHPELCN07_OLDI_FDIELCE01 | 0.539 | HOUPARRHNHPELCN07_OLDI | HOUPARRHNDIELCE01_OLDI | DIELCE01 | HPELCN07 | PAR_OLDI | DIELCE01_HPELCN07 | 5 | 0 | 1.1 | Unlikely
HOUPARRHNHPELCN05_OLDI_FDIELCE01_D17 | Residential heating technology - Heat pump, Air-to-water - leasing - single-family house - existing building - distributed level 0.17 | HOUELC, HOUAMB | HOUPARRHN_OLDI_DMD | MKr20 | 2020 | 5.3777 | 0.88909 | 0.29378 | [5 empty] | PAR | I | OLD | 3.4039 |  | RHNHPELC | 1 | 0.16667 | HOUPARRHNHPELCN05_OLDI_FDIELCE01 | 0.539 | HOUPARRHNHPELCN05_OLDI | HOUPARRHNDIELCE01_OLDI | DIELCE01 | HPELCN05 | PAR_OLDI | DIELCE01_HPELCN05 | 5 | 0 | 1.1 | Unlikely
HOUPARRHNHPELCN05_OLDI_FDIELCE01_D17 | Residential heating technology - Heat pump, Air-to-water - leasing - single-family house - existing building - distributed level 0.17 | HOUELC, HOUAMB | HOUPARRHN_OLDI_DMD | MKr20 | 2025 | 4.9603 | 0.76684 | 0.28042 | [5 empty] | PAR | I | OLD | 3.566 |  | RHNHPELC | 1 | 0.16667 | HOUPARRHNHPELCN05_OLDI_FDIELCE01 | 0.539 | HOUPARRHNHPELCN05_OLDI | HOUPARRHNDIELCE01_OLDI | DIELCE01 | HPELCN05 | PAR_OLDI | DIELCE01_HPELCN05 | 5 | 0 | 1.1 | Unlikely
HOUPARRHNHPELCN05_OLDI_FDIELCE01_D17 | Residential heating technology - Heat pump, Air-to-water - leasing - single-family house - existing building - distributed level 0.17 | HOUELC, HOUAMB | HOUPARRHN_OLDI_DMD | MKr20 | 2030 | 4.5429 | 0.71648 | 0.26823 | [5 empty] | PAR | I | OLD | 3.7281 |  | RHNHPELC | 1 | 0.16667 | HOUPARRHNHPELCN05_OLDI_FDIELCE01 | 0.539 | HOUPARRHNHPELCN05_OLDI | HOUPARRHNDIELCE01_OLDI | DIELCE01 | HPELCN05 | PAR_OLDI | DIELCE01_HPELCN05 | 5 | 0 | 1.1 | Unlikely
HOUPARRHNHPELCN05_OLDI_FDIELCE01_D17 | Residential heating technology - Heat pump, Air-to-water - leasing - single-family house - existing building - distributed level 0.17 | HOUELC, HOUAMB | HOUPARRHN_OLDI_DMD | MKr20 | 2040 | 4.2044 | 0.67258 | 0.25705 | [5 empty] | PAR | I | OLD | 3.8902 |  | RHNHPELC | 1 | 0.16667 | HOUPARRHNHPELCN05_OLDI_FDIELCE01 | 0.539 | HOUPARRHNHPELCN05_OLDI | HOUPARRHNDIELCE01_OLDI | DIELCE01 | HPELCN05 | PAR_OLDI | DIELCE01_HPELCN05 | 5 | 0 | 1.1 | Unlikely
HOUPARRHNHPELCN05_OLDI_FDIELCE01_D17 | Residential heating technology - Heat pump, Air-to-water - leasing - single-family house - existing building - distributed level 0.17 | HOUELC, HOUAMB | HOUPARRHN_OLDI_DMD | MKr20 | 2050 | 3.8659 | 0.62868 | 0.25011 | [5 empty] | PAR | I | OLD | 3.9983 |  | RHNHPELC | 1 | 0.16667 | HOUPARRHNHPELCN05_OLDI_FDIELCE01 | 0.539 | HOUPARRHNHPELCN05_OLDI | HOUPARRHNDIELCE01_OLDI | DIELCE01 | HPELCN05 | PAR_OLDI | DIELCE01_HPELCN05 | 5 | 0 | 1.1 | Unlikely
HOUPARRHNHPELCN04_OLDI_FDIELCE01_D17 | Residential heating technology - Heat pump, Ground source - single-family house - existing building - distributed level 0.17 | HOUELC, HOUAMB | HOUPARRHN_OLDI_DMD | MKr20 | 2020 | 12.9489 | 0.25642 | 0.26823 | [5 empty] | PAR | I | OLD | 3.7281 |  | RHNHPELC | 1 | 0.16667 | HOUPARRHNHPELCN04_OLDI_FDIELCE01 | 0.539 | HOUPARRHNHPELCN04_OLDI | HOUPARRHNDIELCE01_OLDI | DIELCE01 | HPELCN04 | PAR_OLDI | DIELCE01_HPELCN04 | 6 | 0 | 1 | New
HOUPARRHNHPELCN04_OLDI_FDIELCE01_D17 | Residential heating technology - Heat pump, Ground source - single-family house - existing building - distributed level 0.17 | HOUELC, HOUAMB | HOUPARRHN_OLDI_DMD | MKr20 | 2025 | 12.3015 | 0.1816 | 0.26067 | [5 empty] | PAR | I | OLD | 3.8362 |  | RHNHPELC | 1 | 0.16667 | HOUPARRHNHPELCN04_OLDI_FDIELCE01 | 0.539 | HOUPARRHNHPELCN04_OLDI | HOUPARRHNDIELCE01_OLDI | DIELCE01 | HPELCN04 | PAR_OLDI | DIELCE01_HPELCN04 | 6 | 0 | 1 | New
HOUPARRHNHPELCN04_OLDI_FDIELCE01_D17 | Residential heating technology - Heat pump, Ground source - single-family house - existing building - distributed level 0.17 | HOUELC, HOUAMB | HOUPARRHN_OLDI_DMD | MKr20 | 2030 | 11.654 | 0.17867 | 0.25353 | [5 empty] | PAR | I | OLD | 3.9443 |  | RHNHPELC | 1 | 0.16667 | HOUPARRHNHPELCN04_OLDI_FDIELCE01 | 0.539 | HOUPARRHNHPELCN04_OLDI | HOUPARRHNDIELCE01_OLDI | DIELCE01 | HPELCN04 | PAR_OLDI | DIELCE01_HPELCN04 | 6 | 0 | 1 | New
HOUPARRHNHPELCN04_OLDI_FDIELCE01_D17 | Residential heating technology - Heat pump, Ground source - single-family house - existing building - distributed level 0.17 | HOUELC, HOUAMB | HOUPARRHN_OLDI_DMD | MKr20 | 2040 | 11.0713 | 0.17323 | 0.24353 | [5 empty] | PAR | I | OLD | 4.1064 |  | RHNHPELC | 1 | 0.16667 | HOUPARRHNHPELCN04_OLDI_FDIELCE01 | 0.539 | HOUPARRHNHPELCN04_OLDI | HOUPARRHNDIELCE01_OLDI | DIELCE01 | HPELCN04 | PAR_OLDI | DIELCE01_HPELCN04 | 6 | 0 | 1 | New
HOUPARRHNHPELCN04_OLDI_FDIELCE01_D17 | Residential heating technology - Heat pump, Ground source - single-family house - existing building - distributed level 0.17 | HOUELC, HOUAMB | HOUPARRHN_OLDI_DMD | MKr20 | 2050 | 10.4886 | 0.1678 | 0.24036 | [5 empty] | PAR | I | OLD | 4.1604 |  | RHNHPELC | 1 | 0.16667 | HOUPARRHNHPELCN04_OLDI_FDIELCE01 | 0.539 | HOUPARRHNHPELCN04_OLDI | HOUPARRHNDIELCE01_OLDI | DIELCE01 | HPELCN04 | PAR_OLDI | DIELCE01_HPELCN04 | 6 | 0 | 1 | New
HOUPARRHNHPELCN03_OLDI_FDIELCE01_D17 | Residential heating technology - Heat pump, Air-to-water - single-family house - existing building - distributed level 0.17 | HOUELC, HOUAMB | HOUPARRHN_OLDI_DMD | MKr20 | 2020 | 9.7776 | 0.27799 | 0.29378 | [5 empty] | PAR | I | OLD | 3.4039 |  | RHNHPELC | 1 | 0.16667 | HOUPARRHNHPELCN03_OLDI_FDIELCE01 | 0.539 | HOUPARRHNHPELCN03_OLDI | HOUPARRHNDIELCE01_OLDI | DIELCE01 | HPELCN03 | PAR_OLDI | DIELCE01_HPELCN03 | 6 | 0 | 1 | New
HOUPARRHNHPELCN03_OLDI_FDIELCE01_D17 | Residential heating technology - Heat pump, Air-to-water - single-family house - existing building - distributed level 0.17 | HOUELC, HOUAMB | HOUPARRHN_OLDI_DMD | MKr20 | 2025 | 9.0187 | 0.20317 | 0.28042 | [5 empty] | PAR | I | OLD | 3.566 |  | RHNHPELC | 1 | 0.16667 | HOUPARRHNHPELCN03_OLDI_FDIELCE01 | 0.539 | HOUPARRHNHPELCN03_OLDI | HOUPARRHNDIELCE01_OLDI | DIELCE01 | HPELCN03 | PAR_OLDI | DIELCE01_HPELCN03 | 6 | 0 | 1 | New
HOUPARRHNHPELCN03_OLDI_FDIELCE01_D17 | Residential heating technology - Heat pump, Air-to-water - single-family house - existing building - distributed level 0.17 | HOUELC, HOUAMB | HOUPARRHN_OLDI_DMD | MKr20 | 2030 | 8.2599 | 0.20024 | 0.26823 | [5 empty] | PAR | I | OLD | 3.7281 |  | RHNHPELC | 1 | 0.16667 | HOUPARRHNHPELCN03_OLDI_FDIELCE01 | 0.539 | HOUPARRHNHPELCN03_OLDI | HOUPARRHNDIELCE01_OLDI | DIELCE01 | HPELCN03 | PAR_OLDI | DIELCE01_HPELCN03 | 6 | 0 | 1 | New
HOUPARRHNHPELCN03_OLDI_FDIELCE01_D17 | Residential heating technology - Heat pump, Air-to-water - single-family house - existing building - distributed level 0.17 | HOUELC, HOUAMB | HOUPARRHN_OLDI_DMD | MKr20 | 2040 | 7.6444 | 0.1948 | 0.25705 | [5 empty] | PAR | I | OLD | 3.8902 |  | RHNHPELC | 1 | 0.16667 | HOUPARRHNHPELCN03_OLDI_FDIELCE01 | 0.539 | HOUPARRHNHPELCN03_OLDI | HOUPARRHNDIELCE01_OLDI | DIELCE01 | HPELCN03 | PAR_OLDI | DIELCE01_HPELCN03 | 6 | 0 | 1 | New
HOUPARRHNHPELCN03_OLDI_FDIELCE01_D17 | Residential heating technology - Heat pump, Air-to-water - single-family house - existing building - distributed level 0.17 | HOUELC, HOUAMB | HOUPARRHN_OLDI_DMD | MKr20 | 2050 | 7.029 | 0.18937 | 0.25011 | [5 empty] | PAR | I | OLD | 3.9983 |  | RHNHPELC | 1 | 0.16667 | HOUPARRHNHPELCN03_OLDI_FDIELCE01 | 0.539 | HOUPARRHNHPELCN03_OLDI | HOUPARRHNDIELCE01_OLDI | DIELCE01 | HPELCN03 | PAR_OLDI | DIELCE01_HPELCN03 | 6 | 0 | 1 | New
HOUPARRHNHPELCN02_OLDI_FDIELCE01_D17 | Residential heating technology - Heat pump, Air-to-air - single-family house - existing building - distributed level 0.17 | HOUELC, HOUAMB | HOUPARRHN_OLDI_DMD | MKr20 | 2020 | 1.7956 | 0.14453 | 0.1908 | [5 empty] | PAR | I | OLD | 5.241 |  | RHNHPELC | 1 | 0.16667 | HOUPARRHNHPELCN02_OLDI_FDIELCE01 | 0.539 | HOUPARRHNHPELCN02_OLDI | HOUPARRHNDIELCE01_OLDI | DIELCE01 | HPELCN02 | PAR_OLDI | DIELCE01_HPELCN02 | 5 | 0 | 1.1 | Unlikely
HOUPARRHNHPELCN02_OLDI_FDIELCE01_D17 | Residential heating technology - Heat pump, Air-to-air - single-family house - existing building - distributed level 0.17 | HOUELC, HOUAMB | HOUPARRHN_OLDI_DMD | MKr20 | 2025 | 1.7517 | 0.098193 | 0.18145 | [5 empty] | PAR | I | OLD | 5.5112 |  | RHNHPELC | 1 | 0.16667 | HOUPARRHNHPELCN02_OLDI_FDIELCE01 | 0.539 | HOUPARRHNHPELCN02_OLDI | HOUPARRHNDIELCE01_OLDI | DIELCE01 | HPELCN02 | PAR_OLDI | DIELCE01_HPELCN02 | 5 | 0 | 1.1 | Unlikely
HOUPARRHNHPELCN02_OLDI_FDIELCE01_D17 | Residential heating technology - Heat pump, Air-to-air - single-family house - existing building - distributed level 0.17 | HOUELC, HOUAMB | HOUPARRHN_OLDI_DMD | MKr20 | 2030 | 1.7078 | 0.096379 | 0.1746 | [5 empty] | PAR | I | OLD | 5.7273 |  | RHNHPELC | 1 | 0.16667 | HOUPARRHNHPELCN02_OLDI_FDIELCE01 | 0.539 | HOUPARRHNHPELCN02_OLDI | HOUPARRHNDIELCE01_OLDI | DIELCE01 | HPELCN02 | PAR_OLDI | DIELCE01_HPELCN02 | 5 | 0 | 1.1 | Unlikely
HOUPARRHNHPELCN02_OLDI_FDIELCE01_D17 | Residential heating technology - Heat pump, Air-to-air - single-family house - existing building - distributed level 0.17 | HOUELC, HOUAMB | HOUPARRHN_OLDI_DMD | MKr20 | 2040 | 1.6264 | 0.093013 | 0.16825 | [5 empty] | PAR | I | OLD | 5.9434 |  | RHNHPELC | 1 | 0.16667 | HOUPARRHNHPELCN02_OLDI_FDIELCE01 | 0.539 | HOUPARRHNHPELCN02_OLDI | HOUPARRHNDIELCE01_OLDI | DIELCE01 | HPELCN02 | PAR_OLDI | DIELCE01_HPELCN02 | 5 | 0 | 1.1 | Unlikely
HOUPARRHNHPELCN02_OLDI_FDIELCE01_D17 | Residential heating technology - Heat pump, Air-to-air - single-family house - existing building - distributed level 0.17 | HOUELC, HOUAMB | HOUPARRHN_OLDI_DMD | MKr20 | 2050 | 1.5449 | 0.089647 | 0.16525 | [5 empty] | PAR | I | OLD | 6.0515 |  | RHNHPELC | 1 | 0.16667 | HOUPARRHNHPELCN02_OLDI_FDIELCE01 | 0.539 | HOUPARRHNHPELCN02_OLDI | HOUPARRHNDIELCE01_OLDI | DIELCE01 | HPELCN02 | PAR_OLDI | DIELCE01_HPELCN02 | 5 | 0 | 1.1 | Unlikely
HOUPARRHNDIELCN06_OLDI_FDIELCE01_D17 | Residential heating technology - Electric heating - electric panel from Bauhaus - single-family house - new building - distributed level 0.17 | HOUELC | HOUPARRHN_OLDI_DMD | MKr20 | 2020 | 0.41519 | 0 | [6 empty] | PAR | I | OLD |  |  | RHNDIELC | 1 | 0.16667 | HOUPARRHNDIELCN06_OLDI_FDIELCE01 | 0.539 | HOUPARRHNDIELCN06_OLDI | HOUPARRHNDIELCE01_OLDI | DIELCE01 | DIELCN06 | PAR_OLDI | DIELCE01_DIELCN06 | 2 | 0 | 0.9 | Same
HOUPARRHNDIELCN06_OLDI_FDIELCE01_D17 | Residential heating technology - Electric heating - electric panel from Bauhaus - single-family house - new building - distributed level 0.17 | HOUELC | HOUPARRHN_OLDI_DMD | MKr20 | 2025 | 0.41519 | 0 | [6 empty] | PAR | I | OLD |  |  | RHNDIELC | 1 | 0.16667 | HOUPARRHNDIELCN06_OLDI_FDIELCE01 | 0.539 | HOUPARRHNDIELCN06_OLDI | HOUPARRHNDIELCE01_OLDI | DIELCE01 | DIELCN06 | PAR_OLDI | DIELCE01_DIELCN06 | 2 | 0 | 0.9 | Same
HOUPARRHNDIELCN06_OLDI_FDIELCE01_D17 | Residential heating technology - Electric heating - electric panel from Bauhaus - single-family house - new building - distributed level 0.17 | HOUELC | HOUPARRHN_OLDI_DMD | MKr20 | 2030 | 0.41519 | 0 | [6 empty] | PAR | I | OLD |  |  | RHNDIELC | 1 | 0.16667 | HOUPARRHNDIELCN06_OLDI_FDIELCE01 | 0.539 | HOUPARRHNDIELCN06_OLDI | HOUPARRHNDIELCE01_OLDI | DIELCE01 | DIELCN06 | PAR_OLDI | DIELCE01_DIELCN06 | 2 | 0 | 0.9 | Same
HOUPARRHNDIELCN06_OLDI_FDIELCE01_D17 | Residential heating technology - Electric heating - electric panel from Bauhaus - single-family house - new building - distributed level 0.17 | HOUELC | HOUPARRHN_OLDI_DMD | MKr20 | 2040 | 0.41519 | 0 | [6 empty] | PAR | I | OLD |  |  | RHNDIELC | 1 | 0.16667 | HOUPARRHNDIELCN06_OLDI_FDIELCE01 | 0.539 | HOUPARRHNDIELCN06_OLDI | HOUPARRHNDIELCE01_OLDI | DIELCE01 | DIELCN06 | PAR_OLDI | DIELCE01_DIELCN06 | 2 | 0 | 0.9 | Same
HOUPARRHNDIELCN06_OLDI_FDIELCE01_D17 | Residential heating technology - Electric heating - electric panel from Bauhaus - single-family house - new building - distributed level 0.17 | HOUELC | HOUPARRHN_OLDI_DMD | MKr20 | 2050 | 0.41519 | 0 | [6 empty] | PAR | I | OLD |  |  | RHNDIELC | 1 | 0.16667 | HOUPARRHNDIELCN06_OLDI_FDIELCE01 | 0.539 | HOUPARRHNDIELCN06_OLDI | HOUPARRHNDIELCE01_OLDI | DIELCE01 | DIELCN06 | PAR_OLDI | DIELCE01_DIELCN06 | 2 | 0 | 0.9 | Same
HOUPARRHNDIELCN01_OLDI_FDIELCE01_D17 | Residential heating technology - Electric heating - single-family house - new building - distributed level 0.17 | HOUELC | HOUPARRHN_OLDI_DMD | MKr20 | 2020 | 5.0446 | 0.04999 | [6 empty] | PAR | I | OLD |  |  | RHNDIELC | 1 | 0.16667 | HOUPARRHNDIELCN01_OLDI_FDIELCE01 | 0.539 | HOUPARRHNDIELCN01_OLDI | HOUPARRHNDIELCE01_OLDI | DIELCE01 | DIELCN01 | PAR_OLDI | DIELCE01_DIELCN01 | 2 | 0 | 0.9 | Same
HOUPARRHNDIELCN01_OLDI_FDIELCE01_D17 | Residential heating technology - Electric heating - single-family house - new building - distributed level 0.17 | HOUELC | HOUPARRHN_OLDI_DMD | MKr20 | 2025 | 4.9198 | 0.04999 | [6 empty] | PAR | I | OLD |  |  | RHNDIELC | 1 | 0.16667 | HOUPARRHNDIELCN01_OLDI_FDIELCE01 | 0.539 | HOUPARRHNDIELCN01_OLDI | HOUPARRHNDIELCE01_OLDI | DIELCE01 | DIELCN01 | PAR_OLDI | DIELCE01_DIELCN01 | 2 | 0 | 0.9 | Same
HOUPARRHNDIELCN01_OLDI_FDIELCE01_D17 | Residential heating technology - Electric heating - single-family house - new building - distributed level 0.17 | HOUELC | HOUPARRHN_OLDI_DMD | MKr20 | 2030 | 4.798 | 0.047907 | [6 empty] | PAR | I | OLD |  |  | RHNDIELC | 1 | 0.16667 | HOUPARRHNDIELCN01_OLDI_FDIELCE01 | 0.539 | HOUPARRHNDIELCN01_OLDI | HOUPARRHNDIELCE01_OLDI | DIELCE01 | DIELCN01 | PAR_OLDI | DIELCE01_DIELCN01 | 2 | 0 | 0.9 | Same
HOUPARRHNDIELCN01_OLDI_FDIELCE01_D17 | Residential heating technology - Electric heating - single-family house - new building - distributed level 0.17 | HOUELC | HOUPARRHN_OLDI_DMD | MKr20 | 2040 | 4.5634 | 0.045824 | [6 empty] | PAR | I | OLD |  |  | RHNDIELC | 1 | 0.16667 | HOUPARRHNDIELCN01_OLDI_FDIELCE01 | 0.539 | HOUPARRHNDIELCN01_OLDI | HOUPARRHNDIELCE01_OLDI | DIELCE01 | DIELCN01 | PAR_OLDI | DIELCE01_DIELCN01 | 2 | 0 | 0.9 | Same
HOUPARRHNDIELCN01_OLDI_FDIELCE01_D17 | Residential heating technology - Electric heating - single-family house - new building - distributed level 0.17 | HOUELC | HOUPARRHN_OLDI_DMD | MKr20 | 2050 | 4.3403 | 0.043741 | [6 empty] | PAR | I | OLD |  |  | RHNDIELC | 1 | 0.16667 | HOUPARRHNDIELCN01_OLDI_FDIELCE01 | 0.539 | HOUPARRHNDIELCN01_OLDI | HOUPARRHNDIELCE01_OLDI | DIELCE01 | DIELCN01 | PAR_OLDI | DIELCE01_DIELCN01 | 2 | 0 | 0.9 | Same
HOUPARRHNBHSOLN01_OLDI_FDIELCE01_D17 | Residential heating technology - Solar heating system - single-family house - existing building - distributed level 0.17 | HOUSOL | HOUPARRHN_OLDI_DMD | MKr20 | 2020 | 6.7755 | 0.078035 | [6 empty] | PAR | I | OLD |  |  | RHNBHSOL | 1 | 0.16667 | HOUPARRHNBHSOLN01_OLDI_FDIELCE01 | 0.539 | HOUPARRHNBHSOLN01_OLDI | HOUPARRHNDIELCE01_OLDI | DIELCE01 | BHSOLN01 | PAR_OLDI | DIELCE01_BHSOLN01 | 5 | 0 | 1.1 | Unlikely
HOUPARRHNBHSOLN01_OLDI_FDIELCE01_D17 | Residential heating technology - Solar heating system - single-family house - existing building - distributed level 0.17 | HOUSOL | HOUPARRHN_OLDI_DMD | MKr20 | 2025 | 6.6078 | 0.073274 | [6 empty] | PAR | I | OLD |  |  | RHNBHSOL | 1 | 0.16667 | HOUPARRHNBHSOLN01_OLDI_FDIELCE01 | 0.539 | HOUPARRHNBHSOLN01_OLDI | HOUPARRHNDIELCE01_OLDI | DIELCE01 | BHSOLN01 | PAR_OLDI | DIELCE01_BHSOLN01 | 5 | 0 | 1.1 | Unlikely
HOUPARRHNBHSOLN01_OLDI_FDIELCE01_D17 | Residential heating technology - Solar heating system - single-family house - existing building - distributed level 0.17 | HOUSOL | HOUPARRHN_OLDI_DMD | MKr20 | 2030 | 6.4442 | 0.071489 | [6 empty] | PAR | I | OLD |  |  | RHNBHSOL | 1 | 0.16667 | HOUPARRHNBHSOLN01_OLDI_FDIELCE01 | 0.539 | HOUPARRHNBHSOLN01_OLDI | HOUPARRHNDIELCE01_OLDI | DIELCE01 | BHSOLN01 | PAR_OLDI | DIELCE01_BHSOLN01 | 5 | 0 | 1.1 | Unlikely
HOUPARRHNBHSOLN01_OLDI_FDIELCE01_D17 | Residential heating technology - Solar heating system - single-family house - existing building - distributed level 0.17 | HOUSOL | HOUPARRHN_OLDI_DMD | MKr20 | 2040 | 6.1292 | 0.067621 | [6 empty] | PAR | I | OLD |  |  | RHNBHSOL | 1 | 0.16667 | HOUPARRHNBHSOLN01_OLDI_FDIELCE01 | 0.539 | HOUPARRHNBHSOLN01_OLDI | HOUPARRHNDIELCE01_OLDI | DIELCE01 | BHSOLN01 | PAR_OLDI | DIELCE01_BHSOLN01 | 5 | 0 | 1.1 | Unlikely
HOUPARRHNBHSOLN01_OLDI_FDIELCE01_D17 | Residential heating technology - Solar heating system - single-family house - existing building - distributed level 0.17 | HOUSOL | HOUPARRHN_OLDI_DMD | MKr20 | 2050 | 5.8295 | 0.063752 | [6 empty] | PAR | I | OLD |  |  | RHNBHSOL | 1 | 0.16667 | HOUPARRHNBHSOLN01_OLDI_FDIELCE01 | 0.539 | HOUPARRHNBHSOLN01_OLDI | HOUPARRHNDIELCE01_OLDI | DIELCE01 | BHSOLN01 | PAR_OLDI | DIELCE01_BHSOLN01 | 5 | 0 | 1.1 | Unlikely
HOUPARRHNBHDHDN09_OLDI_FDIELCE01_D17 | Residential heating technology - Direct district heating substation - plus connection pipe - plus distribution (heating density: low ) - single-family house - existing building - distributed level 0.17 | HOUDHD | HOUPARRHN_OLDI_DMD | MKr20 | 2020 | 9.6505 | 0.025391 | [6 empty] | PAR | I | OLD |  |  | RHNBHDHD | 1 | 0.16667 | HOUPARRHNBHDHDN09_OLDI_FDIELCE01 | 0.539 | HOUPARRHNBHDHDN09_OLDI | HOUPARRHNDIELCE01_OLDI | DIELCE01 | BHDHDN09 | PAR_OLDI | DIELCE01_BHDHDN09 | 5 | 0 | 1.1 | Unlikely
HOUPARRHNBHDHDN09_OLDI_FDIELCE01_D17 | Residential heating technology - Direct district heating substation - plus connection pipe - plus distribution (heating density: low ) - single-family house - existing building - distributed level 0.17 | HOUDHD | HOUPARRHN_OLDI_DMD | MKr20 | 2025 | 9.6162 | 0.025203 | [6 empty] | PAR | I | OLD |  |  | RHNBHDHD | 1 | 0.16667 | HOUPARRHNBHDHDN09_OLDI_FDIELCE01 | 0.539 | HOUPARRHNBHDHDN09_OLDI | HOUPARRHNDIELCE01_OLDI | DIELCE01 | BHDHDN09 | PAR_OLDI | DIELCE01_BHDHDN09 | 5 | 0 | 1.1 | Unlikely
HOUPARRHNBHDHDN09_OLDI_FDIELCE01_D17 | Residential heating technology - Direct district heating substation - plus connection pipe - plus distribution (heating density: low ) - single-family house - existing building - distributed level 0.17 | HOUDHD | HOUPARRHN_OLDI_DMD | MKr20 | 2030 | 9.5875 | 0.024753 | [6 empty] | PAR | I | OLD |  |  | RHNBHDHD | 1 | 0.16667 | HOUPARRHNBHDHDN09_OLDI_FDIELCE01 | 0.539 | HOUPARRHNBHDHDN09_OLDI | HOUPARRHNDIELCE01_OLDI | DIELCE01 | BHDHDN09 | PAR_OLDI | DIELCE01_BHDHDN09 | 5 | 0 | 1.1 | Unlikely
HOUPARRHNBHDHDN09_OLDI_FDIELCE01_D17 | Residential heating technology - Direct district heating substation - plus connection pipe - plus distribution (heating density: low ) - single-family house - existing building - distributed level 0.17 | HOUDHD | HOUPARRHN_OLDI_DMD | MKr20 | 2040 | 9.536 | 0.023687 | [6 empty] | PAR | I | OLD |  |  | RHNBHDHD | 1 | 0.16667 | HOUPARRHNBHDHDN09_OLDI_FDIELCE01 | 0.539 | HOUPARRHNBHDHDN09_OLDI | HOUPARRHNDIELCE01_OLDI | DIELCE01 | BHDHDN09 | PAR_OLDI | DIELCE01_BHDHDN09 | 5 | 0 | 1.1 | Unlikely
HOUPARRHNBHDHDN09_OLDI_FDIELCE01_D17 | Residential heating technology - Direct district heating substation - plus connection pipe - plus distribution (heating density: low ) - single-family house - existing building - distributed level 0.17 | HOUDHD | HOUPARRHN_OLDI_DMD | MKr20 | 2050 | 9.4787 | 0.022136 | [6 empty] | PAR | I | OLD |  |  | RHNBHDHD | 1 | 0.16667 | HOUPARRHNBHDHDN09_OLDI_FDIELCE01 | 0.539 | HOUPARRHNBHDHDN09_OLDI | HOUPARRHNDIELCE01_OLDI | DIELCE01 | BHDHDN09 | PAR_OLDI | DIELCE01_BHDHDN09 | 5 | 0 | 1.1 | Unlikely
HOUPARRHNBHDHDN07_OLDI_FDIELCE01_D17 | Residential heating technology - Direct district heating substation - plus connection pipe - plus distribution (heating density: medium ) - single-family house - existing building - distributed level 0.17 | HOUDHD | HOUPARRHN_OLDI_DMD | MKr20 | 2020 | 3.884 | 0.025391 | [6 empty] | PAR | I | OLD |  |  | RHNBHDHD | 1 | 0.16667 | HOUPARRHNBHDHDN07_OLDI_FDIELCE01 | 0.539 | HOUPARRHNBHDHDN07_OLDI | HOUPARRHNDIELCE01_OLDI | DIELCE01 | BHDHDN07 | PAR_OLDI | DIELCE01_BHDHDN07 | 5 | 0 | 1.1 | Unlikely
HOUPARRHNBHDHDN07_OLDI_FDIELCE01_D17 | Residential heating technology - Direct district heating substation - plus connection pipe - plus distribution (heating density: medium ) - single-family house - existing building - distributed level 0.17 | HOUDHD | HOUPARRHN_OLDI_DMD | MKr20 | 2025 | 3.8497 | 0.025203 | [6 empty] | PAR | I | OLD |  |  | RHNBHDHD | 1 | 0.16667 | HOUPARRHNBHDHDN07_OLDI_FDIELCE01 | 0.539 | HOUPARRHNBHDHDN07_OLDI | HOUPARRHNDIELCE01_OLDI | DIELCE01 | BHDHDN07 | PAR_OLDI | DIELCE01_BHDHDN07 | 5 | 0 | 1.1 | Unlikely
HOUPARRHNBHDHDN07_OLDI_FDIELCE01_D17 | Residential heating technology - Direct district heating substation - plus connection pipe - plus distribution (heating density: medium ) - single-family house - existing building - distributed level 0.17 | HOUDHD | HOUPARRHN_OLDI_DMD | MKr20 | 2030 | 3.821 | 0.024753 | [6 empty] | PAR | I | OLD |  |  | RHNBHDHD | 1 | 0.16667 | HOUPARRHNBHDHDN07_OLDI_FDIELCE01 | 0.539 | HOUPARRHNBHDHDN07_OLDI | HOUPARRHNDIELCE01_OLDI | DIELCE01 | BHDHDN07 | PAR_OLDI | DIELCE01_BHDHDN07 | 5 | 0 | 1.1 | Unlikely
HOUPARRHNBHDHDN07_OLDI_FDIELCE01_D17 | Residential heating technology - Direct district heating substation - plus connection pipe - plus distribution (heating density: medium ) - single-family house - existing building - distributed level 0.17 | HOUDHD | HOUPARRHN_OLDI_DMD | MKr20 | 2040 | 3.7695 | 0.023687 | [6 empty] | PAR | I | OLD |  |  | RHNBHDHD | 1 | 0.16667 | HOUPARRHNBHDHDN07_OLDI_FDIELCE01 | 0.539 | HOUPARRHNBHDHDN07_OLDI | HOUPARRHNDIELCE01_OLDI | DIELCE01 | BHDHDN07 | PAR_OLDI | DIELCE01_BHDHDN07 | 5 | 0 | 1.1 | Unlikely
HOUPARRHNBHDHDN07_OLDI_FDIELCE01_D17 | Residential heating technology - Direct district heating substation - plus connection pipe - plus distribution (heating density: medium ) - single-family house - existing building - distributed level 0.17 | HOUDHD | HOUPARRHN_OLDI_DMD | MKr20 | 2050 | 3.7122 | 0.022136 | [6 empty] | PAR | I | OLD |  |  | RHNBHDHD | 1 | 0.16667 | HOUPARRHNBHDHDN07_OLDI_FDIELCE01 | 0.539 | HOUPARRHNBHDHDN07_OLDI | HOUPARRHNDIELCE01_OLDI | DIELCE01 | BHDHDN07 | PAR_OLDI | DIELCE01_BHDHDN07 | 5 | 0 | 1.1 | Unlikely
HOUPARRHNBHDHDN05_OLDI_FDIELCE01_D17 | Residential heating technology - Direct district heating substation - plus connection pipe - plus distribution (heating density: high ) - single-family house - existing building - distributed level 0.17 | HOUDHD | HOUPARRHN_OLDI_DMD | MKr20 | 2020 | 2.9614 | 0.025391 | [6 empty] | PAR | I | OLD |  |  | RHNBHDHD | 1 | 0.16667 | HOUPARRHNBHDHDN05_OLDI_FDIELCE01 | 0.539 | HOUPARRHNBHDHDN05_OLDI | HOUPARRHNDIELCE01_OLDI | DIELCE01 | BHDHDN05 | PAR_OLDI | DIELCE01_BHDHDN05 | 5 | 0 | 1.1 | Unlikely
HOUPARRHNBHDHDN05_OLDI_FDIELCE01_D17 | Residential heating technology - Direct district heating substation - plus connection pipe - plus distribution (heating density: high ) - single-family house - existing building - distributed level 0.17 | HOUDHD | HOUPARRHN_OLDI_DMD | MKr20 | 2025 | 2.927 | 0.025203 | [6 empty] | PAR | I | OLD |  |  | RHNBHDHD | 1 | 0.16667 | HOUPARRHNBHDHDN05_OLDI_FDIELCE01 | 0.539 | HOUPARRHNBHDHDN05_OLDI | HOUPARRHNDIELCE01_OLDI | DIELCE01 | BHDHDN05 | PAR_OLDI | DIELCE01_BHDHDN05 | 5 | 0 | 1.1 | Unlikely
HOUPARRHNBHDHDN05_OLDI_FDIELCE01_D17 | Residential heating technology - Direct district heating substation - plus connection pipe - plus distribution (heating density: high ) - single-family house - existing building - distributed level 0.17 | HOUDHD | HOUPARRHN_OLDI_DMD | MKr20 | 2030 | 2.8984 | 0.024753 | [6 empty] | PAR | I | OLD |  |  | RHNBHDHD | 1 | 0.16667 | HOUPARRHNBHDHDN05_OLDI_FDIELCE01 | 0.539 | HOUPARRHNBHDHDN05_OLDI | HOUPARRHNDIELCE01_OLDI | DIELCE01 | BHDHDN05 | PAR_OLDI | DIELCE01_BHDHDN05 | 5 | 0 | 1.1 | Unlikely
HOUPARRHNBHDHDN05_OLDI_FDIELCE01_D17 | Residential heating technology - Direct district heating substation - plus connection pipe - plus distribution (heating density: high ) - single-family house - existing building - distributed level 0.17 | HOUDHD | HOUPARRHN_OLDI_DMD | MKr20 | 2040 | 2.8468 | 0.023687 | [6 empty] | PAR | I | OLD |  |  | RHNBHDHD | 1 | 0.16667 | HOUPARRHNBHDHDN05_OLDI_FDIELCE01 | 0.539 | HOUPARRHNBHDHDN05_OLDI | HOUPARRHNDIELCE01_OLDI | DIELCE01 | BHDHDN05 | PAR_OLDI | DIELCE01_BHDHDN05 | 5 | 0 | 1.1 | Unlikely
HOUPARRHNBHDHDN05_OLDI_FDIELCE01_D17 | Residential heating technology - Direct district heating substation - plus connection pipe - plus distribution (heating density: high ) - single-family house - existing building - distributed level 0.17 | HOUDHD | HOUPARRHN_OLDI_DMD | MKr20 | 2050 | 2.7896 | 0.022136 | [6 empty] | PAR | I | OLD |  |  | RHNBHDHD | 1 | 0.16667 | HOUPARRHNBHDHDN05_OLDI_FDIELCE01 | 0.539 | HOUPARRHNBHDHDN05_OLDI | HOUPARRHNDIELCE01_OLDI | DIELCE01 | BHDHDN05 | PAR_OLDI | DIELCE01_BHDHDN05 | 5 | 0 | 1.1 | Unlikely
HOUPARRHNBHDHCN09_OLDI_FDIELCE01_D17 | Residential heating technology - Direct district heating substation - plus connection pipe - plus distribution (heating density: low ) - single-family house - existing building - distributed level 0.17 | HOUDHC | HOUPARRHN_OLDI_DMD | MKr20 | 2020 | 9.6505 | 0.025391 | [6 empty] | PAR | I | OLD |  |  | RHNBHDHC | 1 | 0.16667 | HOUPARRHNBHDHCN09_OLDI_FDIELCE01 | 0.539 | HOUPARRHNBHDHCN09_OLDI | HOUPARRHNDIELCE01_OLDI | DIELCE01 | BHDHCN09 | PAR_OLDI | DIELCE01_BHDHCN09 | 5 | 0 | 1.1 | Unlikely
HOUPARRHNBHDHCN09_OLDI_FDIELCE01_D17 | Residential heating technology - Direct district heating substation - plus connection pipe - plus distribution (heating density: low ) - single-family house - existing building - distributed level 0.17 | HOUDHC | HOUPARRHN_OLDI_DMD | MKr20 | 2025 | 9.6162 | 0.025203 | [6 empty] | PAR | I | OLD |  |  | RHNBHDHC | 1 | 0.16667 | HOUPARRHNBHDHCN09_OLDI_FDIELCE01 | 0.539 | HOUPARRHNBHDHCN09_OLDI | HOUPARRHNDIELCE01_OLDI | DIELCE01 | BHDHCN09 | PAR_OLDI | DIELCE01_BHDHCN09 | 5 | 0 | 1.1 | Unlikely
HOUPARRHNBHDHCN09_OLDI_FDIELCE01_D17 | Residential heating technology - Direct district heating substation - plus connection pipe - plus distribution (heating density: low ) - single-family house - existing building - distributed level 0.17 | HOUDHC | HOUPARRHN_OLDI_DMD | MKr20 | 2030 | 9.5875 | 0.024753 | [6 empty] | PAR | I | OLD |  |  | RHNBHDHC | 1 | 0.16667 | HOUPARRHNBHDHCN09_OLDI_FDIELCE01 | 0.539 | HOUPARRHNBHDHCN09_OLDI | HOUPARRHNDIELCE01_OLDI | DIELCE01 | BHDHCN09 | PAR_OLDI | DIELCE01_BHDHCN09 | 5 | 0 | 1.1 | Unlikely
HOUPARRHNBHDHCN09_OLDI_FDIELCE01_D17 | Residential heating technology - Direct district heating substation - plus connection pipe - plus distribution (heating density: low ) - single-family house - existing building - distributed level 0.17 | HOUDHC | HOUPARRHN_OLDI_DMD | MKr20 | 2040 | 9.536 | 0.023687 | [6 empty] | PAR | I | OLD |  |  | RHNBHDHC | 1 | 0.16667 | HOUPARRHNBHDHCN09_OLDI_FDIELCE01 | 0.539 | HOUPARRHNBHDHCN09_OLDI | HOUPARRHNDIELCE01_OLDI | DIELCE01 | BHDHCN09 | PAR_OLDI | DIELCE01_BHDHCN09 | 5 | 0 | 1.1 | Unlikely
HOUPARRHNBHDHCN09_OLDI_FDIELCE01_D17 | Residential heating technology - Direct district heating substation - plus connection pipe - plus distribution (heating density: low ) - single-family house - existing building - distributed level 0.17 | HOUDHC | HOUPARRHN_OLDI_DMD | MKr20 | 2050 | 9.4787 | 0.022136 | [6 empty] | PAR | I | OLD |  |  | RHNBHDHC | 1 | 0.16667 | HOUPARRHNBHDHCN09_OLDI_FDIELCE01 | 0.539 | HOUPARRHNBHDHCN09_OLDI | HOUPARRHNDIELCE01_OLDI | DIELCE01 | BHDHCN09 | PAR_OLDI | DIELCE01_BHDHCN09 | 5 | 0 | 1.1 | Unlikely
HOUPARRHNBHDHCN07_OLDI_FDIELCE01_D17 | Residential heating technology - Direct district heating substation - plus connection pipe - plus distribution (heating density: medium ) - single-family house - existing building - distributed level 0.17 | HOUDHC | HOUPARRHN_OLDI_DMD | MKr20 | 2020 | 3.884 | 0.025391 | [6 empty] | PAR | I | OLD |  |  | RHNBHDHC | 1 | 0.16667 | HOUPARRHNBHDHCN07_OLDI_FDIELCE01 | 0.539 | HOUPARRHNBHDHCN07_OLDI | HOUPARRHNDIELCE01_OLDI | DIELCE01 | BHDHCN07 | PAR_OLDI | DIELCE01_BHDHCN07 | 5 | 0 | 1.1 | Unlikely
HOUPARRHNBHDHCN07_OLDI_FDIELCE01_D17 | Residential heating technology - Direct district heating substation - plus connection pipe - plus distribution (heating density: medium ) - single-family house - existing building - distributed level 0.17 | HOUDHC | HOUPARRHN_OLDI_DMD | MKr20 | 2025 | 3.8497 | 0.025203 | [6 empty] | PAR | I | OLD |  |  | RHNBHDHC | 1 | 0.16667 | HOUPARRHNBHDHCN07_OLDI_FDIELCE01 | 0.539 | HOUPARRHNBHDHCN07_OLDI | HOUPARRHNDIELCE01_OLDI | DIELCE01 | BHDHCN07 | PAR_OLDI | DIELCE01_BHDHCN07 | 5 | 0 | 1.1 | Unlikely
HOUPARRHNBHDHCN07_OLDI_FDIELCE01_D17 | Residential heating technology - Direct district heating substation - plus connection pipe - plus distribution (heating density: medium ) - single-family house - existing building - distributed level 0.17 | HOUDHC | HOUPARRHN_OLDI_DMD | MKr20 | 2030 | 3.821 | 0.024753 | [6 empty] | PAR | I | OLD |  |  | RHNBHDHC | 1 | 0.16667 | HOUPARRHNBHDHCN07_OLDI_FDIELCE01 | 0.539 | HOUPARRHNBHDHCN07_OLDI | HOUPARRHNDIELCE01_OLDI | DIELCE01 | BHDHCN07 | PAR_OLDI | DIELCE01_BHDHCN07 | 5 | 0 | 1.1 | Unlikely
HOUPARRHNBHDHCN07_OLDI_FDIELCE01_D17 | Residential heating technology - Direct district heating substation - plus connection pipe - plus distribution (heating density: medium ) - single-family house - existing building - distributed level 0.17 | HOUDHC | HOUPARRHN_OLDI_DMD | MKr20 | 2040 | 3.7695 | 0.023687 | [6 empty] | PAR | I | OLD |  |  | RHNBHDHC | 1 | 0.16667 | HOUPARRHNBHDHCN07_OLDI_FDIELCE01 | 0.539 | HOUPARRHNBHDHCN07_OLDI | HOUPARRHNDIELCE01_OLDI | DIELCE01 | BHDHCN07 | PAR_OLDI | DIELCE01_BHDHCN07 | 5 | 0 | 1.1 | Unlikely
HOUPARRHNBHDHCN07_OLDI_FDIELCE01_D17 | Residential heating technology - Direct district heating substation - plus connection pipe - plus distribution (heating density: medium ) - single-family house - existing building - distributed level 0.17 | HOUDHC | HOUPARRHN_OLDI_DMD | MKr20 | 2050 | 3.7122 | 0.022136 | [6 empty] | PAR | I | OLD |  |  | RHNBHDHC | 1 | 0.16667 | HOUPARRHNBHDHCN07_OLDI_FDIELCE01 | 0.539 | HOUPARRHNBHDHCN07_OLDI | HOUPARRHNDIELCE01_OLDI | DIELCE01 | BHDHCN07 | PAR_OLDI | DIELCE01_BHDHCN07 | 5 | 0 | 1.1 | Unlikely
HOUPARRHNBHDHCN05_OLDI_FDIELCE01_D17 | Residential heating technology - Direct district heating substation - plus connection pipe - plus distribution (heating density: high ) - single-family house - existing building - distributed level 0.17 | HOUDHC | HOUPARRHN_OLDI_DMD | MKr20 | 2020 | 2.9614 | 0.025391 | [6 empty] | PAR | I | OLD |  |  | RHNBHDHC | 1 | 0.16667 | HOUPARRHNBHDHCN05_OLDI_FDIELCE01 | 0.539 | HOUPARRHNBHDHCN05_OLDI | HOUPARRHNDIELCE01_OLDI | DIELCE01 | BHDHCN05 | PAR_OLDI | DIELCE01_BHDHCN05 | 5 | 0 | 1.1 | Unlikely
HOUPARRHNBHDHCN05_OLDI_FDIELCE01_D17 | Residential heating technology - Direct district heating substation - plus connection pipe - plus distribution (heating density: high ) - single-family house - existing building - distributed level 0.17 | HOUDHC | HOUPARRHN_OLDI_DMD | MKr20 | 2025 | 2.927 | 0.025203 | [6 empty] | PAR | I | OLD |  |  | RHNBHDHC | 1 | 0.16667 | HOUPARRHNBHDHCN05_OLDI_FDIELCE01 | 0.539 | HOUPARRHNBHDHCN05_OLDI | HOUPARRHNDIELCE01_OLDI | DIELCE01 | BHDHCN05 | PAR_OLDI | DIELCE01_BHDHCN05 | 5 | 0 | 1.1 | Unlikely
HOUPARRHNBHDHCN05_OLDI_FDIELCE01_D17 | Residential heating technology - Direct district heating substation - plus connection pipe - plus distribution (heating density: high ) - single-family house - existing building - distributed level 0.17 | HOUDHC | HOUPARRHN_OLDI_DMD | MKr20 | 2030 | 2.8984 | 0.024753 | [6 empty] | PAR | I | OLD |  |  | RHNBHDHC | 1 | 0.16667 | HOUPARRHNBHDHCN05_OLDI_FDIELCE01 | 0.539 | HOUPARRHNBHDHCN05_OLDI | HOUPARRHNDIELCE01_OLDI | DIELCE01 | BHDHCN05 | PAR_OLDI | DIELCE01_BHDHCN05 | 5 | 0 | 1.1 | Unlikely
HOUPARRHNBHDHCN05_OLDI_FDIELCE01_D17 | Residential heating technology - Direct district heating substation - plus connection pipe - plus distribution (heating density: high ) - single-family house - existing building - distributed level 0.17 | HOUDHC | HOUPARRHN_OLDI_DMD | MKr20 | 2040 | 2.8468 | 0.023687 | [6 empty] | PAR | I | OLD |  |  | RHNBHDHC | 1 | 0.16667 | HOUPARRHNBHDHCN05_OLDI_FDIELCE01 | 0.539 | HOUPARRHNBHDHCN05_OLDI | HOUPARRHNDIELCE01_OLDI | DIELCE01 | BHDHCN05 | PAR_OLDI | DIELCE01_BHDHCN05 | 5 | 0 | 1.1 | Unlikely
HOUPARRHNBHDHCN05_OLDI_FDIELCE01_D17 | Residential heating technology - Direct district heating substation - plus connection pipe - plus distribution (heating density: high ) - single-family house - existing building - distributed level 0.17 | HOUDHC | HOUPARRHN_OLDI_DMD | MKr20 | 2050 | 2.7896 | 0.022136 | [6 empty] | PAR | I | OLD |  |  | RHNBHDHC | 1 | 0.16667 | HOUPARRHNBHDHCN05_OLDI_FDIELCE01 | 0.539 | HOUPARRHNBHDHCN05_OLDI | HOUPARRHNDIELCE01_OLDI | DIELCE01 | BHDHCN05 | PAR_OLDI | DIELCE01_BHDHCN05 | 5 | 0 | 1.1 | Unlikely
HOUETARHNHPELCN05_OLDC_FBHGASE01_D17 | Residential heating technology - Heat pump, Air-to-water - leasing - apartment complex - existing building - distributed level 0.17 | HOUELC, HOUAMB | HOUETARHN_OLDC_DMD | MKr20 | 2020 | 2.1493 | 0.28261 | 0.3191 | [5 empty] | ETA | C | OLD | 3.1338 |  | RHNHPELC | 1 | 0.16667 | HOUETARHNHPELCN05_OLDC_FBHGASE01 | 0.897 | HOUETARHNHPELCN05_OLDC | HOUETARHNBHGASE01_OLDC | BHGASE01 | HPELCN05 | ETA_OLDC | BHGASE01_HPELCN05 | 4 | -0.25 | 1 | Supported
HOUETARHNHPELCN05_OLDC_FBHGASE01_D17 | Residential heating technology - Heat pump, Air-to-water - leasing - apartment complex - existing building - distributed level 0.17 | HOUELC, HOUAMB | HOUETARHN_OLDC_DMD | MKr20 | 2025 | 1.9246 | 0.2598 | 0.30341 | [5 empty] | ETA | C | OLD | 3.2959 |  | RHNHPELC | 1 | 0.16667 | HOUETARHNHPELCN05_OLDC_FBHGASE01 | 0.897 | HOUETARHNHPELCN05_OLDC | HOUETARHNBHGASE01_OLDC | BHGASE01 | HPELCN05 | ETA_OLDC | BHGASE01_HPELCN05 | 4 | -0.25 | 1 | Supported
HOUETARHNHPELCN05_OLDC_FBHGASE01_D17 | Residential heating technology - Heat pump, Air-to-water - leasing - apartment complex - existing building - distributed level 0.17 | HOUELC, HOUAMB | HOUETARHN_OLDC_DMD | MKr20 | 2030 | 1.6998 | 0.23697 | 0.28919 | [5 empty] | ETA | C | OLD | 3.458 |  | RHNHPELC | 1 | 0.16667 | HOUETARHNHPELCN05_OLDC_FBHGASE01 | 0.897 | HOUETARHNHPELCN05_OLDC | HOUETARHNBHGASE01_OLDC | BHGASE01 | HPELCN05 | ETA_OLDC | BHGASE01_HPELCN05 | 4 | -0.25 | 1 | Supported
HOUETARHNHPELCN05_OLDC_FBHGASE01_D17 | Residential heating technology - Heat pump, Air-to-water - leasing - apartment complex - existing building - distributed level 0.17 | HOUELC, HOUAMB | HOUETARHN_OLDC_DMD | MKr20 | 2040 | 1.5225 | 0.21839 | 0.27624 | [5 empty] | ETA | C | OLD | 3.6201 |  | RHNHPELC | 1 | 0.16667 | HOUETARHNHPELCN05_OLDC_FBHGASE01 | 0.897 | HOUETARHNHPELCN05_OLDC | HOUETARHNBHGASE01_OLDC | BHGASE01 | HPELCN05 | ETA_OLDC | BHGASE01_HPELCN05 | 4 | -0.25 | 1 | Supported
HOUETARHNHPELCN05_OLDC_FBHGASE01_D17 | Residential heating technology - Heat pump, Air-to-water - leasing - apartment complex - existing building - distributed level 0.17 | HOUELC, HOUAMB | HOUETARHN_OLDC_DMD | MKr20 | 2050 | 1.3451 | 0.19981 | 0.2644 | [5 empty] | ETA | C | OLD | 3.7822 |  | RHNHPELC | 1 | 0.16667 | HOUETARHNHPELCN05_OLDC_FBHGASE01 | 0.897 | HOUETARHNHPELCN05_OLDC | HOUETARHNBHGASE01_OLDC | BHGASE01 | HPELCN05 | ETA_OLDC | BHGASE01_HPELCN05 | 4 | -0.25 | 1 | Supported
HOUETARHNHPELCN04_OLDC_FBHGASE01_D17 | Residential heating technology - Heat pump, Ground source - apartment complex - existing building - distributed level 0.17 | HOUELC, HOUAMB | HOUETARHN_OLDC_DMD | MKr20 | 2020 | 4.0051 | 0.041882 | 0.28919 | [5 empty] | ETA | C | OLD | 3.458 |  | RHNHPELC | 1 | 0.16667 | HOUETARHNHPELCN04_OLDC_FBHGASE01 | 0.897 | HOUETARHNHPELCN04_OLDC | HOUETARHNBHGASE01_OLDC | BHGASE01 | HPELCN04 | ETA_OLDC | BHGASE01_HPELCN04 | 4 | -0.25 | 1 | Supported
HOUETARHNHPELCN04_OLDC_FBHGASE01_D17 | Residential heating technology - Heat pump, Ground source - apartment complex - existing building - distributed level 0.17 | HOUELC, HOUAMB | HOUETARHN_OLDC_DMD | MKr20 | 2025 | 3.7047 | 0.04155 | 0.28042 | [5 empty] | ETA | C | OLD | 3.566 |  | RHNHPELC | 1 | 0.16667 | HOUETARHNHPELCN04_OLDC_FBHGASE01 | 0.897 | HOUETARHNHPELCN04_OLDC | HOUETARHNBHGASE01_OLDC | BHGASE01 | HPELCN04 | ETA_OLDC | BHGASE01_HPELCN04 | 4 | -0.25 | 1 | Supported
HOUETARHNHPELCN04_OLDC_FBHGASE01_D17 | Residential heating technology - Heat pump, Ground source - apartment complex - existing building - distributed level 0.17 | HOUELC, HOUAMB | HOUETARHN_OLDC_DMD | MKr20 | 2030 | 3.4043 | 0.041188 | 0.27218 | [5 empty] | ETA | C | OLD | 3.6741 |  | RHNHPELC | 1 | 0.16667 | HOUETARHNHPELCN04_OLDC_FBHGASE01 | 0.897 | HOUETARHNHPELCN04_OLDC | HOUETARHNBHGASE01_OLDC | BHGASE01 | HPELCN04 | ETA_OLDC | BHGASE01_HPELCN04 | 4 | -0.25 | 1 | Supported
HOUETARHNHPELCN04_OLDC_FBHGASE01_D17 | Residential heating technology - Heat pump, Ground source - apartment complex - existing building - distributed level 0.17 | HOUELC, HOUAMB | HOUETARHN_OLDC_DMD | MKr20 | 2040 | 3.149 | 0.040351 | 0.26067 | [5 empty] | ETA | C | OLD | 3.8362 |  | RHNHPELC | 1 | 0.16667 | HOUETARHNHPELCN04_OLDC_FBHGASE01 | 0.897 | HOUETARHNHPELCN04_OLDC | HOUETARHNBHGASE01_OLDC | BHGASE01 | HPELCN04 | ETA_OLDC | BHGASE01_HPELCN04 | 4 | -0.25 | 1 | Supported
HOUETARHNHPELCN04_OLDC_FBHGASE01_D17 | Residential heating technology - Heat pump, Ground source - apartment complex - existing building - distributed level 0.17 | HOUELC, HOUAMB | HOUETARHN_OLDC_DMD | MKr20 | 2050 | 2.8937 | 0.039498 | 0.25705 | [5 empty] | ETA | C | OLD | 3.8902 |  | RHNHPELC | 1 | 0.16667 | HOUETARHNHPELCN04_OLDC_FBHGASE01 | 0.897 | HOUETARHNHPELCN04_OLDC | HOUETARHNBHGASE01_OLDC | BHGASE01 | HPELCN04 | ETA_OLDC | BHGASE01_HPELCN04 | 4 | -0.25 | 1 | Supported
HOUETARHNHPELCN03_OLDC_FBHGASE01_D17 | Residential heating technology - Heat pump, Air-to-water - apartment complex - existing building - distributed level 0.17 | HOUELC, HOUAMB | HOUETARHN_OLDC_DMD | MKr20 | 2020 | 4.2987 | 0.067679 | 0.3191 | [5 empty] | ETA | C | OLD | 3.1338 |  | RHNHPELC | 1 | 0.16667 | HOUETARHNHPELCN03_OLDC_FBHGASE01 | 0.897 | HOUETARHNHPELCN03_OLDC | HOUETARHNBHGASE01_OLDC | BHGASE01 | HPELCN03 | ETA_OLDC | BHGASE01_HPELCN03 | 4 | -0.25 | 1 | Supported
HOUETARHNHPELCN03_OLDC_FBHGASE01_D17 | Residential heating technology - Heat pump, Air-to-water - apartment complex - existing building - distributed level 0.17 | HOUELC, HOUAMB | HOUETARHN_OLDC_DMD | MKr20 | 2025 | 3.8491 | 0.067348 | 0.30341 | [5 empty] | ETA | C | OLD | 3.2959 |  | RHNHPELC | 1 | 0.16667 | HOUETARHNHPELCN03_OLDC_FBHGASE01 | 0.897 | HOUETARHNHPELCN03_OLDC | HOUETARHNBHGASE01_OLDC | BHGASE01 | HPELCN03 | ETA_OLDC | BHGASE01_HPELCN03 | 4 | -0.25 | 1 | Supported
HOUETARHNHPELCN03_OLDC_FBHGASE01_D17 | Residential heating technology - Heat pump, Air-to-water - apartment complex - existing building - distributed level 0.17 | HOUELC, HOUAMB | HOUETARHN_OLDC_DMD | MKr20 | 2030 | 3.3996 | 0.066986 | 0.28919 | [5 empty] | ETA | C | OLD | 3.458 |  | RHNHPELC | 1 | 0.16667 | HOUETARHNHPELCN03_OLDC_FBHGASE01 | 0.897 | HOUETARHNHPELCN03_OLDC | HOUETARHNBHGASE01_OLDC | BHGASE01 | HPELCN03 | ETA_OLDC | BHGASE01_HPELCN03 | 4 | -0.25 | 1 | Supported
HOUETARHNHPELCN03_OLDC_FBHGASE01_D17 | Residential heating technology - Heat pump, Air-to-water - apartment complex - existing building - distributed level 0.17 | HOUELC, HOUAMB | HOUETARHN_OLDC_DMD | MKr20 | 2040 | 3.0449 | 0.066149 | 0.27624 | [5 empty] | ETA | C | OLD | 3.6201 |  | RHNHPELC | 1 | 0.16667 | HOUETARHNHPELCN03_OLDC_FBHGASE01 | 0.897 | HOUETARHNHPELCN03_OLDC | HOUETARHNBHGASE01_OLDC | BHGASE01 | HPELCN03 | ETA_OLDC | BHGASE01_HPELCN03 | 4 | -0.25 | 1 | Supported
HOUETARHNHPELCN03_OLDC_FBHGASE01_D17 | Residential heating technology - Heat pump, Air-to-water - apartment complex - existing building - distributed level 0.17 | HOUELC, HOUAMB | HOUETARHN_OLDC_DMD | MKr20 | 2050 | 2.6902 | 0.065296 | 0.2644 | [5 empty] | ETA | C | OLD | 3.7822 |  | RHNHPELC | 1 | 0.16667 | HOUETARHNHPELCN03_OLDC_FBHGASE01 | 0.897 | HOUETARHNHPELCN03_OLDC | HOUETARHNBHGASE01_OLDC | BHGASE01 | HPELCN03 | ETA_OLDC | BHGASE01_HPELCN03 | 4 | -0.25 | 1 | Supported
HOUETARHNHPELCN02_OLDC_FBHGASE01_D17 | Residential heating technology - Heat pump, Air-to-air - single-family house - existing building - distributed level 0.17 | HOUELC, HOUAMB | HOUETARHN_OLDC_DMD | MKr20 | 2020 | 1.7956 | 0.14453 | 0.1908 | [5 empty] | ETA | C | OLD | 5.241 |  | RHNHPELC | 1 | 0.16667 | HOUETARHNHPELCN02_OLDC_FBHGASE01 | 0.897 | HOUETARHNHPELCN02_OLDC | HOUETARHNBHGASE01_OLDC | BHGASE01 | HPELCN02 | ETA_OLDC | BHGASE01_HPELCN02 | 5 | 0 | 1.1 | Unlikely
HOUETARHNHPELCN02_OLDC_FBHGASE01_D17 | Residential heating technology - Heat pump, Air-to-air - single-family house - existing building - distributed level 0.17 | HOUELC, HOUAMB | HOUETARHN_OLDC_DMD | MKr20 | 2025 | 1.7517 | 0.098193 | 0.18145 | [5 empty] | ETA | C | OLD | 5.5112 |  | RHNHPELC | 1 | 0.16667 | HOUETARHNHPELCN02_OLDC_FBHGASE01 | 0.897 | HOUETARHNHPELCN02_OLDC | HOUETARHNBHGASE01_OLDC | BHGASE01 | HPELCN02 | ETA_OLDC | BHGASE01_HPELCN02 | 5 | 0 | 1.1 | Unlikely
HOUETARHNHPELCN02_OLDC_FBHGASE01_D17 | Residential heating technology - Heat pump, Air-to-air - single-family house - existing building - distributed level 0.17 | HOUELC, HOUAMB | HOUETARHN_OLDC_DMD | MKr20 | 2030 | 1.7078 | 0.096379 | 0.1746 | [5 empty] | ETA | C | OLD | 5.7273 |  | RHNHPELC | 1 | 0.16667 | HOUETARHNHPELCN02_OLDC_FBHGASE01 | 0.897 | HOUETARHNHPELCN02_OLDC | HOUETARHNBHGASE01_OLDC | BHGASE01 | HPELCN02 | ETA_OLDC | BHGASE01_HPELCN02 | 5 | 0 | 1.1 | Unlikely
HOUETARHNHPELCN02_OLDC_FBHGASE01_D17 | Residential heating technology - Heat pump, Air-to-air - single-family house - existing building - distributed level 0.17 | HOUELC, HOUAMB | HOUETARHN_OLDC_DMD | MKr20 | 2040 | 1.6264 | 0.093013 | 0.16825 | [5 empty] | ETA | C | OLD | 5.9434 |  | RHNHPELC | 1 | 0.16667 | HOUETARHNHPELCN02_OLDC_FBHGASE01 | 0.897 | HOUETARHNHPELCN02_OLDC | HOUETARHNBHGASE01_OLDC | BHGASE01 | HPELCN02 | ETA_OLDC | BHGASE01_HPELCN02 | 5 | 0 | 1.1 | Unlikely
HOUETARHNHPELCN02_OLDC_FBHGASE01_D17 | Residential heating technology - Heat pump, Air-to-air - single-family house - existing building - distributed level 0.17 | HOUELC, HOUAMB | HOUETARHN_OLDC_DMD | MKr20 | 2050 | 1.5449 | 0.089647 | 0.16525 | [5 empty] | ETA | C | OLD | 6.0515 |  | RHNHPELC | 1 | 0.16667 | HOUETARHNHPELCN02_OLDC_FBHGASE01 | 0.897 | HOUETARHNHPELCN02_OLDC | HOUETARHNBHGASE01_OLDC | BHGASE01 | HPELCN02 | ETA_OLDC | BHGASE01_HPELCN02 | 5 | 0 | 1.1 | Unlikely
HOUETARHNDIELCN06_OLDC_FBHGASE01_D17 | Residential heating technology - Electric heating - electric panel from Bauhaus - apartment complex - new building - distributed level 0.17 | HOUELC | HOUETARHN_OLDC_DMD | MKr20 | 2020 | 0.50745 | 0 | [6 empty] | ETA | C | OLD |  |  | RHNDIELC | 1 | 0.16667 | HOUETARHNDIELCN06_OLDC_FBHGASE01 | 0.897 | HOUETARHNDIELCN06_OLDC | HOUETARHNBHGASE01_OLDC | BHGASE01 | DIELCN06 | ETA_OLDC | BHGASE01_DIELCN06 | 5 | 0 | 1.1 | Unlikely
HOUETARHNDIELCN06_OLDC_FBHGASE01_D17 | Residential heating technology - Electric heating - electric panel from Bauhaus - apartment complex - new building - distributed level 0.17 | HOUELC | HOUETARHN_OLDC_DMD | MKr20 | 2025 | 0.50745 | 0 | [6 empty] | ETA | C | OLD |  |  | RHNDIELC | 1 | 0.16667 | HOUETARHNDIELCN06_OLDC_FBHGASE01 | 0.897 | HOUETARHNDIELCN06_OLDC | HOUETARHNBHGASE01_OLDC | BHGASE01 | DIELCN06 | ETA_OLDC | BHGASE01_DIELCN06 | 5 | 0 | 1.1 | Unlikely
HOUETARHNDIELCN06_OLDC_FBHGASE01_D17 | Residential heating technology - Electric heating - electric panel from Bauhaus - apartment complex - new building - distributed level 0.17 | HOUELC | HOUETARHN_OLDC_DMD | MKr20 | 2030 | 0.50745 | 0 | [6 empty] | ETA | C | OLD |  |  | RHNDIELC | 1 | 0.16667 | HOUETARHNDIELCN06_OLDC_FBHGASE01 | 0.897 | HOUETARHNDIELCN06_OLDC | HOUETARHNBHGASE01_OLDC | BHGASE01 | DIELCN06 | ETA_OLDC | BHGASE01_DIELCN06 | 5 | 0 | 1.1 | Unlikely
HOUETARHNDIELCN06_OLDC_FBHGASE01_D17 | Residential heating technology - Electric heating - electric panel from Bauhaus - apartment complex - new building - distributed level 0.17 | HOUELC | HOUETARHN_OLDC_DMD | MKr20 | 2040 | 0.50745 | 0 | [6 empty] | ETA | C | OLD |  |  | RHNDIELC | 1 | 0.16667 | HOUETARHNDIELCN06_OLDC_FBHGASE01 | 0.897 | HOUETARHNDIELCN06_OLDC | HOUETARHNBHGASE01_OLDC | BHGASE01 | DIELCN06 | ETA_OLDC | BHGASE01_DIELCN06 | 5 | 0 | 1.1 | Unlikely
HOUETARHNDIELCN06_OLDC_FBHGASE01_D17 | Residential heating technology - Electric heating - electric panel from Bauhaus - apartment complex - new building - distributed level 0.17 | HOUELC | HOUETARHN_OLDC_DMD | MKr20 | 2050 | 0.50745 | 0 | [6 empty] | ETA | C | OLD |  |  | RHNDIELC | 1 | 0.16667 | HOUETARHNDIELCN06_OLDC_FBHGASE01 | 0.897 | HOUETARHNDIELCN06_OLDC | HOUETARHNBHGASE01_OLDC | BHGASE01 | DIELCN06 | ETA_OLDC | BHGASE01_DIELCN06 | 5 | 0 | 1.1 | Unlikely
HOUETARHNDIELCN01_OLDC_FBHGASE01_D17 | Residential heating technology - Electric heating - apartment complex - new building - distributed level 0.17 | HOUELC | HOUETARHN_OLDC_DMD | MKr20 | 2020 | 4.7132 | 0.0019137 | [6 empty] | ETA | C | OLD |  |  | RHNDIELC | 1 | 0.16667 | HOUETARHNDIELCN01_OLDC_FBHGASE01 | 0.897 | HOUETARHNDIELCN01_OLDC | HOUETARHNBHGASE01_OLDC | BHGASE01 | DIELCN01 | ETA_OLDC | BHGASE01_DIELCN01 | 5 | 0 | 1.1 | Unlikely
HOUETARHNDIELCN01_OLDC_FBHGASE01_D17 | Residential heating technology - Electric heating - apartment complex - new building - distributed level 0.17 | HOUELC | HOUETARHN_OLDC_DMD | MKr20 | 2025 | 4.5965 | 0.0018356 | [6 empty] | ETA | C | OLD |  |  | RHNDIELC | 1 | 0.16667 | HOUETARHNDIELCN01_OLDC_FBHGASE01 | 0.897 | HOUETARHNDIELCN01_OLDC | HOUETARHNBHGASE01_OLDC | BHGASE01 | DIELCN01 | ETA_OLDC | BHGASE01_DIELCN01 | 5 | 0 | 1.1 | Unlikely
HOUETARHNDIELCN01_OLDC_FBHGASE01_D17 | Residential heating technology - Electric heating - apartment complex - new building - distributed level 0.17 | HOUELC | HOUETARHN_OLDC_DMD | MKr20 | 2030 | 4.4828 | 0.0017965 | [6 empty] | ETA | C | OLD |  |  | RHNDIELC | 1 | 0.16667 | HOUETARHNDIELCN01_OLDC_FBHGASE01 | 0.897 | HOUETARHNDIELCN01_OLDC | HOUETARHNBHGASE01_OLDC | BHGASE01 | DIELCN01 | ETA_OLDC | BHGASE01_DIELCN01 | 5 | 0 | 1.1 | Unlikely
HOUETARHNDIELCN01_OLDC_FBHGASE01_D17 | Residential heating technology - Electric heating - apartment complex - new building - distributed level 0.17 | HOUELC | HOUETARHN_OLDC_DMD | MKr20 | 2040 | 4.2636 | 0.0017184 | [6 empty] | ETA | C | OLD |  |  | RHNDIELC | 1 | 0.16667 | HOUETARHNDIELCN01_OLDC_FBHGASE01 | 0.897 | HOUETARHNDIELCN01_OLDC | HOUETARHNBHGASE01_OLDC | BHGASE01 | DIELCN01 | ETA_OLDC | BHGASE01_DIELCN01 | 5 | 0 | 1.1 | Unlikely
HOUETARHNDIELCN01_OLDC_FBHGASE01_D17 | Residential heating technology - Electric heating - apartment complex - new building - distributed level 0.17 | HOUELC | HOUETARHN_OLDC_DMD | MKr20 | 2050 | 4.0551 | 0.0016403 | [6 empty] | ETA | C | OLD |  |  | RHNDIELC | 1 | 0.16667 | HOUETARHNDIELCN01_OLDC_FBHGASE01 | 0.897 | HOUETARHNDIELCN01_OLDC | HOUETARHNBHGASE01_OLDC | BHGASE01 | DIELCN01 | ETA_OLDC | BHGASE01_DIELCN01 | 5 | 0 | 1.1 | Unlikely
HOUETARHNBHWPEN01_OLDC_FBHGASE01_D17 | Residential heating technology - Biomass boiler, automatic stoking , wood pellets or wood chips - apartment complex - existing building - distributed level 0.17 | HOUWPE | HOUETARHN_OLDC_DMD | MKr20 | 2020 | 1.7872 | 0.035182 |  | 25 | 14 | 70 | 2 | 4 | ETA | C | OLD |  |  | RHNBHWPE | 1 | 0.16667 | HOUETARHNBHWPEN01_OLDC_FBHGASE01 | 0.897 | HOUETARHNBHWPEN01_OLDC | HOUETARHNBHGASE01_OLDC | BHGASE01 | BHWPEN01 | ETA_OLDC | BHGASE01_BHWPEN01 | 6 | 0 | 1 | New
HOUETARHNBHWPEN01_OLDC_FBHGASE01_D17 | Residential heating technology - Biomass boiler, automatic stoking , wood pellets or wood chips - apartment complex - existing building - distributed level 0.17 | HOUWPE | HOUETARHN_OLDC_DMD | MKr20 | 2025 | 1.7429 | 0.034933 |  | 25 | 14 | 60 | 2 | 4 | ETA | C | OLD |  |  | RHNBHWPE | 1 | 0.16667 | HOUETARHNBHWPEN01_OLDC_FBHGASE01 | 0.897 | HOUETARHNBHWPEN01_OLDC | HOUETARHNBHGASE01_OLDC | BHGASE01 | BHWPEN01 | ETA_OLDC | BHGASE01_BHWPEN01 | 6 | 0 | 1 | New
HOUETARHNBHWPEN01_OLDC_FBHGASE01_D17 | Residential heating technology - Biomass boiler, automatic stoking , wood pellets or wood chips - apartment complex - existing building - distributed level 0.17 | HOUWPE | HOUETARHN_OLDC_DMD | MKr20 | 2030 | 1.6998 | 0.035089 |  | 25 | 11 | 50 | 1 | 4 | ETA | C | OLD |  |  | RHNBHWPE | 1 | 0.16667 | HOUETARHNBHWPEN01_OLDC_FBHGASE01 | 0.897 | HOUETARHNBHWPEN01_OLDC | HOUETARHNBHGASE01_OLDC | BHGASE01 | BHWPEN01 | ETA_OLDC | BHGASE01_BHWPEN01 | 6 | 0 | 1 | New
HOUETARHNBHWPEN01_OLDC_FBHGASE01_D17 | Residential heating technology - Biomass boiler, automatic stoking , wood pellets or wood chips - apartment complex - existing building - distributed level 0.17 | HOUWPE | HOUETARHN_OLDC_DMD | MKr20 | 2040 | 1.6167 | 0.033969 |  | 25 | 9 | 45 | 1 | 4 | ETA | C | OLD |  |  | RHNBHWPE | 1 | 0.16667 | HOUETARHNBHWPEN01_OLDC_FBHGASE01 | 0.897 | HOUETARHNBHWPEN01_OLDC | HOUETARHNBHGASE01_OLDC | BHGASE01 | BHWPEN01 | ETA_OLDC | BHGASE01_BHWPEN01 | 6 | 0 | 1 | New
HOUETARHNBHWPEN01_OLDC_FBHGASE01_D17 | Residential heating technology - Biomass boiler, automatic stoking , wood pellets or wood chips - apartment complex - existing building - distributed level 0.17 | HOUWPE | HOUETARHN_OLDC_DMD | MKr20 | 2050 | 1.5376 | 0.032506 |  | 25 | 9 | 40 | 0 | 4 | ETA | C | OLD |  |  | RHNBHWPE | 1 | 0.16667 | HOUETARHNBHWPEN01_OLDC_FBHGASE01 | 0.897 | HOUETARHNBHWPEN01_OLDC | HOUETARHNBHGASE01_OLDC | BHGASE01 | BHWPEN01 | ETA_OLDC | BHGASE01_BHWPEN01 | 6 | 0 | 1 | New
HOUETARHNBHSOLN01_OLDC_FBHGASE01_D17 | Residential heating technology - Solar heating system - apartment complex - existing building - distributed level 0.17 | HOUSOL | HOUETARHN_OLDC_DMD | MKr20 | 2020 | 3.9769 | 0.018612 | [6 empty] | ETA | C | OLD |  |  | RHNBHSOL | 1 | 0.16667 | HOUETARHNBHSOLN01_OLDC_FBHGASE01 | 0.897 | HOUETARHNBHSOLN01_OLDC | HOUETARHNBHGASE01_OLDC | BHGASE01 | BHSOLN01 | ETA_OLDC | BHGASE01_BHSOLN01 | 5 | 0 | 1.1 | Unlikely
HOUETARHNBHSOLN01_OLDC_FBHGASE01_D17 | Residential heating technology - Solar heating system - apartment complex - existing building - distributed level 0.17 | HOUSOL | HOUETARHN_OLDC_DMD | MKr20 | 2025 | 3.8051 | 0.019728 | [6 empty] | ETA | C | OLD |  |  | RHNBHSOL | 1 | 0.16667 | HOUETARHNBHSOLN01_OLDC_FBHGASE01 | 0.897 | HOUETARHNBHSOLN01_OLDC | HOUETARHNBHGASE01_OLDC | BHGASE01 | BHSOLN01 | ETA_OLDC | BHGASE01_BHSOLN01 | 5 | 0 | 1.1 | Unlikely
HOUETARHNBHSOLN01_OLDC_FBHGASE01_D17 | Residential heating technology - Solar heating system - apartment complex - existing building - distributed level 0.17 | HOUSOL | HOUETARHN_OLDC_DMD | MKr20 | 2030 | 3.6332 | 0.020152 | [6 empty] | ETA | C | OLD |  |  | RHNBHSOL | 1 | 0.16667 | HOUETARHNBHSOLN01_OLDC_FBHGASE01 | 0.897 | HOUETARHNBHSOLN01_OLDC | HOUETARHNBHGASE01_OLDC | BHGASE01 | BHSOLN01 | ETA_OLDC | BHGASE01_BHSOLN01 | 5 | 0 | 1.1 | Unlikely
HOUETARHNBHSOLN01_OLDC_FBHGASE01_D17 | Residential heating technology - Solar heating system - apartment complex - existing building - distributed level 0.17 | HOUSOL | HOUETARHN_OLDC_DMD | MKr20 | 2040 | 3.4614 | 0.019606 | [6 empty] | ETA | C | OLD |  |  | RHNBHSOL | 1 | 0.16667 | HOUETARHNBHSOLN01_OLDC_FBHGASE01 | 0.897 | HOUETARHNBHSOLN01_OLDC | HOUETARHNBHGASE01_OLDC | BHGASE01 | BHSOLN01 | ETA_OLDC | BHGASE01_BHSOLN01 | 5 | 0 | 1.1 | Unlikely
HOUETARHNBHSOLN01_OLDC_FBHGASE01_D17 | Residential heating technology - Solar heating system - apartment complex - existing building - distributed level 0.17 | HOUSOL | HOUETARHN_OLDC_DMD | MKr20 | 2050 | 3.2895 | 0.018612 | [6 empty] | ETA | C | OLD |  |  | RHNBHSOL | 1 | 0.16667 | HOUETARHNBHSOLN01_OLDC_FBHGASE01 | 0.897 | HOUETARHNBHSOLN01_OLDC | HOUETARHNBHGASE01_OLDC | BHGASE01 | BHSOLN01 | ETA_OLDC | BHGASE01_BHSOLN01 | 5 | 0 | 1.1 | Unlikely
HOUETARHNBHGASN01_OLDC_FBHGASE01_D17 | Residential heating technology - Natural gas boiler - apartment complex - existing building - distributed level 0.17 | HOUGAS | HOUETARHN_OLDC_DMD | MKr20 | 2020 | 0.18168 | 0.010403 |  | 0.43 | 0.1 | 20.4 | 1 | 1 | ETA | C | OLD |  |  | RHNBHGAS | 1 | 0.16667 | HOUETARHNBHGASN01_OLDC_FBHGASE01 | 0.897 | HOUETARHNBHGASN01_OLDC | HOUETARHNBHGASE01_OLDC | BHGASE01 | BHGASN01 | ETA_OLDC | BHGASE01_BHGASN01 | 6 | 0 | 1 | New
HOUETARHNBHGASN01_OLDC_FBHGASE01_D17 | Residential heating technology - Natural gas boiler - apartment complex - existing building - distributed level 0.17 | HOUGAS | HOUETARHN_OLDC_DMD | MKr20 | 2025 | 0.17784 | 0.010322 |  | 0.43 | 0.1 | 20.4 | 1 | 1 | ETA | C | OLD |  |  | RHNBHGAS | 1 | 0.16667 | HOUETARHNBHGASN01_OLDC_FBHGASE01 | 0.897 | HOUETARHNBHGASN01_OLDC | HOUETARHNBHGASE01_OLDC | BHGASE01 | BHGASN01 | ETA_OLDC | BHGASE01_BHGASN01 | 6 | 0 | 1 | New
HOUETARHNBHGASN01_OLDC_FBHGASE01_D17 | Residential heating technology - Natural gas boiler - apartment complex - existing building - distributed level 0.17 | HOUGAS | HOUETARHN_OLDC_DMD | MKr20 | 2030 | 0.17409 | 0.010227 |  | 0.43 | 0.1 | 20.4 | 1 | 1 | ETA | C | OLD |  |  | RHNBHGAS | 1 | 0.16667 | HOUETARHNBHGASN01_OLDC_FBHGASE01 | 0.897 | HOUETARHNBHGASN01_OLDC | HOUETARHNBHGASE01_OLDC | BHGASE01 | BHGASN01 | ETA_OLDC | BHGASE01_BHGASN01 | 6 | 0 | 1 | New
HOUETARHNBHGASN01_OLDC_FBHGASE01_D17 | Residential heating technology - Natural gas boiler - apartment complex - existing building - distributed level 0.17 | HOUGAS | HOUETARHN_OLDC_DMD | MKr20 | 2040 | 0.16687 | 0.0098068 |  | 0.43 | 0.1 | 20.4 | 1 | 1 | ETA | C | OLD |  |  | RHNBHGAS | 1 | 0.16667 | HOUETARHNBHGASN01_OLDC_FBHGASE01 | 0.897 | HOUETARHNBHGASN01_OLDC | HOUETARHNBHGASE01_OLDC | BHGASE01 | BHGASN01 | ETA_OLDC | BHGASE01_BHGASN01 | 6 | 0 | 1 | New
HOUETARHNBHGASN01_OLDC_FBHGASE01_D17 | Residential heating technology - Natural gas boiler - apartment complex - existing building - distributed level 0.17 | HOUGAS | HOUETARHN_OLDC_DMD | MKr20 | 2050 | 0.16001 | 0.0027971 |  | 0.43 | 0.1 | 20.4 | 1 | 1 | ETA | C | OLD |  |  | RHNBHGAS | 1 | 0.16667 | HOUETARHNBHGASN01_OLDC_FBHGASE01 | 0.897 | HOUETARHNBHGASN01_OLDC | HOUETARHNBHGASE01_OLDC | BHGASE01 | BHGASN01 | ETA_OLDC | BHGASE01_BHGASN01 | 6 | 0 | 1 | New
HOUETARHNBHDHCN03_OLDC_FBHGASE01_D17 | Residential heating technology - Direct district heating substation - plus connection pipe - apartment complex - existing building - distributed level 0.17 | HOUDHC | HOUETARHN_OLDC_DMD | MKr20 | 2020 | 0.2059 | 0.0013872 | [6 empty] | ETA | C | OLD |  |  | RHNBHDHC | 1 | 0.16667 | HOUETARHNBHDHCN03_OLDC_FBHGASE01 | 0.897 | HOUETARHNBHDHCN03_OLDC | HOUETARHNBHGASE01_OLDC | BHGASE01 | BHDHCN03 | ETA_OLDC | BHGASE01_BHDHCN03 | 6 | 0 | 1 | New
HOUETARHNBHDHCN03_OLDC_FBHGASE01_D17 | Residential heating technology - Direct district heating substation - plus connection pipe - apartment complex - existing building - distributed level 0.17 | HOUDHC | HOUETARHN_OLDC_DMD | MKr20 | 2025 | 0.20205 | 0.001406 | [6 empty] | ETA | C | OLD |  |  | RHNBHDHC | 1 | 0.16667 | HOUETARHNBHDHCN03_OLDC_FBHGASE01 | 0.897 | HOUETARHNBHDHCN03_OLDC | HOUETARHNBHGASE01_OLDC | BHGASE01 | BHDHCN03 | ETA_OLDC | BHGASE01_BHDHCN03 | 6 | 0 | 1 | New
HOUETARHNBHDHCN03_OLDC_FBHGASE01_D17 | Residential heating technology - Direct district heating substation - plus connection pipe - apartment complex - existing building - distributed level 0.17 | HOUDHC | HOUETARHN_OLDC_DMD | MKr20 | 2030 | 0.1983 | 0.0013853 | [6 empty] | ETA | C | OLD |  |  | RHNBHDHC | 1 | 0.16667 | HOUETARHNBHDHCN03_OLDC_FBHGASE01 | 0.897 | HOUETARHNBHDHCN03_OLDC | HOUETARHNBHGASE01_OLDC | BHGASE01 | BHDHCN03 | ETA_OLDC | BHGASE01_BHDHCN03 | 6 | 0 | 1 | New
HOUETARHNBHDHCN03_OLDC_FBHGASE01_D17 | Residential heating technology - Direct district heating substation - plus connection pipe - apartment complex - existing building - distributed level 0.17 | HOUDHC | HOUETARHN_OLDC_DMD | MKr20 | 2040 | 0.19107 | 0.0013433 | [6 empty] | ETA | C | OLD |  |  | RHNBHDHC | 1 | 0.16667 | HOUETARHNBHDHCN03_OLDC_FBHGASE01 | 0.897 | HOUETARHNBHDHCN03_OLDC | HOUETARHNBHGASE01_OLDC | BHGASE01 | BHDHCN03 | ETA_OLDC | BHGASE01_BHDHCN03 | 6 | 0 | 1 | New
HOUETARHNBHDHCN03_OLDC_FBHGASE01_D17 | Residential heating technology - Direct district heating substation - plus connection pipe - apartment complex - existing building - distributed level 0.17 | HOUDHC | HOUETARHN_OLDC_DMD | MKr20 | 2050 | 0.1842 | 0.0012896 | [6 empty] | ETA | C | OLD |  |  | RHNBHDHC | 1 | 0.16667 | HOUETARHNBHDHCN03_OLDC_FBHGASE01 | 0.897 | HOUETARHNBHDHCN03_OLDC | HOUETARHNBHGASE01_OLDC | BHGASE01 | BHDHCN03 | ETA_OLDC | BHGASE01_BHDHCN03 | 6 | 0 | 1 | New
HOUETARHNHPELCN05_OLDD_FBHGASE01_D17 | Residential heating technology - Heat pump, Air-to-water - leasing - apartment complex - existing building - distributed level 0.17 | HOUELC, HOUAMB | HOUETARHN_OLDD_DMD | MKr20 | 2020 | 2.1493 | 0.28261 | 0.3191 | [5 empty] | ETA | D | OLD | 3.1338 |  | RHNHPELC | 1 | 0.16667 | HOUETARHNHPELCN05_OLDD_FBHGASE01 | 0.897 | HOUETARHNHPELCN05_OLDD | HOUETARHNBHGASE01_OLDD | BHGASE01 | HPELCN05 | ETA_OLDD | BHGASE01_HPELCN05 | 4 | -0.25 | 1 | Supported
HOUETARHNHPELCN05_OLDD_FBHGASE01_D17 | Residential heating technology - Heat pump, Air-to-water - leasing - apartment complex - existing building - distributed level 0.17 | HOUELC, HOUAMB | HOUETARHN_OLDD_DMD | MKr20 | 2025 | 1.9246 | 0.2598 | 0.30341 | [5 empty] | ETA | D | OLD | 3.2959 |  | RHNHPELC | 1 | 0.16667 | HOUETARHNHPELCN05_OLDD_FBHGASE01 | 0.897 | HOUETARHNHPELCN05_OLDD | HOUETARHNBHGASE01_OLDD | BHGASE01 | HPELCN05 | ETA_OLDD | BHGASE01_HPELCN05 | 4 | -0.25 | 1 | Supported
HOUETARHNHPELCN05_OLDD_FBHGASE01_D17 | Residential heating technology - Heat pump, Air-to-water - leasing - apartment complex - existing building - distributed level 0.17 | HOUELC, HOUAMB | HOUETARHN_OLDD_DMD | MKr20 | 2030 | 1.6998 | 0.23697 | 0.28919 | [5 empty] | ETA | D | OLD | 3.458 |  | RHNHPELC | 1 | 0.16667 | HOUETARHNHPELCN05_OLDD_FBHGASE01 | 0.897 | HOUETARHNHPELCN05_OLDD | HOUETARHNBHGASE01_OLDD | BHGASE01 | HPELCN05 | ETA_OLDD | BHGASE01_HPELCN05 | 4 | -0.25 | 1 | Supported
HOUETARHNHPELCN05_OLDD_FBHGASE01_D17 | Residential heating technology - Heat pump, Air-to-water - leasing - apartment complex - existing building - distributed level 0.17 | HOUELC, HOUAMB | HOUETARHN_OLDD_DMD | MKr20 | 2040 | 1.5225 | 0.21839 | 0.27624 | [5 empty] | ETA | D | OLD | 3.6201 |  | RHNHPELC | 1 | 0.16667 | HOUETARHNHPELCN05_OLDD_FBHGASE01 | 0.897 | HOUETARHNHPELCN05_OLDD | HOUETARHNBHGASE01_OLDD | BHGASE01 | HPELCN05 | ETA_OLDD | BHGASE01_HPELCN05 | 4 | -0.25 | 1 | Supported
HOUETARHNHPELCN05_OLDD_FBHGASE01_D17 | Residential heating technology - Heat pump, Air-to-water - leasing - apartment complex - existing building - distributed level 0.17 | HOUELC, HOUAMB | HOUETARHN_OLDD_DMD | MKr20 | 2050 | 1.3451 | 0.19981 | 0.2644 | [5 empty] | ETA | D | OLD | 3.7822 |  | RHNHPELC | 1 | 0.16667 | HOUETARHNHPELCN05_OLDD_FBHGASE01 | 0.897 | HOUETARHNHPELCN05_OLDD | HOUETARHNBHGASE01_OLDD | BHGASE01 | HPELCN05 | ETA_OLDD | BHGASE01_HPELCN05 | 4 | -0.25 | 1 | Supported
HOUETARHNHPELCN04_OLDD_FBHGASE01_D17 | Residential heating technology - Heat pump, Ground source - apartment complex - existing building - distributed level 0.17 | HOUELC, HOUAMB | HOUETARHN_OLDD_DMD | MKr20 | 2020 | 4.0051 | 0.041882 | 0.28919 | [5 empty] | ETA | D | OLD | 3.458 |  | RHNHPELC | 1 | 0.16667 | HOUETARHNHPELCN04_OLDD_FBHGASE01 | 0.897 | HOUETARHNHPELCN04_OLDD | HOUETARHNBHGASE01_OLDD | BHGASE01 | HPELCN04 | ETA_OLDD | BHGASE01_HPELCN04 | 4 | -0.25 | 1 | Supported
HOUETARHNHPELCN04_OLDD_FBHGASE01_D17 | Residential heating technology - Heat pump, Ground source - apartment complex - existing building - distributed level 0.17 | HOUELC, HOUAMB | HOUETARHN_OLDD_DMD | MKr20 | 2025 | 3.7047 | 0.04155 | 0.28042 | [5 empty] | ETA | D | OLD | 3.566 |  | RHNHPELC | 1 | 0.16667 | HOUETARHNHPELCN04_OLDD_FBHGASE01 | 0.897 | HOUETARHNHPELCN04_OLDD | HOUETARHNBHGASE01_OLDD | BHGASE01 | HPELCN04 | ETA_OLDD | BHGASE01_HPELCN04 | 4 | -0.25 | 1 | Supported
HOUETARHNHPELCN04_OLDD_FBHGASE01_D17 | Residential heating technology - Heat pump, Ground source - apartment complex - existing building - distributed level 0.17 | HOUELC, HOUAMB | HOUETARHN_OLDD_DMD | MKr20 | 2030 | 3.4043 | 0.041188 | 0.27218 | [5 empty] | ETA | D | OLD | 3.6741 |  | RHNHPELC | 1 | 0.16667 | HOUETARHNHPELCN04_OLDD_FBHGASE01 | 0.897 | HOUETARHNHPELCN04_OLDD | HOUETARHNBHGASE01_OLDD | BHGASE01 | HPELCN04 | ETA_OLDD | BHGASE01_HPELCN04 | 4 | -0.25 | 1 | Supported
HOUETARHNHPELCN04_OLDD_FBHGASE01_D17 | Residential heating technology - Heat pump, Ground source - apartment complex - existing building - distributed level 0.17 | HOUELC, HOUAMB | HOUETARHN_OLDD_DMD | MKr20 | 2040 | 3.149 | 0.040351 | 0.26067 | [5 empty] | ETA | D | OLD | 3.8362 |  | RHNHPELC | 1 | 0.16667 | HOUETARHNHPELCN04_OLDD_FBHGASE01 | 0.897 | HOUETARHNHPELCN04_OLDD | HOUETARHNBHGASE01_OLDD | BHGASE01 | HPELCN04 | ETA_OLDD | BHGASE01_HPELCN04 | 4 | -0.25 | 1 | Supported
HOUETARHNHPELCN04_OLDD_FBHGASE01_D17 | Residential heating technology - Heat pump, Ground source - apartment complex - existing building - distributed level 0.17 | HOUELC, HOUAMB | HOUETARHN_OLDD_DMD | MKr20 | 2050 | 2.8937 | 0.039498 | 0.25705 | [5 empty] | ETA | D | OLD | 3.8902 |  | RHNHPELC | 1 | 0.16667 | HOUETARHNHPELCN04_OLDD_FBHGASE01 | 0.897 | HOUETARHNHPELCN04_OLDD | HOUETARHNBHGASE01_OLDD | BHGASE01 | HPELCN04 | ETA_OLDD | BHGASE01_HPELCN04 | 4 | -0.25 | 1 | Supported
HOUETARHNHPELCN03_OLDD_FBHGASE01_D17 | Residential heating technology - Heat pump, Air-to-water - apartment complex - existing building - distributed level 0.17 | HOUELC, HOUAMB | HOUETARHN_OLDD_DMD | MKr20 | 2020 | 4.2987 | 0.067679 | 0.3191 | [5 empty] | ETA | D | OLD | 3.1338 |  | RHNHPELC | 1 | 0.16667 | HOUETARHNHPELCN03_OLDD_FBHGASE01 | 0.897 | HOUETARHNHPELCN03_OLDD | HOUETARHNBHGASE01_OLDD | BHGASE01 | HPELCN03 | ETA_OLDD | BHGASE01_HPELCN03 | 4 | -0.25 | 1 | Supported
HOUETARHNHPELCN03_OLDD_FBHGASE01_D17 | Residential heating technology - Heat pump, Air-to-water - apartment complex - existing building - distributed level 0.17 | HOUELC, HOUAMB | HOUETARHN_OLDD_DMD | MKr20 | 2025 | 3.8491 | 0.067348 | 0.30341 | [5 empty] | ETA | D | OLD | 3.2959 |  | RHNHPELC | 1 | 0.16667 | HOUETARHNHPELCN03_OLDD_FBHGASE01 | 0.897 | HOUETARHNHPELCN03_OLDD | HOUETARHNBHGASE01_OLDD | BHGASE01 | HPELCN03 | ETA_OLDD | BHGASE01_HPELCN03 | 4 | -0.25 | 1 | Supported
HOUETARHNHPELCN03_OLDD_FBHGASE01_D17 | Residential heating technology - Heat pump, Air-to-water - apartment complex - existing building - distributed level 0.17 | HOUELC, HOUAMB | HOUETARHN_OLDD_DMD | MKr20 | 2030 | 3.3996 | 0.066986 | 0.28919 | [5 empty] | ETA | D | OLD | 3.458 |  | RHNHPELC | 1 | 0.16667 | HOUETARHNHPELCN03_OLDD_FBHGASE01 | 0.897 | HOUETARHNHPELCN03_OLDD | HOUETARHNBHGASE01_OLDD | BHGASE01 | HPELCN03 | ETA_OLDD | BHGASE01_HPELCN03 | 4 | -0.25 | 1 | Supported
HOUETARHNHPELCN03_OLDD_FBHGASE01_D17 | Residential heating technology - Heat pump, Air-to-water - apartment complex - existing building - distributed level 0.17 | HOUELC, HOUAMB | HOUETARHN_OLDD_DMD | MKr20 | 2040 | 3.0449 | 0.066149 | 0.27624 | [5 empty] | ETA | D | OLD | 3.6201 |  | RHNHPELC | 1 | 0.16667 | HOUETARHNHPELCN03_OLDD_FBHGASE01 | 0.897 | HOUETARHNHPELCN03_OLDD | HOUETARHNBHGASE01_OLDD | BHGASE01 | HPELCN03 | ETA_OLDD | BHGASE01_HPELCN03 | 4 | -0.25 | 1 | Supported
HOUETARHNHPELCN03_OLDD_FBHGASE01_D17 | Residential heating technology - Heat pump, Air-to-water - apartment complex - existing building - distributed level 0.17 | HOUELC, HOUAMB | HOUETARHN_OLDD_DMD | MKr20 | 2050 | 2.6902 | 0.065296 | 0.2644 | [5 empty] | ETA | D | OLD | 3.7822 |  | RHNHPELC | 1 | 0.16667 | HOUETARHNHPELCN03_OLDD_FBHGASE01 | 0.897 | HOUETARHNHPELCN03_OLDD | HOUETARHNBHGASE01_OLDD | BHGASE01 | HPELCN03 | ETA_OLDD | BHGASE01_HPELCN03 | 4 | -0.25 | 1 | Supported
HOUETARHNHPELCN02_OLDD_FBHGASE01_D17 | Residential heating technology - Heat pump, Air-to-air - single-family house - existing building - distributed level 0.17 | HOUELC, HOUAMB | HOUETARHN_OLDD_DMD | MKr20 | 2020 | 1.7956 | 0.14453 | 0.1908 | [5 empty] | ETA | D | OLD | 5.241 |  | RHNHPELC | 1 | 0.16667 | HOUETARHNHPELCN02_OLDD_FBHGASE01 | 0.897 | HOUETARHNHPELCN02_OLDD | HOUETARHNBHGASE01_OLDD | BHGASE01 | HPELCN02 | ETA_OLDD | BHGASE01_HPELCN02 | 5 | 0 | 1.1 | Unlikely
HOUETARHNHPELCN02_OLDD_FBHGASE01_D17 | Residential heating technology - Heat pump, Air-to-air - single-family house - existing building - distributed level 0.17 | HOUELC, HOUAMB | HOUETARHN_OLDD_DMD | MKr20 | 2025 | 1.7517 | 0.098193 | 0.18145 | [5 empty] | ETA | D | OLD | 5.5112 |  | RHNHPELC | 1 | 0.16667 | HOUETARHNHPELCN02_OLDD_FBHGASE01 | 0.897 | HOUETARHNHPELCN02_OLDD | HOUETARHNBHGASE01_OLDD | BHGASE01 | HPELCN02 | ETA_OLDD | BHGASE01_HPELCN02 | 5 | 0 | 1.1 | Unlikely
HOUETARHNHPELCN02_OLDD_FBHGASE01_D17 | Residential heating technology - Heat pump, Air-to-air - single-family house - existing building - distributed level 0.17 | HOUELC, HOUAMB | HOUETARHN_OLDD_DMD | MKr20 | 2030 | 1.7078 | 0.096379 | 0.1746 | [5 empty] | ETA | D | OLD | 5.7273 |  | RHNHPELC | 1 | 0.16667 | HOUETARHNHPELCN02_OLDD_FBHGASE01 | 0.897 | HOUETARHNHPELCN02_OLDD | HOUETARHNBHGASE01_OLDD | BHGASE01 | HPELCN02 | ETA_OLDD | BHGASE01_HPELCN02 | 5 | 0 | 1.1 | Unlikely
HOUETARHNHPELCN02_OLDD_FBHGASE01_D17 | Residential heating technology - Heat pump, Air-to-air - single-family house - existing building - distributed level 0.17 | HOUELC, HOUAMB | HOUETARHN_OLDD_DMD | MKr20 | 2040 | 1.6264 | 0.093013 | 0.16825 | [5 empty] | ETA | D | OLD | 5.9434 |  | RHNHPELC | 1 | 0.16667 | HOUETARHNHPELCN02_OLDD_FBHGASE01 | 0.897 | HOUETARHNHPELCN02_OLDD | HOUETARHNBHGASE01_OLDD | BHGASE01 | HPELCN02 | ETA_OLDD | BHGASE01_HPELCN02 | 5 | 0 | 1.1 | Unlikely
HOUETARHNHPELCN02_OLDD_FBHGASE01_D17 | Residential heating technology - Heat pump, Air-to-air - single-family house - existing building - distributed level 0.17 | HOUELC, HOUAMB | HOUETARHN_OLDD_DMD | MKr20 | 2050 | 1.5449 | 0.089647 | 0.16525 | [5 empty] | ETA | D | OLD | 6.0515 |  | RHNHPELC | 1 | 0.16667 | HOUETARHNHPELCN02_OLDD_FBHGASE01 | 0.897 | HOUETARHNHPELCN02_OLDD | HOUETARHNBHGASE01_OLDD | BHGASE01 | HPELCN02 | ETA_OLDD | BHGASE01_HPELCN02 | 5 | 0 | 1.1 | Unlikely
HOUETARHNDIELCN06_OLDD_FBHGASE01_D17 | Residential heating technology - Electric heating - electric panel from Bauhaus - apartment complex - new building - distributed level 0.17 | HOUELC | HOUETARHN_OLDD_DMD | MKr20 | 2020 | 0.50745 | 0 | [6 empty] | ETA | D | OLD |  |  | RHNDIELC | 1 | 0.16667 | HOUETARHNDIELCN06_OLDD_FBHGASE01 | 0.897 | HOUETARHNDIELCN06_OLDD | HOUETARHNBHGASE01_OLDD | BHGASE01 | DIELCN06 | ETA_OLDD | BHGASE01_DIELCN06 | 5 | 0 | 1.1 | Unlikely
HOUETARHNDIELCN06_OLDD_FBHGASE01_D17 | Residential heating technology - Electric heating - electric panel from Bauhaus - apartment complex - new building - distributed level 0.17 | HOUELC | HOUETARHN_OLDD_DMD | MKr20 | 2025 | 0.50745 | 0 | [6 empty] | ETA | D | OLD |  |  | RHNDIELC | 1 | 0.16667 | HOUETARHNDIELCN06_OLDD_FBHGASE01 | 0.897 | HOUETARHNDIELCN06_OLDD | HOUETARHNBHGASE01_OLDD | BHGASE01 | DIELCN06 | ETA_OLDD | BHGASE01_DIELCN06 | 5 | 0 | 1.1 | Unlikely
HOUETARHNDIELCN06_OLDD_FBHGASE01_D17 | Residential heating technology - Electric heating - electric panel from Bauhaus - apartment complex - new building - distributed level 0.17 | HOUELC | HOUETARHN_OLDD_DMD | MKr20 | 2030 | 0.50745 | 0 | [6 empty] | ETA | D | OLD |  |  | RHNDIELC | 1 | 0.16667 | HOUETARHNDIELCN06_OLDD_FBHGASE01 | 0.897 | HOUETARHNDIELCN06_OLDD | HOUETARHNBHGASE01_OLDD | BHGASE01 | DIELCN06 | ETA_OLDD | BHGASE01_DIELCN06 | 5 | 0 | 1.1 | Unlikely
HOUETARHNDIELCN06_OLDD_FBHGASE01_D17 | Residential heating technology - Electric heating - electric panel from Bauhaus - apartment complex - new building - distributed level 0.17 | HOUELC | HOUETARHN_OLDD_DMD | MKr20 | 2040 | 0.50745 | 0 | [6 empty] | ETA | D | OLD |  |  | RHNDIELC | 1 | 0.16667 | HOUETARHNDIELCN06_OLDD_FBHGASE01 | 0.897 | HOUETARHNDIELCN06_OLDD | HOUETARHNBHGASE01_OLDD | BHGASE01 | DIELCN06 | ETA_OLDD | BHGASE01_DIELCN06 | 5 | 0 | 1.1 | Unlikely
HOUETARHNDIELCN06_OLDD_FBHGASE01_D17 | Residential heating technology - Electric heating - electric panel from Bauhaus - apartment complex - new building - distributed level 0.17 | HOUELC | HOUETARHN_OLDD_DMD | MKr20 | 2050 | 0.50745 | 0 | [6 empty] | ETA | D | OLD |  |  | RHNDIELC | 1 | 0.16667 | HOUETARHNDIELCN06_OLDD_FBHGASE01 | 0.897 | HOUETARHNDIELCN06_OLDD | HOUETARHNBHGASE01_OLDD | BHGASE01 | DIELCN06 | ETA_OLDD | BHGASE01_DIELCN06 | 5 | 0 | 1.1 | Unlikely
HOUETARHNDIELCN01_OLDD_FBHGASE01_D17 | Residential heating technology - Electric heating - apartment complex - new building - distributed level 0.17 | HOUELC | HOUETARHN_OLDD_DMD | MKr20 | 2020 | 4.7132 | 0.0019137 | [6 empty] | ETA | D | OLD |  |  | RHNDIELC | 1 | 0.16667 | HOUETARHNDIELCN01_OLDD_FBHGASE01 | 0.897 | HOUETARHNDIELCN01_OLDD | HOUETARHNBHGASE01_OLDD | BHGASE01 | DIELCN01 | ETA_OLDD | BHGASE01_DIELCN01 | 5 | 0 | 1.1 | Unlikely
HOUETARHNDIELCN01_OLDD_FBHGASE01_D17 | Residential heating technology - Electric heating - apartment complex - new building - distributed level 0.17 | HOUELC | HOUETARHN_OLDD_DMD | MKr20 | 2025 | 4.5965 | 0.0018356 | [6 empty] | ETA | D | OLD |  |  | RHNDIELC | 1 | 0.16667 | HOUETARHNDIELCN01_OLDD_FBHGASE01 | 0.897 | HOUETARHNDIELCN01_OLDD | HOUETARHNBHGASE01_OLDD | BHGASE01 | DIELCN01 | ETA_OLDD | BHGASE01_DIELCN01 | 5 | 0 | 1.1 | Unlikely
HOUETARHNDIELCN01_OLDD_FBHGASE01_D17 | Residential heating technology - Electric heating - apartment complex - new building - distributed level 0.17 | HOUELC | HOUETARHN_OLDD_DMD | MKr20 | 2030 | 4.4828 | 0.0017965 | [6 empty] | ETA | D | OLD |  |  | RHNDIELC | 1 | 0.16667 | HOUETARHNDIELCN01_OLDD_FBHGASE01 | 0.897 | HOUETARHNDIELCN01_OLDD | HOUETARHNBHGASE01_OLDD | BHGASE01 | DIELCN01 | ETA_OLDD | BHGASE01_DIELCN01 | 5 | 0 | 1.1 | Unlikely
HOUETARHNDIELCN01_OLDD_FBHGASE01_D17 | Residential heating technology - Electric heating - apartment complex - new building - distributed level 0.17 | HOUELC | HOUETARHN_OLDD_DMD | MKr20 | 2040 | 4.2636 | 0.0017184 | [6 empty] | ETA | D | OLD |  |  | RHNDIELC | 1 | 0.16667 | HOUETARHNDIELCN01_OLDD_FBHGASE01 | 0.897 | HOUETARHNDIELCN01_OLDD | HOUETARHNBHGASE01_OLDD | BHGASE01 | DIELCN01 | ETA_OLDD | BHGASE01_DIELCN01 | 5 | 0 | 1.1 | Unlikely
HOUETARHNDIELCN01_OLDD_FBHGASE01_D17 | Residential heating technology - Electric heating - apartment complex - new building - distributed level 0.17 | HOUELC | HOUETARHN_OLDD_DMD | MKr20 | 2050 | 4.0551 | 0.0016403 | [6 empty] | ETA | D | OLD |  |  | RHNDIELC | 1 | 0.16667 | HOUETARHNDIELCN01_OLDD_FBHGASE01 | 0.897 | HOUETARHNDIELCN01_OLDD | HOUETARHNBHGASE01_OLDD | BHGASE01 | DIELCN01 | ETA_OLDD | BHGASE01_DIELCN01 | 5 | 0 | 1.1 | Unlikely
HOUETARHNBHWPEN01_OLDD_FBHGASE01_D17 | Residential heating technology - Biomass boiler, automatic stoking , wood pellets or wood chips - apartment complex - existing building - distributed level 0.17 | HOUWPE | HOUETARHN_OLDD_DMD | MKr20 | 2020 | 1.7872 | 0.035182 |  | 25 | 14 | 70 | 2 | 4 | ETA | D | OLD |  |  | RHNBHWPE | 1 | 0.16667 | HOUETARHNBHWPEN01_OLDD_FBHGASE01 | 0.897 | HOUETARHNBHWPEN01_OLDD | HOUETARHNBHGASE01_OLDD | BHGASE01 | BHWPEN01 | ETA_OLDD | BHGASE01_BHWPEN01 | 6 | 0 | 1 | New
HOUETARHNBHWPEN01_OLDD_FBHGASE01_D17 | Residential heating technology - Biomass boiler, automatic stoking , wood pellets or wood chips - apartment complex - existing building - distributed level 0.17 | HOUWPE | HOUETARHN_OLDD_DMD | MKr20 | 2025 | 1.7429 | 0.034933 |  | 25 | 14 | 60 | 2 | 4 | ETA | D | OLD |  |  | RHNBHWPE | 1 | 0.16667 | HOUETARHNBHWPEN01_OLDD_FBHGASE01 | 0.897 | HOUETARHNBHWPEN01_OLDD | HOUETARHNBHGASE01_OLDD | BHGASE01 | BHWPEN01 | ETA_OLDD | BHGASE01_BHWPEN01 | 6 | 0 | 1 | New
HOUETARHNBHWPEN01_OLDD_FBHGASE01_D17 | Residential heating technology - Biomass boiler, automatic stoking , wood pellets or wood chips - apartment complex - existing building - distributed level 0.17 | HOUWPE | HOUETARHN_OLDD_DMD | MKr20 | 2030 | 1.6998 | 0.035089 |  | 25 | 11 | 50 | 1 | 4 | ETA | D | OLD |  |  | RHNBHWPE | 1 | 0.16667 | HOUETARHNBHWPEN01_OLDD_FBHGASE01 | 0.897 | HOUETARHNBHWPEN01_OLDD | HOUETARHNBHGASE01_OLDD | BHGASE01 | BHWPEN01 | ETA_OLDD | BHGASE01_BHWPEN01 | 6 | 0 | 1 | New
HOUETARHNBHWPEN01_OLDD_FBHGASE01_D17 | Residential heating technology - Biomass boiler, automatic stoking , wood pellets or wood chips - apartment complex - existing building - distributed level 0.17 | HOUWPE | HOUETARHN_OLDD_DMD | MKr20 | 2040 | 1.6167 | 0.033969 |  | 25 | 9 | 45 | 1 | 4 | ETA | D | OLD |  |  | RHNBHWPE | 1 | 0.16667 | HOUETARHNBHWPEN01_OLDD_FBHGASE01 | 0.897 | HOUETARHNBHWPEN01_OLDD | HOUETARHNBHGASE01_OLDD | BHGASE01 | BHWPEN01 | ETA_OLDD | BHGASE01_BHWPEN01 | 6 | 0 | 1 | New
HOUETARHNBHWPEN01_OLDD_FBHGASE01_D17 | Residential heating technology - Biomass boiler, automatic stoking , wood pellets or wood chips - apartment complex - existing building - distributed level 0.17 | HOUWPE | HOUETARHN_OLDD_DMD | MKr20 | 2050 | 1.5376 | 0.032506 |  | 25 | 9 | 40 | 0 | 4 | ETA | D | OLD |  |  | RHNBHWPE | 1 | 0.16667 | HOUETARHNBHWPEN01_OLDD_FBHGASE01 | 0.897 | HOUETARHNBHWPEN01_OLDD | HOUETARHNBHGASE01_OLDD | BHGASE01 | BHWPEN01 | ETA_OLDD | BHGASE01_BHWPEN01 | 6 | 0 | 1 | New
HOUETARHNBHSOLN01_OLDD_FBHGASE01_D17 | Residential heating technology - Solar heating system - apartment complex - existing building - distributed level 0.17 | HOUSOL | HOUETARHN_OLDD_DMD | MKr20 | 2020 | 3.9769 | 0.018612 | [6 empty] | ETA | D | OLD |  |  | RHNBHSOL | 1 | 0.16667 | HOUETARHNBHSOLN01_OLDD_FBHGASE01 | 0.897 | HOUETARHNBHSOLN01_OLDD | HOUETARHNBHGASE01_OLDD | BHGASE01 | BHSOLN01 | ETA_OLDD | BHGASE01_BHSOLN01 | 5 | 0 | 1.1 | Unlikely
HOUETARHNBHSOLN01_OLDD_FBHGASE01_D17 | Residential heating technology - Solar heating system - apartment complex - existing building - distributed level 0.17 | HOUSOL | HOUETARHN_OLDD_DMD | MKr20 | 2025 | 3.8051 | 0.019728 | [6 empty] | ETA | D | OLD |  |  | RHNBHSOL | 1 | 0.16667 | HOUETARHNBHSOLN01_OLDD_FBHGASE01 | 0.897 | HOUETARHNBHSOLN01_OLDD | HOUETARHNBHGASE01_OLDD | BHGASE01 | BHSOLN01 | ETA_OLDD | BHGASE01_BHSOLN01 | 5 | 0 | 1.1 | Unlikely
HOUETARHNBHSOLN01_OLDD_FBHGASE01_D17 | Residential heating technology - Solar heating system - apartment complex - existing building - distributed level 0.17 | HOUSOL | HOUETARHN_OLDD_DMD | MKr20 | 2030 | 3.6332 | 0.020152 | [6 empty] | ETA | D | OLD |  |  | RHNBHSOL | 1 | 0.16667 | HOUETARHNBHSOLN01_OLDD_FBHGASE01 | 0.897 | HOUETARHNBHSOLN01_OLDD | HOUETARHNBHGASE01_OLDD | BHGASE01 | BHSOLN01 | ETA_OLDD | BHGASE01_BHSOLN01 | 5 | 0 | 1.1 | Unlikely
HOUETARHNBHSOLN01_OLDD_FBHGASE01_D17 | Residential heating technology - Solar heating system - apartment complex - existing building - distributed level 0.17 | HOUSOL | HOUETARHN_OLDD_DMD | MKr20 | 2040 | 3.4614 | 0.019606 | [6 empty] | ETA | D | OLD |  |  | RHNBHSOL | 1 | 0.16667 | HOUETARHNBHSOLN01_OLDD_FBHGASE01 | 0.897 | HOUETARHNBHSOLN01_OLDD | HOUETARHNBHGASE01_OLDD | BHGASE01 | BHSOLN01 | ETA_OLDD | BHGASE01_BHSOLN01 | 5 | 0 | 1.1 | Unlikely
HOUETARHNBHSOLN01_OLDD_FBHGASE01_D17 | Residential heating technology - Solar heating system - apartment complex - existing building - distributed level 0.17 | HOUSOL | HOUETARHN_OLDD_DMD | MKr20 | 2050 | 3.2895 | 0.018612 | [6 empty] | ETA | D | OLD |  |  | RHNBHSOL | 1 | 0.16667 | HOUETARHNBHSOLN01_OLDD_FBHGASE01 | 0.897 | HOUETARHNBHSOLN01_OLDD | HOUETARHNBHGASE01_OLDD | BHGASE01 | BHSOLN01 | ETA_OLDD | BHGASE01_BHSOLN01 | 5 | 0 | 1.1 | Unlikely
HOUETARHNBHGASN01_OLDD_FBHGASE01_D17 | Residential heating technology - Natural gas boiler - apartment complex - existing building - distributed level 0.17 | HOUGAS | HOUETARHN_OLDD_DMD | MKr20 | 2020 | 0.18168 | 0.010403 |  | 0.43 | 0.1 | 20.4 | 1 | 1 | ETA | D | OLD |  |  | RHNBHGAS | 1 | 0.16667 | HOUETARHNBHGASN01_OLDD_FBHGASE01 | 0.897 | HOUETARHNBHGASN01_OLDD | HOUETARHNBHGASE01_OLDD | BHGASE01 | BHGASN01 | ETA_OLDD | BHGASE01_BHGASN01 | 6 | 0 | 1 | New
HOUETARHNBHGASN01_OLDD_FBHGASE01_D17 | Residential heating technology - Natural gas boiler - apartment complex - existing building - distributed level 0.17 | HOUGAS | HOUETARHN_OLDD_DMD | MKr20 | 2025 | 0.17784 | 0.010322 |  | 0.43 | 0.1 | 20.4 | 1 | 1 | ETA | D | OLD |  |  | RHNBHGAS | 1 | 0.16667 | HOUETARHNBHGASN01_OLDD_FBHGASE01 | 0.897 | HOUETARHNBHGASN01_OLDD | HOUETARHNBHGASE01_OLDD | BHGASE01 | BHGASN01 | ETA_OLDD | BHGASE01_BHGASN01 | 6 | 0 | 1 | New
HOUETARHNBHGASN01_OLDD_FBHGASE01_D17 | Residential heating technology - Natural gas boiler - apartment complex - existing building - distributed level 0.17 | HOUGAS | HOUETARHN_OLDD_DMD | MKr20 | 2030 | 0.17409 | 0.010227 |  | 0.43 | 0.1 | 20.4 | 1 | 1 | ETA | D | OLD |  |  | RHNBHGAS | 1 | 0.16667 | HOUETARHNBHGASN01_OLDD_FBHGASE01 | 0.897 | HOUETARHNBHGASN01_OLDD | HOUETARHNBHGASE01_OLDD | BHGASE01 | BHGASN01 | ETA_OLDD | BHGASE01_BHGASN01 | 6 | 0 | 1 | New
HOUETARHNBHGASN01_OLDD_FBHGASE01_D17 | Residential heating technology - Natural gas boiler - apartment complex - existing building - distributed level 0.17 | HOUGAS | HOUETARHN_OLDD_DMD | MKr20 | 2040 | 0.16687 | 0.0098068 |  | 0.43 | 0.1 | 20.4 | 1 | 1 | ETA | D | OLD |  |  | RHNBHGAS | 1 | 0.16667 | HOUETARHNBHGASN01_OLDD_FBHGASE01 | 0.897 | HOUETARHNBHGASN01_OLDD | HOUETARHNBHGASE01_OLDD | BHGASE01 | BHGASN01 | ETA_OLDD | BHGASE01_BHGASN01 | 6 | 0 | 1 | New
HOUETARHNBHGASN01_OLDD_FBHGASE01_D17 | Residential heating technology - Natural gas boiler - apartment complex - existing building - distributed level 0.17 | HOUGAS | HOUETARHN_OLDD_DMD | MKr20 | 2050 | 0.16001 | 0.0027971 |  | 0.43 | 0.1 | 20.4 | 1 | 1 | ETA | D | OLD |  |  | RHNBHGAS | 1 | 0.16667 | HOUETARHNBHGASN01_OLDD_FBHGASE01 | 0.897 | HOUETARHNBHGASN01_OLDD | HOUETARHNBHGASE01_OLDD | BHGASE01 | BHGASN01 | ETA_OLDD | BHGASE01_BHGASN01 | 6 | 0 | 1 | New
HOUETARHNBHDHDN03_OLDD_FBHGASE01_D17 | Residential heating technology - Direct district heating substation - plus connection pipe - apartment complex - existing building - distributed level 0.17 | HOUDHD | HOUETARHN_OLDD_DMD | MKr20 | 2020 | 0.2059 | 0.0013872 | [6 empty] | ETA | D | OLD |  |  | RHNBHDHD | 1 | 0.16667 | HOUETARHNBHDHDN03_OLDD_FBHGASE01 | 0.897 | HOUETARHNBHDHDN03_OLDD | HOUETARHNBHGASE01_OLDD | BHGASE01 | BHDHDN03 | ETA_OLDD | BHGASE01_BHDHDN03 | 6 | 0 | 1 | New
HOUETARHNBHDHDN03_OLDD_FBHGASE01_D17 | Residential heating technology - Direct district heating substation - plus connection pipe - apartment complex - existing building - distributed level 0.17 | HOUDHD | HOUETARHN_OLDD_DMD | MKr20 | 2025 | 0.20205 | 0.001406 | [6 empty] | ETA | D | OLD |  |  | RHNBHDHD | 1 | 0.16667 | HOUETARHNBHDHDN03_OLDD_FBHGASE01 | 0.897 | HOUETARHNBHDHDN03_OLDD | HOUETARHNBHGASE01_OLDD | BHGASE01 | BHDHDN03 | ETA_OLDD | BHGASE01_BHDHDN03 | 6 | 0 | 1 | New
HOUETARHNBHDHDN03_OLDD_FBHGASE01_D17 | Residential heating technology - Direct district heating substation - plus connection pipe - apartment complex - existing building - distributed level 0.17 | HOUDHD | HOUETARHN_OLDD_DMD | MKr20 | 2030 | 0.1983 | 0.0013853 | [6 empty] | ETA | D | OLD |  |  | RHNBHDHD | 1 | 0.16667 | HOUETARHNBHDHDN03_OLDD_FBHGASE01 | 0.897 | HOUETARHNBHDHDN03_OLDD | HOUETARHNBHGASE01_OLDD | BHGASE01 | BHDHDN03 | ETA_OLDD | BHGASE01_BHDHDN03 | 6 | 0 | 1 | New
HOUETARHNBHDHDN03_OLDD_FBHGASE01_D17 | Residential heating technology - Direct district heating substation - plus connection pipe - apartment complex - existing building - distributed level 0.17 | HOUDHD | HOUETARHN_OLDD_DMD | MKr20 | 2040 | 0.19107 | 0.0013433 | [6 empty] | ETA | D | OLD |  |  | RHNBHDHD | 1 | 0.16667 | HOUETARHNBHDHDN03_OLDD_FBHGASE01 | 0.897 | HOUETARHNBHDHDN03_OLDD | HOUETARHNBHGASE01_OLDD | BHGASE01 | BHDHDN03 | ETA_OLDD | BHGASE01_BHDHDN03 | 6 | 0 | 1 | New
HOUETARHNBHDHDN03_OLDD_FBHGASE01_D17 | Residential heating technology - Direct district heating substation - plus connection pipe - apartment complex - existing building - distributed level 0.17 | HOUDHD | HOUETARHN_OLDD_DMD | MKr20 | 2050 | 0.1842 | 0.0012896 | [6 empty] | ETA | D | OLD |  |  | RHNBHDHD | 1 | 0.16667 | HOUETARHNBHDHDN03_OLDD_FBHGASE01 | 0.897 | HOUETARHNBHDHDN03_OLDD | HOUETARHNBHGASE01_OLDD | BHGASE01 | BHDHDN03 | ETA_OLDD | BHGASE01_BHDHDN03 | 6 | 0 | 1 | New
HOUETARHNHPELCN05_OLDI_FBHGASE01_D17 | Residential heating technology - Heat pump, Air-to-water - leasing - apartment complex - existing building - distributed level 0.17 | HOUELC, HOUAMB | HOUETARHN_OLDI_DMD | MKr20 | 2020 | 2.1493 | 0.28261 | 0.3191 | [5 empty] | ETA | I | OLD | 3.1338 |  | RHNHPELC | 1 | 0.16667 | HOUETARHNHPELCN05_OLDI_FBHGASE01 | 0.897 | HOUETARHNHPELCN05_OLDI | HOUETARHNBHGASE01_OLDI | BHGASE01 | HPELCN05 | ETA_OLDI | BHGASE01_HPELCN05 | 4 | -0.25 | 1 | Supported
HOUETARHNHPELCN05_OLDI_FBHGASE01_D17 | Residential heating technology - Heat pump, Air-to-water - leasing - apartment complex - existing building - distributed level 0.17 | HOUELC, HOUAMB | HOUETARHN_OLDI_DMD | MKr20 | 2025 | 1.9246 | 0.2598 | 0.30341 | [5 empty] | ETA | I | OLD | 3.2959 |  | RHNHPELC | 1 | 0.16667 | HOUETARHNHPELCN05_OLDI_FBHGASE01 | 0.897 | HOUETARHNHPELCN05_OLDI | HOUETARHNBHGASE01_OLDI | BHGASE01 | HPELCN05 | ETA_OLDI | BHGASE01_HPELCN05 | 4 | -0.25 | 1 | Supported
HOUETARHNHPELCN05_OLDI_FBHGASE01_D17 | Residential heating technology - Heat pump, Air-to-water - leasing - apartment complex - existing building - distributed level 0.17 | HOUELC, HOUAMB | HOUETARHN_OLDI_DMD | MKr20 | 2030 | 1.6998 | 0.23697 | 0.28919 | [5 empty] | ETA | I | OLD | 3.458 |  | RHNHPELC | 1 | 0.16667 | HOUETARHNHPELCN05_OLDI_FBHGASE01 | 0.897 | HOUETARHNHPELCN05_OLDI | HOUETARHNBHGASE01_OLDI | BHGASE01 | HPELCN05 | ETA_OLDI | BHGASE01_HPELCN05 | 4 | -0.25 | 1 | Supported
HOUETARHNHPELCN05_OLDI_FBHGASE01_D17 | Residential heating technology - Heat pump, Air-to-water - leasing - apartment complex - existing building - distributed level 0.17 | HOUELC, HOUAMB | HOUETARHN_OLDI_DMD | MKr20 | 2040 | 1.5225 | 0.21839 | 0.27624 | [5 empty] | ETA | I | OLD | 3.6201 |  | RHNHPELC | 1 | 0.16667 | HOUETARHNHPELCN05_OLDI_FBHGASE01 | 0.897 | HOUETARHNHPELCN05_OLDI | HOUETARHNBHGASE01_OLDI | BHGASE01 | HPELCN05 | ETA_OLDI | BHGASE01_HPELCN05 | 4 | -0.25 | 1 | Supported
HOUETARHNHPELCN05_OLDI_FBHGASE01_D17 | Residential heating technology - Heat pump, Air-to-water - leasing - apartment complex - existing building - distributed level 0.17 | HOUELC, HOUAMB | HOUETARHN_OLDI_DMD | MKr20 | 2050 | 1.3451 | 0.19981 | 0.2644 | [5 empty] | ETA | I | OLD | 3.7822 |  | RHNHPELC | 1 | 0.16667 | HOUETARHNHPELCN05_OLDI_FBHGASE01 | 0.897 | HOUETARHNHPELCN05_OLDI | HOUETARHNBHGASE01_OLDI | BHGASE01 | HPELCN05 | ETA_OLDI | BHGASE01_HPELCN05 | 4 | -0.25 | 1 | Supported
HOUETARHNHPELCN04_OLDI_FBHGASE01_D17 | Residential heating technology - Heat pump, Ground source - apartment complex - existing building - distributed level 0.17 | HOUELC, HOUAMB | HOUETARHN_OLDI_DMD | MKr20 | 2020 | 4.0051 | 0.041882 | 0.28919 | [5 empty] | ETA | I | OLD | 3.458 |  | RHNHPELC | 1 | 0.16667 | HOUETARHNHPELCN04_OLDI_FBHGASE01 | 0.897 | HOUETARHNHPELCN04_OLDI | HOUETARHNBHGASE01_OLDI | BHGASE01 | HPELCN04 | ETA_OLDI | BHGASE01_HPELCN04 | 4 | -0.25 | 1 | Supported
HOUETARHNHPELCN04_OLDI_FBHGASE01_D17 | Residential heating technology - Heat pump, Ground source - apartment complex - existing building - distributed level 0.17 | HOUELC, HOUAMB | HOUETARHN_OLDI_DMD | MKr20 | 2025 | 3.7047 | 0.04155 | 0.28042 | [5 empty] | ETA | I | OLD | 3.566 |  | RHNHPELC | 1 | 0.16667 | HOUETARHNHPELCN04_OLDI_FBHGASE01 | 0.897 | HOUETARHNHPELCN04_OLDI | HOUETARHNBHGASE01_OLDI | BHGASE01 | HPELCN04 | ETA_OLDI | BHGASE01_HPELCN04 | 4 | -0.25 | 1 | Supported
HOUETARHNHPELCN04_OLDI_FBHGASE01_D17 | Residential heating technology - Heat pump, Ground source - apartment complex - existing building - distributed level 0.17 | HOUELC, HOUAMB | HOUETARHN_OLDI_DMD | MKr20 | 2030 | 3.4043 | 0.041188 | 0.27218 | [5 empty] | ETA | I | OLD | 3.6741 |  | RHNHPELC | 1 | 0.16667 | HOUETARHNHPELCN04_OLDI_FBHGASE01 | 0.897 | HOUETARHNHPELCN04_OLDI | HOUETARHNBHGASE01_OLDI | BHGASE01 | HPELCN04 | ETA_OLDI | BHGASE01_HPELCN04 | 4 | -0.25 | 1 | Supported
HOUETARHNHPELCN04_OLDI_FBHGASE01_D17 | Residential heating technology - Heat pump, Ground source - apartment complex - existing building - distributed level 0.17 | HOUELC, HOUAMB | HOUETARHN_OLDI_DMD | MKr20 | 2040 | 3.149 | 0.040351 | 0.26067 | [5 empty] | ETA | I | OLD | 3.8362 |  | RHNHPELC | 1 | 0.16667 | HOUETARHNHPELCN04_OLDI_FBHGASE01 | 0.897 | HOUETARHNHPELCN04_OLDI | HOUETARHNBHGASE01_OLDI | BHGASE01 | HPELCN04 | ETA_OLDI | BHGASE01_HPELCN04 | 4 | -0.25 | 1 | Supported
HOUETARHNHPELCN04_OLDI_FBHGASE01_D17 | Residential heating technology - Heat pump, Ground source - apartment complex - existing building - distributed level 0.17 | HOUELC, HOUAMB | HOUETARHN_OLDI_DMD | MKr20 | 2050 | 2.8937 | 0.039498 | 0.25705 | [5 empty] | ETA | I | OLD | 3.8902 |  | RHNHPELC | 1 | 0.16667 | HOUETARHNHPELCN04_OLDI_FBHGASE01 | 0.897 | HOUETARHNHPELCN04_OLDI | HOUETARHNBHGASE01_OLDI | BHGASE01 | HPELCN04 | ETA_OLDI | BHGASE01_HPELCN04 | 4 | -0.25 | 1 | Supported
HOUETARHNHPELCN03_OLDI_FBHGASE01_D17 | Residential heating technology - Heat pump, Air-to-water - apartment complex - existing building - distributed level 0.17 | HOUELC, HOUAMB | HOUETARHN_OLDI_DMD | MKr20 | 2020 | 4.2987 | 0.067679 | 0.3191 | [5 empty] | ETA | I | OLD | 3.1338 |  | RHNHPELC | 1 | 0.16667 | HOUETARHNHPELCN03_OLDI_FBHGASE01 | 0.897 | HOUETARHNHPELCN03_OLDI | HOUETARHNBHGASE01_OLDI | BHGASE01 | HPELCN03 | ETA_OLDI | BHGASE01_HPELCN03 | 4 | -0.25 | 1 | Supported
HOUETARHNHPELCN03_OLDI_FBHGASE01_D17 | Residential heating technology - Heat pump, Air-to-water - apartment complex - existing building - distributed level 0.17 | HOUELC, HOUAMB | HOUETARHN_OLDI_DMD | MKr20 | 2025 | 3.8491 | 0.067348 | 0.30341 | [5 empty] | ETA | I | OLD | 3.2959 |  | RHNHPELC | 1 | 0.16667 | HOUETARHNHPELCN03_OLDI_FBHGASE01 | 0.897 | HOUETARHNHPELCN03_OLDI | HOUETARHNBHGASE01_OLDI | BHGASE01 | HPELCN03 | ETA_OLDI | BHGASE01_HPELCN03 | 4 | -0.25 | 1 | Supported
HOUETARHNHPELCN03_OLDI_FBHGASE01_D17 | Residential heating technology - Heat pump, Air-to-water - apartment complex - existing building - distributed level 0.17 | HOUELC, HOUAMB | HOUETARHN_OLDI_DMD | MKr20 | 2030 | 3.3996 | 0.066986 | 0.28919 | [5 empty] | ETA | I | OLD | 3.458 |  | RHNHPELC | 1 | 0.16667 | HOUETARHNHPELCN03_OLDI_FBHGASE01 | 0.897 | HOUETARHNHPELCN03_OLDI | HOUETARHNBHGASE01_OLDI | BHGASE01 | HPELCN03 | ETA_OLDI | BHGASE01_HPELCN03 | 4 | -0.25 | 1 | Supported
HOUETARHNHPELCN03_OLDI_FBHGASE01_D17 | Residential heating technology - Heat pump, Air-to-water - apartment complex - existing building - distributed level 0.17 | HOUELC, HOUAMB | HOUETARHN_OLDI_DMD | MKr20 | 2040 | 3.0449 | 0.066149 | 0.27624 | [5 empty] | ETA | I | OLD | 3.6201 |  | RHNHPELC | 1 | 0.16667 | HOUETARHNHPELCN03_OLDI_FBHGASE01 | 0.897 | HOUETARHNHPELCN03_OLDI | HOUETARHNBHGASE01_OLDI | BHGASE01 | HPELCN03 | ETA_OLDI | BHGASE01_HPELCN03 | 4 | -0.25 | 1 | Supported
HOUETARHNHPELCN03_OLDI_FBHGASE01_D17 | Residential heating technology - Heat pump, Air-to-water - apartment complex - existing building - distributed level 0.17 | HOUELC, HOUAMB | HOUETARHN_OLDI_DMD | MKr20 | 2050 | 2.6902 | 0.065296 | 0.2644 | [5 empty] | ETA | I | OLD | 3.7822 |  | RHNHPELC | 1 | 0.16667 | HOUETARHNHPELCN03_OLDI_FBHGASE01 | 0.897 | HOUETARHNHPELCN03_OLDI | HOUETARHNBHGASE01_OLDI | BHGASE01 | HPELCN03 | ETA_OLDI | BHGASE01_HPELCN03 | 4 | -0.25 | 1 | Supported
HOUETARHNHPELCN02_OLDI_FBHGASE01_D17 | Residential heating technology - Heat pump, Air-to-air - single-family house - existing building - distributed level 0.17 | HOUELC, HOUAMB | HOUETARHN_OLDI_DMD | MKr20 | 2020 | 1.7956 | 0.14453 | 0.1908 | [5 empty] | ETA | I | OLD | 5.241 |  | RHNHPELC | 1 | 0.16667 | HOUETARHNHPELCN02_OLDI_FBHGASE01 | 0.897 | HOUETARHNHPELCN02_OLDI | HOUETARHNBHGASE01_OLDI | BHGASE01 | HPELCN02 | ETA_OLDI | BHGASE01_HPELCN02 | 5 | 0 | 1.1 | Unlikely
HOUETARHNHPELCN02_OLDI_FBHGASE01_D17 | Residential heating technology - Heat pump, Air-to-air - single-family house - existing building - distributed level 0.17 | HOUELC, HOUAMB | HOUETARHN_OLDI_DMD | MKr20 | 2025 | 1.7517 | 0.098193 | 0.18145 | [5 empty] | ETA | I | OLD | 5.5112 |  | RHNHPELC | 1 | 0.16667 | HOUETARHNHPELCN02_OLDI_FBHGASE01 | 0.897 | HOUETARHNHPELCN02_OLDI | HOUETARHNBHGASE01_OLDI | BHGASE01 | HPELCN02 | ETA_OLDI | BHGASE01_HPELCN02 | 5 | 0 | 1.1 | Unlikely
HOUETARHNHPELCN02_OLDI_FBHGASE01_D17 | Residential heating technology - Heat pump, Air-to-air - single-family house - existing building - distributed level 0.17 | HOUELC, HOUAMB | HOUETARHN_OLDI_DMD | MKr20 | 2030 | 1.7078 | 0.096379 | 0.1746 | [5 empty] | ETA | I | OLD | 5.7273 |  | RHNHPELC | 1 | 0.16667 | HOUETARHNHPELCN02_OLDI_FBHGASE01 | 0.897 | HOUETARHNHPELCN02_OLDI | HOUETARHNBHGASE01_OLDI | BHGASE01 | HPELCN02 | ETA_OLDI | BHGASE01_HPELCN02 | 5 | 0 | 1.1 | Unlikely
HOUETARHNHPELCN02_OLDI_FBHGASE01_D17 | Residential heating technology - Heat pump, Air-to-air - single-family house - existing building - distributed level 0.17 | HOUELC, HOUAMB | HOUETARHN_OLDI_DMD | MKr20 | 2040 | 1.6264 | 0.093013 | 0.16825 | [5 empty] | ETA | I | OLD | 5.9434 |  | RHNHPELC | 1 | 0.16667 | HOUETARHNHPELCN02_OLDI_FBHGASE01 | 0.897 | HOUETARHNHPELCN02_OLDI | HOUETARHNBHGASE01_OLDI | BHGASE01 | HPELCN02 | ETA_OLDI | BHGASE01_HPELCN02 | 5 | 0 | 1.1 | Unlikely
HOUETARHNHPELCN02_OLDI_FBHGASE01_D17 | Residential heating technology - Heat pump, Air-to-air - single-family house - existing building - distributed level 0.17 | HOUELC, HOUAMB | HOUETARHN_OLDI_DMD | MKr20 | 2050 | 1.5449 | 0.089647 | 0.16525 | [5 empty] | ETA | I | OLD | 6.0515 |  | RHNHPELC | 1 | 0.16667 | HOUETARHNHPELCN02_OLDI_FBHGASE01 | 0.897 | HOUETARHNHPELCN02_OLDI | HOUETARHNBHGASE01_OLDI | BHGASE01 | HPELCN02 | ETA_OLDI | BHGASE01_HPELCN02 | 5 | 0 | 1.1 | Unlikely
HOUETARHNDIELCN06_OLDI_FBHGASE01_D17 | Residential heating technology - Electric heating - electric panel from Bauhaus - apartment complex - new building - distributed level 0.17 | HOUELC | HOUETARHN_OLDI_DMD | MKr20 | 2020 | 0.50745 | 0 | [6 empty] | ETA | I | OLD |  |  | RHNDIELC | 1 | 0.16667 | HOUETARHNDIELCN06_OLDI_FBHGASE01 | 0.897 | HOUETARHNDIELCN06_OLDI | HOUETARHNBHGASE01_OLDI | BHGASE01 | DIELCN06 | ETA_OLDI | BHGASE01_DIELCN06 | 5 | 0 | 1.1 | Unlikely
HOUETARHNDIELCN06_OLDI_FBHGASE01_D17 | Residential heating technology - Electric heating - electric panel from Bauhaus - apartment complex - new building - distributed level 0.17 | HOUELC | HOUETARHN_OLDI_DMD | MKr20 | 2025 | 0.50745 | 0 | [6 empty] | ETA | I | OLD |  |  | RHNDIELC | 1 | 0.16667 | HOUETARHNDIELCN06_OLDI_FBHGASE01 | 0.897 | HOUETARHNDIELCN06_OLDI | HOUETARHNBHGASE01_OLDI | BHGASE01 | DIELCN06 | ETA_OLDI | BHGASE01_DIELCN06 | 5 | 0 | 1.1 | Unlikely
HOUETARHNDIELCN06_OLDI_FBHGASE01_D17 | Residential heating technology - Electric heating - electric panel from Bauhaus - apartment complex - new building - distributed level 0.17 | HOUELC | HOUETARHN_OLDI_DMD | MKr20 | 2030 | 0.50745 | 0 | [6 empty] | ETA | I | OLD |  |  | RHNDIELC | 1 | 0.16667 | HOUETARHNDIELCN06_OLDI_FBHGASE01 | 0.897 | HOUETARHNDIELCN06_OLDI | HOUETARHNBHGASE01_OLDI | BHGASE01 | DIELCN06 | ETA_OLDI | BHGASE01_DIELCN06 | 5 | 0 | 1.1 | Unlikely
HOUETARHNDIELCN06_OLDI_FBHGASE01_D17 | Residential heating technology - Electric heating - electric panel from Bauhaus - apartment complex - new building - distributed level 0.17 | HOUELC | HOUETARHN_OLDI_DMD | MKr20 | 2040 | 0.50745 | 0 | [6 empty] | ETA | I | OLD |  |  | RHNDIELC | 1 | 0.16667 | HOUETARHNDIELCN06_OLDI_FBHGASE01 | 0.897 | HOUETARHNDIELCN06_OLDI | HOUETARHNBHGASE01_OLDI | BHGASE01 | DIELCN06 | ETA_OLDI | BHGASE01_DIELCN06 | 5 | 0 | 1.1 | Unlikely
HOUETARHNDIELCN06_OLDI_FBHGASE01_D17 | Residential heating technology - Electric heating - electric panel from Bauhaus - apartment complex - new building - distributed level 0.17 | HOUELC | HOUETARHN_OLDI_DMD | MKr20 | 2050 | 0.50745 | 0 | [6 empty] | ETA | I | OLD |  |  | RHNDIELC | 1 | 0.16667 | HOUETARHNDIELCN06_OLDI_FBHGASE01 | 0.897 | HOUETARHNDIELCN06_OLDI | HOUETARHNBHGASE01_OLDI | BHGASE01 | DIELCN06 | ETA_OLDI | BHGASE01_DIELCN06 | 5 | 0 | 1.1 | Unlikely
HOUETARHNDIELCN01_OLDI_FBHGASE01_D17 | Residential heating technology - Electric heating - apartment complex - new building - distributed level 0.17 | HOUELC | HOUETARHN_OLDI_DMD | MKr20 | 2020 | 4.7132 | 0.0019137 | [6 empty] | ETA | I | OLD |  |  | RHNDIELC | 1 | 0.16667 | HOUETARHNDIELCN01_OLDI_FBHGASE01 | 0.897 | HOUETARHNDIELCN01_OLDI | HOUETARHNBHGASE01_OLDI | BHGASE01 | DIELCN01 | ETA_OLDI | BHGASE01_DIELCN01 | 5 | 0 | 1.1 | Unlikely
HOUETARHNDIELCN01_OLDI_FBHGASE01_D17 | Residential heating technology - Electric heating - apartment complex - new building - distributed level 0.17 | HOUELC | HOUETARHN_OLDI_DMD | MKr20 | 2025 | 4.5965 | 0.0018356 | [6 empty] | ETA | I | OLD |  |  | RHNDIELC | 1 | 0.16667 | HOUETARHNDIELCN01_OLDI_FBHGASE01 | 0.897 | HOUETARHNDIELCN01_OLDI | HOUETARHNBHGASE01_OLDI | BHGASE01 | DIELCN01 | ETA_OLDI | BHGASE01_DIELCN01 | 5 | 0 | 1.1 | Unlikely
HOUETARHNDIELCN01_OLDI_FBHGASE01_D17 | Residential heating technology - Electric heating - apartment complex - new building - distributed level 0.17 | HOUELC | HOUETARHN_OLDI_DMD | MKr20 | 2030 | 4.4828 | 0.0017965 | [6 empty] | ETA | I | OLD |  |  | RHNDIELC | 1 | 0.16667 | HOUETARHNDIELCN01_OLDI_FBHGASE01 | 0.897 | HOUETARHNDIELCN01_OLDI | HOUETARHNBHGASE01_OLDI | BHGASE01 | DIELCN01 | ETA_OLDI | BHGASE01_DIELCN01 | 5 | 0 | 1.1 | Unlikely
HOUETARHNDIELCN01_OLDI_FBHGASE01_D17 | Residential heating technology - Electric heating - apartment complex - new building - distributed level 0.17 | HOUELC | HOUETARHN_OLDI_DMD | MKr20 | 2040 | 4.2636 | 0.0017184 | [6 empty] | ETA | I | OLD |  |  | RHNDIELC | 1 | 0.16667 | HOUETARHNDIELCN01_OLDI_FBHGASE01 | 0.897 | HOUETARHNDIELCN01_OLDI | HOUETARHNBHGASE01_OLDI | BHGASE01 | DIELCN01 | ETA_OLDI | BHGASE01_DIELCN01 | 5 | 0 | 1.1 | Unlikely
HOUETARHNDIELCN01_OLDI_FBHGASE01_D17 | Residential heating technology - Electric heating - apartment complex - new building - distributed level 0.17 | HOUELC | HOUETARHN_OLDI_DMD | MKr20 | 2050 | 4.0551 | 0.0016403 | [6 empty] | ETA | I | OLD |  |  | RHNDIELC | 1 | 0.16667 | HOUETARHNDIELCN01_OLDI_FBHGASE01 | 0.897 | HOUETARHNDIELCN01_OLDI | HOUETARHNBHGASE01_OLDI | BHGASE01 | DIELCN01 | ETA_OLDI | BHGASE01_DIELCN01 | 5 | 0 | 1.1 | Unlikely
HOUETARHNBHWPEN01_OLDI_FBHGASE01_D17 | Residential heating technology - Biomass boiler, automatic stoking , wood pellets or wood chips - apartment complex - existing building - distributed level 0.17 | HOUWPE | HOUETARHN_OLDI_DMD | MKr20 | 2020 | 1.3747 | 0.023455 |  | 25 | 14 | 70 | 2 | 4 | ETA | I | OLD |  |  | RHNBHWPE | 1 | 0.16667 | HOUETARHNBHWPEN01_OLDI_FBHGASE01 | 0.897 | HOUETARHNBHWPEN01_OLDI | HOUETARHNBHGASE01_OLDI | BHGASE01 | BHWPEN01 | ETA_OLDI | BHGASE01_BHWPEN01 | 6 | 0 | 1 | New
HOUETARHNBHWPEN01_OLDI_FBHGASE01_D17 | Residential heating technology - Biomass boiler, automatic stoking , wood pellets or wood chips - apartment complex - existing building - distributed level 0.17 | HOUWPE | HOUETARHN_OLDI_DMD | MKr20 | 2025 | 1.3407 | 0.023288 |  | 25 | 14 | 60 | 2 | 4 | ETA | I | OLD |  |  | RHNBHWPE | 1 | 0.16667 | HOUETARHNBHWPEN01_OLDI_FBHGASE01 | 0.897 | HOUETARHNBHWPEN01_OLDI | HOUETARHNBHGASE01_OLDI | BHGASE01 | BHWPEN01 | ETA_OLDI | BHGASE01_BHWPEN01 | 6 | 0 | 1 | New
HOUETARHNBHWPEN01_OLDI_FBHGASE01_D17 | Residential heating technology - Biomass boiler, automatic stoking , wood pellets or wood chips - apartment complex - existing building - distributed level 0.17 | HOUWPE | HOUETARHN_OLDI_DMD | MKr20 | 2030 | 1.3075 | 0.023393 |  | 25 | 11 | 50 | 1 | 4 | ETA | I | OLD |  |  | RHNBHWPE | 1 | 0.16667 | HOUETARHNBHWPEN01_OLDI_FBHGASE01 | 0.897 | HOUETARHNBHWPEN01_OLDI | HOUETARHNBHGASE01_OLDI | BHGASE01 | BHWPEN01 | ETA_OLDI | BHGASE01_BHWPEN01 | 6 | 0 | 1 | New
HOUETARHNBHWPEN01_OLDI_FBHGASE01_D17 | Residential heating technology - Biomass boiler, automatic stoking , wood pellets or wood chips - apartment complex - existing building - distributed level 0.17 | HOUWPE | HOUETARHN_OLDI_DMD | MKr20 | 2040 | 1.2436 | 0.022646 |  | 25 | 9 | 45 | 1 | 4 | ETA | I | OLD |  |  | RHNBHWPE | 1 | 0.16667 | HOUETARHNBHWPEN01_OLDI_FBHGASE01 | 0.897 | HOUETARHNBHWPEN01_OLDI | HOUETARHNBHGASE01_OLDI | BHGASE01 | BHWPEN01 | ETA_OLDI | BHGASE01_BHWPEN01 | 6 | 0 | 1 | New
HOUETARHNBHWPEN01_OLDI_FBHGASE01_D17 | Residential heating technology - Biomass boiler, automatic stoking , wood pellets or wood chips - apartment complex - existing building - distributed level 0.17 | HOUWPE | HOUETARHN_OLDI_DMD | MKr20 | 2050 | 1.1828 | 0.021671 |  | 25 | 9 | 40 | 0 | 4 | ETA | I | OLD |  |  | RHNBHWPE | 1 | 0.16667 | HOUETARHNBHWPEN01_OLDI_FBHGASE01 | 0.897 | HOUETARHNBHWPEN01_OLDI | HOUETARHNBHGASE01_OLDI | BHGASE01 | BHWPEN01 | ETA_OLDI | BHGASE01_BHWPEN01 | 6 | 0 | 1 | New
HOUETARHNBHSOLN01_OLDI_FBHGASE01_D17 | Residential heating technology - Solar heating system - apartment complex - existing building - distributed level 0.17 | HOUSOL | HOUETARHN_OLDI_DMD | MKr20 | 2020 | 3.9769 | 0.018612 | [6 empty] | ETA | I | OLD |  |  | RHNBHSOL | 1 | 0.16667 | HOUETARHNBHSOLN01_OLDI_FBHGASE01 | 0.897 | HOUETARHNBHSOLN01_OLDI | HOUETARHNBHGASE01_OLDI | BHGASE01 | BHSOLN01 | ETA_OLDI | BHGASE01_BHSOLN01 | 5 | 0 | 1.1 | Unlikely
HOUETARHNBHSOLN01_OLDI_FBHGASE01_D17 | Residential heating technology - Solar heating system - apartment complex - existing building - distributed level 0.17 | HOUSOL | HOUETARHN_OLDI_DMD | MKr20 | 2025 | 3.8051 | 0.019728 | [6 empty] | ETA | I | OLD |  |  | RHNBHSOL | 1 | 0.16667 | HOUETARHNBHSOLN01_OLDI_FBHGASE01 | 0.897 | HOUETARHNBHSOLN01_OLDI | HOUETARHNBHGASE01_OLDI | BHGASE01 | BHSOLN01 | ETA_OLDI | BHGASE01_BHSOLN01 | 5 | 0 | 1.1 | Unlikely
HOUETARHNBHSOLN01_OLDI_FBHGASE01_D17 | Residential heating technology - Solar heating system - apartment complex - existing building - distributed level 0.17 | HOUSOL | HOUETARHN_OLDI_DMD | MKr20 | 2030 | 3.6332 | 0.020152 | [6 empty] | ETA | I | OLD |  |  | RHNBHSOL | 1 | 0.16667 | HOUETARHNBHSOLN01_OLDI_FBHGASE01 | 0.897 | HOUETARHNBHSOLN01_OLDI | HOUETARHNBHGASE01_OLDI | BHGASE01 | BHSOLN01 | ETA_OLDI | BHGASE01_BHSOLN01 | 5 | 0 | 1.1 | Unlikely
HOUETARHNBHSOLN01_OLDI_FBHGASE01_D17 | Residential heating technology - Solar heating system - apartment complex - existing building - distributed level 0.17 | HOUSOL | HOUETARHN_OLDI_DMD | MKr20 | 2040 | 3.4614 | 0.019606 | [6 empty] | ETA | I | OLD |  |  | RHNBHSOL | 1 | 0.16667 | HOUETARHNBHSOLN01_OLDI_FBHGASE01 | 0.897 | HOUETARHNBHSOLN01_OLDI | HOUETARHNBHGASE01_OLDI | BHGASE01 | BHSOLN01 | ETA_OLDI | BHGASE01_BHSOLN01 | 5 | 0 | 1.1 | Unlikely
HOUETARHNBHSOLN01_OLDI_FBHGASE01_D17 | Residential heating technology - Solar heating system - apartment complex - existing building - distributed level 0.17 | HOUSOL | HOUETARHN_OLDI_DMD | MKr20 | 2050 | 3.2895 | 0.018612 | [6 empty] | ETA | I | OLD |  |  | RHNBHSOL | 1 | 0.16667 | HOUETARHNBHSOLN01_OLDI_FBHGASE01 | 0.897 | HOUETARHNBHSOLN01_OLDI | HOUETARHNBHGASE01_OLDI | BHGASE01 | BHSOLN01 | ETA_OLDI | BHGASE01_BHSOLN01 | 5 | 0 | 1.1 | Unlikely
HOUETARHNBHGASN01_OLDI_FBHGASE01_D17 | Residential heating technology - Natural gas boiler - apartment complex - existing building - distributed level 0.17 | HOUGAS | HOUETARHN_OLDI_DMD | MKr20 | 2020 | 0.18168 | 0.010403 |  | 0.43 | 0.1 | 20.4 | 1 | 1 | ETA | I | OLD |  |  | RHNBHGAS | 1 | 0.16667 | HOUETARHNBHGASN01_OLDI_FBHGASE01 | 0.897 | HOUETARHNBHGASN01_OLDI | HOUETARHNBHGASE01_OLDI | BHGASE01 | BHGASN01 | ETA_OLDI | BHGASE01_BHGASN01 | 6 | 0 | 1 | New
HOUETARHNBHGASN01_OLDI_FBHGASE01_D17 | Residential heating technology - Natural gas boiler - apartment complex - existing building - distributed level 0.17 | HOUGAS | HOUETARHN_OLDI_DMD | MKr20 | 2025 | 0.17784 | 0.010322 |  | 0.43 | 0.1 | 20.4 | 1 | 1 | ETA | I | OLD |  |  | RHNBHGAS | 1 | 0.16667 | HOUETARHNBHGASN01_OLDI_FBHGASE01 | 0.897 | HOUETARHNBHGASN01_OLDI | HOUETARHNBHGASE01_OLDI | BHGASE01 | BHGASN01 | ETA_OLDI | BHGASE01_BHGASN01 | 6 | 0 | 1 | New
HOUETARHNBHGASN01_OLDI_FBHGASE01_D17 | Residential heating technology - Natural gas boiler - apartment complex - existing building - distributed level 0.17 | HOUGAS | HOUETARHN_OLDI_DMD | MKr20 | 2030 | 0.17409 | 0.010227 |  | 0.43 | 0.1 | 20.4 | 1 | 1 | ETA | I | OLD |  |  | RHNBHGAS | 1 | 0.16667 | HOUETARHNBHGASN01_OLDI_FBHGASE01 | 0.897 | HOUETARHNBHGASN01_OLDI | HOUETARHNBHGASE01_OLDI | BHGASE01 | BHGASN01 | ETA_OLDI | BHGASE01_BHGASN01 | 6 | 0 | 1 | New
HOUETARHNBHGASN01_OLDI_FBHGASE01_D17 | Residential heating technology - Natural gas boiler - apartment complex - existing building - distributed level 0.17 | HOUGAS | HOUETARHN_OLDI_DMD | MKr20 | 2040 | 0.16687 | 0.0098068 |  | 0.43 | 0.1 | 20.4 | 1 | 1 | ETA | I | OLD |  |  | RHNBHGAS | 1 | 0.16667 | HOUETARHNBHGASN01_OLDI_FBHGASE01 | 0.897 | HOUETARHNBHGASN01_OLDI | HOUETARHNBHGASE01_OLDI | BHGASE01 | BHGASN01 | ETA_OLDI | BHGASE01_BHGASN01 | 6 | 0 | 1 | New
HOUETARHNBHGASN01_OLDI_FBHGASE01_D17 | Residential heating technology - Natural gas boiler - apartment complex - existing building - distributed level 0.17 | HOUGAS | HOUETARHN_OLDI_DMD | MKr20 | 2050 | 0.16001 | 0.0027971 |  | 0.43 | 0.1 | 20.4 | 1 | 1 | ETA | I | OLD |  |  | RHNBHGAS | 1 | 0.16667 | HOUETARHNBHGASN01_OLDI_FBHGASE01 | 0.897 | HOUETARHNBHGASN01_OLDI | HOUETARHNBHGASE01_OLDI | BHGASE01 | BHGASN01 | ETA_OLDI | BHGASE01_BHGASN01 | 6 | 0 | 1 | New
HOUETARHNBHDHDN09_OLDI_FBHGASE01_D17 | Residential heating technology - Direct district heating substation - plus connection pipe - plus distribution (heating density: low ) - apartment complex - existing building - distributed level 0.17 | HOUDHD | HOUETARHN_OLDI_DMD | MKr20 | 2020 | 0.35974 | 0.0013872 | [6 empty] | ETA | I | OLD |  |  | RHNBHDHD | 1 | 0.16667 | HOUETARHNBHDHDN09_OLDI_FBHGASE01 | 0.897 | HOUETARHNBHDHDN09_OLDI | HOUETARHNBHGASE01_OLDI | BHGASE01 | BHDHDN09 | ETA_OLDI | BHGASE01_BHDHDN09 | 4 | -0.25 | 1 | Supported
HOUETARHNBHDHDN09_OLDI_FBHGASE01_D17 | Residential heating technology - Direct district heating substation - plus connection pipe - plus distribution (heating density: low ) - apartment complex - existing building - distributed level 0.17 | HOUDHD | HOUETARHN_OLDI_DMD | MKr20 | 2025 | 0.35498 | 0.001406 | [6 empty] | ETA | I | OLD |  |  | RHNBHDHD | 1 | 0.16667 | HOUETARHNBHDHDN09_OLDI_FBHGASE01 | 0.897 | HOUETARHNBHDHDN09_OLDI | HOUETARHNBHGASE01_OLDI | BHGASE01 | BHDHDN09 | ETA_OLDI | BHGASE01_BHDHDN09 | 4 | -0.25 | 1 | Supported
HOUETARHNBHDHDN09_OLDI_FBHGASE01_D17 | Residential heating technology - Direct district heating substation - plus connection pipe - plus distribution (heating density: low ) - apartment complex - existing building - distributed level 0.17 | HOUDHD | HOUETARHN_OLDI_DMD | MKr20 | 2030 | 0.35033 | 0.0013853 | [6 empty] | ETA | I | OLD |  |  | RHNBHDHD | 1 | 0.16667 | HOUETARHNBHDHDN09_OLDI_FBHGASE01 | 0.897 | HOUETARHNBHDHDN09_OLDI | HOUETARHNBHGASE01_OLDI | BHGASE01 | BHDHDN09 | ETA_OLDI | BHGASE01_BHDHDN09 | 4 | -0.25 | 1 | Supported
HOUETARHNBHDHDN09_OLDI_FBHGASE01_D17 | Residential heating technology - Direct district heating substation - plus connection pipe - plus distribution (heating density: low ) - apartment complex - existing building - distributed level 0.17 | HOUDHD | HOUETARHN_OLDI_DMD | MKr20 | 2040 | 0.34139 | 0.0013433 | [6 empty] | ETA | I | OLD |  |  | RHNBHDHD | 1 | 0.16667 | HOUETARHNBHDHDN09_OLDI_FBHGASE01 | 0.897 | HOUETARHNBHDHDN09_OLDI | HOUETARHNBHGASE01_OLDI | BHGASE01 | BHDHDN09 | ETA_OLDI | BHGASE01_BHDHDN09 | 4 | -0.25 | 1 | Supported
HOUETARHNBHDHDN09_OLDI_FBHGASE01_D17 | Residential heating technology - Direct district heating substation - plus connection pipe - plus distribution (heating density: low ) - apartment complex - existing building - distributed level 0.17 | HOUDHD | HOUETARHN_OLDI_DMD | MKr20 | 2050 | 0.33288 | 0.0012896 | [6 empty] | ETA | I | OLD |  |  | RHNBHDHD | 1 | 0.16667 | HOUETARHNBHDHDN09_OLDI_FBHGASE01 | 0.897 | HOUETARHNBHDHDN09_OLDI | HOUETARHNBHGASE01_OLDI | BHGASE01 | BHDHDN09 | ETA_OLDI | BHGASE01_BHDHDN09 | 4 | -0.25 | 1 | Supported
HOUETARHNBHDHDN07_OLDI_FBHGASE01_D17 | Residential heating technology - Direct district heating substation - plus connection pipe - plus distribution (heating density: medium ) - apartment complex - existing building - distributed level 0.17 | HOUDHD | HOUETARHN_OLDI_DMD | MKr20 | 2020 | 0.30732 | 0.0013872 | [6 empty] | ETA | I | OLD |  |  | RHNBHDHD | 1 | 0.16667 | HOUETARHNBHDHDN07_OLDI_FBHGASE01 | 0.897 | HOUETARHNBHDHDN07_OLDI | HOUETARHNBHGASE01_OLDI | BHGASE01 | BHDHDN07 | ETA_OLDI | BHGASE01_BHDHDN07 | 4 | -0.25 | 1 | Supported
HOUETARHNBHDHDN07_OLDI_FBHGASE01_D17 | Residential heating technology - Direct district heating substation - plus connection pipe - plus distribution (heating density: medium ) - apartment complex - existing building - distributed level 0.17 | HOUDHD | HOUETARHN_OLDI_DMD | MKr20 | 2025 | 0.30256 | 0.001406 | [6 empty] | ETA | I | OLD |  |  | RHNBHDHD | 1 | 0.16667 | HOUETARHNBHDHDN07_OLDI_FBHGASE01 | 0.897 | HOUETARHNBHDHDN07_OLDI | HOUETARHNBHGASE01_OLDI | BHGASE01 | BHDHDN07 | ETA_OLDI | BHGASE01_BHDHDN07 | 4 | -0.25 | 1 | Supported
HOUETARHNBHDHDN07_OLDI_FBHGASE01_D17 | Residential heating technology - Direct district heating substation - plus connection pipe - plus distribution (heating density: medium ) - apartment complex - existing building - distributed level 0.17 | HOUDHD | HOUETARHN_OLDI_DMD | MKr20 | 2030 | 0.29791 | 0.0013853 | [6 empty] | ETA | I | OLD |  |  | RHNBHDHD | 1 | 0.16667 | HOUETARHNBHDHDN07_OLDI_FBHGASE01 | 0.897 | HOUETARHNBHDHDN07_OLDI | HOUETARHNBHGASE01_OLDI | BHGASE01 | BHDHDN07 | ETA_OLDI | BHGASE01_BHDHDN07 | 4 | -0.25 | 1 | Supported
HOUETARHNBHDHDN07_OLDI_FBHGASE01_D17 | Residential heating technology - Direct district heating substation - plus connection pipe - plus distribution (heating density: medium ) - apartment complex - existing building - distributed level 0.17 | HOUDHD | HOUETARHN_OLDI_DMD | MKr20 | 2040 | 0.28896 | 0.0013433 | [6 empty] | ETA | I | OLD |  |  | RHNBHDHD | 1 | 0.16667 | HOUETARHNBHDHDN07_OLDI_FBHGASE01 | 0.897 | HOUETARHNBHDHDN07_OLDI | HOUETARHNBHGASE01_OLDI | BHGASE01 | BHDHDN07 | ETA_OLDI | BHGASE01_BHDHDN07 | 4 | -0.25 | 1 | Supported
HOUETARHNBHDHDN07_OLDI_FBHGASE01_D17 | Residential heating technology - Direct district heating substation - plus connection pipe - plus distribution (heating density: medium ) - apartment complex - existing building - distributed level 0.17 | HOUDHD | HOUETARHN_OLDI_DMD | MKr20 | 2050 | 0.28046 | 0.0012896 | [6 empty] | ETA | I | OLD |  |  | RHNBHDHD | 1 | 0.16667 | HOUETARHNBHDHDN07_OLDI_FBHGASE01 | 0.897 | HOUETARHNBHDHDN07_OLDI | HOUETARHNBHGASE01_OLDI | BHGASE01 | BHDHDN07 | ETA_OLDI | BHGASE01_BHDHDN07 | 4 | -0.25 | 1 | Supported
HOUETARHNBHDHDN05_OLDI_FBHGASE01_D17 | Residential heating technology - Direct district heating substation - plus connection pipe - plus distribution (heating density: high ) - apartment complex - existing building - distributed level 0.17 | HOUDHD | HOUETARHN_OLDI_DMD | MKr20 | 2020 | 0.2549 | 0.0013872 | [6 empty] | ETA | I | OLD |  |  | RHNBHDHD | 1 | 0.16667 | HOUETARHNBHDHDN05_OLDI_FBHGASE01 | 0.897 | HOUETARHNBHDHDN05_OLDI | HOUETARHNBHGASE01_OLDI | BHGASE01 | BHDHDN05 | ETA_OLDI | BHGASE01_BHDHDN05 | 4 | -0.25 | 1 | Supported
HOUETARHNBHDHDN05_OLDI_FBHGASE01_D17 | Residential heating technology - Direct district heating substation - plus connection pipe - plus distribution (heating density: high ) - apartment complex - existing building - distributed level 0.17 | HOUDHD | HOUETARHN_OLDI_DMD | MKr20 | 2025 | 0.25013 | 0.001406 | [6 empty] | ETA | I | OLD |  |  | RHNBHDHD | 1 | 0.16667 | HOUETARHNBHDHDN05_OLDI_FBHGASE01 | 0.897 | HOUETARHNBHDHDN05_OLDI | HOUETARHNBHGASE01_OLDI | BHGASE01 | BHDHDN05 | ETA_OLDI | BHGASE01_BHDHDN05 | 4 | -0.25 | 1 | Supported
HOUETARHNBHDHDN05_OLDI_FBHGASE01_D17 | Residential heating technology - Direct district heating substation - plus connection pipe - plus distribution (heating density: high ) - apartment complex - existing building - distributed level 0.17 | HOUDHD | HOUETARHN_OLDI_DMD | MKr20 | 2030 | 0.24549 | 0.0013853 | [6 empty] | ETA | I | OLD |  |  | RHNBHDHD | 1 | 0.16667 | HOUETARHNBHDHDN05_OLDI_FBHGASE01 | 0.897 | HOUETARHNBHDHDN05_OLDI | HOUETARHNBHGASE01_OLDI | BHGASE01 | BHDHDN05 | ETA_OLDI | BHGASE01_BHDHDN05 | 4 | -0.25 | 1 | Supported
HOUETARHNBHDHDN05_OLDI_FBHGASE01_D17 | Residential heating technology - Direct district heating substation - plus connection pipe - plus distribution (heating density: high ) - apartment complex - existing building - distributed level 0.17 | HOUDHD | HOUETARHN_OLDI_DMD | MKr20 | 2040 | 0.23654 | 0.0013433 | [6 empty] | ETA | I | OLD |  |  | RHNBHDHD | 1 | 0.16667 | HOUETARHNBHDHDN05_OLDI_FBHGASE01 | 0.897 | HOUETARHNBHDHDN05_OLDI | HOUETARHNBHGASE01_OLDI | BHGASE01 | BHDHDN05 | ETA_OLDI | BHGASE01_BHDHDN05 | 4 | -0.25 | 1 | Supported
HOUETARHNBHDHDN05_OLDI_FBHGASE01_D17 | Residential heating technology - Direct district heating substation - plus connection pipe - plus distribution (heating density: high ) - apartment complex - existing building - distributed level 0.17 | HOUDHD | HOUETARHN_OLDI_DMD | MKr20 | 2050 | 0.22803 | 0.0012896 | [6 empty] | ETA | I | OLD |  |  | RHNBHDHD | 1 | 0.16667 | HOUETARHNBHDHDN05_OLDI_FBHGASE01 | 0.897 | HOUETARHNBHDHDN05_OLDI | HOUETARHNBHGASE01_OLDI | BHGASE01 | BHDHDN05 | ETA_OLDI | BHGASE01_BHDHDN05 | 4 | -0.25 | 1 | Supported
HOUETARHNBHDHCN09_OLDI_FBHGASE01_D17 | Residential heating technology - Direct district heating substation - plus connection pipe - plus distribution (heating density: low ) - apartment complex - existing building - distributed level 0.17 | HOUDHC | HOUETARHN_OLDI_DMD | MKr20 | 2020 | 0.35974 | 0.0013872 | [6 empty] | ETA | I | OLD |  |  | RHNBHDHC | 1 | 0.16667 | HOUETARHNBHDHCN09_OLDI_FBHGASE01 | 0.897 | HOUETARHNBHDHCN09_OLDI | HOUETARHNBHGASE01_OLDI | BHGASE01 | BHDHCN09 | ETA_OLDI | BHGASE01_BHDHCN09 | 4 | -0.25 | 1 | Supported
HOUETARHNBHDHCN09_OLDI_FBHGASE01_D17 | Residential heating technology - Direct district heating substation - plus connection pipe - plus distribution (heating density: low ) - apartment complex - existing building - distributed level 0.17 | HOUDHC | HOUETARHN_OLDI_DMD | MKr20 | 2025 | 0.35498 | 0.001406 | [6 empty] | ETA | I | OLD |  |  | RHNBHDHC | 1 | 0.16667 | HOUETARHNBHDHCN09_OLDI_FBHGASE01 | 0.897 | HOUETARHNBHDHCN09_OLDI | HOUETARHNBHGASE01_OLDI | BHGASE01 | BHDHCN09 | ETA_OLDI | BHGASE01_BHDHCN09 | 4 | -0.25 | 1 | Supported
HOUETARHNBHDHCN09_OLDI_FBHGASE01_D17 | Residential heating technology - Direct district heating substation - plus connection pipe - plus distribution (heating density: low ) - apartment complex - existing building - distributed level 0.17 | HOUDHC | HOUETARHN_OLDI_DMD | MKr20 | 2030 | 0.35033 | 0.0013853 | [6 empty] | ETA | I | OLD |  |  | RHNBHDHC | 1 | 0.16667 | HOUETARHNBHDHCN09_OLDI_FBHGASE01 | 0.897 | HOUETARHNBHDHCN09_OLDI | HOUETARHNBHGASE01_OLDI | BHGASE01 | BHDHCN09 | ETA_OLDI | BHGASE01_BHDHCN09 | 4 | -0.25 | 1 | Supported
HOUETARHNBHDHCN09_OLDI_FBHGASE01_D17 | Residential heating technology - Direct district heating substation - plus connection pipe - plus distribution (heating density: low ) - apartment complex - existing building - distributed level 0.17 | HOUDHC | HOUETARHN_OLDI_DMD | MKr20 | 2040 | 0.34139 | 0.0013433 | [6 empty] | ETA | I | OLD |  |  | RHNBHDHC | 1 | 0.16667 | HOUETARHNBHDHCN09_OLDI_FBHGASE01 | 0.897 | HOUETARHNBHDHCN09_OLDI | HOUETARHNBHGASE01_OLDI | BHGASE01 | BHDHCN09 | ETA_OLDI | BHGASE01_BHDHCN09 | 4 | -0.25 | 1 | Supported
HOUETARHNBHDHCN09_OLDI_FBHGASE01_D17 | Residential heating technology - Direct district heating substation - plus connection pipe - plus distribution (heating density: low ) - apartment complex - existing building - distributed level 0.17 | HOUDHC | HOUETARHN_OLDI_DMD | MKr20 | 2050 | 0.33288 | 0.0012896 | [6 empty] | ETA | I | OLD |  |  | RHNBHDHC | 1 | 0.16667 | HOUETARHNBHDHCN09_OLDI_FBHGASE01 | 0.897 | HOUETARHNBHDHCN09_OLDI | HOUETARHNBHGASE01_OLDI | BHGASE01 | BHDHCN09 | ETA_OLDI | BHGASE01_BHDHCN09 | 4 | -0.25 | 1 | Supported
HOUETARHNBHDHCN07_OLDI_FBHGASE01_D17 | Residential heating technology - Direct district heating substation - plus connection pipe - plus distribution (heating density: medium ) - apartment complex - existing building - distributed level 0.17 | HOUDHC | HOUETARHN_OLDI_DMD | MKr20 | 2020 | 0.30732 | 0.0013872 | [6 empty] | ETA | I | OLD |  |  | RHNBHDHC | 1 | 0.16667 | HOUETARHNBHDHCN07_OLDI_FBHGASE01 | 0.897 | HOUETARHNBHDHCN07_OLDI | HOUETARHNBHGASE01_OLDI | BHGASE01 | BHDHCN07 | ETA_OLDI | BHGASE01_BHDHCN07 | 4 | -0.25 | 1 | Supported
HOUETARHNBHDHCN07_OLDI_FBHGASE01_D17 | Residential heating technology - Direct district heating substation - plus connection pipe - plus distribution (heating density: medium ) - apartment complex - existing building - distributed level 0.17 | HOUDHC | HOUETARHN_OLDI_DMD | MKr20 | 2025 | 0.30256 | 0.001406 | [6 empty] | ETA | I | OLD |  |  | RHNBHDHC | 1 | 0.16667 | HOUETARHNBHDHCN07_OLDI_FBHGASE01 | 0.897 | HOUETARHNBHDHCN07_OLDI | HOUETARHNBHGASE01_OLDI | BHGASE01 | BHDHCN07 | ETA_OLDI | BHGASE01_BHDHCN07 | 4 | -0.25 | 1 | Supported
HOUETARHNBHDHCN07_OLDI_FBHGASE01_D17 | Residential heating technology - Direct district heating substation - plus connection pipe - plus distribution (heating density: medium ) - apartment complex - existing building - distributed level 0.17 | HOUDHC | HOUETARHN_OLDI_DMD | MKr20 | 2030 | 0.29791 | 0.0013853 | [6 empty] | ETA | I | OLD |  |  | RHNBHDHC | 1 | 0.16667 | HOUETARHNBHDHCN07_OLDI_FBHGASE01 | 0.897 | HOUETARHNBHDHCN07_OLDI | HOUETARHNBHGASE01_OLDI | BHGASE01 | BHDHCN07 | ETA_OLDI | BHGASE01_BHDHCN07 | 4 | -0.25 | 1 | Supported
HOUETARHNBHDHCN07_OLDI_FBHGASE01_D17 | Residential heating technology - Direct district heating substation - plus connection pipe - plus distribution (heating density: medium ) - apartment complex - existing building - distributed level 0.17 | HOUDHC | HOUETARHN_OLDI_DMD | MKr20 | 2040 | 0.28896 | 0.0013433 | [6 empty] | ETA | I | OLD |  |  | RHNBHDHC | 1 | 0.16667 | HOUETARHNBHDHCN07_OLDI_FBHGASE01 | 0.897 | HOUETARHNBHDHCN07_OLDI | HOUETARHNBHGASE01_OLDI | BHGASE01 | BHDHCN07 | ETA_OLDI | BHGASE01_BHDHCN07 | 4 | -0.25 | 1 | Supported
HOUETARHNBHDHCN07_OLDI_FBHGASE01_D17 | Residential heating technology - Direct district heating substation - plus connection pipe - plus distribution (heating density: medium ) - apartment complex - existing building - distributed level 0.17 | HOUDHC | HOUETARHN_OLDI_DMD | MKr20 | 2050 | 0.28046 | 0.0012896 | [6 empty] | ETA | I | OLD |  |  | RHNBHDHC | 1 | 0.16667 | HOUETARHNBHDHCN07_OLDI_FBHGASE01 | 0.897 | HOUETARHNBHDHCN07_OLDI | HOUETARHNBHGASE01_OLDI | BHGASE01 | BHDHCN07 | ETA_OLDI | BHGASE01_BHDHCN07 | 4 | -0.25 | 1 | Supported
HOUETARHNBHDHCN05_OLDI_FBHGASE01_D17 | Residential heating technology - Direct district heating substation - plus connection pipe - plus distribution (heating density: high ) - apartment complex - existing building - distributed level 0.17 | HOUDHC | HOUETARHN_OLDI_DMD | MKr20 | 2020 | 0.2549 | 0.0013872 | [6 empty] | ETA | I | OLD |  |  | RHNBHDHC | 1 | 0.16667 | HOUETARHNBHDHCN05_OLDI_FBHGASE01 | 0.897 | HOUETARHNBHDHCN05_OLDI | HOUETARHNBHGASE01_OLDI | BHGASE01 | BHDHCN05 | ETA_OLDI | BHGASE01_BHDHCN05 | 4 | -0.25 | 1 | Supported
HOUETARHNBHDHCN05_OLDI_FBHGASE01_D17 | Residential heating technology - Direct district heating substation - plus connection pipe - plus distribution (heating density: high ) - apartment complex - existing building - distributed level 0.17 | HOUDHC | HOUETARHN_OLDI_DMD | MKr20 | 2025 | 0.25013 | 0.001406 | [6 empty] | ETA | I | OLD |  |  | RHNBHDHC | 1 | 0.16667 | HOUETARHNBHDHCN05_OLDI_FBHGASE01 | 0.897 | HOUETARHNBHDHCN05_OLDI | HOUETARHNBHGASE01_OLDI | BHGASE01 | BHDHCN05 | ETA_OLDI | BHGASE01_BHDHCN05 | 4 | -0.25 | 1 | Supported
HOUETARHNBHDHCN05_OLDI_FBHGASE01_D17 | Residential heating technology - Direct district heating substation - plus connection pipe - plus distribution (heating density: high ) - apartment complex - existing building - distributed level 0.17 | HOUDHC | HOUETARHN_OLDI_DMD | MKr20 | 2030 | 0.24549 | 0.0013853 | [6 empty] | ETA | I | OLD |  |  | RHNBHDHC | 1 | 0.16667 | HOUETARHNBHDHCN05_OLDI_FBHGASE01 | 0.897 | HOUETARHNBHDHCN05_OLDI | HOUETARHNBHGASE01_OLDI | BHGASE01 | BHDHCN05 | ETA_OLDI | BHGASE01_BHDHCN05 | 4 | -0.25 | 1 | Supported
HOUETARHNBHDHCN05_OLDI_FBHGASE01_D17 | Residential heating technology - Direct district heating substation - plus connection pipe - plus distribution (heating density: high ) - apartment complex - existing building - distributed level 0.17 | HOUDHC | HOUETARHN_OLDI_DMD | MKr20 | 2040 | 0.23654 | 0.0013433 | [6 empty] | ETA | I | OLD |  |  | RHNBHDHC | 1 | 0.16667 | HOUETARHNBHDHCN05_OLDI_FBHGASE01 | 0.897 | HOUETARHNBHDHCN05_OLDI | HOUETARHNBHGASE01_OLDI | BHGASE01 | BHDHCN05 | ETA_OLDI | BHGASE01_BHDHCN05 | 4 | -0.25 | 1 | Supported
HOUETARHNBHDHCN05_OLDI_FBHGASE01_D17 | Residential heating technology - Direct district heating substation - plus connection pipe - plus distribution (heating density: high ) - apartment complex - existing building - distributed level 0.17 | HOUDHC | HOUETARHN_OLDI_DMD | MKr20 | 2050 | 0.22803 | 0.0012896 | [6 empty] | ETA | I | OLD |  |  | RHNBHDHC | 1 | 0.16667 | HOUETARHNBHDHCN05_OLDI_FBHGASE01 | 0.897 | HOUETARHNBHDHCN05_OLDI | HOUETARHNBHGASE01_OLDI | BHGASE01 | BHDHCN05 | ETA_OLDI | BHGASE01_BHDHCN05 | 4 | -0.25 | 1 | Supported
HOUPARRHNHPELCN07_OLDC_FBHGASE01_D17 | Residential heating technology - Heat pump, Air-to-water, low-price product - single-family house - existing building - distributed level 0.17 | HOUELC, HOUAMB | HOUPARRHN_OLDC_DMD | MKr20 | 2020 | 7.6735 | 0.32113 | 0.30847 | [5 empty] | PAR | C | OLD | 3.2419 |  | RHNHPELC | 1 | 0.16667 | HOUPARRHNHPELCN07_OLDC_FBHGASE01 | 0.853 | HOUPARRHNHPELCN07_OLDC | HOUPARRHNBHGASE01_OLDC | BHGASE01 | HPELCN07 | PAR_OLDC | BHGASE01_HPELCN07 | 4 | -0.25 | 1 | Supported
HOUPARRHNHPELCN07_OLDC_FBHGASE01_D17 | Residential heating technology - Heat pump, Air-to-water, low-price product - single-family house - existing building - distributed level 0.17 | HOUELC, HOUAMB | HOUPARRHN_OLDC_DMD | MKr20 | 2025 | 7.0198 | 0.2463 | 0.29378 | [5 empty] | PAR | C | OLD | 3.4039 |  | RHNHPELC | 1 | 0.16667 | HOUPARRHNHPELCN07_OLDC_FBHGASE01 | 0.853 | HOUPARRHNHPELCN07_OLDC | HOUPARRHNBHGASE01_OLDC | BHGASE01 | HPELCN07 | PAR_OLDC | BHGASE01_HPELCN07 | 4 | -0.25 | 1 | Supported
HOUPARRHNHPELCN07_OLDC_FBHGASE01_D17 | Residential heating technology - Heat pump, Air-to-water, low-price product - single-family house - existing building - distributed level 0.17 | HOUELC, HOUAMB | HOUPARRHN_OLDC_DMD | MKr20 | 2030 | 6.3662 | 0.24337 | 0.28042 | [5 empty] | PAR | C | OLD | 3.566 |  | RHNHPELC | 1 | 0.16667 | HOUPARRHNHPELCN07_OLDC_FBHGASE01 | 0.853 | HOUPARRHNHPELCN07_OLDC | HOUPARRHNBHGASE01_OLDC | BHGASE01 | HPELCN07 | PAR_OLDC | BHGASE01_HPELCN07 | 4 | -0.25 | 1 | Supported
HOUPARRHNHPELCN07_OLDC_FBHGASE01_D17 | Residential heating technology - Heat pump, Air-to-water, low-price product - single-family house - existing building - distributed level 0.17 | HOUELC, HOUAMB | HOUPARRHN_OLDC_DMD | MKr20 | 2040 | 5.8454 | 0.23794 | 0.26823 | [5 empty] | PAR | C | OLD | 3.7281 |  | RHNHPELC | 1 | 0.16667 | HOUPARRHNHPELCN07_OLDC_FBHGASE01 | 0.853 | HOUPARRHNHPELCN07_OLDC | HOUPARRHNBHGASE01_OLDC | BHGASE01 | HPELCN07 | PAR_OLDC | BHGASE01_HPELCN07 | 4 | -0.25 | 1 | Supported
HOUPARRHNHPELCN07_OLDC_FBHGASE01_D17 | Residential heating technology - Heat pump, Air-to-water, low-price product - single-family house - existing building - distributed level 0.17 | HOUELC, HOUAMB | HOUPARRHN_OLDC_DMD | MKr20 | 2050 | 5.3246 | 0.2325 | 0.26067 | [5 empty] | PAR | C | OLD | 3.8362 |  | RHNHPELC | 1 | 0.16667 | HOUPARRHNHPELCN07_OLDC_FBHGASE01 | 0.853 | HOUPARRHNHPELCN07_OLDC | HOUPARRHNBHGASE01_OLDC | BHGASE01 | HPELCN07 | PAR_OLDC | BHGASE01_HPELCN07 | 4 | -0.25 | 1 | Supported
HOUPARRHNHPELCN05_OLDC_FBHGASE01_D17 | Residential heating technology - Heat pump, Air-to-water - leasing - single-family house - existing building - distributed level 0.17 | HOUELC, HOUAMB | HOUPARRHN_OLDC_DMD | MKr20 | 2020 | 4.8888 | 0.88909 | 0.29378 | [5 empty] | PAR | C | OLD | 3.4039 |  | RHNHPELC | 1 | 0.16667 | HOUPARRHNHPELCN05_OLDC_FBHGASE01 | 0.853 | HOUPARRHNHPELCN05_OLDC | HOUPARRHNBHGASE01_OLDC | BHGASE01 | HPELCN05 | PAR_OLDC | BHGASE01_HPELCN05 | 4 | -0.25 | 1 | Supported
HOUPARRHNHPELCN05_OLDC_FBHGASE01_D17 | Residential heating technology - Heat pump, Air-to-water - leasing - single-family house - existing building - distributed level 0.17 | HOUELC, HOUAMB | HOUPARRHN_OLDC_DMD | MKr20 | 2025 | 4.5094 | 0.76684 | 0.28042 | [5 empty] | PAR | C | OLD | 3.566 |  | RHNHPELC | 1 | 0.16667 | HOUPARRHNHPELCN05_OLDC_FBHGASE01 | 0.853 | HOUPARRHNHPELCN05_OLDC | HOUPARRHNBHGASE01_OLDC | BHGASE01 | HPELCN05 | PAR_OLDC | BHGASE01_HPELCN05 | 4 | -0.25 | 1 | Supported
HOUPARRHNHPELCN05_OLDC_FBHGASE01_D17 | Residential heating technology - Heat pump, Air-to-water - leasing - single-family house - existing building - distributed level 0.17 | HOUELC, HOUAMB | HOUPARRHN_OLDC_DMD | MKr20 | 2030 | 4.1299 | 0.71648 | 0.26823 | [5 empty] | PAR | C | OLD | 3.7281 |  | RHNHPELC | 1 | 0.16667 | HOUPARRHNHPELCN05_OLDC_FBHGASE01 | 0.853 | HOUPARRHNHPELCN05_OLDC | HOUPARRHNBHGASE01_OLDC | BHGASE01 | HPELCN05 | PAR_OLDC | BHGASE01_HPELCN05 | 4 | -0.25 | 1 | Supported
HOUPARRHNHPELCN05_OLDC_FBHGASE01_D17 | Residential heating technology - Heat pump, Air-to-water - leasing - single-family house - existing building - distributed level 0.17 | HOUELC, HOUAMB | HOUPARRHN_OLDC_DMD | MKr20 | 2040 | 3.8222 | 0.67258 | 0.25705 | [5 empty] | PAR | C | OLD | 3.8902 |  | RHNHPELC | 1 | 0.16667 | HOUPARRHNHPELCN05_OLDC_FBHGASE01 | 0.853 | HOUPARRHNHPELCN05_OLDC | HOUPARRHNBHGASE01_OLDC | BHGASE01 | HPELCN05 | PAR_OLDC | BHGASE01_HPELCN05 | 4 | -0.25 | 1 | Supported
HOUPARRHNHPELCN05_OLDC_FBHGASE01_D17 | Residential heating technology - Heat pump, Air-to-water - leasing - single-family house - existing building - distributed level 0.17 | HOUELC, HOUAMB | HOUPARRHN_OLDC_DMD | MKr20 | 2050 | 3.5145 | 0.62868 | 0.25011 | [5 empty] | PAR | C | OLD | 3.9983 |  | RHNHPELC | 1 | 0.16667 | HOUPARRHNHPELCN05_OLDC_FBHGASE01 | 0.853 | HOUPARRHNHPELCN05_OLDC | HOUPARRHNBHGASE01_OLDC | BHGASE01 | HPELCN05 | PAR_OLDC | BHGASE01_HPELCN05 | 4 | -0.25 | 1 | Supported
HOUPARRHNHPELCN04_OLDC_FBHGASE01_D17 | Residential heating technology - Heat pump, Ground source - single-family house - existing building - distributed level 0.17 | HOUELC, HOUAMB | HOUPARRHN_OLDC_DMD | MKr20 | 2020 | 12.9489 | 0.25642 | 0.26823 | [5 empty] | PAR | C | OLD | 3.7281 |  | RHNHPELC | 1 | 0.16667 | HOUPARRHNHPELCN04_OLDC_FBHGASE01 | 0.853 | HOUPARRHNHPELCN04_OLDC | HOUPARRHNBHGASE01_OLDC | BHGASE01 | HPELCN04 | PAR_OLDC | BHGASE01_HPELCN04 | 4 | -0.25 | 1 | Supported
HOUPARRHNHPELCN04_OLDC_FBHGASE01_D17 | Residential heating technology - Heat pump, Ground source - single-family house - existing building - distributed level 0.17 | HOUELC, HOUAMB | HOUPARRHN_OLDC_DMD | MKr20 | 2025 | 12.3015 | 0.1816 | 0.26067 | [5 empty] | PAR | C | OLD | 3.8362 |  | RHNHPELC | 1 | 0.16667 | HOUPARRHNHPELCN04_OLDC_FBHGASE01 | 0.853 | HOUPARRHNHPELCN04_OLDC | HOUPARRHNBHGASE01_OLDC | BHGASE01 | HPELCN04 | PAR_OLDC | BHGASE01_HPELCN04 | 4 | -0.25 | 1 | Supported
HOUPARRHNHPELCN04_OLDC_FBHGASE01_D17 | Residential heating technology - Heat pump, Ground source - single-family house - existing building - distributed level 0.17 | HOUELC, HOUAMB | HOUPARRHN_OLDC_DMD | MKr20 | 2030 | 11.654 | 0.17867 | 0.25353 | [5 empty] | PAR | C | OLD | 3.9443 |  | RHNHPELC | 1 | 0.16667 | HOUPARRHNHPELCN04_OLDC_FBHGASE01 | 0.853 | HOUPARRHNHPELCN04_OLDC | HOUPARRHNBHGASE01_OLDC | BHGASE01 | HPELCN04 | PAR_OLDC | BHGASE01_HPELCN04 | 4 | -0.25 | 1 | Supported
HOUPARRHNHPELCN04_OLDC_FBHGASE01_D17 | Residential heating technology - Heat pump, Ground source - single-family house - existing building - distributed level 0.17 | HOUELC, HOUAMB | HOUPARRHN_OLDC_DMD | MKr20 | 2040 | 11.0713 | 0.17323 | 0.24353 | [5 empty] | PAR | C | OLD | 4.1064 |  | RHNHPELC | 1 | 0.16667 | HOUPARRHNHPELCN04_OLDC_FBHGASE01 | 0.853 | HOUPARRHNHPELCN04_OLDC | HOUPARRHNBHGASE01_OLDC | BHGASE01 | HPELCN04 | PAR_OLDC | BHGASE01_HPELCN04 | 4 | -0.25 | 1 | Supported
HOUPARRHNHPELCN04_OLDC_FBHGASE01_D17 | Residential heating technology - Heat pump, Ground source - single-family house - existing building - distributed level 0.17 | HOUELC, HOUAMB | HOUPARRHN_OLDC_DMD | MKr20 | 2050 | 10.4886 | 0.1678 | 0.24036 | [5 empty] | PAR | C | OLD | 4.1604 |  | RHNHPELC | 1 | 0.16667 | HOUPARRHNHPELCN04_OLDC_FBHGASE01 | 0.853 | HOUPARRHNHPELCN04_OLDC | HOUPARRHNBHGASE01_OLDC | BHGASE01 | HPELCN04 | PAR_OLDC | BHGASE01_HPELCN04 | 4 | -0.25 | 1 | Supported
HOUPARRHNHPELCN03_OLDC_FBHGASE01_D17 | Residential heating technology - Heat pump, Air-to-water - single-family house - existing building - distributed level 0.17 | HOUELC, HOUAMB | HOUPARRHN_OLDC_DMD | MKr20 | 2020 | 9.7776 | 0.27799 | 0.29378 | [5 empty] | PAR | C | OLD | 3.4039 |  | RHNHPELC | 1 | 0.16667 | HOUPARRHNHPELCN03_OLDC_FBHGASE01 | 0.853 | HOUPARRHNHPELCN03_OLDC | HOUPARRHNBHGASE01_OLDC | BHGASE01 | HPELCN03 | PAR_OLDC | BHGASE01_HPELCN03 | 4 | -0.25 | 1 | Supported
HOUPARRHNHPELCN03_OLDC_FBHGASE01_D17 | Residential heating technology - Heat pump, Air-to-water - single-family house - existing building - distributed level 0.17 | HOUELC, HOUAMB | HOUPARRHN_OLDC_DMD | MKr20 | 2025 | 9.0187 | 0.20317 | 0.28042 | [5 empty] | PAR | C | OLD | 3.566 |  | RHNHPELC | 1 | 0.16667 | HOUPARRHNHPELCN03_OLDC_FBHGASE01 | 0.853 | HOUPARRHNHPELCN03_OLDC | HOUPARRHNBHGASE01_OLDC | BHGASE01 | HPELCN03 | PAR_OLDC | BHGASE01_HPELCN03 | 4 | -0.25 | 1 | Supported
HOUPARRHNHPELCN03_OLDC_FBHGASE01_D17 | Residential heating technology - Heat pump, Air-to-water - single-family house - existing building - distributed level 0.17 | HOUELC, HOUAMB | HOUPARRHN_OLDC_DMD | MKr20 | 2030 | 8.2599 | 0.20024 | 0.26823 | [5 empty] | PAR | C | OLD | 3.7281 |  | RHNHPELC | 1 | 0.16667 | HOUPARRHNHPELCN03_OLDC_FBHGASE01 | 0.853 | HOUPARRHNHPELCN03_OLDC | HOUPARRHNBHGASE01_OLDC | BHGASE01 | HPELCN03 | PAR_OLDC | BHGASE01_HPELCN03 | 4 | -0.25 | 1 | Supported
HOUPARRHNHPELCN03_OLDC_FBHGASE01_D17 | Residential heating technology - Heat pump, Air-to-water - single-family house - existing building - distributed level 0.17 | HOUELC, HOUAMB | HOUPARRHN_OLDC_DMD | MKr20 | 2040 | 7.6444 | 0.1948 | 0.25705 | [5 empty] | PAR | C | OLD | 3.8902 |  | RHNHPELC | 1 | 0.16667 | HOUPARRHNHPELCN03_OLDC_FBHGASE01 | 0.853 | HOUPARRHNHPELCN03_OLDC | HOUPARRHNBHGASE01_OLDC | BHGASE01 | HPELCN03 | PAR_OLDC | BHGASE01_HPELCN03 | 4 | -0.25 | 1 | Supported
HOUPARRHNHPELCN03_OLDC_FBHGASE01_D17 | Residential heating technology - Heat pump, Air-to-water - single-family house - existing building - distributed level 0.17 | HOUELC, HOUAMB | HOUPARRHN_OLDC_DMD | MKr20 | 2050 | 7.029 | 0.18937 | 0.25011 | [5 empty] | PAR | C | OLD | 3.9983 |  | RHNHPELC | 1 | 0.16667 | HOUPARRHNHPELCN03_OLDC_FBHGASE01 | 0.853 | HOUPARRHNHPELCN03_OLDC | HOUPARRHNBHGASE01_OLDC | BHGASE01 | HPELCN03 | PAR_OLDC | BHGASE01_HPELCN03 | 4 | -0.25 | 1 | Supported
HOUPARRHNHPELCN02_OLDC_FBHGASE01_D17 | Residential heating technology - Heat pump, Air-to-air - single-family house - existing building - distributed level 0.17 | HOUELC, HOUAMB | HOUPARRHN_OLDC_DMD | MKr20 | 2020 | 1.7956 | 0.14453 | 0.1908 | [5 empty] | PAR | C | OLD | 5.241 |  | RHNHPELC | 1 | 0.16667 | HOUPARRHNHPELCN02_OLDC_FBHGASE01 | 0.853 | HOUPARRHNHPELCN02_OLDC | HOUPARRHNBHGASE01_OLDC | BHGASE01 | HPELCN02 | PAR_OLDC | BHGASE01_HPELCN02 | 5 | 0 | 1.1 | Unlikely
HOUPARRHNHPELCN02_OLDC_FBHGASE01_D17 | Residential heating technology - Heat pump, Air-to-air - single-family house - existing building - distributed level 0.17 | HOUELC, HOUAMB | HOUPARRHN_OLDC_DMD | MKr20 | 2025 | 1.7517 | 0.098193 | 0.18145 | [5 empty] | PAR | C | OLD | 5.5112 |  | RHNHPELC | 1 | 0.16667 | HOUPARRHNHPELCN02_OLDC_FBHGASE01 | 0.853 | HOUPARRHNHPELCN02_OLDC | HOUPARRHNBHGASE01_OLDC | BHGASE01 | HPELCN02 | PAR_OLDC | BHGASE01_HPELCN02 | 5 | 0 | 1.1 | Unlikely
HOUPARRHNHPELCN02_OLDC_FBHGASE01_D17 | Residential heating technology - Heat pump, Air-to-air - single-family house - existing building - distributed level 0.17 | HOUELC, HOUAMB | HOUPARRHN_OLDC_DMD | MKr20 | 2030 | 1.7078 | 0.096379 | 0.1746 | [5 empty] | PAR | C | OLD | 5.7273 |  | RHNHPELC | 1 | 0.16667 | HOUPARRHNHPELCN02_OLDC_FBHGASE01 | 0.853 | HOUPARRHNHPELCN02_OLDC | HOUPARRHNBHGASE01_OLDC | BHGASE01 | HPELCN02 | PAR_OLDC | BHGASE01_HPELCN02 | 5 | 0 | 1.1 | Unlikely
HOUPARRHNHPELCN02_OLDC_FBHGASE01_D17 | Residential heating technology - Heat pump, Air-to-air - single-family house - existing building - distributed level 0.17 | HOUELC, HOUAMB | HOUPARRHN_OLDC_DMD | MKr20 | 2040 | 1.6264 | 0.093013 | 0.16825 | [5 empty] | PAR | C | OLD | 5.9434 |  | RHNHPELC | 1 | 0.16667 | HOUPARRHNHPELCN02_OLDC_FBHGASE01 | 0.853 | HOUPARRHNHPELCN02_OLDC | HOUPARRHNBHGASE01_OLDC | BHGASE01 | HPELCN02 | PAR_OLDC | BHGASE01_HPELCN02 | 5 | 0 | 1.1 | Unlikely
HOUPARRHNHPELCN02_OLDC_FBHGASE01_D17 | Residential heating technology - Heat pump, Air-to-air - single-family house - existing building - distributed level 0.17 | HOUELC, HOUAMB | HOUPARRHN_OLDC_DMD | MKr20 | 2050 | 1.5449 | 0.089647 | 0.16525 | [5 empty] | PAR | C | OLD | 6.0515 |  | RHNHPELC | 1 | 0.16667 | HOUPARRHNHPELCN02_OLDC_FBHGASE01 | 0.853 | HOUPARRHNHPELCN02_OLDC | HOUPARRHNBHGASE01_OLDC | BHGASE01 | HPELCN02 | PAR_OLDC | BHGASE01_HPELCN02 | 5 | 0 | 1.1 | Unlikely
HOUPARRHNDIELCN06_OLDC_FBHGASE01_D17 | Residential heating technology - Electric heating - electric panel from Bauhaus - single-family house - new building - distributed level 0.17 | HOUELC | HOUPARRHN_OLDC_DMD | MKr20 | 2020 | 0.50745 | 0 | [6 empty] | PAR | C | OLD |  |  | RHNDIELC | 1 | 0.16667 | HOUPARRHNDIELCN06_OLDC_FBHGASE01 | 0.853 | HOUPARRHNDIELCN06_OLDC | HOUPARRHNBHGASE01_OLDC | BHGASE01 | DIELCN06 | PAR_OLDC | BHGASE01_DIELCN06 | 5 | 0 | 1.1 | Unlikely
HOUPARRHNDIELCN06_OLDC_FBHGASE01_D17 | Residential heating technology - Electric heating - electric panel from Bauhaus - single-family house - new building - distributed level 0.17 | HOUELC | HOUPARRHN_OLDC_DMD | MKr20 | 2025 | 0.50745 | 0 | [6 empty] | PAR | C | OLD |  |  | RHNDIELC | 1 | 0.16667 | HOUPARRHNDIELCN06_OLDC_FBHGASE01 | 0.853 | HOUPARRHNDIELCN06_OLDC | HOUPARRHNBHGASE01_OLDC | BHGASE01 | DIELCN06 | PAR_OLDC | BHGASE01_DIELCN06 | 5 | 0 | 1.1 | Unlikely
HOUPARRHNDIELCN06_OLDC_FBHGASE01_D17 | Residential heating technology - Electric heating - electric panel from Bauhaus - single-family house - new building - distributed level 0.17 | HOUELC | HOUPARRHN_OLDC_DMD | MKr20 | 2030 | 0.50745 | 0 | [6 empty] | PAR | C | OLD |  |  | RHNDIELC | 1 | 0.16667 | HOUPARRHNDIELCN06_OLDC_FBHGASE01 | 0.853 | HOUPARRHNDIELCN06_OLDC | HOUPARRHNBHGASE01_OLDC | BHGASE01 | DIELCN06 | PAR_OLDC | BHGASE01_DIELCN06 | 5 | 0 | 1.1 | Unlikely
HOUPARRHNDIELCN06_OLDC_FBHGASE01_D17 | Residential heating technology - Electric heating - electric panel from Bauhaus - single-family house - new building - distributed level 0.17 | HOUELC | HOUPARRHN_OLDC_DMD | MKr20 | 2040 | 0.50745 | 0 | [6 empty] | PAR | C | OLD |  |  | RHNDIELC | 1 | 0.16667 | HOUPARRHNDIELCN06_OLDC_FBHGASE01 | 0.853 | HOUPARRHNDIELCN06_OLDC | HOUPARRHNBHGASE01_OLDC | BHGASE01 | DIELCN06 | PAR_OLDC | BHGASE01_DIELCN06 | 5 | 0 | 1.1 | Unlikely
HOUPARRHNDIELCN06_OLDC_FBHGASE01_D17 | Residential heating technology - Electric heating - electric panel from Bauhaus - single-family house - new building - distributed level 0.17 | HOUELC | HOUPARRHN_OLDC_DMD | MKr20 | 2050 | 0.50745 | 0 | [6 empty] | PAR | C | OLD |  |  | RHNDIELC | 1 | 0.16667 | HOUPARRHNDIELCN06_OLDC_FBHGASE01 | 0.853 | HOUPARRHNDIELCN06_OLDC | HOUPARRHNBHGASE01_OLDC | BHGASE01 | DIELCN06 | PAR_OLDC | BHGASE01_DIELCN06 | 5 | 0 | 1.1 | Unlikely
HOUPARRHNDIELCN01_OLDC_FBHGASE01_D17 | Residential heating technology - Electric heating - single-family house - new building - distributed level 0.17 | HOUELC | HOUPARRHN_OLDC_DMD | MKr20 | 2020 | 6.1657 | 0.04999 | [6 empty] | PAR | C | OLD |  |  | RHNDIELC | 1 | 0.16667 | HOUPARRHNDIELCN01_OLDC_FBHGASE01 | 0.853 | HOUPARRHNDIELCN01_OLDC | HOUPARRHNBHGASE01_OLDC | BHGASE01 | DIELCN01 | PAR_OLDC | BHGASE01_DIELCN01 | 5 | 0 | 1.1 | Unlikely
HOUPARRHNDIELCN01_OLDC_FBHGASE01_D17 | Residential heating technology - Electric heating - single-family house - new building - distributed level 0.17 | HOUELC | HOUPARRHN_OLDC_DMD | MKr20 | 2025 | 6.0131 | 0.04999 | [6 empty] | PAR | C | OLD |  |  | RHNDIELC | 1 | 0.16667 | HOUPARRHNDIELCN01_OLDC_FBHGASE01 | 0.853 | HOUPARRHNDIELCN01_OLDC | HOUPARRHNBHGASE01_OLDC | BHGASE01 | DIELCN01 | PAR_OLDC | BHGASE01_DIELCN01 | 5 | 0 | 1.1 | Unlikely
HOUPARRHNDIELCN01_OLDC_FBHGASE01_D17 | Residential heating technology - Electric heating - single-family house - new building - distributed level 0.17 | HOUELC | HOUPARRHN_OLDC_DMD | MKr20 | 2030 | 5.8642 | 0.047907 | [6 empty] | PAR | C | OLD |  |  | RHNDIELC | 1 | 0.16667 | HOUPARRHNDIELCN01_OLDC_FBHGASE01 | 0.853 | HOUPARRHNDIELCN01_OLDC | HOUPARRHNBHGASE01_OLDC | BHGASE01 | DIELCN01 | PAR_OLDC | BHGASE01_DIELCN01 | 5 | 0 | 1.1 | Unlikely
HOUPARRHNDIELCN01_OLDC_FBHGASE01_D17 | Residential heating technology - Electric heating - single-family house - new building - distributed level 0.17 | HOUELC | HOUPARRHN_OLDC_DMD | MKr20 | 2040 | 5.5775 | 0.045824 | [6 empty] | PAR | C | OLD |  |  | RHNDIELC | 1 | 0.16667 | HOUPARRHNDIELCN01_OLDC_FBHGASE01 | 0.853 | HOUPARRHNDIELCN01_OLDC | HOUPARRHNBHGASE01_OLDC | BHGASE01 | DIELCN01 | PAR_OLDC | BHGASE01_DIELCN01 | 5 | 0 | 1.1 | Unlikely
HOUPARRHNDIELCN01_OLDC_FBHGASE01_D17 | Residential heating technology - Electric heating - single-family house - new building - distributed level 0.17 | HOUELC | HOUPARRHN_OLDC_DMD | MKr20 | 2050 | 5.3049 | 0.043741 | [6 empty] | PAR | C | OLD |  |  | RHNDIELC | 1 | 0.16667 | HOUPARRHNDIELCN01_OLDC_FBHGASE01 | 0.853 | HOUPARRHNDIELCN01_OLDC | HOUPARRHNBHGASE01_OLDC | BHGASE01 | DIELCN01 | PAR_OLDC | BHGASE01_DIELCN01 | 5 | 0 | 1.1 | Unlikely
HOUPARRHNBHWPEN01_OLDC_FBHGASE01_D17 | Residential heating technology - Biomass boiler, automatic stoking , wood pellets or wood chips - single-family house - existing building - distributed level 0.17 | HOUWPE | HOUPARRHN_OLDC_DMD | MKr20 | 2020 | 3.9516 | 0.35069 |  | 25 | 14 | 70 | 2 | 4 | PAR | C | OLD |  |  | RHNBHWPE | 1 | 0.16667 | HOUPARRHNBHWPEN01_OLDC_FBHGASE01 | 0.853 | HOUPARRHNBHWPEN01_OLDC | HOUPARRHNBHGASE01_OLDC | BHGASE01 | BHWPEN01 | PAR_OLDC | BHGASE01_BHWPEN01 | 6 | 0 | 1 | New
HOUPARRHNBHWPEN01_OLDC_FBHGASE01_D17 | Residential heating technology - Biomass boiler, automatic stoking , wood pellets or wood chips - single-family house - existing building - distributed level 0.17 | HOUWPE | HOUPARRHN_OLDC_DMD | MKr20 | 2025 | 3.8538 | 0.34462 |  | 25 | 14 | 60 | 2 | 4 | PAR | C | OLD |  |  | RHNBHWPE | 1 | 0.16667 | HOUPARRHNBHWPEN01_OLDC_FBHGASE01 | 0.853 | HOUPARRHNBHWPEN01_OLDC | HOUPARRHNBHGASE01_OLDC | BHGASE01 | BHWPEN01 | PAR_OLDC | BHGASE01_BHWPEN01 | 6 | 0 | 1 | New
HOUPARRHNBHWPEN01_OLDC_FBHGASE01_D17 | Residential heating technology - Biomass boiler, automatic stoking , wood pellets or wood chips - single-family house - existing building - distributed level 0.17 | HOUWPE | HOUPARRHN_OLDC_DMD | MKr20 | 2030 | 3.7584 | 0.34003 |  | 25 | 11 | 50 | 1 | 4 | PAR | C | OLD |  |  | RHNBHWPE | 1 | 0.16667 | HOUPARRHNBHWPEN01_OLDC_FBHGASE01 | 0.853 | HOUPARRHNBHWPEN01_OLDC | HOUPARRHNBHGASE01_OLDC | BHGASE01 | BHWPEN01 | PAR_OLDC | BHGASE01_BHWPEN01 | 6 | 0 | 1 | New
HOUPARRHNBHWPEN01_OLDC_FBHGASE01_D17 | Residential heating technology - Biomass boiler, automatic stoking , wood pellets or wood chips - single-family house - existing building - distributed level 0.17 | HOUWPE | HOUPARRHN_OLDC_DMD | MKr20 | 2040 | 3.5747 | 0.32498 |  | 25 | 9 | 45 | 1 | 4 | PAR | C | OLD |  |  | RHNBHWPE | 1 | 0.16667 | HOUPARRHNBHWPEN01_OLDC_FBHGASE01 | 0.853 | HOUPARRHNBHWPEN01_OLDC | HOUPARRHNBHGASE01_OLDC | BHGASE01 | BHWPEN01 | PAR_OLDC | BHGASE01_BHWPEN01 | 6 | 0 | 1 | New
HOUPARRHNBHWPEN01_OLDC_FBHGASE01_D17 | Residential heating technology - Biomass boiler, automatic stoking , wood pellets or wood chips - single-family house - existing building - distributed level 0.17 | HOUWPE | HOUPARRHN_OLDC_DMD | MKr20 | 2050 | 4.2499 | 0.38824 |  | 25 | 9 | 40 | 0 | 4 | PAR | C | OLD |  |  | RHNBHWPE | 1 | 0.16667 | HOUPARRHNBHWPEN01_OLDC_FBHGASE01 | 0.853 | HOUPARRHNBHWPEN01_OLDC | HOUPARRHNBHGASE01_OLDC | BHGASE01 | BHWPEN01 | PAR_OLDC | BHGASE01_BHWPEN01 | 6 | 0 | 1 | New
HOUPARRHNBHSOLN01_OLDC_FBHGASE01_D17 | Residential heating technology - Solar heating system - single-family house - existing building - distributed level 0.17 | HOUSOL | HOUPARRHN_OLDC_DMD | MKr20 | 2020 | 6.7755 | 0.078035 | [6 empty] | PAR | C | OLD |  |  | RHNBHSOL | 1 | 0.16667 | HOUPARRHNBHSOLN01_OLDC_FBHGASE01 | 0.853 | HOUPARRHNBHSOLN01_OLDC | HOUPARRHNBHGASE01_OLDC | BHGASE01 | BHSOLN01 | PAR_OLDC | BHGASE01_BHSOLN01 | 5 | 0 | 1.1 | Unlikely
HOUPARRHNBHSOLN01_OLDC_FBHGASE01_D17 | Residential heating technology - Solar heating system - single-family house - existing building - distributed level 0.17 | HOUSOL | HOUPARRHN_OLDC_DMD | MKr20 | 2025 | 6.6078 | 0.073274 | [6 empty] | PAR | C | OLD |  |  | RHNBHSOL | 1 | 0.16667 | HOUPARRHNBHSOLN01_OLDC_FBHGASE01 | 0.853 | HOUPARRHNBHSOLN01_OLDC | HOUPARRHNBHGASE01_OLDC | BHGASE01 | BHSOLN01 | PAR_OLDC | BHGASE01_BHSOLN01 | 5 | 0 | 1.1 | Unlikely
HOUPARRHNBHSOLN01_OLDC_FBHGASE01_D17 | Residential heating technology - Solar heating system - single-family house - existing building - distributed level 0.17 | HOUSOL | HOUPARRHN_OLDC_DMD | MKr20 | 2030 | 6.4442 | 0.071489 | [6 empty] | PAR | C | OLD |  |  | RHNBHSOL | 1 | 0.16667 | HOUPARRHNBHSOLN01_OLDC_FBHGASE01 | 0.853 | HOUPARRHNBHSOLN01_OLDC | HOUPARRHNBHGASE01_OLDC | BHGASE01 | BHSOLN01 | PAR_OLDC | BHGASE01_BHSOLN01 | 5 | 0 | 1.1 | Unlikely
HOUPARRHNBHSOLN01_OLDC_FBHGASE01_D17 | Residential heating technology - Solar heating system - single-family house - existing building - distributed level 0.17 | HOUSOL | HOUPARRHN_OLDC_DMD | MKr20 | 2040 | 6.1292 | 0.067621 | [6 empty] | PAR | C | OLD |  |  | RHNBHSOL | 1 | 0.16667 | HOUPARRHNBHSOLN01_OLDC_FBHGASE01 | 0.853 | HOUPARRHNBHSOLN01_OLDC | HOUPARRHNBHGASE01_OLDC | BHGASE01 | BHSOLN01 | PAR_OLDC | BHGASE01_BHSOLN01 | 5 | 0 | 1.1 | Unlikely
HOUPARRHNBHSOLN01_OLDC_FBHGASE01_D17 | Residential heating technology - Solar heating system - single-family house - existing building - distributed level 0.17 | HOUSOL | HOUPARRHN_OLDC_DMD | MKr20 | 2050 | 5.8295 | 0.063752 | [6 empty] | PAR | C | OLD |  |  | RHNBHSOL | 1 | 0.16667 | HOUPARRHNBHSOLN01_OLDC_FBHGASE01 | 0.853 | HOUPARRHNBHSOLN01_OLDC | HOUPARRHNBHGASE01_OLDC | BHGASE01 | BHSOLN01 | PAR_OLDC | BHGASE01_BHSOLN01 | 5 | 0 | 1.1 | Unlikely
HOUPARRHNBHGASN01_OLDC_FBHGASE01_D17 | Residential heating technology - Natural gas boiler - single-family house - existing building - distributed level 0.17 | HOUGAS | HOUPARRHN_OLDC_DMD | MKr20 | 2020 | 0.73686 | 0.085511 |  | 0.43 | 0.1 | 20.4 | 1 | 1 | PAR | C | OLD |  |  | RHNBHGAS | 1 | 0.16667 | HOUPARRHNBHGASN01_OLDC_FBHGASE01 | 0.853 | HOUPARRHNBHGASN01_OLDC | HOUPARRHNBHGASE01_OLDC | BHGASE01 | BHGASN01 | PAR_OLDC | BHGASE01_BHGASN01 | 6 | 0 | 1 | New
HOUPARRHNBHGASN01_OLDC_FBHGASE01_D17 | Residential heating technology - Natural gas boiler - single-family house - existing building - distributed level 0.17 | HOUGAS | HOUPARRHN_OLDC_DMD | MKr20 | 2025 | 0.71862 | 0.084067 |  | 0.43 | 0.1 | 20.4 | 1 | 1 | PAR | C | OLD |  |  | RHNBHGAS | 1 | 0.16667 | HOUPARRHNBHGASN01_OLDC_FBHGASE01 | 0.853 | HOUPARRHNBHGASN01_OLDC | HOUPARRHNBHGASE01_OLDC | BHGASE01 | BHGASN01 | PAR_OLDC | BHGASE01_BHGASN01 | 6 | 0 | 1 | New
HOUPARRHNBHGASN01_OLDC_FBHGASE01_D17 | Residential heating technology - Natural gas boiler - single-family house - existing building - distributed level 0.17 | HOUGAS | HOUPARRHN_OLDC_DMD | MKr20 | 2030 | 0.70084 | 0.083346 |  | 0.43 | 0.1 | 20.4 | 1 | 1 | PAR | C | OLD |  |  | RHNBHGAS | 1 | 0.16667 | HOUPARRHNBHGASN01_OLDC_FBHGASE01 | 0.853 | HOUPARRHNBHGASN01_OLDC | HOUPARRHNBHGASE01_OLDC | BHGASE01 | BHGASN01 | PAR_OLDC | BHGASE01_BHGASN01 | 6 | 0 | 1 | New
HOUPARRHNBHGASN01_OLDC_FBHGASE01_D17 | Residential heating technology - Natural gas boiler - single-family house - existing building - distributed level 0.17 | HOUGAS | HOUPARRHN_OLDC_DMD | MKr20 | 2040 | 0.66657 | 0.078802 |  | 0.43 | 0.1 | 20.4 | 1 | 1 | PAR | C | OLD |  |  | RHNBHGAS | 1 | 0.16667 | HOUPARRHNBHGASN01_OLDC_FBHGASE01 | 0.853 | HOUPARRHNBHGASN01_OLDC | HOUPARRHNBHGASE01_OLDC | BHGASE01 | BHGASN01 | PAR_OLDC | BHGASE01_BHGASN01 | 6 | 0 | 1 | New
HOUPARRHNBHGASN01_OLDC_FBHGASE01_D17 | Residential heating technology - Natural gas boiler - single-family house - existing building - distributed level 0.17 | HOUGAS | HOUPARRHN_OLDC_DMD | MKr20 | 2050 | 0.63398 | 0.075972 |  | 0.43 | 0.1 | 20.4 | 1 | 1 | PAR | C | OLD |  |  | RHNBHGAS | 1 | 0.16667 | HOUPARRHNBHGASN01_OLDC_FBHGASE01 | 0.853 | HOUPARRHNBHGASN01_OLDC | HOUPARRHNBHGASE01_OLDC | BHGASE01 | BHGASN01 | PAR_OLDC | BHGASE01_BHGASN01 | 6 | 0 | 1 | New
HOUPARRHNBHDHCN03_OLDC_FBHGASE01_D17 | Residential heating technology - Direct district heating substation - plus connection pipe - single-family house - existing building - distributed level 0.17 | HOUDHC | HOUPARRHN_OLDC_DMD | MKr20 | 2020 | 2.1747 | 0.025391 | [6 empty] | PAR | C | OLD |  |  | RHNBHDHC | 1 | 0.16667 | HOUPARRHNBHDHCN03_OLDC_FBHGASE01 | 0.853 | HOUPARRHNBHDHCN03_OLDC | HOUPARRHNBHGASE01_OLDC | BHGASE01 | BHDHCN03 | PAR_OLDC | BHGASE01_BHDHCN03 | 6 | 0 | 1 | New
HOUPARRHNBHDHCN03_OLDC_FBHGASE01_D17 | Residential heating technology - Direct district heating substation - plus connection pipe - single-family house - existing building - distributed level 0.17 | HOUDHC | HOUPARRHN_OLDC_DMD | MKr20 | 2025 | 2.1494 | 0.025203 | [6 empty] | PAR | C | OLD |  |  | RHNBHDHC | 1 | 0.16667 | HOUPARRHNBHDHCN03_OLDC_FBHGASE01 | 0.853 | HOUPARRHNBHDHCN03_OLDC | HOUPARRHNBHGASE01_OLDC | BHGASE01 | BHDHCN03 | PAR_OLDC | BHGASE01_BHDHCN03 | 6 | 0 | 1 | New
HOUPARRHNBHDHCN03_OLDC_FBHGASE01_D17 | Residential heating technology - Direct district heating substation - plus connection pipe - single-family house - existing building - distributed level 0.17 | HOUDHC | HOUPARRHN_OLDC_DMD | MKr20 | 2030 | 2.1284 | 0.024753 | [6 empty] | PAR | C | OLD |  |  | RHNBHDHC | 1 | 0.16667 | HOUPARRHNBHDHCN03_OLDC_FBHGASE01 | 0.853 | HOUPARRHNBHDHCN03_OLDC | HOUPARRHNBHGASE01_OLDC | BHGASE01 | BHDHCN03 | PAR_OLDC | BHGASE01_BHDHCN03 | 6 | 0 | 1 | New
HOUPARRHNBHDHCN03_OLDC_FBHGASE01_D17 | Residential heating technology - Direct district heating substation - plus connection pipe - single-family house - existing building - distributed level 0.17 | HOUDHC | HOUPARRHN_OLDC_DMD | MKr20 | 2040 | 2.0905 | 0.023687 | [6 empty] | PAR | C | OLD |  |  | RHNBHDHC | 1 | 0.16667 | HOUPARRHNBHDHCN03_OLDC_FBHGASE01 | 0.853 | HOUPARRHNBHDHCN03_OLDC | HOUPARRHNBHGASE01_OLDC | BHGASE01 | BHDHCN03 | PAR_OLDC | BHGASE01_BHDHCN03 | 6 | 0 | 1 | New
HOUPARRHNBHDHCN03_OLDC_FBHGASE01_D17 | Residential heating technology - Direct district heating substation - plus connection pipe - single-family house - existing building - distributed level 0.17 | HOUDHC | HOUPARRHN_OLDC_DMD | MKr20 | 2050 | 2.0485 | 0.022136 | [6 empty] | PAR | C | OLD |  |  | RHNBHDHC | 1 | 0.16667 | HOUPARRHNBHDHCN03_OLDC_FBHGASE01 | 0.853 | HOUPARRHNBHDHCN03_OLDC | HOUPARRHNBHGASE01_OLDC | BHGASE01 | BHDHCN03 | PAR_OLDC | BHGASE01_BHDHCN03 | 6 | 0 | 1 | New
HOUPARRHNHPELCN07_OLDD_FBHGASE01_D17 | Residential heating technology - Heat pump, Air-to-water, low-price product - single-family house - existing building - distributed level 0.17 | HOUELC, HOUAMB | HOUPARRHN_OLDD_DMD | MKr20 | 2020 | 7.6735 | 0.32113 | 0.30847 | [5 empty] | PAR | D | OLD | 3.2419 |  | RHNHPELC | 1 | 0.16667 | HOUPARRHNHPELCN07_OLDD_FBHGASE01 | 0.853 | HOUPARRHNHPELCN07_OLDD | HOUPARRHNBHGASE01_OLDD | BHGASE01 | HPELCN07 | PAR_OLDD | BHGASE01_HPELCN07 | 4 | -0.25 | 1 | Supported
HOUPARRHNHPELCN07_OLDD_FBHGASE01_D17 | Residential heating technology - Heat pump, Air-to-water, low-price product - single-family house - existing building - distributed level 0.17 | HOUELC, HOUAMB | HOUPARRHN_OLDD_DMD | MKr20 | 2025 | 7.0198 | 0.2463 | 0.29378 | [5 empty] | PAR | D | OLD | 3.4039 |  | RHNHPELC | 1 | 0.16667 | HOUPARRHNHPELCN07_OLDD_FBHGASE01 | 0.853 | HOUPARRHNHPELCN07_OLDD | HOUPARRHNBHGASE01_OLDD | BHGASE01 | HPELCN07 | PAR_OLDD | BHGASE01_HPELCN07 | 4 | -0.25 | 1 | Supported
HOUPARRHNHPELCN07_OLDD_FBHGASE01_D17 | Residential heating technology - Heat pump, Air-to-water, low-price product - single-family house - existing building - distributed level 0.17 | HOUELC, HOUAMB | HOUPARRHN_OLDD_DMD | MKr20 | 2030 | 6.3662 | 0.24337 | 0.28042 | [5 empty] | PAR | D | OLD | 3.566 |  | RHNHPELC | 1 | 0.16667 | HOUPARRHNHPELCN07_OLDD_FBHGASE01 | 0.853 | HOUPARRHNHPELCN07_OLDD | HOUPARRHNBHGASE01_OLDD | BHGASE01 | HPELCN07 | PAR_OLDD | BHGASE01_HPELCN07 | 4 | -0.25 | 1 | Supported
HOUPARRHNHPELCN07_OLDD_FBHGASE01_D17 | Residential heating technology - Heat pump, Air-to-water, low-price product - single-family house - existing building - distributed level 0.17 | HOUELC, HOUAMB | HOUPARRHN_OLDD_DMD | MKr20 | 2040 | 5.8454 | 0.23794 | 0.26823 | [5 empty] | PAR | D | OLD | 3.7281 |  | RHNHPELC | 1 | 0.16667 | HOUPARRHNHPELCN07_OLDD_FBHGASE01 | 0.853 | HOUPARRHNHPELCN07_OLDD | HOUPARRHNBHGASE01_OLDD | BHGASE01 | HPELCN07 | PAR_OLDD | BHGASE01_HPELCN07 | 4 | -0.25 | 1 | Supported
HOUPARRHNHPELCN07_OLDD_FBHGASE01_D17 | Residential heating technology - Heat pump, Air-to-water, low-price product - single-family house - existing building - distributed level 0.17 | HOUELC, HOUAMB | HOUPARRHN_OLDD_DMD | MKr20 | 2050 | 5.3246 | 0.2325 | 0.26067 | [5 empty] | PAR | D | OLD | 3.8362 |  | RHNHPELC | 1 | 0.16667 | HOUPARRHNHPELCN07_OLDD_FBHGASE01 | 0.853 | HOUPARRHNHPELCN07_OLDD | HOUPARRHNBHGASE01_OLDD | BHGASE01 | HPELCN07 | PAR_OLDD | BHGASE01_HPELCN07 | 4 | -0.25 | 1 | Supported
HOUPARRHNHPELCN05_OLDD_FBHGASE01_D17 | Residential heating technology - Heat pump, Air-to-water - leasing - single-family house - existing building - distributed level 0.17 | HOUELC, HOUAMB | HOUPARRHN_OLDD_DMD | MKr20 | 2020 | 4.8888 | 0.88909 | 0.29378 | [5 empty] | PAR | D | OLD | 3.4039 |  | RHNHPELC | 1 | 0.16667 | HOUPARRHNHPELCN05_OLDD_FBHGASE01 | 0.853 | HOUPARRHNHPELCN05_OLDD | HOUPARRHNBHGASE01_OLDD | BHGASE01 | HPELCN05 | PAR_OLDD | BHGASE01_HPELCN05 | 4 | -0.25 | 1 | Supported
HOUPARRHNHPELCN05_OLDD_FBHGASE01_D17 | Residential heating technology - Heat pump, Air-to-water - leasing - single-family house - existing building - distributed level 0.17 | HOUELC, HOUAMB | HOUPARRHN_OLDD_DMD | MKr20 | 2025 | 4.5094 | 0.76684 | 0.28042 | [5 empty] | PAR | D | OLD | 3.566 |  | RHNHPELC | 1 | 0.16667 | HOUPARRHNHPELCN05_OLDD_FBHGASE01 | 0.853 | HOUPARRHNHPELCN05_OLDD | HOUPARRHNBHGASE01_OLDD | BHGASE01 | HPELCN05 | PAR_OLDD | BHGASE01_HPELCN05 | 4 | -0.25 | 1 | Supported
HOUPARRHNHPELCN05_OLDD_FBHGASE01_D17 | Residential heating technology - Heat pump, Air-to-water - leasing - single-family house - existing building - distributed level 0.17 | HOUELC, HOUAMB | HOUPARRHN_OLDD_DMD | MKr20 | 2030 | 4.1299 | 0.71648 | 0.26823 | [5 empty] | PAR | D | OLD | 3.7281 |  | RHNHPELC | 1 | 0.16667 | HOUPARRHNHPELCN05_OLDD_FBHGASE01 | 0.853 | HOUPARRHNHPELCN05_OLDD | HOUPARRHNBHGASE01_OLDD | BHGASE01 | HPELCN05 | PAR_OLDD | BHGASE01_HPELCN05 | 4 | -0.25 | 1 | Supported
HOUPARRHNHPELCN05_OLDD_FBHGASE01_D17 | Residential heating technology - Heat pump, Air-to-water - leasing - single-family house - existing building - distributed level 0.17 | HOUELC, HOUAMB | HOUPARRHN_OLDD_DMD | MKr20 | 2040 | 3.8222 | 0.67258 | 0.25705 | [5 empty] | PAR | D | OLD | 3.8902 |  | RHNHPELC | 1 | 0.16667 | HOUPARRHNHPELCN05_OLDD_FBHGASE01 | 0.853 | HOUPARRHNHPELCN05_OLDD | HOUPARRHNBHGASE01_OLDD | BHGASE01 | HPELCN05 | PAR_OLDD | BHGASE01_HPELCN05 | 4 | -0.25 | 1 | Supported
HOUPARRHNHPELCN05_OLDD_FBHGASE01_D17 | Residential heating technology - Heat pump, Air-to-water - leasing - single-family house - existing building - distributed level 0.17 | HOUELC, HOUAMB | HOUPARRHN_OLDD_DMD | MKr20 | 2050 | 3.5145 | 0.62868 | 0.25011 | [5 empty] | PAR | D | OLD | 3.9983 |  | RHNHPELC | 1 | 0.16667 | HOUPARRHNHPELCN05_OLDD_FBHGASE01 | 0.853 | HOUPARRHNHPELCN05_OLDD | HOUPARRHNBHGASE01_OLDD | BHGASE01 | HPELCN05 | PAR_OLDD | BHGASE01_HPELCN05 | 4 | -0.25 | 1 | Supported
HOUPARRHNHPELCN04_OLDD_FBHGASE01_D17 | Residential heating technology - Heat pump, Ground source - single-family house - existing building - distributed level 0.17 | HOUELC, HOUAMB | HOUPARRHN_OLDD_DMD | MKr20 | 2020 | 12.9489 | 0.25642 | 0.26823 | [5 empty] | PAR | D | OLD | 3.7281 |  | RHNHPELC | 1 | 0.16667 | HOUPARRHNHPELCN04_OLDD_FBHGASE01 | 0.853 | HOUPARRHNHPELCN04_OLDD | HOUPARRHNBHGASE01_OLDD | BHGASE01 | HPELCN04 | PAR_OLDD | BHGASE01_HPELCN04 | 4 | -0.25 | 1 | Supported
HOUPARRHNHPELCN04_OLDD_FBHGASE01_D17 | Residential heating technology - Heat pump, Ground source - single-family house - existing building - distributed level 0.17 | HOUELC, HOUAMB | HOUPARRHN_OLDD_DMD | MKr20 | 2025 | 12.3015 | 0.1816 | 0.26067 | [5 empty] | PAR | D | OLD | 3.8362 |  | RHNHPELC | 1 | 0.16667 | HOUPARRHNHPELCN04_OLDD_FBHGASE01 | 0.853 | HOUPARRHNHPELCN04_OLDD | HOUPARRHNBHGASE01_OLDD | BHGASE01 | HPELCN04 | PAR_OLDD | BHGASE01_HPELCN04 | 4 | -0.25 | 1 | Supported
HOUPARRHNHPELCN04_OLDD_FBHGASE01_D17 | Residential heating technology - Heat pump, Ground source - single-family house - existing building - distributed level 0.17 | HOUELC, HOUAMB | HOUPARRHN_OLDD_DMD | MKr20 | 2030 | 11.654 | 0.17867 | 0.25353 | [5 empty] | PAR | D | OLD | 3.9443 |  | RHNHPELC | 1 | 0.16667 | HOUPARRHNHPELCN04_OLDD_FBHGASE01 | 0.853 | HOUPARRHNHPELCN04_OLDD | HOUPARRHNBHGASE01_OLDD | BHGASE01 | HPELCN04 | PAR_OLDD | BHGASE01_HPELCN04 | 4 | -0.25 | 1 | Supported
HOUPARRHNHPELCN04_OLDD_FBHGASE01_D17 | Residential heating technology - Heat pump, Ground source - single-family house - existing building - distributed level 0.17 | HOUELC, HOUAMB | HOUPARRHN_OLDD_DMD | MKr20 | 2040 | 11.0713 | 0.17323 | 0.24353 | [5 empty] | PAR | D | OLD | 4.1064 |  | RHNHPELC | 1 | 0.16667 | HOUPARRHNHPELCN04_OLDD_FBHGASE01 | 0.853 | HOUPARRHNHPELCN04_OLDD | HOUPARRHNBHGASE01_OLDD | BHGASE01 | HPELCN04 | PAR_OLDD | BHGASE01_HPELCN04 | 4 | -0.25 | 1 | Supported
HOUPARRHNHPELCN04_OLDD_FBHGASE01_D17 | Residential heating technology - Heat pump, Ground source - single-family house - existing building - distributed level 0.17 | HOUELC, HOUAMB | HOUPARRHN_OLDD_DMD | MKr20 | 2050 | 10.4886 | 0.1678 | 0.24036 | [5 empty] | PAR | D | OLD | 4.1604 |  | RHNHPELC | 1 | 0.16667 | HOUPARRHNHPELCN04_OLDD_FBHGASE01 | 0.853 | HOUPARRHNHPELCN04_OLDD | HOUPARRHNBHGASE01_OLDD | BHGASE01 | HPELCN04 | PAR_OLDD | BHGASE01_HPELCN04 | 4 | -0.25 | 1 | Supported
HOUPARRHNHPELCN03_OLDD_FBHGASE01_D17 | Residential heating technology - Heat pump, Air-to-water - single-family house - existing building - distributed level 0.17 | HOUELC, HOUAMB | HOUPARRHN_OLDD_DMD | MKr20 | 2020 | 9.7776 | 0.27799 | 0.29378 | [5 empty] | PAR | D | OLD | 3.4039 |  | RHNHPELC | 1 | 0.16667 | HOUPARRHNHPELCN03_OLDD_FBHGASE01 | 0.853 | HOUPARRHNHPELCN03_OLDD | HOUPARRHNBHGASE01_OLDD | BHGASE01 | HPELCN03 | PAR_OLDD | BHGASE01_HPELCN03 | 4 | -0.25 | 1 | Supported
HOUPARRHNHPELCN03_OLDD_FBHGASE01_D17 | Residential heating technology - Heat pump, Air-to-water - single-family house - existing building - distributed level 0.17 | HOUELC, HOUAMB | HOUPARRHN_OLDD_DMD | MKr20 | 2025 | 9.0187 | 0.20317 | 0.28042 | [5 empty] | PAR | D | OLD | 3.566 |  | RHNHPELC | 1 | 0.16667 | HOUPARRHNHPELCN03_OLDD_FBHGASE01 | 0.853 | HOUPARRHNHPELCN03_OLDD | HOUPARRHNBHGASE01_OLDD | BHGASE01 | HPELCN03 | PAR_OLDD | BHGASE01_HPELCN03 | 4 | -0.25 | 1 | Supported
HOUPARRHNHPELCN03_OLDD_FBHGASE01_D17 | Residential heating technology - Heat pump, Air-to-water - single-family house - existing building - distributed level 0.17 | HOUELC, HOUAMB | HOUPARRHN_OLDD_DMD | MKr20 | 2030 | 8.2599 | 0.20024 | 0.26823 | [5 empty] | PAR | D | OLD | 3.7281 |  | RHNHPELC | 1 | 0.16667 | HOUPARRHNHPELCN03_OLDD_FBHGASE01 | 0.853 | HOUPARRHNHPELCN03_OLDD | HOUPARRHNBHGASE01_OLDD | BHGASE01 | HPELCN03 | PAR_OLDD | BHGASE01_HPELCN03 | 4 | -0.25 | 1 | Supported
HOUPARRHNHPELCN03_OLDD_FBHGASE01_D17 | Residential heating technology - Heat pump, Air-to-water - single-family house - existing building - distributed level 0.17 | HOUELC, HOUAMB | HOUPARRHN_OLDD_DMD | MKr20 | 2040 | 7.6444 | 0.1948 | 0.25705 | [5 empty] | PAR | D | OLD | 3.8902 |  | RHNHPELC | 1 | 0.16667 | HOUPARRHNHPELCN03_OLDD_FBHGASE01 | 0.853 | HOUPARRHNHPELCN03_OLDD | HOUPARRHNBHGASE01_OLDD | BHGASE01 | HPELCN03 | PAR_OLDD | BHGASE01_HPELCN03 | 4 | -0.25 | 1 | Supported
HOUPARRHNHPELCN03_OLDD_FBHGASE01_D17 | Residential heating technology - Heat pump, Air-to-water - single-family house - existing building - distributed level 0.17 | HOUELC, HOUAMB | HOUPARRHN_OLDD_DMD | MKr20 | 2050 | 7.029 | 0.18937 | 0.25011 | [5 empty] | PAR | D | OLD | 3.9983 |  | RHNHPELC | 1 | 0.16667 | HOUPARRHNHPELCN03_OLDD_FBHGASE01 | 0.853 | HOUPARRHNHPELCN03_OLDD | HOUPARRHNBHGASE01_OLDD | BHGASE01 | HPELCN03 | PAR_OLDD | BHGASE01_HPELCN03 | 4 | -0.25 | 1 | Supported
HOUPARRHNHPELCN02_OLDD_FBHGASE01_D17 | Residential heating technology - Heat pump, Air-to-air - single-family house - existing building - distributed level 0.17 | HOUELC, HOUAMB | HOUPARRHN_OLDD_DMD | MKr20 | 2020 | 1.7956 | 0.14453 | 0.1908 | [5 empty] | PAR | D | OLD | 5.241 |  | RHNHPELC | 1 | 0.16667 | HOUPARRHNHPELCN02_OLDD_FBHGASE01 | 0.853 | HOUPARRHNHPELCN02_OLDD | HOUPARRHNBHGASE01_OLDD | BHGASE01 | HPELCN02 | PAR_OLDD | BHGASE01_HPELCN02 | 5 | 0 | 1.1 | Unlikely
HOUPARRHNHPELCN02_OLDD_FBHGASE01_D17 | Residential heating technology - Heat pump, Air-to-air - single-family house - existing building - distributed level 0.17 | HOUELC, HOUAMB | HOUPARRHN_OLDD_DMD | MKr20 | 2025 | 1.7517 | 0.098193 | 0.18145 | [5 empty] | PAR | D | OLD | 5.5112 |  | RHNHPELC | 1 | 0.16667 | HOUPARRHNHPELCN02_OLDD_FBHGASE01 | 0.853 | HOUPARRHNHPELCN02_OLDD | HOUPARRHNBHGASE01_OLDD | BHGASE01 | HPELCN02 | PAR_OLDD | BHGASE01_HPELCN02 | 5 | 0 | 1.1 | Unlikely
HOUPARRHNHPELCN02_OLDD_FBHGASE01_D17 | Residential heating technology - Heat pump, Air-to-air - single-family house - existing building - distributed level 0.17 | HOUELC, HOUAMB | HOUPARRHN_OLDD_DMD | MKr20 | 2030 | 1.7078 | 0.096379 | 0.1746 | [5 empty] | PAR | D | OLD | 5.7273 |  | RHNHPELC | 1 | 0.16667 | HOUPARRHNHPELCN02_OLDD_FBHGASE01 | 0.853 | HOUPARRHNHPELCN02_OLDD | HOUPARRHNBHGASE01_OLDD | BHGASE01 | HPELCN02 | PAR_OLDD | BHGASE01_HPELCN02 | 5 | 0 | 1.1 | Unlikely
HOUPARRHNHPELCN02_OLDD_FBHGASE01_D17 | Residential heating technology - Heat pump, Air-to-air - single-family house - existing building - distributed level 0.17 | HOUELC, HOUAMB | HOUPARRHN_OLDD_DMD | MKr20 | 2040 | 1.6264 | 0.093013 | 0.16825 | [5 empty] | PAR | D | OLD | 5.9434 |  | RHNHPELC | 1 | 0.16667 | HOUPARRHNHPELCN02_OLDD_FBHGASE01 | 0.853 | HOUPARRHNHPELCN02_OLDD | HOUPARRHNBHGASE01_OLDD | BHGASE01 | HPELCN02 | PAR_OLDD | BHGASE01_HPELCN02 | 5 | 0 | 1.1 | Unlikely
HOUPARRHNHPELCN02_OLDD_FBHGASE01_D17 | Residential heating technology - Heat pump, Air-to-air - single-family house - existing building - distributed level 0.17 | HOUELC, HOUAMB | HOUPARRHN_OLDD_DMD | MKr20 | 2050 | 1.5449 | 0.089647 | 0.16525 | [5 empty] | PAR | D | OLD | 6.0515 |  | RHNHPELC | 1 | 0.16667 | HOUPARRHNHPELCN02_OLDD_FBHGASE01 | 0.853 | HOUPARRHNHPELCN02_OLDD | HOUPARRHNBHGASE01_OLDD | BHGASE01 | HPELCN02 | PAR_OLDD | BHGASE01_HPELCN02 | 5 | 0 | 1.1 | Unlikely
HOUPARRHNDIELCN06_OLDD_FBHGASE01_D17 | Residential heating technology - Electric heating - electric panel from Bauhaus - single-family house - new building - distributed level 0.17 | HOUELC | HOUPARRHN_OLDD_DMD | MKr20 | 2020 | 0.50745 | 0 | [6 empty] | PAR | D | OLD |  |  | RHNDIELC | 1 | 0.16667 | HOUPARRHNDIELCN06_OLDD_FBHGASE01 | 0.853 | HOUPARRHNDIELCN06_OLDD | HOUPARRHNBHGASE01_OLDD | BHGASE01 | DIELCN06 | PAR_OLDD | BHGASE01_DIELCN06 | 5 | 0 | 1.1 | Unlikely
HOUPARRHNDIELCN06_OLDD_FBHGASE01_D17 | Residential heating technology - Electric heating - electric panel from Bauhaus - single-family house - new building - distributed level 0.17 | HOUELC | HOUPARRHN_OLDD_DMD | MKr20 | 2025 | 0.50745 | 0 | [6 empty] | PAR | D | OLD |  |  | RHNDIELC | 1 | 0.16667 | HOUPARRHNDIELCN06_OLDD_FBHGASE01 | 0.853 | HOUPARRHNDIELCN06_OLDD | HOUPARRHNBHGASE01_OLDD | BHGASE01 | DIELCN06 | PAR_OLDD | BHGASE01_DIELCN06 | 5 | 0 | 1.1 | Unlikely
HOUPARRHNDIELCN06_OLDD_FBHGASE01_D17 | Residential heating technology - Electric heating - electric panel from Bauhaus - single-family house - new building - distributed level 0.17 | HOUELC | HOUPARRHN_OLDD_DMD | MKr20 | 2030 | 0.50745 | 0 | [6 empty] | PAR | D | OLD |  |  | RHNDIELC | 1 | 0.16667 | HOUPARRHNDIELCN06_OLDD_FBHGASE01 | 0.853 | HOUPARRHNDIELCN06_OLDD | HOUPARRHNBHGASE01_OLDD | BHGASE01 | DIELCN06 | PAR_OLDD | BHGASE01_DIELCN06 | 5 | 0 | 1.1 | Unlikely
HOUPARRHNDIELCN06_OLDD_FBHGASE01_D17 | Residential heating technology - Electric heating - electric panel from Bauhaus - single-family house - new building - distributed level 0.17 | HOUELC | HOUPARRHN_OLDD_DMD | MKr20 | 2040 | 0.50745 | 0 | [6 empty] | PAR | D | OLD |  |  | RHNDIELC | 1 | 0.16667 | HOUPARRHNDIELCN06_OLDD_FBHGASE01 | 0.853 | HOUPARRHNDIELCN06_OLDD | HOUPARRHNBHGASE01_OLDD | BHGASE01 | DIELCN06 | PAR_OLDD | BHGASE01_DIELCN06 | 5 | 0 | 1.1 | Unlikely
HOUPARRHNDIELCN06_OLDD_FBHGASE01_D17 | Residential heating technology - Electric heating - electric panel from Bauhaus - single-family house - new building - distributed level 0.17 | HOUELC | HOUPARRHN_OLDD_DMD | MKr20 | 2050 | 0.50745 | 0 | [6 empty] | PAR | D | OLD |  |  | RHNDIELC | 1 | 0.16667 | HOUPARRHNDIELCN06_OLDD_FBHGASE01 | 0.853 | HOUPARRHNDIELCN06_OLDD | HOUPARRHNBHGASE01_OLDD | BHGASE01 | DIELCN06 | PAR_OLDD | BHGASE01_DIELCN06 | 5 | 0 | 1.1 | Unlikely
HOUPARRHNDIELCN01_OLDD_FBHGASE01_D17 | Residential heating technology - Electric heating - single-family house - new building - distributed level 0.17 | HOUELC | HOUPARRHN_OLDD_DMD | MKr20 | 2020 | 6.1657 | 0.04999 | [6 empty] | PAR | D | OLD |  |  | RHNDIELC | 1 | 0.16667 | HOUPARRHNDIELCN01_OLDD_FBHGASE01 | 0.853 | HOUPARRHNDIELCN01_OLDD | HOUPARRHNBHGASE01_OLDD | BHGASE01 | DIELCN01 | PAR_OLDD | BHGASE01_DIELCN01 | 5 | 0 | 1.1 | Unlikely
HOUPARRHNDIELCN01_OLDD_FBHGASE01_D17 | Residential heating technology - Electric heating - single-family house - new building - distributed level 0.17 | HOUELC | HOUPARRHN_OLDD_DMD | MKr20 | 2025 | 6.0131 | 0.04999 | [6 empty] | PAR | D | OLD |  |  | RHNDIELC | 1 | 0.16667 | HOUPARRHNDIELCN01_OLDD_FBHGASE01 | 0.853 | HOUPARRHNDIELCN01_OLDD | HOUPARRHNBHGASE01_OLDD | BHGASE01 | DIELCN01 | PAR_OLDD | BHGASE01_DIELCN01 | 5 | 0 | 1.1 | Unlikely
HOUPARRHNDIELCN01_OLDD_FBHGASE01_D17 | Residential heating technology - Electric heating - single-family house - new building - distributed level 0.17 | HOUELC | HOUPARRHN_OLDD_DMD | MKr20 | 2030 | 5.8642 | 0.047907 | [6 empty] | PAR | D | OLD |  |  | RHNDIELC | 1 | 0.16667 | HOUPARRHNDIELCN01_OLDD_FBHGASE01 | 0.853 | HOUPARRHNDIELCN01_OLDD | HOUPARRHNBHGASE01_OLDD | BHGASE01 | DIELCN01 | PAR_OLDD | BHGASE01_DIELCN01 | 5 | 0 | 1.1 | Unlikely
HOUPARRHNDIELCN01_OLDD_FBHGASE01_D17 | Residential heating technology - Electric heating - single-family house - new building - distributed level 0.17 | HOUELC | HOUPARRHN_OLDD_DMD | MKr20 | 2040 | 5.5775 | 0.045824 | [6 empty] | PAR | D | OLD |  |  | RHNDIELC | 1 | 0.16667 | HOUPARRHNDIELCN01_OLDD_FBHGASE01 | 0.853 | HOUPARRHNDIELCN01_OLDD | HOUPARRHNBHGASE01_OLDD | BHGASE01 | DIELCN01 | PAR_OLDD | BHGASE01_DIELCN01 | 5 | 0 | 1.1 | Unlikely
HOUPARRHNDIELCN01_OLDD_FBHGASE01_D17 | Residential heating technology - Electric heating - single-family house - new building - distributed level 0.17 | HOUELC | HOUPARRHN_OLDD_DMD | MKr20 | 2050 | 5.3049 | 0.043741 | [6 empty] | PAR | D | OLD |  |  | RHNDIELC | 1 | 0.16667 | HOUPARRHNDIELCN01_OLDD_FBHGASE01 | 0.853 | HOUPARRHNDIELCN01_OLDD | HOUPARRHNBHGASE01_OLDD | BHGASE01 | DIELCN01 | PAR_OLDD | BHGASE01_DIELCN01 | 5 | 0 | 1.1 | Unlikely
HOUPARRHNBHWPEN01_OLDD_FBHGASE01_D17 | Residential heating technology - Biomass boiler, automatic stoking , wood pellets or wood chips - single-family house - existing building - distributed level 0.17 | HOUWPE | HOUPARRHN_OLDD_DMD | MKr20 | 2020 | 3.9516 | 0.35069 |  | 25 | 14 | 70 | 2 | 4 | PAR | D | OLD |  |  | RHNBHWPE | 1 | 0.16667 | HOUPARRHNBHWPEN01_OLDD_FBHGASE01 | 0.853 | HOUPARRHNBHWPEN01_OLDD | HOUPARRHNBHGASE01_OLDD | BHGASE01 | BHWPEN01 | PAR_OLDD | BHGASE01_BHWPEN01 | 6 | 0 | 1 | New
HOUPARRHNBHWPEN01_OLDD_FBHGASE01_D17 | Residential heating technology - Biomass boiler, automatic stoking , wood pellets or wood chips - single-family house - existing building - distributed level 0.17 | HOUWPE | HOUPARRHN_OLDD_DMD | MKr20 | 2025 | 3.8538 | 0.34462 |  | 25 | 14 | 60 | 2 | 4 | PAR | D | OLD |  |  | RHNBHWPE | 1 | 0.16667 | HOUPARRHNBHWPEN01_OLDD_FBHGASE01 | 0.853 | HOUPARRHNBHWPEN01_OLDD | HOUPARRHNBHGASE01_OLDD | BHGASE01 | BHWPEN01 | PAR_OLDD | BHGASE01_BHWPEN01 | 6 | 0 | 1 | New
HOUPARRHNBHWPEN01_OLDD_FBHGASE01_D17 | Residential heating technology - Biomass boiler, automatic stoking , wood pellets or wood chips - single-family house - existing building - distributed level 0.17 | HOUWPE | HOUPARRHN_OLDD_DMD | MKr20 | 2030 | 3.7584 | 0.34003 |  | 25 | 11 | 50 | 1 | 4 | PAR | D | OLD |  |  | RHNBHWPE | 1 | 0.16667 | HOUPARRHNBHWPEN01_OLDD_FBHGASE01 | 0.853 | HOUPARRHNBHWPEN01_OLDD | HOUPARRHNBHGASE01_OLDD | BHGASE01 | BHWPEN01 | PAR_OLDD | BHGASE01_BHWPEN01 | 6 | 0 | 1 | New
HOUPARRHNBHWPEN01_OLDD_FBHGASE01_D17 | Residential heating technology - Biomass boiler, automatic stoking , wood pellets or wood chips - single-family house - existing building - distributed level 0.17 | HOUWPE | HOUPARRHN_OLDD_DMD | MKr20 | 2040 | 3.5747 | 0.32498 |  | 25 | 9 | 45 | 1 | 4 | PAR | D | OLD |  |  | RHNBHWPE | 1 | 0.16667 | HOUPARRHNBHWPEN01_OLDD_FBHGASE01 | 0.853 | HOUPARRHNBHWPEN01_OLDD | HOUPARRHNBHGASE01_OLDD | BHGASE01 | BHWPEN01 | PAR_OLDD | BHGASE01_BHWPEN01 | 6 | 0 | 1 | New
HOUPARRHNBHWPEN01_OLDD_FBHGASE01_D17 | Residential heating technology - Biomass boiler, automatic stoking , wood pellets or wood chips - single-family house - existing building - distributed level 0.17 | HOUWPE | HOUPARRHN_OLDD_DMD | MKr20 | 2050 | 4.2499 | 0.38824 |  | 25 | 9 | 40 | 0 | 4 | PAR | D | OLD |  |  | RHNBHWPE | 1 | 0.16667 | HOUPARRHNBHWPEN01_OLDD_FBHGASE01 | 0.853 | HOUPARRHNBHWPEN01_OLDD | HOUPARRHNBHGASE01_OLDD | BHGASE01 | BHWPEN01 | PAR_OLDD | BHGASE01_BHWPEN01 | 6 | 0 | 1 | New
HOUPARRHNBHSOLN01_OLDD_FBHGASE01_D17 | Residential heating technology - Solar heating system - single-family house - existing building - distributed level 0.17 | HOUSOL | HOUPARRHN_OLDD_DMD | MKr20 | 2020 | 6.7755 | 0.078035 | [6 empty] | PAR | D | OLD |  |  | RHNBHSOL | 1 | 0.16667 | HOUPARRHNBHSOLN01_OLDD_FBHGASE01 | 0.853 | HOUPARRHNBHSOLN01_OLDD | HOUPARRHNBHGASE01_OLDD | BHGASE01 | BHSOLN01 | PAR_OLDD | BHGASE01_BHSOLN01 | 5 | 0 | 1.1 | Unlikely
HOUPARRHNBHSOLN01_OLDD_FBHGASE01_D17 | Residential heating technology - Solar heating system - single-family house - existing building - distributed level 0.17 | HOUSOL | HOUPARRHN_OLDD_DMD | MKr20 | 2025 | 6.6078 | 0.073274 | [6 empty] | PAR | D | OLD |  |  | RHNBHSOL | 1 | 0.16667 | HOUPARRHNBHSOLN01_OLDD_FBHGASE01 | 0.853 | HOUPARRHNBHSOLN01_OLDD | HOUPARRHNBHGASE01_OLDD | BHGASE01 | BHSOLN01 | PAR_OLDD | BHGASE01_BHSOLN01 | 5 | 0 | 1.1 | Unlikely
HOUPARRHNBHSOLN01_OLDD_FBHGASE01_D17 | Residential heating technology - Solar heating system - single-family house - existing building - distributed level 0.17 | HOUSOL | HOUPARRHN_OLDD_DMD | MKr20 | 2030 | 6.4442 | 0.071489 | [6 empty] | PAR | D | OLD |  |  | RHNBHSOL | 1 | 0.16667 | HOUPARRHNBHSOLN01_OLDD_FBHGASE01 | 0.853 | HOUPARRHNBHSOLN01_OLDD | HOUPARRHNBHGASE01_OLDD | BHGASE01 | BHSOLN01 | PAR_OLDD | BHGASE01_BHSOLN01 | 5 | 0 | 1.1 | Unlikely
HOUPARRHNBHSOLN01_OLDD_FBHGASE01_D17 | Residential heating technology - Solar heating system - single-family house - existing building - distributed level 0.17 | HOUSOL | HOUPARRHN_OLDD_DMD | MKr20 | 2040 | 6.1292 | 0.067621 | [6 empty] | PAR | D | OLD |  |  | RHNBHSOL | 1 | 0.16667 | HOUPARRHNBHSOLN01_OLDD_FBHGASE01 | 0.853 | HOUPARRHNBHSOLN01_OLDD | HOUPARRHNBHGASE01_OLDD | BHGASE01 | BHSOLN01 | PAR_OLDD | BHGASE01_BHSOLN01 | 5 | 0 | 1.1 | Unlikely
HOUPARRHNBHSOLN01_OLDD_FBHGASE01_D17 | Residential heating technology - Solar heating system - single-family house - existing building - distributed level 0.17 | HOUSOL | HOUPARRHN_OLDD_DMD | MKr20 | 2050 | 5.8295 | 0.063752 | [6 empty] | PAR | D | OLD |  |  | RHNBHSOL | 1 | 0.16667 | HOUPARRHNBHSOLN01_OLDD_FBHGASE01 | 0.853 | HOUPARRHNBHSOLN01_OLDD | HOUPARRHNBHGASE01_OLDD | BHGASE01 | BHSOLN01 | PAR_OLDD | BHGASE01_BHSOLN01 | 5 | 0 | 1.1 | Unlikely
HOUPARRHNBHGASN01_OLDD_FBHGASE01_D17 | Residential heating technology - Natural gas boiler - single-family house - existing building - distributed level 0.17 | HOUGAS | HOUPARRHN_OLDD_DMD | MKr20 | 2020 | 0.73686 | 0.085511 |  | 0.43 | 0.1 | 20.4 | 1 | 1 | PAR | D | OLD |  |  | RHNBHGAS | 1 | 0.16667 | HOUPARRHNBHGASN01_OLDD_FBHGASE01 | 0.853 | HOUPARRHNBHGASN01_OLDD | HOUPARRHNBHGASE01_OLDD | BHGASE01 | BHGASN01 | PAR_OLDD | BHGASE01_BHGASN01 | 6 | 0 | 1 | New
HOUPARRHNBHGASN01_OLDD_FBHGASE01_D17 | Residential heating technology - Natural gas boiler - single-family house - existing building - distributed level 0.17 | HOUGAS | HOUPARRHN_OLDD_DMD | MKr20 | 2025 | 0.71862 | 0.084067 |  | 0.43 | 0.1 | 20.4 | 1 | 1 | PAR | D | OLD |  |  | RHNBHGAS | 1 | 0.16667 | HOUPARRHNBHGASN01_OLDD_FBHGASE01 | 0.853 | HOUPARRHNBHGASN01_OLDD | HOUPARRHNBHGASE01_OLDD | BHGASE01 | BHGASN01 | PAR_OLDD | BHGASE01_BHGASN01 | 6 | 0 | 1 | New
HOUPARRHNBHGASN01_OLDD_FBHGASE01_D17 | Residential heating technology - Natural gas boiler - single-family house - existing building - distributed level 0.17 | HOUGAS | HOUPARRHN_OLDD_DMD | MKr20 | 2030 | 0.70084 | 0.083346 |  | 0.43 | 0.1 | 20.4 | 1 | 1 | PAR | D | OLD |  |  | RHNBHGAS | 1 | 0.16667 | HOUPARRHNBHGASN01_OLDD_FBHGASE01 | 0.853 | HOUPARRHNBHGASN01_OLDD | HOUPARRHNBHGASE01_OLDD | BHGASE01 | BHGASN01 | PAR_OLDD | BHGASE01_BHGASN01 | 6 | 0 | 1 | New
HOUPARRHNBHGASN01_OLDD_FBHGASE01_D17 | Residential heating technology - Natural gas boiler - single-family house - existing building - distributed level 0.17 | HOUGAS | HOUPARRHN_OLDD_DMD | MKr20 | 2040 | 0.66657 | 0.078802 |  | 0.43 | 0.1 | 20.4 | 1 | 1 | PAR | D | OLD |  |  | RHNBHGAS | 1 | 0.16667 | HOUPARRHNBHGASN01_OLDD_FBHGASE01 | 0.853 | HOUPARRHNBHGASN01_OLDD | HOUPARRHNBHGASE01_OLDD | BHGASE01 | BHGASN01 | PAR_OLDD | BHGASE01_BHGASN01 | 6 | 0 | 1 | New
HOUPARRHNBHGASN01_OLDD_FBHGASE01_D17 | Residential heating technology - Natural gas boiler - single-family house - existing building - distributed level 0.17 | HOUGAS | HOUPARRHN_OLDD_DMD | MKr20 | 2050 | 0.63398 | 0.075972 |  | 0.43 | 0.1 | 20.4 | 1 | 1 | PAR | D | OLD |  |  | RHNBHGAS | 1 | 0.16667 | HOUPARRHNBHGASN01_OLDD_FBHGASE01 | 0.853 | HOUPARRHNBHGASN01_OLDD | HOUPARRHNBHGASE01_OLDD | BHGASE01 | BHGASN01 | PAR_OLDD | BHGASE01_BHGASN01 | 6 | 0 | 1 | New
HOUPARRHNBHDHDN03_OLDD_FBHGASE01_D17 | Residential heating technology - Direct district heating substation - plus connection pipe - single-family house - existing building - distributed level 0.17 | HOUDHD | HOUPARRHN_OLDD_DMD | MKr20 | 2020 | 2.1747 | 0.025391 | [6 empty] | PAR | D | OLD |  |  | RHNBHDHD | 1 | 0.16667 | HOUPARRHNBHDHDN03_OLDD_FBHGASE01 | 0.853 | HOUPARRHNBHDHDN03_OLDD | HOUPARRHNBHGASE01_OLDD | BHGASE01 | BHDHDN03 | PAR_OLDD | BHGASE01_BHDHDN03 | 6 | 0 | 1 | New
HOUPARRHNBHDHDN03_OLDD_FBHGASE01_D17 | Residential heating technology - Direct district heating substation - plus connection pipe - single-family house - existing building - distributed level 0.17 | HOUDHD | HOUPARRHN_OLDD_DMD | MKr20 | 2025 | 2.1494 | 0.025203 | [6 empty] | PAR | D | OLD |  |  | RHNBHDHD | 1 | 0.16667 | HOUPARRHNBHDHDN03_OLDD_FBHGASE01 | 0.853 | HOUPARRHNBHDHDN03_OLDD | HOUPARRHNBHGASE01_OLDD | BHGASE01 | BHDHDN03 | PAR_OLDD | BHGASE01_BHDHDN03 | 6 | 0 | 1 | New
HOUPARRHNBHDHDN03_OLDD_FBHGASE01_D17 | Residential heating technology - Direct district heating substation - plus connection pipe - single-family house - existing building - distributed level 0.17 | HOUDHD | HOUPARRHN_OLDD_DMD | MKr20 | 2030 | 2.1284 | 0.024753 | [6 empty] | PAR | D | OLD |  |  | RHNBHDHD | 1 | 0.16667 | HOUPARRHNBHDHDN03_OLDD_FBHGASE01 | 0.853 | HOUPARRHNBHDHDN03_OLDD | HOUPARRHNBHGASE01_OLDD | BHGASE01 | BHDHDN03 | PAR_OLDD | BHGASE01_BHDHDN03 | 6 | 0 | 1 | New
HOUPARRHNBHDHDN03_OLDD_FBHGASE01_D17 | Residential heating technology - Direct district heating substation - plus connection pipe - single-family house - existing building - distributed level 0.17 | HOUDHD | HOUPARRHN_OLDD_DMD | MKr20 | 2040 | 2.0905 | 0.023687 | [6 empty] | PAR | D | OLD |  |  | RHNBHDHD | 1 | 0.16667 | HOUPARRHNBHDHDN03_OLDD_FBHGASE01 | 0.853 | HOUPARRHNBHDHDN03_OLDD | HOUPARRHNBHGASE01_OLDD | BHGASE01 | BHDHDN03 | PAR_OLDD | BHGASE01_BHDHDN03 | 6 | 0 | 1 | New
HOUPARRHNBHDHDN03_OLDD_FBHGASE01_D17 | Residential heating technology - Direct district heating substation - plus connection pipe - single-family house - existing building - distributed level 0.17 | HOUDHD | HOUPARRHN_OLDD_DMD | MKr20 | 2050 | 2.0485 | 0.022136 | [6 empty] | PAR | D | OLD |  |  | RHNBHDHD | 1 | 0.16667 | HOUPARRHNBHDHDN03_OLDD_FBHGASE01 | 0.853 | HOUPARRHNBHDHDN03_OLDD | HOUPARRHNBHGASE01_OLDD | BHGASE01 | BHDHDN03 | PAR_OLDD | BHGASE01_BHDHDN03 | 6 | 0 | 1 | New
HOUPARRHNHPELCN07_OLDI_FBHGASE01_D17 | Residential heating technology - Heat pump, Air-to-water, low-price product - single-family house - existing building - distributed level 0.17 | HOUELC, HOUAMB | HOUPARRHN_OLDI_DMD | MKr20 | 2020 | 7.6735 | 0.32113 | 0.30847 | [5 empty] | PAR | I | OLD | 3.2419 |  | RHNHPELC | 1 | 0.16667 | HOUPARRHNHPELCN07_OLDI_FBHGASE01 | 0.853 | HOUPARRHNHPELCN07_OLDI | HOUPARRHNBHGASE01_OLDI | BHGASE01 | HPELCN07 | PAR_OLDI | BHGASE01_HPELCN07 | 4 | -0.25 | 1 | Supported
HOUPARRHNHPELCN07_OLDI_FBHGASE01_D17 | Residential heating technology - Heat pump, Air-to-water, low-price product - single-family house - existing building - distributed level 0.17 | HOUELC, HOUAMB | HOUPARRHN_OLDI_DMD | MKr20 | 2025 | 7.0198 | 0.2463 | 0.29378 | [5 empty] | PAR | I | OLD | 3.4039 |  | RHNHPELC | 1 | 0.16667 | HOUPARRHNHPELCN07_OLDI_FBHGASE01 | 0.853 | HOUPARRHNHPELCN07_OLDI | HOUPARRHNBHGASE01_OLDI | BHGASE01 | HPELCN07 | PAR_OLDI | BHGASE01_HPELCN07 | 4 | -0.25 | 1 | Supported
HOUPARRHNHPELCN07_OLDI_FBHGASE01_D17 | Residential heating technology - Heat pump, Air-to-water, low-price product - single-family house - existing building - distributed level 0.17 | HOUELC, HOUAMB | HOUPARRHN_OLDI_DMD | MKr20 | 2030 | 6.3662 | 0.24337 | 0.28042 | [5 empty] | PAR | I | OLD | 3.566 |  | RHNHPELC | 1 | 0.16667 | HOUPARRHNHPELCN07_OLDI_FBHGASE01 | 0.853 | HOUPARRHNHPELCN07_OLDI | HOUPARRHNBHGASE01_OLDI | BHGASE01 | HPELCN07 | PAR_OLDI | BHGASE01_HPELCN07 | 4 | -0.25 | 1 | Supported
HOUPARRHNHPELCN07_OLDI_FBHGASE01_D17 | Residential heating technology - Heat pump, Air-to-water, low-price product - single-family house - existing building - distributed level 0.17 | HOUELC, HOUAMB | HOUPARRHN_OLDI_DMD | MKr20 | 2040 | 5.8454 | 0.23794 | 0.26823 | [5 empty] | PAR | I | OLD | 3.7281 |  | RHNHPELC | 1 | 0.16667 | HOUPARRHNHPELCN07_OLDI_FBHGASE01 | 0.853 | HOUPARRHNHPELCN07_OLDI | HOUPARRHNBHGASE01_OLDI | BHGASE01 | HPELCN07 | PAR_OLDI | BHGASE01_HPELCN07 | 4 | -0.25 | 1 | Supported
HOUPARRHNHPELCN07_OLDI_FBHGASE01_D17 | Residential heating technology - Heat pump, Air-to-water, low-price product - single-family house - existing building - distributed level 0.17 | HOUELC, HOUAMB | HOUPARRHN_OLDI_DMD | MKr20 | 2050 | 5.3246 | 0.2325 | 0.26067 | [5 empty] | PAR | I | OLD | 3.8362 |  | RHNHPELC | 1 | 0.16667 | HOUPARRHNHPELCN07_OLDI_FBHGASE01 | 0.853 | HOUPARRHNHPELCN07_OLDI | HOUPARRHNBHGASE01_OLDI | BHGASE01 | HPELCN07 | PAR_OLDI | BHGASE01_HPELCN07 | 4 | -0.25 | 1 | Supported
HOUPARRHNHPELCN05_OLDI_FBHGASE01_D17 | Residential heating technology - Heat pump, Air-to-water - leasing - single-family house - existing building - distributed level 0.17 | HOUELC, HOUAMB | HOUPARRHN_OLDI_DMD | MKr20 | 2020 | 4.8888 | 0.88909 | 0.29378 | [5 empty] | PAR | I | OLD | 3.4039 |  | RHNHPELC | 1 | 0.16667 | HOUPARRHNHPELCN05_OLDI_FBHGASE01 | 0.853 | HOUPARRHNHPELCN05_OLDI | HOUPARRHNBHGASE01_OLDI | BHGASE01 | HPELCN05 | PAR_OLDI | BHGASE01_HPELCN05 | 4 | -0.25 | 1 | Supported
HOUPARRHNHPELCN05_OLDI_FBHGASE01_D17 | Residential heating technology - Heat pump, Air-to-water - leasing - single-family house - existing building - distributed level 0.17 | HOUELC, HOUAMB | HOUPARRHN_OLDI_DMD | MKr20 | 2025 | 4.5094 | 0.76684 | 0.28042 | [5 empty] | PAR | I | OLD | 3.566 |  | RHNHPELC | 1 | 0.16667 | HOUPARRHNHPELCN05_OLDI_FBHGASE01 | 0.853 | HOUPARRHNHPELCN05_OLDI | HOUPARRHNBHGASE01_OLDI | BHGASE01 | HPELCN05 | PAR_OLDI | BHGASE01_HPELCN05 | 4 | -0.25 | 1 | Supported
HOUPARRHNHPELCN05_OLDI_FBHGASE01_D17 | Residential heating technology - Heat pump, Air-to-water - leasing - single-family house - existing building - distributed level 0.17 | HOUELC, HOUAMB | HOUPARRHN_OLDI_DMD | MKr20 | 2030 | 4.1299 | 0.71648 | 0.26823 | [5 empty] | PAR | I | OLD | 3.7281 |  | RHNHPELC | 1 | 0.16667 | HOUPARRHNHPELCN05_OLDI_FBHGASE01 | 0.853 | HOUPARRHNHPELCN05_OLDI | HOUPARRHNBHGASE01_OLDI | BHGASE01 | HPELCN05 | PAR_OLDI | BHGASE01_HPELCN05 | 4 | -0.25 | 1 | Supported
HOUPARRHNHPELCN05_OLDI_FBHGASE01_D17 | Residential heating technology - Heat pump, Air-to-water - leasing - single-family house - existing building - distributed level 0.17 | HOUELC, HOUAMB | HOUPARRHN_OLDI_DMD | MKr20 | 2040 | 3.8222 | 0.67258 | 0.25705 | [5 empty] | PAR | I | OLD | 3.8902 |  | RHNHPELC | 1 | 0.16667 | HOUPARRHNHPELCN05_OLDI_FBHGASE01 | 0.853 | HOUPARRHNHPELCN05_OLDI | HOUPARRHNBHGASE01_OLDI | BHGASE01 | HPELCN05 | PAR_OLDI | BHGASE01_HPELCN05 | 4 | -0.25 | 1 | Supported
HOUPARRHNHPELCN05_OLDI_FBHGASE01_D17 | Residential heating technology - Heat pump, Air-to-water - leasing - single-family house - existing building - distributed level 0.17 | HOUELC, HOUAMB | HOUPARRHN_OLDI_DMD | MKr20 | 2050 | 3.5145 | 0.62868 | 0.25011 | [5 empty] | PAR | I | OLD | 3.9983 |  | RHNHPELC | 1 | 0.16667 | HOUPARRHNHPELCN05_OLDI_FBHGASE01 | 0.853 | HOUPARRHNHPELCN05_OLDI | HOUPARRHNBHGASE01_OLDI | BHGASE01 | HPELCN05 | PAR_OLDI | BHGASE01_HPELCN05 | 4 | -0.25 | 1 | Supported
HOUPARRHNHPELCN04_OLDI_FBHGASE01_D17 | Residential heating technology - Heat pump, Ground source - single-family house - existing building - distributed level 0.17 | HOUELC, HOUAMB | HOUPARRHN_OLDI_DMD | MKr20 | 2020 | 12.9489 | 0.25642 | 0.26823 | [5 empty] | PAR | I | OLD | 3.7281 |  | RHNHPELC | 1 | 0.16667 | HOUPARRHNHPELCN04_OLDI_FBHGASE01 | 0.853 | HOUPARRHNHPELCN04_OLDI | HOUPARRHNBHGASE01_OLDI | BHGASE01 | HPELCN04 | PAR_OLDI | BHGASE01_HPELCN04 | 4 | -0.25 | 1 | Supported
HOUPARRHNHPELCN04_OLDI_FBHGASE01_D17 | Residential heating technology - Heat pump, Ground source - single-family house - existing building - distributed level 0.17 | HOUELC, HOUAMB | HOUPARRHN_OLDI_DMD | MKr20 | 2025 | 12.3015 | 0.1816 | 0.26067 | [5 empty] | PAR | I | OLD | 3.8362 |  | RHNHPELC | 1 | 0.16667 | HOUPARRHNHPELCN04_OLDI_FBHGASE01 | 0.853 | HOUPARRHNHPELCN04_OLDI | HOUPARRHNBHGASE01_OLDI | BHGASE01 | HPELCN04 | PAR_OLDI | BHGASE01_HPELCN04 | 4 | -0.25 | 1 | Supported
HOUPARRHNHPELCN04_OLDI_FBHGASE01_D17 | Residential heating technology - Heat pump, Ground source - single-family house - existing building - distributed level 0.17 | HOUELC, HOUAMB | HOUPARRHN_OLDI_DMD | MKr20 | 2030 | 11.654 | 0.17867 | 0.25353 | [5 empty] | PAR | I | OLD | 3.9443 |  | RHNHPELC | 1 | 0.16667 | HOUPARRHNHPELCN04_OLDI_FBHGASE01 | 0.853 | HOUPARRHNHPELCN04_OLDI | HOUPARRHNBHGASE01_OLDI | BHGASE01 | HPELCN04 | PAR_OLDI | BHGASE01_HPELCN04 | 4 | -0.25 | 1 | Supported
HOUPARRHNHPELCN04_OLDI_FBHGASE01_D17 | Residential heating technology - Heat pump, Ground source - single-family house - existing building - distributed level 0.17 | HOUELC, HOUAMB | HOUPARRHN_OLDI_DMD | MKr20 | 2040 | 11.0713 | 0.17323 | 0.24353 | [5 empty] | PAR | I | OLD | 4.1064 |  | RHNHPELC | 1 | 0.16667 | HOUPARRHNHPELCN04_OLDI_FBHGASE01 | 0.853 | HOUPARRHNHPELCN04_OLDI | HOUPARRHNBHGASE01_OLDI | BHGASE01 | HPELCN04 | PAR_OLDI | BHGASE01_HPELCN04 | 4 | -0.25 | 1 | Supported
HOUPARRHNHPELCN04_OLDI_FBHGASE01_D17 | Residential heating technology - Heat pump, Ground source - single-family house - existing building - distributed level 0.17 | HOUELC, HOUAMB | HOUPARRHN_OLDI_DMD | MKr20 | 2050 | 10.4886 | 0.1678 | 0.24036 | [5 empty] | PAR | I | OLD | 4.1604 |  | RHNHPELC | 1 | 0.16667 | HOUPARRHNHPELCN04_OLDI_FBHGASE01 | 0.853 | HOUPARRHNHPELCN04_OLDI | HOUPARRHNBHGASE01_OLDI | BHGASE01 | HPELCN04 | PAR_OLDI | BHGASE01_HPELCN04 | 4 | -0.25 | 1 | Supported
HOUPARRHNHPELCN03_OLDI_FBHGASE01_D17 | Residential heating technology - Heat pump, Air-to-water - single-family house - existing building - distributed level 0.17 | HOUELC, HOUAMB | HOUPARRHN_OLDI_DMD | MKr20 | 2020 | 9.7776 | 0.27799 | 0.29378 | [5 empty] | PAR | I | OLD | 3.4039 |  | RHNHPELC | 1 | 0.16667 | HOUPARRHNHPELCN03_OLDI_FBHGASE01 | 0.853 | HOUPARRHNHPELCN03_OLDI | HOUPARRHNBHGASE01_OLDI | BHGASE01 | HPELCN03 | PAR_OLDI | BHGASE01_HPELCN03 | 4 | -0.25 | 1 | Supported
HOUPARRHNHPELCN03_OLDI_FBHGASE01_D17 | Residential heating technology - Heat pump, Air-to-water - single-family house - existing building - distributed level 0.17 | HOUELC, HOUAMB | HOUPARRHN_OLDI_DMD | MKr20 | 2025 | 9.0187 | 0.20317 | 0.28042 | [5 empty] | PAR | I | OLD | 3.566 |  | RHNHPELC | 1 | 0.16667 | HOUPARRHNHPELCN03_OLDI_FBHGASE01 | 0.853 | HOUPARRHNHPELCN03_OLDI | HOUPARRHNBHGASE01_OLDI | BHGASE01 | HPELCN03 | PAR_OLDI | BHGASE01_HPELCN03 | 4 | -0.25 | 1 | Supported
HOUPARRHNHPELCN03_OLDI_FBHGASE01_D17 | Residential heating technology - Heat pump, Air-to-water - single-family house - existing building - distributed level 0.17 | HOUELC, HOUAMB | HOUPARRHN_OLDI_DMD | MKr20 | 2030 | 8.2599 | 0.20024 | 0.26823 | [5 empty] | PAR | I | OLD | 3.7281 |  | RHNHPELC | 1 | 0.16667 | HOUPARRHNHPELCN03_OLDI_FBHGASE01 | 0.853 | HOUPARRHNHPELCN03_OLDI | HOUPARRHNBHGASE01_OLDI | BHGASE01 | HPELCN03 | PAR_OLDI | BHGASE01_HPELCN03 | 4 | -0.25 | 1 | Supported
HOUPARRHNHPELCN03_OLDI_FBHGASE01_D17 | Residential heating technology - Heat pump, Air-to-water - single-family house - existing building - distributed level 0.17 | HOUELC, HOUAMB | HOUPARRHN_OLDI_DMD | MKr20 | 2040 | 7.6444 | 0.1948 | 0.25705 | [5 empty] | PAR | I | OLD | 3.8902 |  | RHNHPELC | 1 | 0.16667 | HOUPARRHNHPELCN03_OLDI_FBHGASE01 | 0.853 | HOUPARRHNHPELCN03_OLDI | HOUPARRHNBHGASE01_OLDI | BHGASE01 | HPELCN03 | PAR_OLDI | BHGASE01_HPELCN03 | 4 | -0.25 | 1 | Supported
HOUPARRHNHPELCN03_OLDI_FBHGASE01_D17 | Residential heating technology - Heat pump, Air-to-water - single-family house - existing building - distributed level 0.17 | HOUELC, HOUAMB | HOUPARRHN_OLDI_DMD | MKr20 | 2050 | 7.029 | 0.18937 | 0.25011 | [5 empty] | PAR | I | OLD | 3.9983 |  | RHNHPELC | 1 | 0.16667 | HOUPARRHNHPELCN03_OLDI_FBHGASE01 | 0.853 | HOUPARRHNHPELCN03_OLDI | HOUPARRHNBHGASE01_OLDI | BHGASE01 | HPELCN03 | PAR_OLDI | BHGASE01_HPELCN03 | 4 | -0.25 | 1 | Supported
HOUPARRHNHPELCN02_OLDI_FBHGASE01_D17 | Residential heating technology - Heat pump, Air-to-air - single-family house - existing building - distributed level 0.17 | HOUELC, HOUAMB | HOUPARRHN_OLDI_DMD | MKr20 | 2020 | 1.7956 | 0.14453 | 0.1908 | [5 empty] | PAR | I | OLD | 5.241 |  | RHNHPELC | 1 | 0.16667 | HOUPARRHNHPELCN02_OLDI_FBHGASE01 | 0.853 | HOUPARRHNHPELCN02_OLDI | HOUPARRHNBHGASE01_OLDI | BHGASE01 | HPELCN02 | PAR_OLDI | BHGASE01_HPELCN02 | 5 | 0 | 1.1 | Unlikely
HOUPARRHNHPELCN02_OLDI_FBHGASE01_D17 | Residential heating technology - Heat pump, Air-to-air - single-family house - existing building - distributed level 0.17 | HOUELC, HOUAMB | HOUPARRHN_OLDI_DMD | MKr20 | 2025 | 1.7517 | 0.098193 | 0.18145 | [5 empty] | PAR | I | OLD | 5.5112 |  | RHNHPELC | 1 | 0.16667 | HOUPARRHNHPELCN02_OLDI_FBHGASE01 | 0.853 | HOUPARRHNHPELCN02_OLDI | HOUPARRHNBHGASE01_OLDI | BHGASE01 | HPELCN02 | PAR_OLDI | BHGASE01_HPELCN02 | 5 | 0 | 1.1 | Unlikely
HOUPARRHNHPELCN02_OLDI_FBHGASE01_D17 | Residential heating technology - Heat pump, Air-to-air - single-family house - existing building - distributed level 0.17 | HOUELC, HOUAMB | HOUPARRHN_OLDI_DMD | MKr20 | 2030 | 1.7078 | 0.096379 | 0.1746 | [5 empty] | PAR | I | OLD | 5.7273 |  | RHNHPELC | 1 | 0.16667 | HOUPARRHNHPELCN02_OLDI_FBHGASE01 | 0.853 | HOUPARRHNHPELCN02_OLDI | HOUPARRHNBHGASE01_OLDI | BHGASE01 | HPELCN02 | PAR_OLDI | BHGASE01_HPELCN02 | 5 | 0 | 1.1 | Unlikely
HOUPARRHNHPELCN02_OLDI_FBHGASE01_D17 | Residential heating technology - Heat pump, Air-to-air - single-family house - existing building - distributed level 0.17 | HOUELC, HOUAMB | HOUPARRHN_OLDI_DMD | MKr20 | 2040 | 1.6264 | 0.093013 | 0.16825 | [5 empty] | PAR | I | OLD | 5.9434 |  | RHNHPELC | 1 | 0.16667 | HOUPARRHNHPELCN02_OLDI_FBHGASE01 | 0.853 | HOUPARRHNHPELCN02_OLDI | HOUPARRHNBHGASE01_OLDI | BHGASE01 | HPELCN02 | PAR_OLDI | BHGASE01_HPELCN02 | 5 | 0 | 1.1 | Unlikely
HOUPARRHNHPELCN02_OLDI_FBHGASE01_D17 | Residential heating technology - Heat pump, Air-to-air - single-family house - existing building - distributed level 0.17 | HOUELC, HOUAMB | HOUPARRHN_OLDI_DMD | MKr20 | 2050 | 1.5449 | 0.089647 | 0.16525 | [5 empty] | PAR | I | OLD | 6.0515 |  | RHNHPELC | 1 | 0.16667 | HOUPARRHNHPELCN02_OLDI_FBHGASE01 | 0.853 | HOUPARRHNHPELCN02_OLDI | HOUPARRHNBHGASE01_OLDI | BHGASE01 | HPELCN02 | PAR_OLDI | BHGASE01_HPELCN02 | 5 | 0 | 1.1 | Unlikely
HOUPARRHNDIELCN06_OLDI_FBHGASE01_D17 | Residential heating technology - Electric heating - electric panel from Bauhaus - single-family house - new building - distributed level 0.17 | HOUELC | HOUPARRHN_OLDI_DMD | MKr20 | 2020 | 0.50745 | 0 | [6 empty] | PAR | I | OLD |  |  | RHNDIELC | 1 | 0.16667 | HOUPARRHNDIELCN06_OLDI_FBHGASE01 | 0.853 | HOUPARRHNDIELCN06_OLDI | HOUPARRHNBHGASE01_OLDI | BHGASE01 | DIELCN06 | PAR_OLDI | BHGASE01_DIELCN06 | 5 | 0 | 1.1 | Unlikely
HOUPARRHNDIELCN06_OLDI_FBHGASE01_D17 | Residential heating technology - Electric heating - electric panel from Bauhaus - single-family house - new building - distributed level 0.17 | HOUELC | HOUPARRHN_OLDI_DMD | MKr20 | 2025 | 0.50745 | 0 | [6 empty] | PAR | I | OLD |  |  | RHNDIELC | 1 | 0.16667 | HOUPARRHNDIELCN06_OLDI_FBHGASE01 | 0.853 | HOUPARRHNDIELCN06_OLDI | HOUPARRHNBHGASE01_OLDI | BHGASE01 | DIELCN06 | PAR_OLDI | BHGASE01_DIELCN06 | 5 | 0 | 1.1 | Unlikely
HOUPARRHNDIELCN06_OLDI_FBHGASE01_D17 | Residential heating technology - Electric heating - electric panel from Bauhaus - single-family house - new building - distributed level 0.17 | HOUELC | HOUPARRHN_OLDI_DMD | MKr20 | 2030 | 0.50745 | 0 | [6 empty] | PAR | I | OLD |  |  | RHNDIELC | 1 | 0.16667 | HOUPARRHNDIELCN06_OLDI_FBHGASE01 | 0.853 | HOUPARRHNDIELCN06_OLDI | HOUPARRHNBHGASE01_OLDI | BHGASE01 | DIELCN06 | PAR_OLDI | BHGASE01_DIELCN06 | 5 | 0 | 1.1 | Unlikely
HOUPARRHNDIELCN06_OLDI_FBHGASE01_D17 | Residential heating technology - Electric heating - electric panel from Bauhaus - single-family house - new building - distributed level 0.17 | HOUELC | HOUPARRHN_OLDI_DMD | MKr20 | 2040 | 0.50745 | 0 | [6 empty] | PAR | I | OLD |  |  | RHNDIELC | 1 | 0.16667 | HOUPARRHNDIELCN06_OLDI_FBHGASE01 | 0.853 | HOUPARRHNDIELCN06_OLDI | HOUPARRHNBHGASE01_OLDI | BHGASE01 | DIELCN06 | PAR_OLDI | BHGASE01_DIELCN06 | 5 | 0 | 1.1 | Unlikely
HOUPARRHNDIELCN06_OLDI_FBHGASE01_D17 | Residential heating technology - Electric heating - electric panel from Bauhaus - single-family house - new building - distributed level 0.17 | HOUELC | HOUPARRHN_OLDI_DMD | MKr20 | 2050 | 0.50745 | 0 | [6 empty] | PAR | I | OLD |  |  | RHNDIELC | 1 | 0.16667 | HOUPARRHNDIELCN06_OLDI_FBHGASE01 | 0.853 | HOUPARRHNDIELCN06_OLDI | HOUPARRHNBHGASE01_OLDI | BHGASE01 | DIELCN06 | PAR_OLDI | BHGASE01_DIELCN06 | 5 | 0 | 1.1 | Unlikely
HOUPARRHNDIELCN01_OLDI_FBHGASE01_D17 | Residential heating technology - Electric heating - single-family house - new building - distributed level 0.17 | HOUELC | HOUPARRHN_OLDI_DMD | MKr20 | 2020 | 6.1657 | 0.04999 | [6 empty] | PAR | I | OLD |  |  | RHNDIELC | 1 | 0.16667 | HOUPARRHNDIELCN01_OLDI_FBHGASE01 | 0.853 | HOUPARRHNDIELCN01_OLDI | HOUPARRHNBHGASE01_OLDI | BHGASE01 | DIELCN01 | PAR_OLDI | BHGASE01_DIELCN01 | 5 | 0 | 1.1 | Unlikely
HOUPARRHNDIELCN01_OLDI_FBHGASE01_D17 | Residential heating technology - Electric heating - single-family house - new building - distributed level 0.17 | HOUELC | HOUPARRHN_OLDI_DMD | MKr20 | 2025 | 6.0131 | 0.04999 | [6 empty] | PAR | I | OLD |  |  | RHNDIELC | 1 | 0.16667 | HOUPARRHNDIELCN01_OLDI_FBHGASE01 | 0.853 | HOUPARRHNDIELCN01_OLDI | HOUPARRHNBHGASE01_OLDI | BHGASE01 | DIELCN01 | PAR_OLDI | BHGASE01_DIELCN01 | 5 | 0 | 1.1 | Unlikely
HOUPARRHNDIELCN01_OLDI_FBHGASE01_D17 | Residential heating technology - Electric heating - single-family house - new building - distributed level 0.17 | HOUELC | HOUPARRHN_OLDI_DMD | MKr20 | 2030 | 5.8642 | 0.047907 | [6 empty] | PAR | I | OLD |  |  | RHNDIELC | 1 | 0.16667 | HOUPARRHNDIELCN01_OLDI_FBHGASE01 | 0.853 | HOUPARRHNDIELCN01_OLDI | HOUPARRHNBHGASE01_OLDI | BHGASE01 | DIELCN01 | PAR_OLDI | BHGASE01_DIELCN01 | 5 | 0 | 1.1 | Unlikely
HOUPARRHNDIELCN01_OLDI_FBHGASE01_D17 | Residential heating technology - Electric heating - single-family house - new building - distributed level 0.17 | HOUELC | HOUPARRHN_OLDI_DMD | MKr20 | 2040 | 5.5775 | 0.045824 | [6 empty] | PAR | I | OLD |  |  | RHNDIELC | 1 | 0.16667 | HOUPARRHNDIELCN01_OLDI_FBHGASE01 | 0.853 | HOUPARRHNDIELCN01_OLDI | HOUPARRHNBHGASE01_OLDI | BHGASE01 | DIELCN01 | PAR_OLDI | BHGASE01_DIELCN01 | 5 | 0 | 1.1 | Unlikely
HOUPARRHNDIELCN01_OLDI_FBHGASE01_D17 | Residential heating technology - Electric heating - single-family house - new building - distributed level 0.17 | HOUELC | HOUPARRHN_OLDI_DMD | MKr20 | 2050 | 5.3049 | 0.043741 | [6 empty] | PAR | I | OLD |  |  | RHNDIELC | 1 | 0.16667 | HOUPARRHNDIELCN01_OLDI_FBHGASE01 | 0.853 | HOUPARRHNDIELCN01_OLDI | HOUPARRHNBHGASE01_OLDI | BHGASE01 | DIELCN01 | PAR_OLDI | BHGASE01_DIELCN01 | 5 | 0 | 1.1 | Unlikely
HOUPARRHNBHWPEN01_OLDI_FBHGASE01_D17 | Residential heating technology - Biomass boiler, automatic stoking , wood pellets or wood chips - single-family house - existing building - distributed level 0.17 | HOUWPE | HOUPARRHN_OLDI_DMD | MKr20 | 2020 | 3.0397 | 0.23379 |  | 25 | 14 | 70 | 2 | 4 | PAR | I | OLD |  |  | RHNBHWPE | 1 | 0.16667 | HOUPARRHNBHWPEN01_OLDI_FBHGASE01 | 0.853 | HOUPARRHNBHWPEN01_OLDI | HOUPARRHNBHGASE01_OLDI | BHGASE01 | BHWPEN01 | PAR_OLDI | BHGASE01_BHWPEN01 | 6 | 0 | 1 | New
HOUPARRHNBHWPEN01_OLDI_FBHGASE01_D17 | Residential heating technology - Biomass boiler, automatic stoking , wood pellets or wood chips - single-family house - existing building - distributed level 0.17 | HOUWPE | HOUPARRHN_OLDI_DMD | MKr20 | 2025 | 2.9645 | 0.22975 |  | 25 | 14 | 60 | 2 | 4 | PAR | I | OLD |  |  | RHNBHWPE | 1 | 0.16667 | HOUPARRHNBHWPEN01_OLDI_FBHGASE01 | 0.853 | HOUPARRHNBHWPEN01_OLDI | HOUPARRHNBHGASE01_OLDI | BHGASE01 | BHWPEN01 | PAR_OLDI | BHGASE01_BHWPEN01 | 6 | 0 | 1 | New
HOUPARRHNBHWPEN01_OLDI_FBHGASE01_D17 | Residential heating technology - Biomass boiler, automatic stoking , wood pellets or wood chips - single-family house - existing building - distributed level 0.17 | HOUWPE | HOUPARRHN_OLDI_DMD | MKr20 | 2030 | 2.8911 | 0.22668 |  | 25 | 11 | 50 | 1 | 4 | PAR | I | OLD |  |  | RHNBHWPE | 1 | 0.16667 | HOUPARRHNBHWPEN01_OLDI_FBHGASE01 | 0.853 | HOUPARRHNBHWPEN01_OLDI | HOUPARRHNBHGASE01_OLDI | BHGASE01 | BHWPEN01 | PAR_OLDI | BHGASE01_BHWPEN01 | 6 | 0 | 1 | New
HOUPARRHNBHWPEN01_OLDI_FBHGASE01_D17 | Residential heating technology - Biomass boiler, automatic stoking , wood pellets or wood chips - single-family house - existing building - distributed level 0.17 | HOUWPE | HOUPARRHN_OLDI_DMD | MKr20 | 2040 | 2.7498 | 0.21665 |  | 25 | 9 | 45 | 1 | 4 | PAR | I | OLD |  |  | RHNBHWPE | 1 | 0.16667 | HOUPARRHNBHWPEN01_OLDI_FBHGASE01 | 0.853 | HOUPARRHNBHWPEN01_OLDI | HOUPARRHNBHGASE01_OLDI | BHGASE01 | BHWPEN01 | PAR_OLDI | BHGASE01_BHWPEN01 | 6 | 0 | 1 | New
HOUPARRHNBHWPEN01_OLDI_FBHGASE01_D17 | Residential heating technology - Biomass boiler, automatic stoking , wood pellets or wood chips - single-family house - existing building - distributed level 0.17 | HOUWPE | HOUPARRHN_OLDI_DMD | MKr20 | 2050 | 3.2692 | 0.25883 |  | 25 | 9 | 40 | 0 | 4 | PAR | I | OLD |  |  | RHNBHWPE | 1 | 0.16667 | HOUPARRHNBHWPEN01_OLDI_FBHGASE01 | 0.853 | HOUPARRHNBHWPEN01_OLDI | HOUPARRHNBHGASE01_OLDI | BHGASE01 | BHWPEN01 | PAR_OLDI | BHGASE01_BHWPEN01 | 6 | 0 | 1 | New
HOUPARRHNBHSOLN01_OLDI_FBHGASE01_D17 | Residential heating technology - Solar heating system - single-family house - existing building - distributed level 0.17 | HOUSOL | HOUPARRHN_OLDI_DMD | MKr20 | 2020 | 6.7755 | 0.078035 | [6 empty] | PAR | I | OLD |  |  | RHNBHSOL | 1 | 0.16667 | HOUPARRHNBHSOLN01_OLDI_FBHGASE01 | 0.853 | HOUPARRHNBHSOLN01_OLDI | HOUPARRHNBHGASE01_OLDI | BHGASE01 | BHSOLN01 | PAR_OLDI | BHGASE01_BHSOLN01 | 5 | 0 | 1.1 | Unlikely
HOUPARRHNBHSOLN01_OLDI_FBHGASE01_D17 | Residential heating technology - Solar heating system - single-family house - existing building - distributed level 0.17 | HOUSOL | HOUPARRHN_OLDI_DMD | MKr20 | 2025 | 6.6078 | 0.073274 | [6 empty] | PAR | I | OLD |  |  | RHNBHSOL | 1 | 0.16667 | HOUPARRHNBHSOLN01_OLDI_FBHGASE01 | 0.853 | HOUPARRHNBHSOLN01_OLDI | HOUPARRHNBHGASE01_OLDI | BHGASE01 | BHSOLN01 | PAR_OLDI | BHGASE01_BHSOLN01 | 5 | 0 | 1.1 | Unlikely
HOUPARRHNBHSOLN01_OLDI_FBHGASE01_D17 | Residential heating technology - Solar heating system - single-family house - existing building - distributed level 0.17 | HOUSOL | HOUPARRHN_OLDI_DMD | MKr20 | 2030 | 6.4442 | 0.071489 | [6 empty] | PAR | I | OLD |  |  | RHNBHSOL | 1 | 0.16667 | HOUPARRHNBHSOLN01_OLDI_FBHGASE01 | 0.853 | HOUPARRHNBHSOLN01_OLDI | HOUPARRHNBHGASE01_OLDI | BHGASE01 | BHSOLN01 | PAR_OLDI | BHGASE01_BHSOLN01 | 5 | 0 | 1.1 | Unlikely
HOUPARRHNBHSOLN01_OLDI_FBHGASE01_D17 | Residential heating technology - Solar heating system - single-family house - existing building - distributed level 0.17 | HOUSOL | HOUPARRHN_OLDI_DMD | MKr20 | 2040 | 6.1292 | 0.067621 | [6 empty] | PAR | I | OLD |  |  | RHNBHSOL | 1 | 0.16667 | HOUPARRHNBHSOLN01_OLDI_FBHGASE01 | 0.853 | HOUPARRHNBHSOLN01_OLDI | HOUPARRHNBHGASE01_OLDI | BHGASE01 | BHSOLN01 | PAR_OLDI | BHGASE01_BHSOLN01 | 5 | 0 | 1.1 | Unlikely
HOUPARRHNBHSOLN01_OLDI_FBHGASE01_D17 | Residential heating technology - Solar heating system - single-family house - existing building - distributed level 0.17 | HOUSOL | HOUPARRHN_OLDI_DMD | MKr20 | 2050 | 5.8295 | 0.063752 | [6 empty] | PAR | I | OLD |  |  | RHNBHSOL | 1 | 0.16667 | HOUPARRHNBHSOLN01_OLDI_FBHGASE01 | 0.853 | HOUPARRHNBHSOLN01_OLDI | HOUPARRHNBHGASE01_OLDI | BHGASE01 | BHSOLN01 | PAR_OLDI | BHGASE01_BHSOLN01 | 5 | 0 | 1.1 | Unlikely
HOUPARRHNBHGASN01_OLDI_FBHGASE01_D17 | Residential heating technology - Natural gas boiler - single-family house - existing building - distributed level 0.17 | HOUGAS | HOUPARRHN_OLDI_DMD | MKr20 | 2020 | 0.73686 | 0.085511 |  | 0.43 | 0.1 | 20.4 | 1 | 1 | PAR | I | OLD |  |  | RHNBHGAS | 1 | 0.16667 | HOUPARRHNBHGASN01_OLDI_FBHGASE01 | 0.853 | HOUPARRHNBHGASN01_OLDI | HOUPARRHNBHGASE01_OLDI | BHGASE01 | BHGASN01 | PAR_OLDI | BHGASE01_BHGASN01 | 6 | 0 | 1 | New
HOUPARRHNBHGASN01_OLDI_FBHGASE01_D17 | Residential heating technology - Natural gas boiler - single-family house - existing building - distributed level 0.17 | HOUGAS | HOUPARRHN_OLDI_DMD | MKr20 | 2025 | 0.71862 | 0.084067 |  | 0.43 | 0.1 | 20.4 | 1 | 1 | PAR | I | OLD |  |  | RHNBHGAS | 1 | 0.16667 | HOUPARRHNBHGASN01_OLDI_FBHGASE01 | 0.853 | HOUPARRHNBHGASN01_OLDI | HOUPARRHNBHGASE01_OLDI | BHGASE01 | BHGASN01 | PAR_OLDI | BHGASE01_BHGASN01 | 6 | 0 | 1 | New
HOUPARRHNBHGASN01_OLDI_FBHGASE01_D17 | Residential heating technology - Natural gas boiler - single-family house - existing building - distributed level 0.17 | HOUGAS | HOUPARRHN_OLDI_DMD | MKr20 | 2030 | 0.70084 | 0.083346 |  | 0.43 | 0.1 | 20.4 | 1 | 1 | PAR | I | OLD |  |  | RHNBHGAS | 1 | 0.16667 | HOUPARRHNBHGASN01_OLDI_FBHGASE01 | 0.853 | HOUPARRHNBHGASN01_OLDI | HOUPARRHNBHGASE01_OLDI | BHGASE01 | BHGASN01 | PAR_OLDI | BHGASE01_BHGASN01 | 6 | 0 | 1 | New
HOUPARRHNBHGASN01_OLDI_FBHGASE01_D17 | Residential heating technology - Natural gas boiler - single-family house - existing building - distributed level 0.17 | HOUGAS | HOUPARRHN_OLDI_DMD | MKr20 | 2040 | 0.66657 | 0.078802 |  | 0.43 | 0.1 | 20.4 | 1 | 1 | PAR | I | OLD |  |  | RHNBHGAS | 1 | 0.16667 | HOUPARRHNBHGASN01_OLDI_FBHGASE01 | 0.853 | HOUPARRHNBHGASN01_OLDI | HOUPARRHNBHGASE01_OLDI | BHGASE01 | BHGASN01 | PAR_OLDI | BHGASE01_BHGASN01 | 6 | 0 | 1 | New
HOUPARRHNBHGASN01_OLDI_FBHGASE01_D17 | Residential heating technology - Natural gas boiler - single-family house - existing building - distributed level 0.17 | HOUGAS | HOUPARRHN_OLDI_DMD | MKr20 | 2050 | 0.63398 | 0.075972 |  | 0.43 | 0.1 | 20.4 | 1 | 1 | PAR | I | OLD |  |  | RHNBHGAS | 1 | 0.16667 | HOUPARRHNBHGASN01_OLDI_FBHGASE01 | 0.853 | HOUPARRHNBHGASN01_OLDI | HOUPARRHNBHGASE01_OLDI | BHGASE01 | BHGASN01 | PAR_OLDI | BHGASE01_BHGASN01 | 6 | 0 | 1 | New
HOUPARRHNBHDHDN09_OLDI_FBHGASE01_D17 | Residential heating technology - Direct district heating substation - plus connection pipe - plus distribution (heating density: low ) - single-family house - existing building - distributed level 0.17 | HOUDHD | HOUPARRHN_OLDI_DMD | MKr20 | 2020 | 8.7732 | 0.025391 | [6 empty] | PAR | I | OLD |  |  | RHNBHDHD | 1 | 0.16667 | HOUPARRHNBHDHDN09_OLDI_FBHGASE01 | 0.853 | HOUPARRHNBHDHDN09_OLDI | HOUPARRHNBHGASE01_OLDI | BHGASE01 | BHDHDN09 | PAR_OLDI | BHGASE01_BHDHDN09 | 4 | -0.25 | 1 | Supported
HOUPARRHNBHDHDN09_OLDI_FBHGASE01_D17 | Residential heating technology - Direct district heating substation - plus connection pipe - plus distribution (heating density: low ) - single-family house - existing building - distributed level 0.17 | HOUDHD | HOUPARRHN_OLDI_DMD | MKr20 | 2025 | 8.742 | 0.025203 | [6 empty] | PAR | I | OLD |  |  | RHNBHDHD | 1 | 0.16667 | HOUPARRHNBHDHDN09_OLDI_FBHGASE01 | 0.853 | HOUPARRHNBHDHDN09_OLDI | HOUPARRHNBHGASE01_OLDI | BHGASE01 | BHDHDN09 | PAR_OLDI | BHGASE01_BHDHDN09 | 4 | -0.25 | 1 | Supported
HOUPARRHNBHDHDN09_OLDI_FBHGASE01_D17 | Residential heating technology - Direct district heating substation - plus connection pipe - plus distribution (heating density: low ) - single-family house - existing building - distributed level 0.17 | HOUDHD | HOUPARRHN_OLDI_DMD | MKr20 | 2030 | 8.7159 | 0.024753 | [6 empty] | PAR | I | OLD |  |  | RHNBHDHD | 1 | 0.16667 | HOUPARRHNBHDHDN09_OLDI_FBHGASE01 | 0.853 | HOUPARRHNBHDHDN09_OLDI | HOUPARRHNBHGASE01_OLDI | BHGASE01 | BHDHDN09 | PAR_OLDI | BHGASE01_BHDHDN09 | 4 | -0.25 | 1 | Supported
HOUPARRHNBHDHDN09_OLDI_FBHGASE01_D17 | Residential heating technology - Direct district heating substation - plus connection pipe - plus distribution (heating density: low ) - single-family house - existing building - distributed level 0.17 | HOUDHD | HOUPARRHN_OLDI_DMD | MKr20 | 2040 | 8.6691 | 0.023687 | [6 empty] | PAR | I | OLD |  |  | RHNBHDHD | 1 | 0.16667 | HOUPARRHNBHDHDN09_OLDI_FBHGASE01 | 0.853 | HOUPARRHNBHDHDN09_OLDI | HOUPARRHNBHGASE01_OLDI | BHGASE01 | BHDHDN09 | PAR_OLDI | BHGASE01_BHDHDN09 | 4 | -0.25 | 1 | Supported
HOUPARRHNBHDHDN09_OLDI_FBHGASE01_D17 | Residential heating technology - Direct district heating substation - plus connection pipe - plus distribution (heating density: low ) - single-family house - existing building - distributed level 0.17 | HOUDHD | HOUPARRHN_OLDI_DMD | MKr20 | 2050 | 8.617 | 0.022136 | [6 empty] | PAR | I | OLD |  |  | RHNBHDHD | 1 | 0.16667 | HOUPARRHNBHDHDN09_OLDI_FBHGASE01 | 0.853 | HOUPARRHNBHDHDN09_OLDI | HOUPARRHNBHGASE01_OLDI | BHGASE01 | BHDHDN09 | PAR_OLDI | BHGASE01_BHDHDN09 | 4 | -0.25 | 1 | Supported
HOUPARRHNBHDHDN07_OLDI_FBHGASE01_D17 | Residential heating technology - Direct district heating substation - plus connection pipe - plus distribution (heating density: medium ) - single-family house - existing building - distributed level 0.17 | HOUDHD | HOUPARRHN_OLDI_DMD | MKr20 | 2020 | 3.5309 | 0.025391 | [6 empty] | PAR | I | OLD |  |  | RHNBHDHD | 1 | 0.16667 | HOUPARRHNBHDHDN07_OLDI_FBHGASE01 | 0.853 | HOUPARRHNBHDHDN07_OLDI | HOUPARRHNBHGASE01_OLDI | BHGASE01 | BHDHDN07 | PAR_OLDI | BHGASE01_BHDHDN07 | 4 | -0.25 | 1 | Supported
HOUPARRHNBHDHDN07_OLDI_FBHGASE01_D17 | Residential heating technology - Direct district heating substation - plus connection pipe - plus distribution (heating density: medium ) - single-family house - existing building - distributed level 0.17 | HOUDHD | HOUPARRHN_OLDI_DMD | MKr20 | 2025 | 3.4997 | 0.025203 | [6 empty] | PAR | I | OLD |  |  | RHNBHDHD | 1 | 0.16667 | HOUPARRHNBHDHDN07_OLDI_FBHGASE01 | 0.853 | HOUPARRHNBHDHDN07_OLDI | HOUPARRHNBHGASE01_OLDI | BHGASE01 | BHDHDN07 | PAR_OLDI | BHGASE01_BHDHDN07 | 4 | -0.25 | 1 | Supported
HOUPARRHNBHDHDN07_OLDI_FBHGASE01_D17 | Residential heating technology - Direct district heating substation - plus connection pipe - plus distribution (heating density: medium ) - single-family house - existing building - distributed level 0.17 | HOUDHD | HOUPARRHN_OLDI_DMD | MKr20 | 2030 | 3.4737 | 0.024753 | [6 empty] | PAR | I | OLD |  |  | RHNBHDHD | 1 | 0.16667 | HOUPARRHNBHDHDN07_OLDI_FBHGASE01 | 0.853 | HOUPARRHNBHDHDN07_OLDI | HOUPARRHNBHGASE01_OLDI | BHGASE01 | BHDHDN07 | PAR_OLDI | BHGASE01_BHDHDN07 | 4 | -0.25 | 1 | Supported
HOUPARRHNBHDHDN07_OLDI_FBHGASE01_D17 | Residential heating technology - Direct district heating substation - plus connection pipe - plus distribution (heating density: medium ) - single-family house - existing building - distributed level 0.17 | HOUDHD | HOUPARRHN_OLDI_DMD | MKr20 | 2040 | 3.4268 | 0.023687 | [6 empty] | PAR | I | OLD |  |  | RHNBHDHD | 1 | 0.16667 | HOUPARRHNBHDHDN07_OLDI_FBHGASE01 | 0.853 | HOUPARRHNBHDHDN07_OLDI | HOUPARRHNBHGASE01_OLDI | BHGASE01 | BHDHDN07 | PAR_OLDI | BHGASE01_BHDHDN07 | 4 | -0.25 | 1 | Supported
HOUPARRHNBHDHDN07_OLDI_FBHGASE01_D17 | Residential heating technology - Direct district heating substation - plus connection pipe - plus distribution (heating density: medium ) - single-family house - existing building - distributed level 0.17 | HOUDHD | HOUPARRHN_OLDI_DMD | MKr20 | 2050 | 3.3747 | 0.022136 | [6 empty] | PAR | I | OLD |  |  | RHNBHDHD | 1 | 0.16667 | HOUPARRHNBHDHDN07_OLDI_FBHGASE01 | 0.853 | HOUPARRHNBHDHDN07_OLDI | HOUPARRHNBHGASE01_OLDI | BHGASE01 | BHDHDN07 | PAR_OLDI | BHGASE01_BHDHDN07 | 4 | -0.25 | 1 | Supported
HOUPARRHNBHDHDN05_OLDI_FBHGASE01_D17 | Residential heating technology - Direct district heating substation - plus connection pipe - plus distribution (heating density: high ) - single-family house - existing building - distributed level 0.17 | HOUDHD | HOUPARRHN_OLDI_DMD | MKr20 | 2020 | 2.6922 | 0.025391 | [6 empty] | PAR | I | OLD |  |  | RHNBHDHD | 1 | 0.16667 | HOUPARRHNBHDHDN05_OLDI_FBHGASE01 | 0.853 | HOUPARRHNBHDHDN05_OLDI | HOUPARRHNBHGASE01_OLDI | BHGASE01 | BHDHDN05 | PAR_OLDI | BHGASE01_BHDHDN05 | 4 | -0.25 | 1 | Supported
HOUPARRHNBHDHDN05_OLDI_FBHGASE01_D17 | Residential heating technology - Direct district heating substation - plus connection pipe - plus distribution (heating density: high ) - single-family house - existing building - distributed level 0.17 | HOUDHD | HOUPARRHN_OLDI_DMD | MKr20 | 2025 | 2.6609 | 0.025203 | [6 empty] | PAR | I | OLD |  |  | RHNBHDHD | 1 | 0.16667 | HOUPARRHNBHDHDN05_OLDI_FBHGASE01 | 0.853 | HOUPARRHNBHDHDN05_OLDI | HOUPARRHNBHGASE01_OLDI | BHGASE01 | BHDHDN05 | PAR_OLDI | BHGASE01_BHDHDN05 | 4 | -0.25 | 1 | Supported
HOUPARRHNBHDHDN05_OLDI_FBHGASE01_D17 | Residential heating technology - Direct district heating substation - plus connection pipe - plus distribution (heating density: high ) - single-family house - existing building - distributed level 0.17 | HOUDHD | HOUPARRHN_OLDI_DMD | MKr20 | 2030 | 2.6349 | 0.024753 | [6 empty] | PAR | I | OLD |  |  | RHNBHDHD | 1 | 0.16667 | HOUPARRHNBHDHDN05_OLDI_FBHGASE01 | 0.853 | HOUPARRHNBHDHDN05_OLDI | HOUPARRHNBHGASE01_OLDI | BHGASE01 | BHDHDN05 | PAR_OLDI | BHGASE01_BHDHDN05 | 4 | -0.25 | 1 | Supported
HOUPARRHNBHDHDN05_OLDI_FBHGASE01_D17 | Residential heating technology - Direct district heating substation - plus connection pipe - plus distribution (heating density: high ) - single-family house - existing building - distributed level 0.17 | HOUDHD | HOUPARRHN_OLDI_DMD | MKr20 | 2040 | 2.588 | 0.023687 | [6 empty] | PAR | I | OLD |  |  | RHNBHDHD | 1 | 0.16667 | HOUPARRHNBHDHDN05_OLDI_FBHGASE01 | 0.853 | HOUPARRHNBHDHDN05_OLDI | HOUPARRHNBHGASE01_OLDI | BHGASE01 | BHDHDN05 | PAR_OLDI | BHGASE01_BHDHDN05 | 4 | -0.25 | 1 | Supported
HOUPARRHNBHDHDN05_OLDI_FBHGASE01_D17 | Residential heating technology - Direct district heating substation - plus connection pipe - plus distribution (heating density: high ) - single-family house - existing building - distributed level 0.17 | HOUDHD | HOUPARRHN_OLDI_DMD | MKr20 | 2050 | 2.536 | 0.022136 | [6 empty] | PAR | I | OLD |  |  | RHNBHDHD | 1 | 0.16667 | HOUPARRHNBHDHDN05_OLDI_FBHGASE01 | 0.853 | HOUPARRHNBHDHDN05_OLDI | HOUPARRHNBHGASE01_OLDI | BHGASE01 | BHDHDN05 | PAR_OLDI | BHGASE01_BHDHDN05 | 4 | -0.25 | 1 | Supported
HOUPARRHNBHDHCN09_OLDI_FBHGASE01_D17 | Residential heating technology - Direct district heating substation - plus connection pipe - plus distribution (heating density: low ) - single-family house - existing building - distributed level 0.17 | HOUDHC | HOUPARRHN_OLDI_DMD | MKr20 | 2020 | 8.7732 | 0.025391 | [6 empty] | PAR | I | OLD |  |  | RHNBHDHC | 1 | 0.16667 | HOUPARRHNBHDHCN09_OLDI_FBHGASE01 | 0.853 | HOUPARRHNBHDHCN09_OLDI | HOUPARRHNBHGASE01_OLDI | BHGASE01 | BHDHCN09 | PAR_OLDI | BHGASE01_BHDHCN09 | 4 | -0.25 | 1 | Supported
HOUPARRHNBHDHCN09_OLDI_FBHGASE01_D17 | Residential heating technology - Direct district heating substation - plus connection pipe - plus distribution (heating density: low ) - single-family house - existing building - distributed level 0.17 | HOUDHC | HOUPARRHN_OLDI_DMD | MKr20 | 2025 | 8.742 | 0.025203 | [6 empty] | PAR | I | OLD |  |  | RHNBHDHC | 1 | 0.16667 | HOUPARRHNBHDHCN09_OLDI_FBHGASE01 | 0.853 | HOUPARRHNBHDHCN09_OLDI | HOUPARRHNBHGASE01_OLDI | BHGASE01 | BHDHCN09 | PAR_OLDI | BHGASE01_BHDHCN09 | 4 | -0.25 | 1 | Supported
HOUPARRHNBHDHCN09_OLDI_FBHGASE01_D17 | Residential heating technology - Direct district heating substation - plus connection pipe - plus distribution (heating density: low ) - single-family house - existing building - distributed level 0.17 | HOUDHC | HOUPARRHN_OLDI_DMD | MKr20 | 2030 | 8.7159 | 0.024753 | [6 empty] | PAR | I | OLD |  |  | RHNBHDHC | 1 | 0.16667 | HOUPARRHNBHDHCN09_OLDI_FBHGASE01 | 0.853 | HOUPARRHNBHDHCN09_OLDI | HOUPARRHNBHGASE01_OLDI | BHGASE01 | BHDHCN09 | PAR_OLDI | BHGASE01_BHDHCN09 | 4 | -0.25 | 1 | Supported
HOUPARRHNBHDHCN09_OLDI_FBHGASE01_D17 | Residential heating technology - Direct district heating substation - plus connection pipe - plus distribution (heating density: low ) - single-family house - existing building - distributed level 0.17 | HOUDHC | HOUPARRHN_OLDI_DMD | MKr20 | 2040 | 8.6691 | 0.023687 | [6 empty] | PAR | I | OLD |  |  | RHNBHDHC | 1 | 0.16667 | HOUPARRHNBHDHCN09_OLDI_FBHGASE01 | 0.853 | HOUPARRHNBHDHCN09_OLDI | HOUPARRHNBHGASE01_OLDI | BHGASE01 | BHDHCN09 | PAR_OLDI | BHGASE01_BHDHCN09 | 4 | -0.25 | 1 | Supported
HOUPARRHNBHDHCN09_OLDI_FBHGASE01_D17 | Residential heating technology - Direct district heating substation - plus connection pipe - plus distribution (heating density: low ) - single-family house - existing building - distributed level 0.17 | HOUDHC | HOUPARRHN_OLDI_DMD | MKr20 | 2050 | 8.617 | 0.022136 | [6 empty] | PAR | I | OLD |  |  | RHNBHDHC | 1 | 0.16667 | HOUPARRHNBHDHCN09_OLDI_FBHGASE01 | 0.853 | HOUPARRHNBHDHCN09_OLDI | HOUPARRHNBHGASE01_OLDI | BHGASE01 | BHDHCN09 | PAR_OLDI | BHGASE01_BHDHCN09 | 4 | -0.25 | 1 | Supported
HOUPARRHNBHDHCN07_OLDI_FBHGASE01_D17 | Residential heating technology - Direct district heating substation - plus connection pipe - plus distribution (heating density: medium ) - single-family house - existing building - distributed level 0.17 | HOUDHC | HOUPARRHN_OLDI_DMD | MKr20 | 2020 | 3.5309 | 0.025391 | [6 empty] | PAR | I | OLD |  |  | RHNBHDHC | 1 | 0.16667 | HOUPARRHNBHDHCN07_OLDI_FBHGASE01 | 0.853 | HOUPARRHNBHDHCN07_OLDI | HOUPARRHNBHGASE01_OLDI | BHGASE01 | BHDHCN07 | PAR_OLDI | BHGASE01_BHDHCN07 | 4 | -0.25 | 1 | Supported
HOUPARRHNBHDHCN07_OLDI_FBHGASE01_D17 | Residential heating technology - Direct district heating substation - plus connection pipe - plus distribution (heating density: medium ) - single-family house - existing building - distributed level 0.17 | HOUDHC | HOUPARRHN_OLDI_DMD | MKr20 | 2025 | 3.4997 | 0.025203 | [6 empty] | PAR | I | OLD |  |  | RHNBHDHC | 1 | 0.16667 | HOUPARRHNBHDHCN07_OLDI_FBHGASE01 | 0.853 | HOUPARRHNBHDHCN07_OLDI | HOUPARRHNBHGASE01_OLDI | BHGASE01 | BHDHCN07 | PAR_OLDI | BHGASE01_BHDHCN07 | 4 | -0.25 | 1 | Supported
HOUPARRHNBHDHCN07_OLDI_FBHGASE01_D17 | Residential heating technology - Direct district heating substation - plus connection pipe - plus distribution (heating density: medium ) - single-family house - existing building - distributed level 0.17 | HOUDHC | HOUPARRHN_OLDI_DMD | MKr20 | 2030 | 3.4737 | 0.024753 | [6 empty] | PAR | I | OLD |  |  | RHNBHDHC | 1 | 0.16667 | HOUPARRHNBHDHCN07_OLDI_FBHGASE01 | 0.853 | HOUPARRHNBHDHCN07_OLDI | HOUPARRHNBHGASE01_OLDI | BHGASE01 | BHDHCN07 | PAR_OLDI | BHGASE01_BHDHCN07 | 4 | -0.25 | 1 | Supported
HOUPARRHNBHDHCN07_OLDI_FBHGASE01_D17 | Residential heating technology - Direct district heating substation - plus connection pipe - plus distribution (heating density: medium ) - single-family house - existing building - distributed level 0.17 | HOUDHC | HOUPARRHN_OLDI_DMD | MKr20 | 2040 | 3.4268 | 0.023687 | [6 empty] | PAR | I | OLD |  |  | RHNBHDHC | 1 | 0.16667 | HOUPARRHNBHDHCN07_OLDI_FBHGASE01 | 0.853 | HOUPARRHNBHDHCN07_OLDI | HOUPARRHNBHGASE01_OLDI | BHGASE01 | BHDHCN07 | PAR_OLDI | BHGASE01_BHDHCN07 | 4 | -0.25 | 1 | Supported
HOUPARRHNBHDHCN07_OLDI_FBHGASE01_D17 | Residential heating technology - Direct district heating substation - plus connection pipe - plus distribution (heating density: medium ) - single-family house - existing building - distributed level 0.17 | HOUDHC | HOUPARRHN_OLDI_DMD | MKr20 | 2050 | 3.3747 | 0.022136 | [6 empty] | PAR | I | OLD |  |  | RHNBHDHC | 1 | 0.16667 | HOUPARRHNBHDHCN07_OLDI_FBHGASE01 | 0.853 | HOUPARRHNBHDHCN07_OLDI | HOUPARRHNBHGASE01_OLDI | BHGASE01 | BHDHCN07 | PAR_OLDI | BHGASE01_BHDHCN07 | 4 | -0.25 | 1 | Supported
HOUPARRHNBHDHCN05_OLDI_FBHGASE01_D17 | Residential heating technology - Direct district heating substation - plus connection pipe - plus distribution (heating density: high ) - single-family house - existing building - distributed level 0.17 | HOUDHC | HOUPARRHN_OLDI_DMD | MKr20 | 2020 | 2.6922 | 0.025391 | [6 empty] | PAR | I | OLD |  |  | RHNBHDHC | 1 | 0.16667 | HOUPARRHNBHDHCN05_OLDI_FBHGASE01 | 0.853 | HOUPARRHNBHDHCN05_OLDI | HOUPARRHNBHGASE01_OLDI | BHGASE01 | BHDHCN05 | PAR_OLDI | BHGASE01_BHDHCN05 | 4 | -0.25 | 1 | Supported
HOUPARRHNBHDHCN05_OLDI_FBHGASE01_D17 | Residential heating technology - Direct district heating substation - plus connection pipe - plus distribution (heating density: high ) - single-family house - existing building - distributed level 0.17 | HOUDHC | HOUPARRHN_OLDI_DMD | MKr20 | 2025 | 2.6609 | 0.025203 | [6 empty] | PAR | I | OLD |  |  | RHNBHDHC | 1 | 0.16667 | HOUPARRHNBHDHCN05_OLDI_FBHGASE01 | 0.853 | HOUPARRHNBHDHCN05_OLDI | HOUPARRHNBHGASE01_OLDI | BHGASE01 | BHDHCN05 | PAR_OLDI | BHGASE01_BHDHCN05 | 4 | -0.25 | 1 | Supported
HOUPARRHNBHDHCN05_OLDI_FBHGASE01_D17 | Residential heating technology - Direct district heating substation - plus connection pipe - plus distribution (heating density: high ) - single-family house - existing building - distributed level 0.17 | HOUDHC | HOUPARRHN_OLDI_DMD | MKr20 | 2030 | 2.6349 | 0.024753 | [6 empty] | PAR | I | OLD |  |  | RHNBHDHC | 1 | 0.16667 | HOUPARRHNBHDHCN05_OLDI_FBHGASE01 | 0.853 | HOUPARRHNBHDHCN05_OLDI | HOUPARRHNBHGASE01_OLDI | BHGASE01 | BHDHCN05 | PAR_OLDI | BHGASE01_BHDHCN05 | 4 | -0.25 | 1 | Supported
HOUPARRHNBHDHCN05_OLDI_FBHGASE01_D17 | Residential heating technology - Direct district heating substation - plus connection pipe - plus distribution (heating density: high ) - single-family house - existing building - distributed level 0.17 | HOUDHC | HOUPARRHN_OLDI_DMD | MKr20 | 2040 | 2.588 | 0.023687 | [6 empty] | PAR | I | OLD |  |  | RHNBHDHC | 1 | 0.16667 | HOUPARRHNBHDHCN05_OLDI_FBHGASE01 | 0.853 | HOUPARRHNBHDHCN05_OLDI | HOUPARRHNBHGASE01_OLDI | BHGASE01 | BHDHCN05 | PAR_OLDI | BHGASE01_BHDHCN05 | 4 | -0.25 | 1 | Supported
HOUPARRHNBHDHCN05_OLDI_FBHGASE01_D17 | Residential heating technology - Direct district heating substation - plus connection pipe - plus distribution (heating density: high ) - single-family house - existing building - distributed level 0.17 | HOUDHC | HOUPARRHN_OLDI_DMD | MKr20 | 2050 | 2.536 | 0.022136 | [6 empty] | PAR | I | OLD |  |  | RHNBHDHC | 1 | 0.16667 | HOUPARRHNBHDHCN05_OLDI_FBHGASE01 | 0.853 | HOUPARRHNBHDHCN05_OLDI | HOUPARRHNBHGASE01_OLDI | BHGASE01 | BHDHCN05 | PAR_OLDI | BHGASE01_BHDHCN05 | 4 | -0.25 | 1 | Supported
HOUETARHNHPELCN05_OLDC_FBHGASE01_D17 | Residential heating technology - Heat pump, Air-to-water - leasing - apartment complex - existing building - distributed level 0.17 | HOUELC, HOUAMB | HOUETARHN_OLDC_DMD | MKr20 | 2020 | 2.1493 | 0.28261 | 0.3191 | [5 empty] | ETA | C | OLD | 3.1338 |  | RHNHPELC | 1 | 0.16667 | HOUETARHNHPELCN05_OLDC_FBHGASE01 | 0.895 | HOUETARHNHPELCN05_OLDC | HOUETARHNBHGASE01_OLDC | BHGASE01 | HPELCN05 | ETA_OLDC | BHGASE01_HPELCN05 | 4 | -0.25 | 1 | Supported
HOUETARHNHPELCN05_OLDC_FBHGASE01_D17 | Residential heating technology - Heat pump, Air-to-water - leasing - apartment complex - existing building - distributed level 0.17 | HOUELC, HOUAMB | HOUETARHN_OLDC_DMD | MKr20 | 2025 | 1.9246 | 0.2598 | 0.30341 | [5 empty] | ETA | C | OLD | 3.2959 |  | RHNHPELC | 1 | 0.16667 | HOUETARHNHPELCN05_OLDC_FBHGASE01 | 0.895 | HOUETARHNHPELCN05_OLDC | HOUETARHNBHGASE01_OLDC | BHGASE01 | HPELCN05 | ETA_OLDC | BHGASE01_HPELCN05 | 4 | -0.25 | 1 | Supported
HOUETARHNHPELCN05_OLDC_FBHGASE01_D17 | Residential heating technology - Heat pump, Air-to-water - leasing - apartment complex - existing building - distributed level 0.17 | HOUELC, HOUAMB | HOUETARHN_OLDC_DMD | MKr20 | 2030 | 1.6998 | 0.23697 | 0.28919 | [5 empty] | ETA | C | OLD | 3.458 |  | RHNHPELC | 1 | 0.16667 | HOUETARHNHPELCN05_OLDC_FBHGASE01 | 0.895 | HOUETARHNHPELCN05_OLDC | HOUETARHNBHGASE01_OLDC | BHGASE01 | HPELCN05 | ETA_OLDC | BHGASE01_HPELCN05 | 4 | -0.25 | 1 | Supported
HOUETARHNHPELCN05_OLDC_FBHGASE01_D17 | Residential heating technology - Heat pump, Air-to-water - leasing - apartment complex - existing building - distributed level 0.17 | HOUELC, HOUAMB | HOUETARHN_OLDC_DMD | MKr20 | 2040 | 1.5225 | 0.21839 | 0.27624 | [5 empty] | ETA | C | OLD | 3.6201 |  | RHNHPELC | 1 | 0.16667 | HOUETARHNHPELCN05_OLDC_FBHGASE01 | 0.895 | HOUETARHNHPELCN05_OLDC | HOUETARHNBHGASE01_OLDC | BHGASE01 | HPELCN05 | ETA_OLDC | BHGASE01_HPELCN05 | 4 | -0.25 | 1 | Supported
HOUETARHNHPELCN05_OLDC_FBHGASE01_D17 | Residential heating technology - Heat pump, Air-to-water - leasing - apartment complex - existing building - distributed level 0.17 | HOUELC, HOUAMB | HOUETARHN_OLDC_DMD | MKr20 | 2050 | 1.3451 | 0.19981 | 0.2644 | [5 empty] | ETA | C | OLD | 3.7822 |  | RHNHPELC | 1 | 0.16667 | HOUETARHNHPELCN05_OLDC_FBHGASE01 | 0.895 | HOUETARHNHPELCN05_OLDC | HOUETARHNBHGASE01_OLDC | BHGASE01 | HPELCN05 | ETA_OLDC | BHGASE01_HPELCN05 | 4 | -0.25 | 1 | Supported
HOUETARHNHPELCN04_OLDC_FBHGASE01_D17 | Residential heating technology - Heat pump, Ground source - apartment complex - existing building - distributed level 0.17 | HOUELC, HOUAMB | HOUETARHN_OLDC_DMD | MKr20 | 2020 | 4.0051 | 0.041882 | 0.28919 | [5 empty] | ETA | C | OLD | 3.458 |  | RHNHPELC | 1 | 0.16667 | HOUETARHNHPELCN04_OLDC_FBHGASE01 | 0.895 | HOUETARHNHPELCN04_OLDC | HOUETARHNBHGASE01_OLDC | BHGASE01 | HPELCN04 | ETA_OLDC | BHGASE01_HPELCN04 | 4 | -0.25 | 1 | Supported
HOUETARHNHPELCN04_OLDC_FBHGASE01_D17 | Residential heating technology - Heat pump, Ground source - apartment complex - existing building - distributed level 0.17 | HOUELC, HOUAMB | HOUETARHN_OLDC_DMD | MKr20 | 2025 | 3.7047 | 0.04155 | 0.28042 | [5 empty] | ETA | C | OLD | 3.566 |  | RHNHPELC | 1 | 0.16667 | HOUETARHNHPELCN04_OLDC_FBHGASE01 | 0.895 | HOUETARHNHPELCN04_OLDC | HOUETARHNBHGASE01_OLDC | BHGASE01 | HPELCN04 | ETA_OLDC | BHGASE01_HPELCN04 | 4 | -0.25 | 1 | Supported
HOUETARHNHPELCN04_OLDC_FBHGASE01_D17 | Residential heating technology - Heat pump, Ground source - apartment complex - existing building - distributed level 0.17 | HOUELC, HOUAMB | HOUETARHN_OLDC_DMD | MKr20 | 2030 | 3.4043 | 0.041188 | 0.27218 | [5 empty] | ETA | C | OLD | 3.6741 |  | RHNHPELC | 1 | 0.16667 | HOUETARHNHPELCN04_OLDC_FBHGASE01 | 0.895 | HOUETARHNHPELCN04_OLDC | HOUETARHNBHGASE01_OLDC | BHGASE01 | HPELCN04 | ETA_OLDC | BHGASE01_HPELCN04 | 4 | -0.25 | 1 | Supported
HOUETARHNHPELCN04_OLDC_FBHGASE01_D17 | Residential heating technology - Heat pump, Ground source - apartment complex - existing building - distributed level 0.17 | HOUELC, HOUAMB | HOUETARHN_OLDC_DMD | MKr20 | 2040 | 3.149 | 0.040351 | 0.26067 | [5 empty] | ETA | C | OLD | 3.8362 |  | RHNHPELC | 1 | 0.16667 | HOUETARHNHPELCN04_OLDC_FBHGASE01 | 0.895 | HOUETARHNHPELCN04_OLDC | HOUETARHNBHGASE01_OLDC | BHGASE01 | HPELCN04 | ETA_OLDC | BHGASE01_HPELCN04 | 4 | -0.25 | 1 | Supported
HOUETARHNHPELCN04_OLDC_FBHGASE01_D17 | Residential heating technology - Heat pump, Ground source - apartment complex - existing building - distributed level 0.17 | HOUELC, HOUAMB | HOUETARHN_OLDC_DMD | MKr20 | 2050 | 2.8937 | 0.039498 | 0.25705 | [5 empty] | ETA | C | OLD | 3.8902 |  | RHNHPELC | 1 | 0.16667 | HOUETARHNHPELCN04_OLDC_FBHGASE01 | 0.895 | HOUETARHNHPELCN04_OLDC | HOUETARHNBHGASE01_OLDC | BHGASE01 | HPELCN04 | ETA_OLDC | BHGASE01_HPELCN04 | 4 | -0.25 | 1 | Supported
HOUETARHNHPELCN03_OLDC_FBHGASE01_D17 | Residential heating technology - Heat pump, Air-to-water - apartment complex - existing building - distributed level 0.17 | HOUELC, HOUAMB | HOUETARHN_OLDC_DMD | MKr20 | 2020 | 4.2987 | 0.067679 | 0.3191 | [5 empty] | ETA | C | OLD | 3.1338 |  | RHNHPELC | 1 | 0.16667 | HOUETARHNHPELCN03_OLDC_FBHGASE01 | 0.895 | HOUETARHNHPELCN03_OLDC | HOUETARHNBHGASE01_OLDC | BHGASE01 | HPELCN03 | ETA_OLDC | BHGASE01_HPELCN03 | 4 | -0.25 | 1 | Supported
HOUETARHNHPELCN03_OLDC_FBHGASE01_D17 | Residential heating technology - Heat pump, Air-to-water - apartment complex - existing building - distributed level 0.17 | HOUELC, HOUAMB | HOUETARHN_OLDC_DMD | MKr20 | 2025 | 3.8491 | 0.067348 | 0.30341 | [5 empty] | ETA | C | OLD | 3.2959 |  | RHNHPELC | 1 | 0.16667 | HOUETARHNHPELCN03_OLDC_FBHGASE01 | 0.895 | HOUETARHNHPELCN03_OLDC | HOUETARHNBHGASE01_OLDC | BHGASE01 | HPELCN03 | ETA_OLDC | BHGASE01_HPELCN03 | 4 | -0.25 | 1 | Supported
HOUETARHNHPELCN03_OLDC_FBHGASE01_D17 | Residential heating technology - Heat pump, Air-to-water - apartment complex - existing building - distributed level 0.17 | HOUELC, HOUAMB | HOUETARHN_OLDC_DMD | MKr20 | 2030 | 3.3996 | 0.066986 | 0.28919 | [5 empty] | ETA | C | OLD | 3.458 |  | RHNHPELC | 1 | 0.16667 | HOUETARHNHPELCN03_OLDC_FBHGASE01 | 0.895 | HOUETARHNHPELCN03_OLDC | HOUETARHNBHGASE01_OLDC | BHGASE01 | HPELCN03 | ETA_OLDC | BHGASE01_HPELCN03 | 4 | -0.25 | 1 | Supported
HOUETARHNHPELCN03_OLDC_FBHGASE01_D17 | Residential heating technology - Heat pump, Air-to-water - apartment complex - existing building - distributed level 0.17 | HOUELC, HOUAMB | HOUETARHN_OLDC_DMD | MKr20 | 2040 | 3.0449 | 0.066149 | 0.27624 | [5 empty] | ETA | C | OLD | 3.6201 |  | RHNHPELC | 1 | 0.16667 | HOUETARHNHPELCN03_OLDC_FBHGASE01 | 0.895 | HOUETARHNHPELCN03_OLDC | HOUETARHNBHGASE01_OLDC | BHGASE01 | HPELCN03 | ETA_OLDC | BHGASE01_HPELCN03 | 4 | -0.25 | 1 | Supported
HOUETARHNHPELCN03_OLDC_FBHGASE01_D17 | Residential heating technology - Heat pump, Air-to-water - apartment complex - existing building - distributed level 0.17 | HOUELC, HOUAMB | HOUETARHN_OLDC_DMD | MKr20 | 2050 | 2.6902 | 0.065296 | 0.2644 | [5 empty] | ETA | C | OLD | 3.7822 |  | RHNHPELC | 1 | 0.16667 | HOUETARHNHPELCN03_OLDC_FBHGASE01 | 0.895 | HOUETARHNHPELCN03_OLDC | HOUETARHNBHGASE01_OLDC | BHGASE01 | HPELCN03 | ETA_OLDC | BHGASE01_HPELCN03 | 4 | -0.25 | 1 | Supported
HOUETARHNHPELCN02_OLDC_FBHGASE01_D17 | Residential heating technology - Heat pump, Air-to-air - single-family house - existing building - distributed level 0.17 | HOUELC, HOUAMB | HOUETARHN_OLDC_DMD | MKr20 | 2020 | 1.7956 | 0.14453 | 0.1908 | [5 empty] | ETA | C | OLD | 5.241 |  | RHNHPELC | 1 | 0.16667 | HOUETARHNHPELCN02_OLDC_FBHGASE01 | 0.895 | HOUETARHNHPELCN02_OLDC | HOUETARHNBHGASE01_OLDC | BHGASE01 | HPELCN02 | ETA_OLDC | BHGASE01_HPELCN02 | 5 | 0 | 1.1 | Unlikely
HOUETARHNHPELCN02_OLDC_FBHGASE01_D17 | Residential heating technology - Heat pump, Air-to-air - single-family house - existing building - distributed level 0.17 | HOUELC, HOUAMB | HOUETARHN_OLDC_DMD | MKr20 | 2025 | 1.7517 | 0.098193 | 0.18145 | [5 empty] | ETA | C | OLD | 5.5112 |  | RHNHPELC | 1 | 0.16667 | HOUETARHNHPELCN02_OLDC_FBHGASE01 | 0.895 | HOUETARHNHPELCN02_OLDC | HOUETARHNBHGASE01_OLDC | BHGASE01 | HPELCN02 | ETA_OLDC | BHGASE01_HPELCN02 | 5 | 0 | 1.1 | Unlikely
HOUETARHNHPELCN02_OLDC_FBHGASE01_D17 | Residential heating technology - Heat pump, Air-to-air - single-family house - existing building - distributed level 0.17 | HOUELC, HOUAMB | HOUETARHN_OLDC_DMD | MKr20 | 2030 | 1.7078 | 0.096379 | 0.1746 | [5 empty] | ETA | C | OLD | 5.7273 |  | RHNHPELC | 1 | 0.16667 | HOUETARHNHPELCN02_OLDC_FBHGASE01 | 0.895 | HOUETARHNHPELCN02_OLDC | HOUETARHNBHGASE01_OLDC | BHGASE01 | HPELCN02 | ETA_OLDC | BHGASE01_HPELCN02 | 5 | 0 | 1.1 | Unlikely
HOUETARHNHPELCN02_OLDC_FBHGASE01_D17 | Residential heating technology - Heat pump, Air-to-air - single-family house - existing building - distributed level 0.17 | HOUELC, HOUAMB | HOUETARHN_OLDC_DMD | MKr20 | 2040 | 1.6264 | 0.093013 | 0.16825 | [5 empty] | ETA | C | OLD | 5.9434 |  | RHNHPELC | 1 | 0.16667 | HOUETARHNHPELCN02_OLDC_FBHGASE01 | 0.895 | HOUETARHNHPELCN02_OLDC | HOUETARHNBHGASE01_OLDC | BHGASE01 | HPELCN02 | ETA_OLDC | BHGASE01_HPELCN02 | 5 | 0 | 1.1 | Unlikely
HOUETARHNHPELCN02_OLDC_FBHGASE01_D17 | Residential heating technology - Heat pump, Air-to-air - single-family house - existing building - distributed level 0.17 | HOUELC, HOUAMB | HOUETARHN_OLDC_DMD | MKr20 | 2050 | 1.5449 | 0.089647 | 0.16525 | [5 empty] | ETA | C | OLD | 6.0515 |  | RHNHPELC | 1 | 0.16667 | HOUETARHNHPELCN02_OLDC_FBHGASE01 | 0.895 | HOUETARHNHPELCN02_OLDC | HOUETARHNBHGASE01_OLDC | BHGASE01 | HPELCN02 | ETA_OLDC | BHGASE01_HPELCN02 | 5 | 0 | 1.1 | Unlikely
HOUETARHNDIELCN06_OLDC_FBHGASE01_D17 | Residential heating technology - Electric heating - electric panel from Bauhaus - apartment complex - new building - distributed level 0.17 | HOUELC | HOUETARHN_OLDC_DMD | MKr20 | 2020 | 0.50745 | 0 | [6 empty] | ETA | C | OLD |  |  | RHNDIELC | 1 | 0.16667 | HOUETARHNDIELCN06_OLDC_FBHGASE01 | 0.895 | HOUETARHNDIELCN06_OLDC | HOUETARHNBHGASE01_OLDC | BHGASE01 | DIELCN06 | ETA_OLDC | BHGASE01_DIELCN06 | 5 | 0 | 1.1 | Unlikely
HOUETARHNDIELCN06_OLDC_FBHGASE01_D17 | Residential heating technology - Electric heating - electric panel from Bauhaus - apartment complex - new building - distributed level 0.17 | HOUELC | HOUETARHN_OLDC_DMD | MKr20 | 2025 | 0.50745 | 0 | [6 empty] | ETA | C | OLD |  |  | RHNDIELC | 1 | 0.16667 | HOUETARHNDIELCN06_OLDC_FBHGASE01 | 0.895 | HOUETARHNDIELCN06_OLDC | HOUETARHNBHGASE01_OLDC | BHGASE01 | DIELCN06 | ETA_OLDC | BHGASE01_DIELCN06 | 5 | 0 | 1.1 | Unlikely
HOUETARHNDIELCN06_OLDC_FBHGASE01_D17 | Residential heating technology - Electric heating - electric panel from Bauhaus - apartment complex - new building - distributed level 0.17 | HOUELC | HOUETARHN_OLDC_DMD | MKr20 | 2030 | 0.50745 | 0 | [6 empty] | ETA | C | OLD |  |  | RHNDIELC | 1 | 0.16667 | HOUETARHNDIELCN06_OLDC_FBHGASE01 | 0.895 | HOUETARHNDIELCN06_OLDC | HOUETARHNBHGASE01_OLDC | BHGASE01 | DIELCN06 | ETA_OLDC | BHGASE01_DIELCN06 | 5 | 0 | 1.1 | Unlikely
HOUETARHNDIELCN06_OLDC_FBHGASE01_D17 | Residential heating technology - Electric heating - electric panel from Bauhaus - apartment complex - new building - distributed level 0.17 | HOUELC | HOUETARHN_OLDC_DMD | MKr20 | 2040 | 0.50745 | 0 | [6 empty] | ETA | C | OLD |  |  | RHNDIELC | 1 | 0.16667 | HOUETARHNDIELCN06_OLDC_FBHGASE01 | 0.895 | HOUETARHNDIELCN06_OLDC | HOUETARHNBHGASE01_OLDC | BHGASE01 | DIELCN06 | ETA_OLDC | BHGASE01_DIELCN06 | 5 | 0 | 1.1 | Unlikely
HOUETARHNDIELCN06_OLDC_FBHGASE01_D17 | Residential heating technology - Electric heating - electric panel from Bauhaus - apartment complex - new building - distributed level 0.17 | HOUELC | HOUETARHN_OLDC_DMD | MKr20 | 2050 | 0.50745 | 0 | [6 empty] | ETA | C | OLD |  |  | RHNDIELC | 1 | 0.16667 | HOUETARHNDIELCN06_OLDC_FBHGASE01 | 0.895 | HOUETARHNDIELCN06_OLDC | HOUETARHNBHGASE01_OLDC | BHGASE01 | DIELCN06 | ETA_OLDC | BHGASE01_DIELCN06 | 5 | 0 | 1.1 | Unlikely
HOUETARHNDIELCN01_OLDC_FBHGASE01_D17 | Residential heating technology - Electric heating - apartment complex - new building - distributed level 0.17 | HOUELC | HOUETARHN_OLDC_DMD | MKr20 | 2020 | 4.7132 | 0.0019137 | [6 empty] | ETA | C | OLD |  |  | RHNDIELC | 1 | 0.16667 | HOUETARHNDIELCN01_OLDC_FBHGASE01 | 0.895 | HOUETARHNDIELCN01_OLDC | HOUETARHNBHGASE01_OLDC | BHGASE01 | DIELCN01 | ETA_OLDC | BHGASE01_DIELCN01 | 5 | 0 | 1.1 | Unlikely
HOUETARHNDIELCN01_OLDC_FBHGASE01_D17 | Residential heating technology - Electric heating - apartment complex - new building - distributed level 0.17 | HOUELC | HOUETARHN_OLDC_DMD | MKr20 | 2025 | 4.5965 | 0.0018356 | [6 empty] | ETA | C | OLD |  |  | RHNDIELC | 1 | 0.16667 | HOUETARHNDIELCN01_OLDC_FBHGASE01 | 0.895 | HOUETARHNDIELCN01_OLDC | HOUETARHNBHGASE01_OLDC | BHGASE01 | DIELCN01 | ETA_OLDC | BHGASE01_DIELCN01 | 5 | 0 | 1.1 | Unlikely
HOUETARHNDIELCN01_OLDC_FBHGASE01_D17 | Residential heating technology - Electric heating - apartment complex - new building - distributed level 0.17 | HOUELC | HOUETARHN_OLDC_DMD | MKr20 | 2030 | 4.4828 | 0.0017965 | [6 empty] | ETA | C | OLD |  |  | RHNDIELC | 1 | 0.16667 | HOUETARHNDIELCN01_OLDC_FBHGASE01 | 0.895 | HOUETARHNDIELCN01_OLDC | HOUETARHNBHGASE01_OLDC | BHGASE01 | DIELCN01 | ETA_OLDC | BHGASE01_DIELCN01 | 5 | 0 | 1.1 | Unlikely
HOUETARHNDIELCN01_OLDC_FBHGASE01_D17 | Residential heating technology - Electric heating - apartment complex - new building - distributed level 0.17 | HOUELC | HOUETARHN_OLDC_DMD | MKr20 | 2040 | 4.2636 | 0.0017184 | [6 empty] | ETA | C | OLD |  |  | RHNDIELC | 1 | 0.16667 | HOUETARHNDIELCN01_OLDC_FBHGASE01 | 0.895 | HOUETARHNDIELCN01_OLDC | HOUETARHNBHGASE01_OLDC | BHGASE01 | DIELCN01 | ETA_OLDC | BHGASE01_DIELCN01 | 5 | 0 | 1.1 | Unlikely
HOUETARHNDIELCN01_OLDC_FBHGASE01_D17 | Residential heating technology - Electric heating - apartment complex - new building - distributed level 0.17 | HOUELC | HOUETARHN_OLDC_DMD | MKr20 | 2050 | 4.0551 | 0.0016403 | [6 empty] | ETA | C | OLD |  |  | RHNDIELC | 1 | 0.16667 | HOUETARHNDIELCN01_OLDC_FBHGASE01 | 0.895 | HOUETARHNDIELCN01_OLDC | HOUETARHNBHGASE01_OLDC | BHGASE01 | DIELCN01 | ETA_OLDC | BHGASE01_DIELCN01 | 5 | 0 | 1.1 | Unlikely
HOUETARHNBHWPEN01_OLDC_FBHGASE01_D17 | Residential heating technology - Biomass boiler, automatic stoking , wood pellets or wood chips - apartment complex - existing building - distributed level 0.17 | HOUWPE | HOUETARHN_OLDC_DMD | MKr20 | 2020 | 1.7872 | 0.035182 |  | 25 | 14 | 70 | 2 | 4 | ETA | C | OLD |  |  | RHNBHWPE | 1 | 0.16667 | HOUETARHNBHWPEN01_OLDC_FBHGASE01 | 0.895 | HOUETARHNBHWPEN01_OLDC | HOUETARHNBHGASE01_OLDC | BHGASE01 | BHWPEN01 | ETA_OLDC | BHGASE01_BHWPEN01 | 6 | 0 | 1 | New
HOUETARHNBHWPEN01_OLDC_FBHGASE01_D17 | Residential heating technology - Biomass boiler, automatic stoking , wood pellets or wood chips - apartment complex - existing building - distributed level 0.17 | HOUWPE | HOUETARHN_OLDC_DMD | MKr20 | 2025 | 1.7429 | 0.034933 |  | 25 | 14 | 60 | 2 | 4 | ETA | C | OLD |  |  | RHNBHWPE | 1 | 0.16667 | HOUETARHNBHWPEN01_OLDC_FBHGASE01 | 0.895 | HOUETARHNBHWPEN01_OLDC | HOUETARHNBHGASE01_OLDC | BHGASE01 | BHWPEN01 | ETA_OLDC | BHGASE01_BHWPEN01 | 6 | 0 | 1 | New
HOUETARHNBHWPEN01_OLDC_FBHGASE01_D17 | Residential heating technology - Biomass boiler, automatic stoking , wood pellets or wood chips - apartment complex - existing building - distributed level 0.17 | HOUWPE | HOUETARHN_OLDC_DMD | MKr20 | 2030 | 1.6998 | 0.035089 |  | 25 | 11 | 50 | 1 | 4 | ETA | C | OLD |  |  | RHNBHWPE | 1 | 0.16667 | HOUETARHNBHWPEN01_OLDC_FBHGASE01 | 0.895 | HOUETARHNBHWPEN01_OLDC | HOUETARHNBHGASE01_OLDC | BHGASE01 | BHWPEN01 | ETA_OLDC | BHGASE01_BHWPEN01 | 6 | 0 | 1 | New
HOUETARHNBHWPEN01_OLDC_FBHGASE01_D17 | Residential heating technology - Biomass boiler, automatic stoking , wood pellets or wood chips - apartment complex - existing building - distributed level 0.17 | HOUWPE | HOUETARHN_OLDC_DMD | MKr20 | 2040 | 1.6167 | 0.033969 |  | 25 | 9 | 45 | 1 | 4 | ETA | C | OLD |  |  | RHNBHWPE | 1 | 0.16667 | HOUETARHNBHWPEN01_OLDC_FBHGASE01 | 0.895 | HOUETARHNBHWPEN01_OLDC | HOUETARHNBHGASE01_OLDC | BHGASE01 | BHWPEN01 | ETA_OLDC | BHGASE01_BHWPEN01 | 6 | 0 | 1 | New
HOUETARHNBHWPEN01_OLDC_FBHGASE01_D17 | Residential heating technology - Biomass boiler, automatic stoking , wood pellets or wood chips - apartment complex - existing building - distributed level 0.17 | HOUWPE | HOUETARHN_OLDC_DMD | MKr20 | 2050 | 1.5376 | 0.032506 |  | 25 | 9 | 40 | 0 | 4 | ETA | C | OLD |  |  | RHNBHWPE | 1 | 0.16667 | HOUETARHNBHWPEN01_OLDC_FBHGASE01 | 0.895 | HOUETARHNBHWPEN01_OLDC | HOUETARHNBHGASE01_OLDC | BHGASE01 | BHWPEN01 | ETA_OLDC | BHGASE01_BHWPEN01 | 6 | 0 | 1 | New
HOUETARHNBHSOLN01_OLDC_FBHGASE01_D17 | Residential heating technology - Solar heating system - apartment complex - existing building - distributed level 0.17 | HOUSOL | HOUETARHN_OLDC_DMD | MKr20 | 2020 | 3.9769 | 0.018612 | [6 empty] | ETA | C | OLD |  |  | RHNBHSOL | 1 | 0.16667 | HOUETARHNBHSOLN01_OLDC_FBHGASE01 | 0.895 | HOUETARHNBHSOLN01_OLDC | HOUETARHNBHGASE01_OLDC | BHGASE01 | BHSOLN01 | ETA_OLDC | BHGASE01_BHSOLN01 | 5 | 0 | 1.1 | Unlikely
HOUETARHNBHSOLN01_OLDC_FBHGASE01_D17 | Residential heating technology - Solar heating system - apartment complex - existing building - distributed level 0.17 | HOUSOL | HOUETARHN_OLDC_DMD | MKr20 | 2025 | 3.8051 | 0.019728 | [6 empty] | ETA | C | OLD |  |  | RHNBHSOL | 1 | 0.16667 | HOUETARHNBHSOLN01_OLDC_FBHGASE01 | 0.895 | HOUETARHNBHSOLN01_OLDC | HOUETARHNBHGASE01_OLDC | BHGASE01 | BHSOLN01 | ETA_OLDC | BHGASE01_BHSOLN01 | 5 | 0 | 1.1 | Unlikely
HOUETARHNBHSOLN01_OLDC_FBHGASE01_D17 | Residential heating technology - Solar heating system - apartment complex - existing building - distributed level 0.17 | HOUSOL | HOUETARHN_OLDC_DMD | MKr20 | 2030 | 3.6332 | 0.020152 | [6 empty] | ETA | C | OLD |  |  | RHNBHSOL | 1 | 0.16667 | HOUETARHNBHSOLN01_OLDC_FBHGASE01 | 0.895 | HOUETARHNBHSOLN01_OLDC | HOUETARHNBHGASE01_OLDC | BHGASE01 | BHSOLN01 | ETA_OLDC | BHGASE01_BHSOLN01 | 5 | 0 | 1.1 | Unlikely
HOUETARHNBHSOLN01_OLDC_FBHGASE01_D17 | Residential heating technology - Solar heating system - apartment complex - existing building - distributed level 0.17 | HOUSOL | HOUETARHN_OLDC_DMD | MKr20 | 2040 | 3.4614 | 0.019606 | [6 empty] | ETA | C | OLD |  |  | RHNBHSOL | 1 | 0.16667 | HOUETARHNBHSOLN01_OLDC_FBHGASE01 | 0.895 | HOUETARHNBHSOLN01_OLDC | HOUETARHNBHGASE01_OLDC | BHGASE01 | BHSOLN01 | ETA_OLDC | BHGASE01_BHSOLN01 | 5 | 0 | 1.1 | Unlikely
HOUETARHNBHSOLN01_OLDC_FBHGASE01_D17 | Residential heating technology - Solar heating system - apartment complex - existing building - distributed level 0.17 | HOUSOL | HOUETARHN_OLDC_DMD | MKr20 | 2050 | 3.2895 | 0.018612 | [6 empty] | ETA | C | OLD |  |  | RHNBHSOL | 1 | 0.16667 | HOUETARHNBHSOLN01_OLDC_FBHGASE01 | 0.895 | HOUETARHNBHSOLN01_OLDC | HOUETARHNBHGASE01_OLDC | BHGASE01 | BHSOLN01 | ETA_OLDC | BHGASE01_BHSOLN01 | 5 | 0 | 1.1 | Unlikely
HOUETARHNBHGASN01_OLDC_FBHGASE01_D17 | Residential heating technology - Natural gas boiler - apartment complex - existing building - distributed level 0.17 | HOUGAS | HOUETARHN_OLDC_DMD | MKr20 | 2020 | 0.18168 | 0.010403 |  | 0.43 | 0.1 | 20.4 | 1 | 1 | ETA | C | OLD |  |  | RHNBHGAS | 1 | 0.16667 | HOUETARHNBHGASN01_OLDC_FBHGASE01 | 0.895 | HOUETARHNBHGASN01_OLDC | HOUETARHNBHGASE01_OLDC | BHGASE01 | BHGASN01 | ETA_OLDC | BHGASE01_BHGASN01 | 6 | 0 | 1 | New
HOUETARHNBHGASN01_OLDC_FBHGASE01_D17 | Residential heating technology - Natural gas boiler - apartment complex - existing building - distributed level 0.17 | HOUGAS | HOUETARHN_OLDC_DMD | MKr20 | 2025 | 0.17784 | 0.010322 |  | 0.43 | 0.1 | 20.4 | 1 | 1 | ETA | C | OLD |  |  | RHNBHGAS | 1 | 0.16667 | HOUETARHNBHGASN01_OLDC_FBHGASE01 | 0.895 | HOUETARHNBHGASN01_OLDC | HOUETARHNBHGASE01_OLDC | BHGASE01 | BHGASN01 | ETA_OLDC | BHGASE01_BHGASN01 | 6 | 0 | 1 | New
HOUETARHNBHGASN01_OLDC_FBHGASE01_D17 | Residential heating technology - Natural gas boiler - apartment complex - existing building - distributed level 0.17 | HOUGAS | HOUETARHN_OLDC_DMD | MKr20 | 2030 | 0.17409 | 0.010227 |  | 0.43 | 0.1 | 20.4 | 1 | 1 | ETA | C | OLD |  |  | RHNBHGAS | 1 | 0.16667 | HOUETARHNBHGASN01_OLDC_FBHGASE01 | 0.895 | HOUETARHNBHGASN01_OLDC | HOUETARHNBHGASE01_OLDC | BHGASE01 | BHGASN01 | ETA_OLDC | BHGASE01_BHGASN01 | 6 | 0 | 1 | New
HOUETARHNBHGASN01_OLDC_FBHGASE01_D17 | Residential heating technology - Natural gas boiler - apartment complex - existing building - distributed level 0.17 | HOUGAS | HOUETARHN_OLDC_DMD | MKr20 | 2040 | 0.16687 | 0.0098068 |  | 0.43 | 0.1 | 20.4 | 1 | 1 | ETA | C | OLD |  |  | RHNBHGAS | 1 | 0.16667 | HOUETARHNBHGASN01_OLDC_FBHGASE01 | 0.895 | HOUETARHNBHGASN01_OLDC | HOUETARHNBHGASE01_OLDC | BHGASE01 | BHGASN01 | ETA_OLDC | BHGASE01_BHGASN01 | 6 | 0 | 1 | New
HOUETARHNBHGASN01_OLDC_FBHGASE01_D17 | Residential heating technology - Natural gas boiler - apartment complex - existing building - distributed level 0.17 | HOUGAS | HOUETARHN_OLDC_DMD | MKr20 | 2050 | 0.16001 | 0.0027971 |  | 0.43 | 0.1 | 20.4 | 1 | 1 | ETA | C | OLD |  |  | RHNBHGAS | 1 | 0.16667 | HOUETARHNBHGASN01_OLDC_FBHGASE01 | 0.895 | HOUETARHNBHGASN01_OLDC | HOUETARHNBHGASE01_OLDC | BHGASE01 | BHGASN01 | ETA_OLDC | BHGASE01_BHGASN01 | 6 | 0 | 1 | New
HOUETARHNBHDHCN03_OLDC_FBHGASE01_D17 | Residential heating technology - Direct district heating substation - plus connection pipe - apartment complex - existing building - distributed level 0.17 | HOUDHC | HOUETARHN_OLDC_DMD | MKr20 | 2020 | 0.2059 | 0.0013872 | [6 empty] | ETA | C | OLD |  |  | RHNBHDHC | 1 | 0.16667 | HOUETARHNBHDHCN03_OLDC_FBHGASE01 | 0.895 | HOUETARHNBHDHCN03_OLDC | HOUETARHNBHGASE01_OLDC | BHGASE01 | BHDHCN03 | ETA_OLDC | BHGASE01_BHDHCN03 | 6 | 0 | 1 | New
HOUETARHNBHDHCN03_OLDC_FBHGASE01_D17 | Residential heating technology - Direct district heating substation - plus connection pipe - apartment complex - existing building - distributed level 0.17 | HOUDHC | HOUETARHN_OLDC_DMD | MKr20 | 2025 | 0.20205 | 0.001406 | [6 empty] | ETA | C | OLD |  |  | RHNBHDHC | 1 | 0.16667 | HOUETARHNBHDHCN03_OLDC_FBHGASE01 | 0.895 | HOUETARHNBHDHCN03_OLDC | HOUETARHNBHGASE01_OLDC | BHGASE01 | BHDHCN03 | ETA_OLDC | BHGASE01_BHDHCN03 | 6 | 0 | 1 | New
HOUETARHNBHDHCN03_OLDC_FBHGASE01_D17 | Residential heating technology - Direct district heating substation - plus connection pipe - apartment complex - existing building - distributed level 0.17 | HOUDHC | HOUETARHN_OLDC_DMD | MKr20 | 2030 | 0.1983 | 0.0013853 | [6 empty] | ETA | C | OLD |  |  | RHNBHDHC | 1 | 0.16667 | HOUETARHNBHDHCN03_OLDC_FBHGASE01 | 0.895 | HOUETARHNBHDHCN03_OLDC | HOUETARHNBHGASE01_OLDC | BHGASE01 | BHDHCN03 | ETA_OLDC | BHGASE01_BHDHCN03 | 6 | 0 | 1 | New
HOUETARHNBHDHCN03_OLDC_FBHGASE01_D17 | Residential heating technology - Direct district heating substation - plus connection pipe - apartment complex - existing building - distributed level 0.17 | HOUDHC | HOUETARHN_OLDC_DMD | MKr20 | 2040 | 0.19107 | 0.0013433 | [6 empty] | ETA | C | OLD |  |  | RHNBHDHC | 1 | 0.16667 | HOUETARHNBHDHCN03_OLDC_FBHGASE01 | 0.895 | HOUETARHNBHDHCN03_OLDC | HOUETARHNBHGASE01_OLDC | BHGASE01 | BHDHCN03 | ETA_OLDC | BHGASE01_BHDHCN03 | 6 | 0 | 1 | New
HOUETARHNBHDHCN03_OLDC_FBHGASE01_D17 | Residential heating technology - Direct district heating substation - plus connection pipe - apartment complex - existing building - distributed level 0.17 | HOUDHC | HOUETARHN_OLDC_DMD | MKr20 | 2050 | 0.1842 | 0.0012896 | [6 empty] | ETA | C | OLD |  |  | RHNBHDHC | 1 | 0.16667 | HOUETARHNBHDHCN03_OLDC_FBHGASE01 | 0.895 | HOUETARHNBHDHCN03_OLDC | HOUETARHNBHGASE01_OLDC | BHGASE01 | BHDHCN03 | ETA_OLDC | BHGASE01_BHDHCN03 | 6 | 0 | 1 | New
HOUETARHNHPELCN05_OLDD_FBHGASE01_D17 | Residential heating technology - Heat pump, Air-to-water - leasing - apartment complex - existing building - distributed level 0.17 | HOUELC, HOUAMB | HOUETARHN_OLDD_DMD | MKr20 | 2020 | 2.1493 | 0.28261 | 0.3191 | [5 empty] | ETA | D | OLD | 3.1338 |  | RHNHPELC | 1 | 0.16667 | HOUETARHNHPELCN05_OLDD_FBHGASE01 | 0.895 | HOUETARHNHPELCN05_OLDD | HOUETARHNBHGASE01_OLDD | BHGASE01 | HPELCN05 | ETA_OLDD | BHGASE01_HPELCN05 | 4 | -0.25 | 1 | Supported
HOUETARHNHPELCN05_OLDD_FBHGASE01_D17 | Residential heating technology - Heat pump, Air-to-water - leasing - apartment complex - existing building - distributed level 0.17 | HOUELC, HOUAMB | HOUETARHN_OLDD_DMD | MKr20 | 2025 | 1.9246 | 0.2598 | 0.30341 | [5 empty] | ETA | D | OLD | 3.2959 |  | RHNHPELC | 1 | 0.16667 | HOUETARHNHPELCN05_OLDD_FBHGASE01 | 0.895 | HOUETARHNHPELCN05_OLDD | HOUETARHNBHGASE01_OLDD | BHGASE01 | HPELCN05 | ETA_OLDD | BHGASE01_HPELCN05 | 4 | -0.25 | 1 | Supported
HOUETARHNHPELCN05_OLDD_FBHGASE01_D17 | Residential heating technology - Heat pump, Air-to-water - leasing - apartment complex - existing building - distributed level 0.17 | HOUELC, HOUAMB | HOUETARHN_OLDD_DMD | MKr20 | 2030 | 1.6998 | 0.23697 | 0.28919 | [5 empty] | ETA | D | OLD | 3.458 |  | RHNHPELC | 1 | 0.16667 | HOUETARHNHPELCN05_OLDD_FBHGASE01 | 0.895 | HOUETARHNHPELCN05_OLDD | HOUETARHNBHGASE01_OLDD | BHGASE01 | HPELCN05 | ETA_OLDD | BHGASE01_HPELCN05 | 4 | -0.25 | 1 | Supported
HOUETARHNHPELCN05_OLDD_FBHGASE01_D17 | Residential heating technology - Heat pump, Air-to-water - leasing - apartment complex - existing building - distributed level 0.17 | HOUELC, HOUAMB | HOUETARHN_OLDD_DMD | MKr20 | 2040 | 1.5225 | 0.21839 | 0.27624 | [5 empty] | ETA | D | OLD | 3.6201 |  | RHNHPELC | 1 | 0.16667 | HOUETARHNHPELCN05_OLDD_FBHGASE01 | 0.895 | HOUETARHNHPELCN05_OLDD | HOUETARHNBHGASE01_OLDD | BHGASE01 | HPELCN05 | ETA_OLDD | BHGASE01_HPELCN05 | 4 | -0.25 | 1 | Supported
HOUETARHNHPELCN05_OLDD_FBHGASE01_D17 | Residential heating technology - Heat pump, Air-to-water - leasing - apartment complex - existing building - distributed level 0.17 | HOUELC, HOUAMB | HOUETARHN_OLDD_DMD | MKr20 | 2050 | 1.3451 | 0.19981 | 0.2644 | [5 empty] | ETA | D | OLD | 3.7822 |  | RHNHPELC | 1 | 0.16667 | HOUETARHNHPELCN05_OLDD_FBHGASE01 | 0.895 | HOUETARHNHPELCN05_OLDD | HOUETARHNBHGASE01_OLDD | BHGASE01 | HPELCN05 | ETA_OLDD | BHGASE01_HPELCN05 | 4 | -0.25 | 1 | Supported
HOUETARHNHPELCN04_OLDD_FBHGASE01_D17 | Residential heating technology - Heat pump, Ground source - apartment complex - existing building - distributed level 0.17 | HOUELC, HOUAMB | HOUETARHN_OLDD_DMD | MKr20 | 2020 | 4.0051 | 0.041882 | 0.28919 | [5 empty] | ETA | D | OLD | 3.458 |  | RHNHPELC | 1 | 0.16667 | HOUETARHNHPELCN04_OLDD_FBHGASE01 | 0.895 | HOUETARHNHPELCN04_OLDD | HOUETARHNBHGASE01_OLDD | BHGASE01 | HPELCN04 | ETA_OLDD | BHGASE01_HPELCN04 | 4 | -0.25 | 1 | Supported
HOUETARHNHPELCN04_OLDD_FBHGASE01_D17 | Residential heating technology - Heat pump, Ground source - apartment complex - existing building - distributed level 0.17 | HOUELC, HOUAMB | HOUETARHN_OLDD_DMD | MKr20 | 2025 | 3.7047 | 0.04155 | 0.28042 | [5 empty] | ETA | D | OLD | 3.566 |  | RHNHPELC | 1 | 0.16667 | HOUETARHNHPELCN04_OLDD_FBHGASE01 | 0.895 | HOUETARHNHPELCN04_OLDD | HOUETARHNBHGASE01_OLDD | BHGASE01 | HPELCN04 | ETA_OLDD | BHGASE01_HPELCN04 | 4 | -0.25 | 1 | Supported
HOUETARHNHPELCN04_OLDD_FBHGASE01_D17 | Residential heating technology - Heat pump, Ground source - apartment complex - existing building - distributed level 0.17 | HOUELC, HOUAMB | HOUETARHN_OLDD_DMD | MKr20 | 2030 | 3.4043 | 0.041188 | 0.27218 | [5 empty] | ETA | D | OLD | 3.6741 |  | RHNHPELC | 1 | 0.16667 | HOUETARHNHPELCN04_OLDD_FBHGASE01 | 0.895 | HOUETARHNHPELCN04_OLDD | HOUETARHNBHGASE01_OLDD | BHGASE01 | HPELCN04 | ETA_OLDD | BHGASE01_HPELCN04 | 4 | -0.25 | 1 | Supported
HOUETARHNHPELCN04_OLDD_FBHGASE01_D17 | Residential heating technology - Heat pump, Ground source - apartment complex - existing building - distributed level 0.17 | HOUELC, HOUAMB | HOUETARHN_OLDD_DMD | MKr20 | 2040 | 3.149 | 0.040351 | 0.26067 | [5 empty] | ETA | D | OLD | 3.8362 |  | RHNHPELC | 1 | 0.16667 | HOUETARHNHPELCN04_OLDD_FBHGASE01 | 0.895 | HOUETARHNHPELCN04_OLDD | HOUETARHNBHGASE01_OLDD | BHGASE01 | HPELCN04 | ETA_OLDD | BHGASE01_HPELCN04 | 4 | -0.25 | 1 | Supported
HOUETARHNHPELCN04_OLDD_FBHGASE01_D17 | Residential heating technology - Heat pump, Ground source - apartment complex - existing building - distributed level 0.17 | HOUELC, HOUAMB | HOUETARHN_OLDD_DMD | MKr20 | 2050 | 2.8937 | 0.039498 | 0.25705 | [5 empty] | ETA | D | OLD | 3.8902 |  | RHNHPELC | 1 | 0.16667 | HOUETARHNHPELCN04_OLDD_FBHGASE01 | 0.895 | HOUETARHNHPELCN04_OLDD | HOUETARHNBHGASE01_OLDD | BHGASE01 | HPELCN04 | ETA_OLDD | BHGASE01_HPELCN04 | 4 | -0.25 | 1 | Supported
HOUETARHNHPELCN03_OLDD_FBHGASE01_D17 | Residential heating technology - Heat pump, Air-to-water - apartment complex - existing building - distributed level 0.17 | HOUELC, HOUAMB | HOUETARHN_OLDD_DMD | MKr20 | 2020 | 4.2987 | 0.067679 | 0.3191 | [5 empty] | ETA | D | OLD | 3.1338 |  | RHNHPELC | 1 | 0.16667 | HOUETARHNHPELCN03_OLDD_FBHGASE01 | 0.895 | HOUETARHNHPELCN03_OLDD | HOUETARHNBHGASE01_OLDD | BHGASE01 | HPELCN03 | ETA_OLDD | BHGASE01_HPELCN03 | 4 | -0.25 | 1 | Supported
HOUETARHNHPELCN03_OLDD_FBHGASE01_D17 | Residential heating technology - Heat pump, Air-to-water - apartment complex - existing building - distributed level 0.17 | HOUELC, HOUAMB | HOUETARHN_OLDD_DMD | MKr20 | 2025 | 3.8491 | 0.067348 | 0.30341 | [5 empty] | ETA | D | OLD | 3.2959 |  | RHNHPELC | 1 | 0.16667 | HOUETARHNHPELCN03_OLDD_FBHGASE01 | 0.895 | HOUETARHNHPELCN03_OLDD | HOUETARHNBHGASE01_OLDD | BHGASE01 | HPELCN03 | ETA_OLDD | BHGASE01_HPELCN03 | 4 | -0.25 | 1 | Supported
HOUETARHNHPELCN03_OLDD_FBHGASE01_D17 | Residential heating technology - Heat pump, Air-to-water - apartment complex - existing building - distributed level 0.17 | HOUELC, HOUAMB | HOUETARHN_OLDD_DMD | MKr20 | 2030 | 3.3996 | 0.066986 | 0.28919 | [5 empty] | ETA | D | OLD | 3.458 |  | RHNHPELC | 1 | 0.16667 | HOUETARHNHPELCN03_OLDD_FBHGASE01 | 0.895 | HOUETARHNHPELCN03_OLDD | HOUETARHNBHGASE01_OLDD | BHGASE01 | HPELCN03 | ETA_OLDD | BHGASE01_HPELCN03 | 4 | -0.25 | 1 | Supported
HOUETARHNHPELCN03_OLDD_FBHGASE01_D17 | Residential heating technology - Heat pump, Air-to-water - apartment complex - existing building - distributed level 0.17 | HOUELC, HOUAMB | HOUETARHN_OLDD_DMD | MKr20 | 2040 | 3.0449 | 0.066149 | 0.27624 | [5 empty] | ETA | D | OLD | 3.6201 |  | RHNHPELC | 1 | 0.16667 | HOUETARHNHPELCN03_OLDD_FBHGASE01 | 0.895 | HOUETARHNHPELCN03_OLDD | HOUETARHNBHGASE01_OLDD | BHGASE01 | HPELCN03 | ETA_OLDD | BHGASE01_HPELCN03 | 4 | -0.25 | 1 | Supported
HOUETARHNHPELCN03_OLDD_FBHGASE01_D17 | Residential heating technology - Heat pump, Air-to-water - apartment complex - existing building - distributed level 0.17 | HOUELC, HOUAMB | HOUETARHN_OLDD_DMD | MKr20 | 2050 | 2.6902 | 0.065296 | 0.2644 | [5 empty] | ETA | D | OLD | 3.7822 |  | RHNHPELC | 1 | 0.16667 | HOUETARHNHPELCN03_OLDD_FBHGASE01 | 0.895 | HOUETARHNHPELCN03_OLDD | HOUETARHNBHGASE01_OLDD | BHGASE01 | HPELCN03 | ETA_OLDD | BHGASE01_HPELCN03 | 4 | -0.25 | 1 | Supported
HOUETARHNHPELCN02_OLDD_FBHGASE01_D17 | Residential heating technology - Heat pump, Air-to-air - single-family house - existing building - distributed level 0.17 | HOUELC, HOUAMB | HOUETARHN_OLDD_DMD | MKr20 | 2020 | 1.7956 | 0.14453 | 0.1908 | [5 empty] | ETA | D | OLD | 5.241 |  | RHNHPELC | 1 | 0.16667 | HOUETARHNHPELCN02_OLDD_FBHGASE01 | 0.895 | HOUETARHNHPELCN02_OLDD | HOUETARHNBHGASE01_OLDD | BHGASE01 | HPELCN02 | ETA_OLDD | BHGASE01_HPELCN02 | 5 | 0 | 1.1 | Unlikely
HOUETARHNHPELCN02_OLDD_FBHGASE01_D17 | Residential heating technology - Heat pump, Air-to-air - single-family house - existing building - distributed level 0.17 | HOUELC, HOUAMB | HOUETARHN_OLDD_DMD | MKr20 | 2025 | 1.7517 | 0.098193 | 0.18145 | [5 empty] | ETA | D | OLD | 5.5112 |  | RHNHPELC | 1 | 0.16667 | HOUETARHNHPELCN02_OLDD_FBHGASE01 | 0.895 | HOUETARHNHPELCN02_OLDD | HOUETARHNBHGASE01_OLDD | BHGASE01 | HPELCN02 | ETA_OLDD | BHGASE01_HPELCN02 | 5 | 0 | 1.1 | Unlikely
HOUETARHNHPELCN02_OLDD_FBHGASE01_D17 | Residential heating technology - Heat pump, Air-to-air - single-family house - existing building - distributed level 0.17 | HOUELC, HOUAMB | HOUETARHN_OLDD_DMD | MKr20 | 2030 | 1.7078 | 0.096379 | 0.1746 | [5 empty] | ETA | D | OLD | 5.7273 |  | RHNHPELC | 1 | 0.16667 | HOUETARHNHPELCN02_OLDD_FBHGASE01 | 0.895 | HOUETARHNHPELCN02_OLDD | HOUETARHNBHGASE01_OLDD | BHGASE01 | HPELCN02 | ETA_OLDD | BHGASE01_HPELCN02 | 5 | 0 | 1.1 | Unlikely
HOUETARHNHPELCN02_OLDD_FBHGASE01_D17 | Residential heating technology - Heat pump, Air-to-air - single-family house - existing building - distributed level 0.17 | HOUELC, HOUAMB | HOUETARHN_OLDD_DMD | MKr20 | 2040 | 1.6264 | 0.093013 | 0.16825 | [5 empty] | ETA | D | OLD | 5.9434 |  | RHNHPELC | 1 | 0.16667 | HOUETARHNHPELCN02_OLDD_FBHGASE01 | 0.895 | HOUETARHNHPELCN02_OLDD | HOUETARHNBHGASE01_OLDD | BHGASE01 | HPELCN02 | ETA_OLDD | BHGASE01_HPELCN02 | 5 | 0 | 1.1 | Unlikely
HOUETARHNHPELCN02_OLDD_FBHGASE01_D17 | Residential heating technology - Heat pump, Air-to-air - single-family house - existing building - distributed level 0.17 | HOUELC, HOUAMB | HOUETARHN_OLDD_DMD | MKr20 | 2050 | 1.5449 | 0.089647 | 0.16525 | [5 empty] | ETA | D | OLD | 6.0515 |  | RHNHPELC | 1 | 0.16667 | HOUETARHNHPELCN02_OLDD_FBHGASE01 | 0.895 | HOUETARHNHPELCN02_OLDD | HOUETARHNBHGASE01_OLDD | BHGASE01 | HPELCN02 | ETA_OLDD | BHGASE01_HPELCN02 | 5 | 0 | 1.1 | Unlikely
HOUETARHNDIELCN06_OLDD_FBHGASE01_D17 | Residential heating technology - Electric heating - electric panel from Bauhaus - apartment complex - new building - distributed level 0.17 | HOUELC | HOUETARHN_OLDD_DMD | MKr20 | 2020 | 0.50745 | 0 | [6 empty] | ETA | D | OLD |  |  | RHNDIELC | 1 | 0.16667 | HOUETARHNDIELCN06_OLDD_FBHGASE01 | 0.895 | HOUETARHNDIELCN06_OLDD | HOUETARHNBHGASE01_OLDD | BHGASE01 | DIELCN06 | ETA_OLDD | BHGASE01_DIELCN06 | 5 | 0 | 1.1 | Unlikely
HOUETARHNDIELCN06_OLDD_FBHGASE01_D17 | Residential heating technology - Electric heating - electric panel from Bauhaus - apartment complex - new building - distributed level 0.17 | HOUELC | HOUETARHN_OLDD_DMD | MKr20 | 2025 | 0.50745 | 0 | [6 empty] | ETA | D | OLD |  |  | RHNDIELC | 1 | 0.16667 | HOUETARHNDIELCN06_OLDD_FBHGASE01 | 0.895 | HOUETARHNDIELCN06_OLDD | HOUETARHNBHGASE01_OLDD | BHGASE01 | DIELCN06 | ETA_OLDD | BHGASE01_DIELCN06 | 5 | 0 | 1.1 | Unlikely
HOUETARHNDIELCN06_OLDD_FBHGASE01_D17 | Residential heating technology - Electric heating - electric panel from Bauhaus - apartment complex - new building - distributed level 0.17 | HOUELC | HOUETARHN_OLDD_DMD | MKr20 | 2030 | 0.50745 | 0 | [6 empty] | ETA | D | OLD |  |  | RHNDIELC | 1 | 0.16667 | HOUETARHNDIELCN06_OLDD_FBHGASE01 | 0.895 | HOUETARHNDIELCN06_OLDD | HOUETARHNBHGASE01_OLDD | BHGASE01 | DIELCN06 | ETA_OLDD | BHGASE01_DIELCN06 | 5 | 0 | 1.1 | Unlikely
HOUETARHNDIELCN06_OLDD_FBHGASE01_D17 | Residential heating technology - Electric heating - electric panel from Bauhaus - apartment complex - new building - distributed level 0.17 | HOUELC | HOUETARHN_OLDD_DMD | MKr20 | 2040 | 0.50745 | 0 | [6 empty] | ETA | D | OLD |  |  | RHNDIELC | 1 | 0.16667 | HOUETARHNDIELCN06_OLDD_FBHGASE01 | 0.895 | HOUETARHNDIELCN06_OLDD | HOUETARHNBHGASE01_OLDD | BHGASE01 | DIELCN06 | ETA_OLDD | BHGASE01_DIELCN06 | 5 | 0 | 1.1 | Unlikely
HOUETARHNDIELCN06_OLDD_FBHGASE01_D17 | Residential heating technology - Electric heating - electric panel from Bauhaus - apartment complex - new building - distributed level 0.17 | HOUELC | HOUETARHN_OLDD_DMD | MKr20 | 2050 | 0.50745 | 0 | [6 empty] | ETA | D | OLD |  |  | RHNDIELC | 1 | 0.16667 | HOUETARHNDIELCN06_OLDD_FBHGASE01 | 0.895 | HOUETARHNDIELCN06_OLDD | HOUETARHNBHGASE01_OLDD | BHGASE01 | DIELCN06 | ETA_OLDD | BHGASE01_DIELCN06 | 5 | 0 | 1.1 | Unlikely
HOUETARHNDIELCN01_OLDD_FBHGASE01_D17 | Residential heating technology - Electric heating - apartment complex - new building - distributed level 0.17 | HOUELC | HOUETARHN_OLDD_DMD | MKr20 | 2020 | 4.7132 | 0.0019137 | [6 empty] | ETA | D | OLD |  |  | RHNDIELC | 1 | 0.16667 | HOUETARHNDIELCN01_OLDD_FBHGASE01 | 0.895 | HOUETARHNDIELCN01_OLDD | HOUETARHNBHGASE01_OLDD | BHGASE01 | DIELCN01 | ETA_OLDD | BHGASE01_DIELCN01 | 5 | 0 | 1.1 | Unlikely
HOUETARHNDIELCN01_OLDD_FBHGASE01_D17 | Residential heating technology - Electric heating - apartment complex - new building - distributed level 0.17 | HOUELC | HOUETARHN_OLDD_DMD | MKr20 | 2025 | 4.5965 | 0.0018356 | [6 empty] | ETA | D | OLD |  |  | RHNDIELC | 1 | 0.16667 | HOUETARHNDIELCN01_OLDD_FBHGASE01 | 0.895 | HOUETARHNDIELCN01_OLDD | HOUETARHNBHGASE01_OLDD | BHGASE01 | DIELCN01 | ETA_OLDD | BHGASE01_DIELCN01 | 5 | 0 | 1.1 | Unlikely
HOUETARHNDIELCN01_OLDD_FBHGASE01_D17 | Residential heating technology - Electric heating - apartment complex - new building - distributed level 0.17 | HOUELC | HOUETARHN_OLDD_DMD | MKr20 | 2030 | 4.4828 | 0.0017965 | [6 empty] | ETA | D | OLD |  |  | RHNDIELC | 1 | 0.16667 | HOUETARHNDIELCN01_OLDD_FBHGASE01 | 0.895 | HOUETARHNDIELCN01_OLDD | HOUETARHNBHGASE01_OLDD | BHGASE01 | DIELCN01 | ETA_OLDD | BHGASE01_DIELCN01 | 5 | 0 | 1.1 | Unlikely
HOUETARHNDIELCN01_OLDD_FBHGASE01_D17 | Residential heating technology - Electric heating - apartment complex - new building - distributed level 0.17 | HOUELC | HOUETARHN_OLDD_DMD | MKr20 | 2040 | 4.2636 | 0.0017184 | [6 empty] | ETA | D | OLD |  |  | RHNDIELC | 1 | 0.16667 | HOUETARHNDIELCN01_OLDD_FBHGASE01 | 0.895 | HOUETARHNDIELCN01_OLDD | HOUETARHNBHGASE01_OLDD | BHGASE01 | DIELCN01 | ETA_OLDD | BHGASE01_DIELCN01 | 5 | 0 | 1.1 | Unlikely
HOUETARHNDIELCN01_OLDD_FBHGASE01_D17 | Residential heating technology - Electric heating - apartment complex - new building - distributed level 0.17 | HOUELC | HOUETARHN_OLDD_DMD | MKr20 | 2050 | 4.0551 | 0.0016403 | [6 empty] | ETA | D | OLD |  |  | RHNDIELC | 1 | 0.16667 | HOUETARHNDIELCN01_OLDD_FBHGASE01 | 0.895 | HOUETARHNDIELCN01_OLDD | HOUETARHNBHGASE01_OLDD | BHGASE01 | DIELCN01 | ETA_OLDD | BHGASE01_DIELCN01 | 5 | 0 | 1.1 | Unlikely
HOUETARHNBHWPEN01_OLDD_FBHGASE01_D17 | Residential heating technology - Biomass boiler, automatic stoking , wood pellets or wood chips - apartment complex - existing building - distributed level 0.17 | HOUWPE | HOUETARHN_OLDD_DMD | MKr20 | 2020 | 1.7872 | 0.035182 |  | 25 | 14 | 70 | 2 | 4 | ETA | D | OLD |  |  | RHNBHWPE | 1 | 0.16667 | HOUETARHNBHWPEN01_OLDD_FBHGASE01 | 0.895 | HOUETARHNBHWPEN01_OLDD | HOUETARHNBHGASE01_OLDD | BHGASE01 | BHWPEN01 | ETA_OLDD | BHGASE01_BHWPEN01 | 6 | 0 | 1 | New
HOUETARHNBHWPEN01_OLDD_FBHGASE01_D17 | Residential heating technology - Biomass boiler, automatic stoking , wood pellets or wood chips - apartment complex - existing building - distributed level 0.17 | HOUWPE | HOUETARHN_OLDD_DMD | MKr20 | 2025 | 1.7429 | 0.034933 |  | 25 | 14 | 60 | 2 | 4 | ETA | D | OLD |  |  | RHNBHWPE | 1 | 0.16667 | HOUETARHNBHWPEN01_OLDD_FBHGASE01 | 0.895 | HOUETARHNBHWPEN01_OLDD | HOUETARHNBHGASE01_OLDD | BHGASE01 | BHWPEN01 | ETA_OLDD | BHGASE01_BHWPEN01 | 6 | 0 | 1 | New
HOUETARHNBHWPEN01_OLDD_FBHGASE01_D17 | Residential heating technology - Biomass boiler, automatic stoking , wood pellets or wood chips - apartment complex - existing building - distributed level 0.17 | HOUWPE | HOUETARHN_OLDD_DMD | MKr20 | 2030 | 1.6998 | 0.035089 |  | 25 | 11 | 50 | 1 | 4 | ETA | D | OLD |  |  | RHNBHWPE | 1 | 0.16667 | HOUETARHNBHWPEN01_OLDD_FBHGASE01 | 0.895 | HOUETARHNBHWPEN01_OLDD | HOUETARHNBHGASE01_OLDD | BHGASE01 | BHWPEN01 | ETA_OLDD | BHGASE01_BHWPEN01 | 6 | 0 | 1 | New
HOUETARHNBHWPEN01_OLDD_FBHGASE01_D17 | Residential heating technology - Biomass boiler, automatic stoking , wood pellets or wood chips - apartment complex - existing building - distributed level 0.17 | HOUWPE | HOUETARHN_OLDD_DMD | MKr20 | 2040 | 1.6167 | 0.033969 |  | 25 | 9 | 45 | 1 | 4 | ETA | D | OLD |  |  | RHNBHWPE | 1 | 0.16667 | HOUETARHNBHWPEN01_OLDD_FBHGASE01 | 0.895 | HOUETARHNBHWPEN01_OLDD | HOUETARHNBHGASE01_OLDD | BHGASE01 | BHWPEN01 | ETA_OLDD | BHGASE01_BHWPEN01 | 6 | 0 | 1 | New
HOUETARHNBHWPEN01_OLDD_FBHGASE01_D17 | Residential heating technology - Biomass boiler, automatic stoking , wood pellets or wood chips - apartment complex - existing building - distributed level 0.17 | HOUWPE | HOUETARHN_OLDD_DMD | MKr20 | 2050 | 1.5376 | 0.032506 |  | 25 | 9 | 40 | 0 | 4 | ETA | D | OLD |  |  | RHNBHWPE | 1 | 0.16667 | HOUETARHNBHWPEN01_OLDD_FBHGASE01 | 0.895 | HOUETARHNBHWPEN01_OLDD | HOUETARHNBHGASE01_OLDD | BHGASE01 | BHWPEN01 | ETA_OLDD | BHGASE01_BHWPEN01 | 6 | 0 | 1 | New
HOUETARHNBHSOLN01_OLDD_FBHGASE01_D17 | Residential heating technology - Solar heating system - apartment complex - existing building - distributed level 0.17 | HOUSOL | HOUETARHN_OLDD_DMD | MKr20 | 2020 | 3.9769 | 0.018612 | [6 empty] | ETA | D | OLD |  |  | RHNBHSOL | 1 | 0.16667 | HOUETARHNBHSOLN01_OLDD_FBHGASE01 | 0.895 | HOUETARHNBHSOLN01_OLDD | HOUETARHNBHGASE01_OLDD | BHGASE01 | BHSOLN01 | ETA_OLDD | BHGASE01_BHSOLN01 | 5 | 0 | 1.1 | Unlikely
HOUETARHNBHSOLN01_OLDD_FBHGASE01_D17 | Residential heating technology - Solar heating system - apartment complex - existing building - distributed level 0.17 | HOUSOL | HOUETARHN_OLDD_DMD | MKr20 | 2025 | 3.8051 | 0.019728 | [6 empty] | ETA | D | OLD |  |  | RHNBHSOL | 1 | 0.16667 | HOUETARHNBHSOLN01_OLDD_FBHGASE01 | 0.895 | HOUETARHNBHSOLN01_OLDD | HOUETARHNBHGASE01_OLDD | BHGASE01 | BHSOLN01 | ETA_OLDD | BHGASE01_BHSOLN01 | 5 | 0 | 1.1 | Unlikely
HOUETARHNBHSOLN01_OLDD_FBHGASE01_D17 | Residential heating technology - Solar heating system - apartment complex - existing building - distributed level 0.17 | HOUSOL | HOUETARHN_OLDD_DMD | MKr20 | 2030 | 3.6332 | 0.020152 | [6 empty] | ETA | D | OLD |  |  | RHNBHSOL | 1 | 0.16667 | HOUETARHNBHSOLN01_OLDD_FBHGASE01 | 0.895 | HOUETARHNBHSOLN01_OLDD | HOUETARHNBHGASE01_OLDD | BHGASE01 | BHSOLN01 | ETA_OLDD | BHGASE01_BHSOLN01 | 5 | 0 | 1.1 | Unlikely
HOUETARHNBHSOLN01_OLDD_FBHGASE01_D17 | Residential heating technology - Solar heating system - apartment complex - existing building - distributed level 0.17 | HOUSOL | HOUETARHN_OLDD_DMD | MKr20 | 2040 | 3.4614 | 0.019606 | [6 empty] | ETA | D | OLD |  |  | RHNBHSOL | 1 | 0.16667 | HOUETARHNBHSOLN01_OLDD_FBHGASE01 | 0.895 | HOUETARHNBHSOLN01_OLDD | HOUETARHNBHGASE01_OLDD | BHGASE01 | BHSOLN01 | ETA_OLDD | BHGASE01_BHSOLN01 | 5 | 0 | 1.1 | Unlikely
HOUETARHNBHSOLN01_OLDD_FBHGASE01_D17 | Residential heating technology - Solar heating system - apartment complex - existing building - distributed level 0.17 | HOUSOL | HOUETARHN_OLDD_DMD | MKr20 | 2050 | 3.2895 | 0.018612 | [6 empty] | ETA | D | OLD |  |  | RHNBHSOL | 1 | 0.16667 | HOUETARHNBHSOLN01_OLDD_FBHGASE01 | 0.895 | HOUETARHNBHSOLN01_OLDD | HOUETARHNBHGASE01_OLDD | BHGASE01 | BHSOLN01 | ETA_OLDD | BHGASE01_BHSOLN01 | 5 | 0 | 1.1 | Unlikely
HOUETARHNBHGASN01_OLDD_FBHGASE01_D17 | Residential heating technology - Natural gas boiler - apartment complex - existing building - distributed level 0.17 | HOUGAS | HOUETARHN_OLDD_DMD | MKr20 | 2020 | 0.18168 | 0.010403 |  | 0.43 | 0.1 | 20.4 | 1 | 1 | ETA | D | OLD |  |  | RHNBHGAS | 1 | 0.16667 | HOUETARHNBHGASN01_OLDD_FBHGASE01 | 0.895 | HOUETARHNBHGASN01_OLDD | HOUETARHNBHGASE01_OLDD | BHGASE01 | BHGASN01 | ETA_OLDD | BHGASE01_BHGASN01 | 6 | 0 | 1 | New
HOUETARHNBHGASN01_OLDD_FBHGASE01_D17 | Residential heating technology - Natural gas boiler - apartment complex - existing building - distributed level 0.17 | HOUGAS | HOUETARHN_OLDD_DMD | MKr20 | 2025 | 0.17784 | 0.010322 |  | 0.43 | 0.1 | 20.4 | 1 | 1 | ETA | D | OLD |  |  | RHNBHGAS | 1 | 0.16667 | HOUETARHNBHGASN01_OLDD_FBHGASE01 | 0.895 | HOUETARHNBHGASN01_OLDD | HOUETARHNBHGASE01_OLDD | BHGASE01 | BHGASN01 | ETA_OLDD | BHGASE01_BHGASN01 | 6 | 0 | 1 | New
HOUETARHNBHGASN01_OLDD_FBHGASE01_D17 | Residential heating technology - Natural gas boiler - apartment complex - existing building - distributed level 0.17 | HOUGAS | HOUETARHN_OLDD_DMD | MKr20 | 2030 | 0.17409 | 0.010227 |  | 0.43 | 0.1 | 20.4 | 1 | 1 | ETA | D | OLD |  |  | RHNBHGAS | 1 | 0.16667 | HOUETARHNBHGASN01_OLDD_FBHGASE01 | 0.895 | HOUETARHNBHGASN01_OLDD | HOUETARHNBHGASE01_OLDD | BHGASE01 | BHGASN01 | ETA_OLDD | BHGASE01_BHGASN01 | 6 | 0 | 1 | New
HOUETARHNBHGASN01_OLDD_FBHGASE01_D17 | Residential heating technology - Natural gas boiler - apartment complex - existing building - distributed level 0.17 | HOUGAS | HOUETARHN_OLDD_DMD | MKr20 | 2040 | 0.16687 | 0.0098068 |  | 0.43 | 0.1 | 20.4 | 1 | 1 | ETA | D | OLD |  |  | RHNBHGAS | 1 | 0.16667 | HOUETARHNBHGASN01_OLDD_FBHGASE01 | 0.895 | HOUETARHNBHGASN01_OLDD | HOUETARHNBHGASE01_OLDD | BHGASE01 | BHGASN01 | ETA_OLDD | BHGASE01_BHGASN01 | 6 | 0 | 1 | New
HOUETARHNBHGASN01_OLDD_FBHGASE01_D17 | Residential heating technology - Natural gas boiler - apartment complex - existing building - distributed level 0.17 | HOUGAS | HOUETARHN_OLDD_DMD | MKr20 | 2050 | 0.16001 | 0.0027971 |  | 0.43 | 0.1 | 20.4 | 1 | 1 | ETA | D | OLD |  |  | RHNBHGAS | 1 | 0.16667 | HOUETARHNBHGASN01_OLDD_FBHGASE01 | 0.895 | HOUETARHNBHGASN01_OLDD | HOUETARHNBHGASE01_OLDD | BHGASE01 | BHGASN01 | ETA_OLDD | BHGASE01_BHGASN01 | 6 | 0 | 1 | New
HOUETARHNBHDHDN03_OLDD_FBHGASE01_D17 | Residential heating technology - Direct district heating substation - plus connection pipe - apartment complex - existing building - distributed level 0.17 | HOUDHD | HOUETARHN_OLDD_DMD | MKr20 | 2020 | 0.2059 | 0.0013872 | [6 empty] | ETA | D | OLD |  |  | RHNBHDHD | 1 | 0.16667 | HOUETARHNBHDHDN03_OLDD_FBHGASE01 | 0.895 | HOUETARHNBHDHDN03_OLDD | HOUETARHNBHGASE01_OLDD | BHGASE01 | BHDHDN03 | ETA_OLDD | BHGASE01_BHDHDN03 | 6 | 0 | 1 | New
HOUETARHNBHDHDN03_OLDD_FBHGASE01_D17 | Residential heating technology - Direct district heating substation - plus connection pipe - apartment complex - existing building - distributed level 0.17 | HOUDHD | HOUETARHN_OLDD_DMD | MKr20 | 2025 | 0.20205 | 0.001406 | [6 empty] | ETA | D | OLD |  |  | RHNBHDHD | 1 | 0.16667 | HOUETARHNBHDHDN03_OLDD_FBHGASE01 | 0.895 | HOUETARHNBHDHDN03_OLDD | HOUETARHNBHGASE01_OLDD | BHGASE01 | BHDHDN03 | ETA_OLDD | BHGASE01_BHDHDN03 | 6 | 0 | 1 | New
HOUETARHNBHDHDN03_OLDD_FBHGASE01_D17 | Residential heating technology - Direct district heating substation - plus connection pipe - apartment complex - existing building - distributed level 0.17 | HOUDHD | HOUETARHN_OLDD_DMD | MKr20 | 2030 | 0.1983 | 0.0013853 | [6 empty] | ETA | D | OLD |  |  | RHNBHDHD | 1 | 0.16667 | HOUETARHNBHDHDN03_OLDD_FBHGASE01 | 0.895 | HOUETARHNBHDHDN03_OLDD | HOUETARHNBHGASE01_OLDD | BHGASE01 | BHDHDN03 | ETA_OLDD | BHGASE01_BHDHDN03 | 6 | 0 | 1 | New
HOUETARHNBHDHDN03_OLDD_FBHGASE01_D17 | Residential heating technology - Direct district heating substation - plus connection pipe - apartment complex - existing building - distributed level 0.17 | HOUDHD | HOUETARHN_OLDD_DMD | MKr20 | 2040 | 0.19107 | 0.0013433 | [6 empty] | ETA | D | OLD |  |  | RHNBHDHD | 1 | 0.16667 | HOUETARHNBHDHDN03_OLDD_FBHGASE01 | 0.895 | HOUETARHNBHDHDN03_OLDD | HOUETARHNBHGASE01_OLDD | BHGASE01 | BHDHDN03 | ETA_OLDD | BHGASE01_BHDHDN03 | 6 | 0 | 1 | New
HOUETARHNBHDHDN03_OLDD_FBHGASE01_D17 | Residential heating technology - Direct district heating substation - plus connection pipe - apartment complex - existing building - distributed level 0.17 | HOUDHD | HOUETARHN_OLDD_DMD | MKr20 | 2050 | 0.1842 | 0.0012896 | [6 empty] | ETA | D | OLD |  |  | RHNBHDHD | 1 | 0.16667 | HOUETARHNBHDHDN03_OLDD_FBHGASE01 | 0.895 | HOUETARHNBHDHDN03_OLDD | HOUETARHNBHGASE01_OLDD | BHGASE01 | BHDHDN03 | ETA_OLDD | BHGASE01_BHDHDN03 | 6 | 0 | 1 | New
HOUETARHNHPELCN05_OLDI_FBHGASE01_D17 | Residential heating technology - Heat pump, Air-to-water - leasing - apartment complex - existing building - distributed level 0.17 | HOUELC, HOUAMB | HOUETARHN_OLDI_DMD | MKr20 | 2020 | 2.1493 | 0.28261 | 0.3191 | [5 empty] | ETA | I | OLD | 3.1338 |  | RHNHPELC | 1 | 0.16667 | HOUETARHNHPELCN05_OLDI_FBHGASE01 | 0.895 | HOUETARHNHPELCN05_OLDI | HOUETARHNBHGASE01_OLDI | BHGASE01 | HPELCN05 | ETA_OLDI | BHGASE01_HPELCN05 | 4 | -0.25 | 1 | Supported
HOUETARHNHPELCN05_OLDI_FBHGASE01_D17 | Residential heating technology - Heat pump, Air-to-water - leasing - apartment complex - existing building - distributed level 0.17 | HOUELC, HOUAMB | HOUETARHN_OLDI_DMD | MKr20 | 2025 | 1.9246 | 0.2598 | 0.30341 | [5 empty] | ETA | I | OLD | 3.2959 |  | RHNHPELC | 1 | 0.16667 | HOUETARHNHPELCN05_OLDI_FBHGASE01 | 0.895 | HOUETARHNHPELCN05_OLDI | HOUETARHNBHGASE01_OLDI | BHGASE01 | HPELCN05 | ETA_OLDI | BHGASE01_HPELCN05 | 4 | -0.25 | 1 | Supported
HOUETARHNHPELCN05_OLDI_FBHGASE01_D17 | Residential heating technology - Heat pump, Air-to-water - leasing - apartment complex - existing building - distributed level 0.17 | HOUELC, HOUAMB | HOUETARHN_OLDI_DMD | MKr20 | 2030 | 1.6998 | 0.23697 | 0.28919 | [5 empty] | ETA | I | OLD | 3.458 |  | RHNHPELC | 1 | 0.16667 | HOUETARHNHPELCN05_OLDI_FBHGASE01 | 0.895 | HOUETARHNHPELCN05_OLDI | HOUETARHNBHGASE01_OLDI | BHGASE01 | HPELCN05 | ETA_OLDI | BHGASE01_HPELCN05 | 4 | -0.25 | 1 | Supported
HOUETARHNHPELCN05_OLDI_FBHGASE01_D17 | Residential heating technology - Heat pump, Air-to-water - leasing - apartment complex - existing building - distributed level 0.17 | HOUELC, HOUAMB | HOUETARHN_OLDI_DMD | MKr20 | 2040 | 1.5225 | 0.21839 | 0.27624 | [5 empty] | ETA | I | OLD | 3.6201 |  | RHNHPELC | 1 | 0.16667 | HOUETARHNHPELCN05_OLDI_FBHGASE01 | 0.895 | HOUETARHNHPELCN05_OLDI | HOUETARHNBHGASE01_OLDI | BHGASE01 | HPELCN05 | ETA_OLDI | BHGASE01_HPELCN05 | 4 | -0.25 | 1 | Supported
HOUETARHNHPELCN05_OLDI_FBHGASE01_D17 | Residential heating technology - Heat pump, Air-to-water - leasing - apartment complex - existing building - distributed level 0.17 | HOUELC, HOUAMB | HOUETARHN_OLDI_DMD | MKr20 | 2050 | 1.3451 | 0.19981 | 0.2644 | [5 empty] | ETA | I | OLD | 3.7822 |  | RHNHPELC | 1 | 0.16667 | HOUETARHNHPELCN05_OLDI_FBHGASE01 | 0.895 | HOUETARHNHPELCN05_OLDI | HOUETARHNBHGASE01_OLDI | BHGASE01 | HPELCN05 | ETA_OLDI | BHGASE01_HPELCN05 | 4 | -0.25 | 1 | Supported
HOUETARHNHPELCN04_OLDI_FBHGASE01_D17 | Residential heating technology - Heat pump, Ground source - apartment complex - existing building - distributed level 0.17 | HOUELC, HOUAMB | HOUETARHN_OLDI_DMD | MKr20 | 2020 | 4.0051 | 0.041882 | 0.28919 | [5 empty] | ETA | I | OLD | 3.458 |  | RHNHPELC | 1 | 0.16667 | HOUETARHNHPELCN04_OLDI_FBHGASE01 | 0.895 | HOUETARHNHPELCN04_OLDI | HOUETARHNBHGASE01_OLDI | BHGASE01 | HPELCN04 | ETA_OLDI | BHGASE01_HPELCN04 | 4 | -0.25 | 1 | Supported
HOUETARHNHPELCN04_OLDI_FBHGASE01_D17 | Residential heating technology - Heat pump, Ground source - apartment complex - existing building - distributed level 0.17 | HOUELC, HOUAMB | HOUETARHN_OLDI_DMD | MKr20 | 2025 | 3.7047 | 0.04155 | 0.28042 | [5 empty] | ETA | I | OLD | 3.566 |  | RHNHPELC | 1 | 0.16667 | HOUETARHNHPELCN04_OLDI_FBHGASE01 | 0.895 | HOUETARHNHPELCN04_OLDI | HOUETARHNBHGASE01_OLDI | BHGASE01 | HPELCN04 | ETA_OLDI | BHGASE01_HPELCN04 | 4 | -0.25 | 1 | Supported
HOUETARHNHPELCN04_OLDI_FBHGASE01_D17 | Residential heating technology - Heat pump, Ground source - apartment complex - existing building - distributed level 0.17 | HOUELC, HOUAMB | HOUETARHN_OLDI_DMD | MKr20 | 2030 | 3.4043 | 0.041188 | 0.27218 | [5 empty] | ETA | I | OLD | 3.6741 |  | RHNHPELC | 1 | 0.16667 | HOUETARHNHPELCN04_OLDI_FBHGASE01 | 0.895 | HOUETARHNHPELCN04_OLDI | HOUETARHNBHGASE01_OLDI | BHGASE01 | HPELCN04 | ETA_OLDI | BHGASE01_HPELCN04 | 4 | -0.25 | 1 | Supported
HOUETARHNHPELCN04_OLDI_FBHGASE01_D17 | Residential heating technology - Heat pump, Ground source - apartment complex - existing building - distributed level 0.17 | HOUELC, HOUAMB | HOUETARHN_OLDI_DMD | MKr20 | 2040 | 3.149 | 0.040351 | 0.26067 | [5 empty] | ETA | I | OLD | 3.8362 |  | RHNHPELC | 1 | 0.16667 | HOUETARHNHPELCN04_OLDI_FBHGASE01 | 0.895 | HOUETARHNHPELCN04_OLDI | HOUETARHNBHGASE01_OLDI | BHGASE01 | HPELCN04 | ETA_OLDI | BHGASE01_HPELCN04 | 4 | -0.25 | 1 | Supported
HOUETARHNHPELCN04_OLDI_FBHGASE01_D17 | Residential heating technology - Heat pump, Ground source - apartment complex - existing building - distributed level 0.17 | HOUELC, HOUAMB | HOUETARHN_OLDI_DMD | MKr20 | 2050 | 2.8937 | 0.039498 | 0.25705 | [5 empty] | ETA | I | OLD | 3.8902 |  | RHNHPELC | 1 | 0.16667 | HOUETARHNHPELCN04_OLDI_FBHGASE01 | 0.895 | HOUETARHNHPELCN04_OLDI | HOUETARHNBHGASE01_OLDI | BHGASE01 | HPELCN04 | ETA_OLDI | BHGASE01_HPELCN04 | 4 | -0.25 | 1 | Supported
HOUETARHNHPELCN03_OLDI_FBHGASE01_D17 | Residential heating technology - Heat pump, Air-to-water - apartment complex - existing building - distributed level 0.17 | HOUELC, HOUAMB | HOUETARHN_OLDI_DMD | MKr20 | 2020 | 4.2987 | 0.067679 | 0.3191 | [5 empty] | ETA | I | OLD | 3.1338 |  | RHNHPELC | 1 | 0.16667 | HOUETARHNHPELCN03_OLDI_FBHGASE01 | 0.895 | HOUETARHNHPELCN03_OLDI | HOUETARHNBHGASE01_OLDI | BHGASE01 | HPELCN03 | ETA_OLDI | BHGASE01_HPELCN03 | 4 | -0.25 | 1 | Supported
HOUETARHNHPELCN03_OLDI_FBHGASE01_D17 | Residential heating technology - Heat pump, Air-to-water - apartment complex - existing building - distributed level 0.17 | HOUELC, HOUAMB | HOUETARHN_OLDI_DMD | MKr20 | 2025 | 3.8491 | 0.067348 | 0.30341 | [5 empty] | ETA | I | OLD | 3.2959 |  | RHNHPELC | 1 | 0.16667 | HOUETARHNHPELCN03_OLDI_FBHGASE01 | 0.895 | HOUETARHNHPELCN03_OLDI | HOUETARHNBHGASE01_OLDI | BHGASE01 | HPELCN03 | ETA_OLDI | BHGASE01_HPELCN03 | 4 | -0.25 | 1 | Supported
HOUETARHNHPELCN03_OLDI_FBHGASE01_D17 | Residential heating technology - Heat pump, Air-to-water - apartment complex - existing building - distributed level 0.17 | HOUELC, HOUAMB | HOUETARHN_OLDI_DMD | MKr20 | 2030 | 3.3996 | 0.066986 | 0.28919 | [5 empty] | ETA | I | OLD | 3.458 |  | RHNHPELC | 1 | 0.16667 | HOUETARHNHPELCN03_OLDI_FBHGASE01 | 0.895 | HOUETARHNHPELCN03_OLDI | HOUETARHNBHGASE01_OLDI | BHGASE01 | HPELCN03 | ETA_OLDI | BHGASE01_HPELCN03 | 4 | -0.25 | 1 | Supported
HOUETARHNHPELCN03_OLDI_FBHGASE01_D17 | Residential heating technology - Heat pump, Air-to-water - apartment complex - existing building - distributed level 0.17 | HOUELC, HOUAMB | HOUETARHN_OLDI_DMD | MKr20 | 2040 | 3.0449 | 0.066149 | 0.27624 | [5 empty] | ETA | I | OLD | 3.6201 |  | RHNHPELC | 1 | 0.16667 | HOUETARHNHPELCN03_OLDI_FBHGASE01 | 0.895 | HOUETARHNHPELCN03_OLDI | HOUETARHNBHGASE01_OLDI | BHGASE01 | HPELCN03 | ETA_OLDI | BHGASE01_HPELCN03 | 4 | -0.25 | 1 | Supported
HOUETARHNHPELCN03_OLDI_FBHGASE01_D17 | Residential heating technology - Heat pump, Air-to-water - apartment complex - existing building - distributed level 0.17 | HOUELC, HOUAMB | HOUETARHN_OLDI_DMD | MKr20 | 2050 | 2.6902 | 0.065296 | 0.2644 | [5 empty] | ETA | I | OLD | 3.7822 |  | RHNHPELC | 1 | 0.16667 | HOUETARHNHPELCN03_OLDI_FBHGASE01 | 0.895 | HOUETARHNHPELCN03_OLDI | HOUETARHNBHGASE01_OLDI | BHGASE01 | HPELCN03 | ETA_OLDI | BHGASE01_HPELCN03 | 4 | -0.25 | 1 | Supported
HOUETARHNHPELCN02_OLDI_FBHGASE01_D17 | Residential heating technology - Heat pump, Air-to-air - single-family house - existing building - distributed level 0.17 | HOUELC, HOUAMB | HOUETARHN_OLDI_DMD | MKr20 | 2020 | 1.7956 | 0.14453 | 0.1908 | [5 empty] | ETA | I | OLD | 5.241 |  | RHNHPELC | 1 | 0.16667 | HOUETARHNHPELCN02_OLDI_FBHGASE01 | 0.895 | HOUETARHNHPELCN02_OLDI | HOUETARHNBHGASE01_OLDI | BHGASE01 | HPELCN02 | ETA_OLDI | BHGASE01_HPELCN02 | 5 | 0 | 1.1 | Unlikely
HOUETARHNHPELCN02_OLDI_FBHGASE01_D17 | Residential heating technology - Heat pump, Air-to-air - single-family house - existing building - distributed level 0.17 | HOUELC, HOUAMB | HOUETARHN_OLDI_DMD | MKr20 | 2025 | 1.7517 | 0.098193 | 0.18145 | [5 empty] | ETA | I | OLD | 5.5112 |  | RHNHPELC | 1 | 0.16667 | HOUETARHNHPELCN02_OLDI_FBHGASE01 | 0.895 | HOUETARHNHPELCN02_OLDI | HOUETARHNBHGASE01_OLDI | BHGASE01 | HPELCN02 | ETA_OLDI | BHGASE01_HPELCN02 | 5 | 0 | 1.1 | Unlikely
HOUETARHNHPELCN02_OLDI_FBHGASE01_D17 | Residential heating technology - Heat pump, Air-to-air - single-family house - existing building - distributed level 0.17 | HOUELC, HOUAMB | HOUETARHN_OLDI_DMD | MKr20 | 2030 | 1.7078 | 0.096379 | 0.1746 | [5 empty] | ETA | I | OLD | 5.7273 |  | RHNHPELC | 1 | 0.16667 | HOUETARHNHPELCN02_OLDI_FBHGASE01 | 0.895 | HOUETARHNHPELCN02_OLDI | HOUETARHNBHGASE01_OLDI | BHGASE01 | HPELCN02 | ETA_OLDI | BHGASE01_HPELCN02 | 5 | 0 | 1.1 | Unlikely
HOUETARHNHPELCN02_OLDI_FBHGASE01_D17 | Residential heating technology - Heat pump, Air-to-air - single-family house - existing building - distributed level 0.17 | HOUELC, HOUAMB | HOUETARHN_OLDI_DMD | MKr20 | 2040 | 1.6264 | 0.093013 | 0.16825 | [5 empty] | ETA | I | OLD | 5.9434 |  | RHNHPELC | 1 | 0.16667 | HOUETARHNHPELCN02_OLDI_FBHGASE01 | 0.895 | HOUETARHNHPELCN02_OLDI | HOUETARHNBHGASE01_OLDI | BHGASE01 | HPELCN02 | ETA_OLDI | BHGASE01_HPELCN02 | 5 | 0 | 1.1 | Unlikely
HOUETARHNHPELCN02_OLDI_FBHGASE01_D17 | Residential heating technology - Heat pump, Air-to-air - single-family house - existing building - distributed level 0.17 | HOUELC, HOUAMB | HOUETARHN_OLDI_DMD | MKr20 | 2050 | 1.5449 | 0.089647 | 0.16525 | [5 empty] | ETA | I | OLD | 6.0515 |  | RHNHPELC | 1 | 0.16667 | HOUETARHNHPELCN02_OLDI_FBHGASE01 | 0.895 | HOUETARHNHPELCN02_OLDI | HOUETARHNBHGASE01_OLDI | BHGASE01 | HPELCN02 | ETA_OLDI | BHGASE01_HPELCN02 | 5 | 0 | 1.1 | Unlikely
HOUETARHNDIELCN06_OLDI_FBHGASE01_D17 | Residential heating technology - Electric heating - electric panel from Bauhaus - apartment complex - new building - distributed level 0.17 | HOUELC | HOUETARHN_OLDI_DMD | MKr20 | 2020 | 0.50745 | 0 | [6 empty] | ETA | I | OLD |  |  | RHNDIELC | 1 | 0.16667 | HOUETARHNDIELCN06_OLDI_FBHGASE01 | 0.895 | HOUETARHNDIELCN06_OLDI | HOUETARHNBHGASE01_OLDI | BHGASE01 | DIELCN06 | ETA_OLDI | BHGASE01_DIELCN06 | 5 | 0 | 1.1 | Unlikely
HOUETARHNDIELCN06_OLDI_FBHGASE01_D17 | Residential heating technology - Electric heating - electric panel from Bauhaus - apartment complex - new building - distributed level 0.17 | HOUELC | HOUETARHN_OLDI_DMD | MKr20 | 2025 | 0.50745 | 0 | [6 empty] | ETA | I | OLD |  |  | RHNDIELC | 1 | 0.16667 | HOUETARHNDIELCN06_OLDI_FBHGASE01 | 0.895 | HOUETARHNDIELCN06_OLDI | HOUETARHNBHGASE01_OLDI | BHGASE01 | DIELCN06 | ETA_OLDI | BHGASE01_DIELCN06 | 5 | 0 | 1.1 | Unlikely
HOUETARHNDIELCN06_OLDI_FBHGASE01_D17 | Residential heating technology - Electric heating - electric panel from Bauhaus - apartment complex - new building - distributed level 0.17 | HOUELC | HOUETARHN_OLDI_DMD | MKr20 | 2030 | 0.50745 | 0 | [6 empty] | ETA | I | OLD |  |  | RHNDIELC | 1 | 0.16667 | HOUETARHNDIELCN06_OLDI_FBHGASE01 | 0.895 | HOUETARHNDIELCN06_OLDI | HOUETARHNBHGASE01_OLDI | BHGASE01 | DIELCN06 | ETA_OLDI | BHGASE01_DIELCN06 | 5 | 0 | 1.1 | Unlikely
HOUETARHNDIELCN06_OLDI_FBHGASE01_D17 | Residential heating technology - Electric heating - electric panel from Bauhaus - apartment complex - new building - distributed level 0.17 | HOUELC | HOUETARHN_OLDI_DMD | MKr20 | 2040 | 0.50745 | 0 | [6 empty] | ETA | I | OLD |  |  | RHNDIELC | 1 | 0.16667 | HOUETARHNDIELCN06_OLDI_FBHGASE01 | 0.895 | HOUETARHNDIELCN06_OLDI | HOUETARHNBHGASE01_OLDI | BHGASE01 | DIELCN06 | ETA_OLDI | BHGASE01_DIELCN06 | 5 | 0 | 1.1 | Unlikely
HOUETARHNDIELCN06_OLDI_FBHGASE01_D17 | Residential heating technology - Electric heating - electric panel from Bauhaus - apartment complex - new building - distributed level 0.17 | HOUELC | HOUETARHN_OLDI_DMD | MKr20 | 2050 | 0.50745 | 0 | [6 empty] | ETA | I | OLD |  |  | RHNDIELC | 1 | 0.16667 | HOUETARHNDIELCN06_OLDI_FBHGASE01 | 0.895 | HOUETARHNDIELCN06_OLDI | HOUETARHNBHGASE01_OLDI | BHGASE01 | DIELCN06 | ETA_OLDI | BHGASE01_DIELCN06 | 5 | 0 | 1.1 | Unlikely
HOUETARHNDIELCN01_OLDI_FBHGASE01_D17 | Residential heating technology - Electric heating - apartment complex - new building - distributed level 0.17 | HOUELC | HOUETARHN_OLDI_DMD | MKr20 | 2020 | 4.7132 | 0.0019137 | [6 empty] | ETA | I | OLD |  |  | RHNDIELC | 1 | 0.16667 | HOUETARHNDIELCN01_OLDI_FBHGASE01 | 0.895 | HOUETARHNDIELCN01_OLDI | HOUETARHNBHGASE01_OLDI | BHGASE01 | DIELCN01 | ETA_OLDI | BHGASE01_DIELCN01 | 5 | 0 | 1.1 | Unlikely
HOUETARHNDIELCN01_OLDI_FBHGASE01_D17 | Residential heating technology - Electric heating - apartment complex - new building - distributed level 0.17 | HOUELC | HOUETARHN_OLDI_DMD | MKr20 | 2025 | 4.5965 | 0.0018356 | [6 empty] | ETA | I | OLD |  |  | RHNDIELC | 1 | 0.16667 | HOUETARHNDIELCN01_OLDI_FBHGASE01 | 0.895 | HOUETARHNDIELCN01_OLDI | HOUETARHNBHGASE01_OLDI | BHGASE01 | DIELCN01 | ETA_OLDI | BHGASE01_DIELCN01 | 5 | 0 | 1.1 | Unlikely
HOUETARHNDIELCN01_OLDI_FBHGASE01_D17 | Residential heating technology - Electric heating - apartment complex - new building - distributed level 0.17 | HOUELC | HOUETARHN_OLDI_DMD | MKr20 | 2030 | 4.4828 | 0.0017965 | [6 empty] | ETA | I | OLD |  |  | RHNDIELC | 1 | 0.16667 | HOUETARHNDIELCN01_OLDI_FBHGASE01 | 0.895 | HOUETARHNDIELCN01_OLDI | HOUETARHNBHGASE01_OLDI | BHGASE01 | DIELCN01 | ETA_OLDI | BHGASE01_DIELCN01 | 5 | 0 | 1.1 | Unlikely
HOUETARHNDIELCN01_OLDI_FBHGASE01_D17 | Residential heating technology - Electric heating - apartment complex - new building - distributed level 0.17 | HOUELC | HOUETARHN_OLDI_DMD | MKr20 | 2040 | 4.2636 | 0.0017184 | [6 empty] | ETA | I | OLD |  |  | RHNDIELC | 1 | 0.16667 | HOUETARHNDIELCN01_OLDI_FBHGASE01 | 0.895 | HOUETARHNDIELCN01_OLDI | HOUETARHNBHGASE01_OLDI | BHGASE01 | DIELCN01 | ETA_OLDI | BHGASE01_DIELCN01 | 5 | 0 | 1.1 | Unlikely
HOUETARHNDIELCN01_OLDI_FBHGASE01_D17 | Residential heating technology - Electric heating - apartment complex - new building - distributed level 0.17 | HOUELC | HOUETARHN_OLDI_DMD | MKr20 | 2050 | 4.0551 | 0.0016403 | [6 empty] | ETA | I | OLD |  |  | RHNDIELC | 1 | 0.16667 | HOUETARHNDIELCN01_OLDI_FBHGASE01 | 0.895 | HOUETARHNDIELCN01_OLDI | HOUETARHNBHGASE01_OLDI | BHGASE01 | DIELCN01 | ETA_OLDI | BHGASE01_DIELCN01 | 5 | 0 | 1.1 | Unlikely
HOUETARHNBHWPEN01_OLDI_FBHGASE01_D17 | Residential heating technology - Biomass boiler, automatic stoking , wood pellets or wood chips - apartment complex - existing building - distributed level 0.17 | HOUWPE | HOUETARHN_OLDI_DMD | MKr20 | 2020 | 1.3747 | 0.023455 |  | 25 | 14 | 70 | 2 | 4 | ETA | I | OLD |  |  | RHNBHWPE | 1 | 0.16667 | HOUETARHNBHWPEN01_OLDI_FBHGASE01 | 0.895 | HOUETARHNBHWPEN01_OLDI | HOUETARHNBHGASE01_OLDI | BHGASE01 | BHWPEN01 | ETA_OLDI | BHGASE01_BHWPEN01 | 6 | 0 | 1 | New
HOUETARHNBHWPEN01_OLDI_FBHGASE01_D17 | Residential heating technology - Biomass boiler, automatic stoking , wood pellets or wood chips - apartment complex - existing building - distributed level 0.17 | HOUWPE | HOUETARHN_OLDI_DMD | MKr20 | 2025 | 1.3407 | 0.023288 |  | 25 | 14 | 60 | 2 | 4 | ETA | I | OLD |  |  | RHNBHWPE | 1 | 0.16667 | HOUETARHNBHWPEN01_OLDI_FBHGASE01 | 0.895 | HOUETARHNBHWPEN01_OLDI | HOUETARHNBHGASE01_OLDI | BHGASE01 | BHWPEN01 | ETA_OLDI | BHGASE01_BHWPEN01 | 6 | 0 | 1 | New
HOUETARHNBHWPEN01_OLDI_FBHGASE01_D17 | Residential heating technology - Biomass boiler, automatic stoking , wood pellets or wood chips - apartment complex - existing building - distributed level 0.17 | HOUWPE | HOUETARHN_OLDI_DMD | MKr20 | 2030 | 1.3075 | 0.023393 |  | 25 | 11 | 50 | 1 | 4 | ETA | I | OLD |  |  | RHNBHWPE | 1 | 0.16667 | HOUETARHNBHWPEN01_OLDI_FBHGASE01 | 0.895 | HOUETARHNBHWPEN01_OLDI | HOUETARHNBHGASE01_OLDI | BHGASE01 | BHWPEN01 | ETA_OLDI | BHGASE01_BHWPEN01 | 6 | 0 | 1 | New
HOUETARHNBHWPEN01_OLDI_FBHGASE01_D17 | Residential heating technology - Biomass boiler, automatic stoking , wood pellets or wood chips - apartment complex - existing building - distributed level 0.17 | HOUWPE | HOUETARHN_OLDI_DMD | MKr20 | 2040 | 1.2436 | 0.022646 |  | 25 | 9 | 45 | 1 | 4 | ETA | I | OLD |  |  | RHNBHWPE | 1 | 0.16667 | HOUETARHNBHWPEN01_OLDI_FBHGASE01 | 0.895 | HOUETARHNBHWPEN01_OLDI | HOUETARHNBHGASE01_OLDI | BHGASE01 | BHWPEN01 | ETA_OLDI | BHGASE01_BHWPEN01 | 6 | 0 | 1 | New
HOUETARHNBHWPEN01_OLDI_FBHGASE01_D17 | Residential heating technology - Biomass boiler, automatic stoking , wood pellets or wood chips - apartment complex - existing building - distributed level 0.17 | HOUWPE | HOUETARHN_OLDI_DMD | MKr20 | 2050 | 1.1828 | 0.021671 |  | 25 | 9 | 40 | 0 | 4 | ETA | I | OLD |  |  | RHNBHWPE | 1 | 0.16667 | HOUETARHNBHWPEN01_OLDI_FBHGASE01 | 0.895 | HOUETARHNBHWPEN01_OLDI | HOUETARHNBHGASE01_OLDI | BHGASE01 | BHWPEN01 | ETA_OLDI | BHGASE01_BHWPEN01 | 6 | 0 | 1 | New
HOUETARHNBHSOLN01_OLDI_FBHGASE01_D17 | Residential heating technology - Solar heating system - apartment complex - existing building - distributed level 0.17 | HOUSOL | HOUETARHN_OLDI_DMD | MKr20 | 2020 | 3.9769 | 0.018612 | [6 empty] | ETA | I | OLD |  |  | RHNBHSOL | 1 | 0.16667 | HOUETARHNBHSOLN01_OLDI_FBHGASE01 | 0.895 | HOUETARHNBHSOLN01_OLDI | HOUETARHNBHGASE01_OLDI | BHGASE01 | BHSOLN01 | ETA_OLDI | BHGASE01_BHSOLN01 | 5 | 0 | 1.1 | Unlikely
HOUETARHNBHSOLN01_OLDI_FBHGASE01_D17 | Residential heating technology - Solar heating system - apartment complex - existing building - distributed level 0.17 | HOUSOL | HOUETARHN_OLDI_DMD | MKr20 | 2025 | 3.8051 | 0.019728 | [6 empty] | ETA | I | OLD |  |  | RHNBHSOL | 1 | 0.16667 | HOUETARHNBHSOLN01_OLDI_FBHGASE01 | 0.895 | HOUETARHNBHSOLN01_OLDI | HOUETARHNBHGASE01_OLDI | BHGASE01 | BHSOLN01 | ETA_OLDI | BHGASE01_BHSOLN01 | 5 | 0 | 1.1 | Unlikely
HOUETARHNBHSOLN01_OLDI_FBHGASE01_D17 | Residential heating technology - Solar heating system - apartment complex - existing building - distributed level 0.17 | HOUSOL | HOUETARHN_OLDI_DMD | MKr20 | 2030 | 3.6332 | 0.020152 | [6 empty] | ETA | I | OLD |  |  | RHNBHSOL | 1 | 0.16667 | HOUETARHNBHSOLN01_OLDI_FBHGASE01 | 0.895 | HOUETARHNBHSOLN01_OLDI | HOUETARHNBHGASE01_OLDI | BHGASE01 | BHSOLN01 | ETA_OLDI | BHGASE01_BHSOLN01 | 5 | 0 | 1.1 | Unlikely
HOUETARHNBHSOLN01_OLDI_FBHGASE01_D17 | Residential heating technology - Solar heating system - apartment complex - existing building - distributed level 0.17 | HOUSOL | HOUETARHN_OLDI_DMD | MKr20 | 2040 | 3.4614 | 0.019606 | [6 empty] | ETA | I | OLD |  |  | RHNBHSOL | 1 | 0.16667 | HOUETARHNBHSOLN01_OLDI_FBHGASE01 | 0.895 | HOUETARHNBHSOLN01_OLDI | HOUETARHNBHGASE01_OLDI | BHGASE01 | BHSOLN01 | ETA_OLDI | BHGASE01_BHSOLN01 | 5 | 0 | 1.1 | Unlikely
HOUETARHNBHSOLN01_OLDI_FBHGASE01_D17 | Residential heating technology - Solar heating system - apartment complex - existing building - distributed level 0.17 | HOUSOL | HOUETARHN_OLDI_DMD | MKr20 | 2050 | 3.2895 | 0.018612 | [6 empty] | ETA | I | OLD |  |  | RHNBHSOL | 1 | 0.16667 | HOUETARHNBHSOLN01_OLDI_FBHGASE01 | 0.895 | HOUETARHNBHSOLN01_OLDI | HOUETARHNBHGASE01_OLDI | BHGASE01 | BHSOLN01 | ETA_OLDI | BHGASE01_BHSOLN01 | 5 | 0 | 1.1 | Unlikely
HOUETARHNBHGASN01_OLDI_FBHGASE01_D17 | Residential heating technology - Natural gas boiler - apartment complex - existing building - distributed level 0.17 | HOUGAS | HOUETARHN_OLDI_DMD | MKr20 | 2020 | 0.18168 | 0.010403 |  | 0.43 | 0.1 | 20.4 | 1 | 1 | ETA | I | OLD |  |  | RHNBHGAS | 1 | 0.16667 | HOUETARHNBHGASN01_OLDI_FBHGASE01 | 0.895 | HOUETARHNBHGASN01_OLDI | HOUETARHNBHGASE01_OLDI | BHGASE01 | BHGASN01 | ETA_OLDI | BHGASE01_BHGASN01 | 6 | 0 | 1 | New
HOUETARHNBHGASN01_OLDI_FBHGASE01_D17 | Residential heating technology - Natural gas boiler - apartment complex - existing building - distributed level 0.17 | HOUGAS | HOUETARHN_OLDI_DMD | MKr20 | 2025 | 0.17784 | 0.010322 |  | 0.43 | 0.1 | 20.4 | 1 | 1 | ETA | I | OLD |  |  | RHNBHGAS | 1 | 0.16667 | HOUETARHNBHGASN01_OLDI_FBHGASE01 | 0.895 | HOUETARHNBHGASN01_OLDI | HOUETARHNBHGASE01_OLDI | BHGASE01 | BHGASN01 | ETA_OLDI | BHGASE01_BHGASN01 | 6 | 0 | 1 | New
HOUETARHNBHGASN01_OLDI_FBHGASE01_D17 | Residential heating technology - Natural gas boiler - apartment complex - existing building - distributed level 0.17 | HOUGAS | HOUETARHN_OLDI_DMD | MKr20 | 2030 | 0.17409 | 0.010227 |  | 0.43 | 0.1 | 20.4 | 1 | 1 | ETA | I | OLD |  |  | RHNBHGAS | 1 | 0.16667 | HOUETARHNBHGASN01_OLDI_FBHGASE01 | 0.895 | HOUETARHNBHGASN01_OLDI | HOUETARHNBHGASE01_OLDI | BHGASE01 | BHGASN01 | ETA_OLDI | BHGASE01_BHGASN01 | 6 | 0 | 1 | New
HOUETARHNBHGASN01_OLDI_FBHGASE01_D17 | Residential heating technology - Natural gas boiler - apartment complex - existing building - distributed level 0.17 | HOUGAS | HOUETARHN_OLDI_DMD | MKr20 | 2040 | 0.16687 | 0.0098068 |  | 0.43 | 0.1 | 20.4 | 1 | 1 | ETA | I | OLD |  |  | RHNBHGAS | 1 | 0.16667 | HOUETARHNBHGASN01_OLDI_FBHGASE01 | 0.895 | HOUETARHNBHGASN01_OLDI | HOUETARHNBHGASE01_OLDI | BHGASE01 | BHGASN01 | ETA_OLDI | BHGASE01_BHGASN01 | 6 | 0 | 1 | New
HOUETARHNBHGASN01_OLDI_FBHGASE01_D17 | Residential heating technology - Natural gas boiler - apartment complex - existing building - distributed level 0.17 | HOUGAS | HOUETARHN_OLDI_DMD | MKr20 | 2050 | 0.16001 | 0.0027971 |  | 0.43 | 0.1 | 20.4 | 1 | 1 | ETA | I | OLD |  |  | RHNBHGAS | 1 | 0.16667 | HOUETARHNBHGASN01_OLDI_FBHGASE01 | 0.895 | HOUETARHNBHGASN01_OLDI | HOUETARHNBHGASE01_OLDI | BHGASE01 | BHGASN01 | ETA_OLDI | BHGASE01_BHGASN01 | 6 | 0 | 1 | New
HOUETARHNBHDHDN09_OLDI_FBHGASE01_D17 | Residential heating technology - Direct district heating substation - plus connection pipe - plus distribution (heating density: low ) - apartment complex - existing building - distributed level 0.17 | HOUDHD | HOUETARHN_OLDI_DMD | MKr20 | 2020 | 0.35974 | 0.0013872 | [6 empty] | ETA | I | OLD |  |  | RHNBHDHD | 1 | 0.16667 | HOUETARHNBHDHDN09_OLDI_FBHGASE01 | 0.895 | HOUETARHNBHDHDN09_OLDI | HOUETARHNBHGASE01_OLDI | BHGASE01 | BHDHDN09 | ETA_OLDI | BHGASE01_BHDHDN09 | 4 | -0.25 | 1 | Supported
HOUETARHNBHDHDN09_OLDI_FBHGASE01_D17 | Residential heating technology - Direct district heating substation - plus connection pipe - plus distribution (heating density: low ) - apartment complex - existing building - distributed level 0.17 | HOUDHD | HOUETARHN_OLDI_DMD | MKr20 | 2025 | 0.35498 | 0.001406 | [6 empty] | ETA | I | OLD |  |  | RHNBHDHD | 1 | 0.16667 | HOUETARHNBHDHDN09_OLDI_FBHGASE01 | 0.895 | HOUETARHNBHDHDN09_OLDI | HOUETARHNBHGASE01_OLDI | BHGASE01 | BHDHDN09 | ETA_OLDI | BHGASE01_BHDHDN09 | 4 | -0.25 | 1 | Supported
HOUETARHNBHDHDN09_OLDI_FBHGASE01_D17 | Residential heating technology - Direct district heating substation - plus connection pipe - plus distribution (heating density: low ) - apartment complex - existing building - distributed level 0.17 | HOUDHD | HOUETARHN_OLDI_DMD | MKr20 | 2030 | 0.35033 | 0.0013853 | [6 empty] | ETA | I | OLD |  |  | RHNBHDHD | 1 | 0.16667 | HOUETARHNBHDHDN09_OLDI_FBHGASE01 | 0.895 | HOUETARHNBHDHDN09_OLDI | HOUETARHNBHGASE01_OLDI | BHGASE01 | BHDHDN09 | ETA_OLDI | BHGASE01_BHDHDN09 | 4 | -0.25 | 1 | Supported
HOUETARHNBHDHDN09_OLDI_FBHGASE01_D17 | Residential heating technology - Direct district heating substation - plus connection pipe - plus distribution (heating density: low ) - apartment complex - existing building - distributed level 0.17 | HOUDHD | HOUETARHN_OLDI_DMD | MKr20 | 2040 | 0.34139 | 0.0013433 | [6 empty] | ETA | I | OLD |  |  | RHNBHDHD | 1 | 0.16667 | HOUETARHNBHDHDN09_OLDI_FBHGASE01 | 0.895 | HOUETARHNBHDHDN09_OLDI | HOUETARHNBHGASE01_OLDI | BHGASE01 | BHDHDN09 | ETA_OLDI | BHGASE01_BHDHDN09 | 4 | -0.25 | 1 | Supported
HOUETARHNBHDHDN09_OLDI_FBHGASE01_D17 | Residential heating technology - Direct district heating substation - plus connection pipe - plus distribution (heating density: low ) - apartment complex - existing building - distributed level 0.17 | HOUDHD | HOUETARHN_OLDI_DMD | MKr20 | 2050 | 0.33288 | 0.0012896 | [6 empty] | ETA | I | OLD |  |  | RHNBHDHD | 1 | 0.16667 | HOUETARHNBHDHDN09_OLDI_FBHGASE01 | 0.895 | HOUETARHNBHDHDN09_OLDI | HOUETARHNBHGASE01_OLDI | BHGASE01 | BHDHDN09 | ETA_OLDI | BHGASE01_BHDHDN09 | 4 | -0.25 | 1 | Supported
HOUETARHNBHDHDN07_OLDI_FBHGASE01_D17 | Residential heating technology - Direct district heating substation - plus connection pipe - plus distribution (heating density: medium ) - apartment complex - existing building - distributed level 0.17 | HOUDHD | HOUETARHN_OLDI_DMD | MKr20 | 2020 | 0.30732 | 0.0013872 | [6 empty] | ETA | I | OLD |  |  | RHNBHDHD | 1 | 0.16667 | HOUETARHNBHDHDN07_OLDI_FBHGASE01 | 0.895 | HOUETARHNBHDHDN07_OLDI | HOUETARHNBHGASE01_OLDI | BHGASE01 | BHDHDN07 | ETA_OLDI | BHGASE01_BHDHDN07 | 4 | -0.25 | 1 | Supported
HOUETARHNBHDHDN07_OLDI_FBHGASE01_D17 | Residential heating technology - Direct district heating substation - plus connection pipe - plus distribution (heating density: medium ) - apartment complex - existing building - distributed level 0.17 | HOUDHD | HOUETARHN_OLDI_DMD | MKr20 | 2025 | 0.30256 | 0.001406 | [6 empty] | ETA | I | OLD |  |  | RHNBHDHD | 1 | 0.16667 | HOUETARHNBHDHDN07_OLDI_FBHGASE01 | 0.895 | HOUETARHNBHDHDN07_OLDI | HOUETARHNBHGASE01_OLDI | BHGASE01 | BHDHDN07 | ETA_OLDI | BHGASE01_BHDHDN07 | 4 | -0.25 | 1 | Supported
HOUETARHNBHDHDN07_OLDI_FBHGASE01_D17 | Residential heating technology - Direct district heating substation - plus connection pipe - plus distribution (heating density: medium ) - apartment complex - existing building - distributed level 0.17 | HOUDHD | HOUETARHN_OLDI_DMD | MKr20 | 2030 | 0.29791 | 0.0013853 | [6 empty] | ETA | I | OLD |  |  | RHNBHDHD | 1 | 0.16667 | HOUETARHNBHDHDN07_OLDI_FBHGASE01 | 0.895 | HOUETARHNBHDHDN07_OLDI | HOUETARHNBHGASE01_OLDI | BHGASE01 | BHDHDN07 | ETA_OLDI | BHGASE01_BHDHDN07 | 4 | -0.25 | 1 | Supported
HOUETARHNBHDHDN07_OLDI_FBHGASE01_D17 | Residential heating technology - Direct district heating substation - plus connection pipe - plus distribution (heating density: medium ) - apartment complex - existing building - distributed level 0.17 | HOUDHD | HOUETARHN_OLDI_DMD | MKr20 | 2040 | 0.28896 | 0.0013433 | [6 empty] | ETA | I | OLD |  |  | RHNBHDHD | 1 | 0.16667 | HOUETARHNBHDHDN07_OLDI_FBHGASE01 | 0.895 | HOUETARHNBHDHDN07_OLDI | HOUETARHNBHGASE01_OLDI | BHGASE01 | BHDHDN07 | ETA_OLDI | BHGASE01_BHDHDN07 | 4 | -0.25 | 1 | Supported
HOUETARHNBHDHDN07_OLDI_FBHGASE01_D17 | Residential heating technology - Direct district heating substation - plus connection pipe - plus distribution (heating density: medium ) - apartment complex - existing building - distributed level 0.17 | HOUDHD | HOUETARHN_OLDI_DMD | MKr20 | 2050 | 0.28046 | 0.0012896 | [6 empty] | ETA | I | OLD |  |  | RHNBHDHD | 1 | 0.16667 | HOUETARHNBHDHDN07_OLDI_FBHGASE01 | 0.895 | HOUETARHNBHDHDN07_OLDI | HOUETARHNBHGASE01_OLDI | BHGASE01 | BHDHDN07 | ETA_OLDI | BHGASE01_BHDHDN07 | 4 | -0.25 | 1 | Supported
HOUETARHNBHDHDN05_OLDI_FBHGASE01_D17 | Residential heating technology - Direct district heating substation - plus connection pipe - plus distribution (heating density: high ) - apartment complex - existing building - distributed level 0.17 | HOUDHD | HOUETARHN_OLDI_DMD | MKr20 | 2020 | 0.2549 | 0.0013872 | [6 empty] | ETA | I | OLD |  |  | RHNBHDHD | 1 | 0.16667 | HOUETARHNBHDHDN05_OLDI_FBHGASE01 | 0.895 | HOUETARHNBHDHDN05_OLDI | HOUETARHNBHGASE01_OLDI | BHGASE01 | BHDHDN05 | ETA_OLDI | BHGASE01_BHDHDN05 | 4 | -0.25 | 1 | Supported
HOUETARHNBHDHDN05_OLDI_FBHGASE01_D17 | Residential heating technology - Direct district heating substation - plus connection pipe - plus distribution (heating density: high ) - apartment complex - existing building - distributed level 0.17 | HOUDHD | HOUETARHN_OLDI_DMD | MKr20 | 2025 | 0.25013 | 0.001406 | [6 empty] | ETA | I | OLD |  |  | RHNBHDHD | 1 | 0.16667 | HOUETARHNBHDHDN05_OLDI_FBHGASE01 | 0.895 | HOUETARHNBHDHDN05_OLDI | HOUETARHNBHGASE01_OLDI | BHGASE01 | BHDHDN05 | ETA_OLDI | BHGASE01_BHDHDN05 | 4 | -0.25 | 1 | Supported
HOUETARHNBHDHDN05_OLDI_FBHGASE01_D17 | Residential heating technology - Direct district heating substation - plus connection pipe - plus distribution (heating density: high ) - apartment complex - existing building - distributed level 0.17 | HOUDHD | HOUETARHN_OLDI_DMD | MKr20 | 2030 | 0.24549 | 0.0013853 | [6 empty] | ETA | I | OLD |  |  | RHNBHDHD | 1 | 0.16667 | HOUETARHNBHDHDN05_OLDI_FBHGASE01 | 0.895 | HOUETARHNBHDHDN05_OLDI | HOUETARHNBHGASE01_OLDI | BHGASE01 | BHDHDN05 | ETA_OLDI | BHGASE01_BHDHDN05 | 4 | -0.25 | 1 | Supported
HOUETARHNBHDHDN05_OLDI_FBHGASE01_D17 | Residential heating technology - Direct district heating substation - plus connection pipe - plus distribution (heating density: high ) - apartment complex - existing building - distributed level 0.17 | HOUDHD | HOUETARHN_OLDI_DMD | MKr20 | 2040 | 0.23654 | 0.0013433 | [6 empty] | ETA | I | OLD |  |  | RHNBHDHD | 1 | 0.16667 | HOUETARHNBHDHDN05_OLDI_FBHGASE01 | 0.895 | HOUETARHNBHDHDN05_OLDI | HOUETARHNBHGASE01_OLDI | BHGASE01 | BHDHDN05 | ETA_OLDI | BHGASE01_BHDHDN05 | 4 | -0.25 | 1 | Supported
HOUETARHNBHDHDN05_OLDI_FBHGASE01_D17 | Residential heating technology - Direct district heating substation - plus connection pipe - plus distribution (heating density: high ) - apartment complex - existing building - distributed level 0.17 | HOUDHD | HOUETARHN_OLDI_DMD | MKr20 | 2050 | 0.22803 | 0.0012896 | [6 empty] | ETA | I | OLD |  |  | RHNBHDHD | 1 | 0.16667 | HOUETARHNBHDHDN05_OLDI_FBHGASE01 | 0.895 | HOUETARHNBHDHDN05_OLDI | HOUETARHNBHGASE01_OLDI | BHGASE01 | BHDHDN05 | ETA_OLDI | BHGASE01_BHDHDN05 | 4 | -0.25 | 1 | Supported
HOUETARHNBHDHCN09_OLDI_FBHGASE01_D17 | Residential heating technology - Direct district heating substation - plus connection pipe - plus distribution (heating density: low ) - apartment complex - existing building - distributed level 0.17 | HOUDHC | HOUETARHN_OLDI_DMD | MKr20 | 2020 | 0.35974 | 0.0013872 | [6 empty] | ETA | I | OLD |  |  | RHNBHDHC | 1 | 0.16667 | HOUETARHNBHDHCN09_OLDI_FBHGASE01 | 0.895 | HOUETARHNBHDHCN09_OLDI | HOUETARHNBHGASE01_OLDI | BHGASE01 | BHDHCN09 | ETA_OLDI | BHGASE01_BHDHCN09 | 4 | -0.25 | 1 | Supported
HOUETARHNBHDHCN09_OLDI_FBHGASE01_D17 | Residential heating technology - Direct district heating substation - plus connection pipe - plus distribution (heating density: low ) - apartment complex - existing building - distributed level 0.17 | HOUDHC | HOUETARHN_OLDI_DMD | MKr20 | 2025 | 0.35498 | 0.001406 | [6 empty] | ETA | I | OLD |  |  | RHNBHDHC | 1 | 0.16667 | HOUETARHNBHDHCN09_OLDI_FBHGASE01 | 0.895 | HOUETARHNBHDHCN09_OLDI | HOUETARHNBHGASE01_OLDI | BHGASE01 | BHDHCN09 | ETA_OLDI | BHGASE01_BHDHCN09 | 4 | -0.25 | 1 | Supported
HOUETARHNBHDHCN09_OLDI_FBHGASE01_D17 | Residential heating technology - Direct district heating substation - plus connection pipe - plus distribution (heating density: low ) - apartment complex - existing building - distributed level 0.17 | HOUDHC | HOUETARHN_OLDI_DMD | MKr20 | 2030 | 0.35033 | 0.0013853 | [6 empty] | ETA | I | OLD |  |  | RHNBHDHC | 1 | 0.16667 | HOUETARHNBHDHCN09_OLDI_FBHGASE01 | 0.895 | HOUETARHNBHDHCN09_OLDI | HOUETARHNBHGASE01_OLDI | BHGASE01 | BHDHCN09 | ETA_OLDI | BHGASE01_BHDHCN09 | 4 | -0.25 | 1 | Supported
HOUETARHNBHDHCN09_OLDI_FBHGASE01_D17 | Residential heating technology - Direct district heating substation - plus connection pipe - plus distribution (heating density: low ) - apartment complex - existing building - distributed level 0.17 | HOUDHC | HOUETARHN_OLDI_DMD | MKr20 | 2040 | 0.34139 | 0.0013433 | [6 empty] | ETA | I | OLD |  |  | RHNBHDHC | 1 | 0.16667 | HOUETARHNBHDHCN09_OLDI_FBHGASE01 | 0.895 | HOUETARHNBHDHCN09_OLDI | HOUETARHNBHGASE01_OLDI | BHGASE01 | BHDHCN09 | ETA_OLDI | BHGASE01_BHDHCN09 | 4 | -0.25 | 1 | Supported
HOUETARHNBHDHCN09_OLDI_FBHGASE01_D17 | Residential heating technology - Direct district heating substation - plus connection pipe - plus distribution (heating density: low ) - apartment complex - existing building - distributed level 0.17 | HOUDHC | HOUETARHN_OLDI_DMD | MKr20 | 2050 | 0.33288 | 0.0012896 | [6 empty] | ETA | I | OLD |  |  | RHNBHDHC | 1 | 0.16667 | HOUETARHNBHDHCN09_OLDI_FBHGASE01 | 0.895 | HOUETARHNBHDHCN09_OLDI | HOUETARHNBHGASE01_OLDI | BHGASE01 | BHDHCN09 | ETA_OLDI | BHGASE01_BHDHCN09 | 4 | -0.25 | 1 | Supported
HOUETARHNBHDHCN07_OLDI_FBHGASE01_D17 | Residential heating technology - Direct district heating substation - plus connection pipe - plus distribution (heating density: medium ) - apartment complex - existing building - distributed level 0.17 | HOUDHC | HOUETARHN_OLDI_DMD | MKr20 | 2020 | 0.30732 | 0.0013872 | [6 empty] | ETA | I | OLD |  |  | RHNBHDHC | 1 | 0.16667 | HOUETARHNBHDHCN07_OLDI_FBHGASE01 | 0.895 | HOUETARHNBHDHCN07_OLDI | HOUETARHNBHGASE01_OLDI | BHGASE01 | BHDHCN07 | ETA_OLDI | BHGASE01_BHDHCN07 | 4 | -0.25 | 1 | Supported
HOUETARHNBHDHCN07_OLDI_FBHGASE01_D17 | Residential heating technology - Direct district heating substation - plus connection pipe - plus distribution (heating density: medium ) - apartment complex - existing building - distributed level 0.17 | HOUDHC | HOUETARHN_OLDI_DMD | MKr20 | 2025 | 0.30256 | 0.001406 | [6 empty] | ETA | I | OLD |  |  | RHNBHDHC | 1 | 0.16667 | HOUETARHNBHDHCN07_OLDI_FBHGASE01 | 0.895 | HOUETARHNBHDHCN07_OLDI | HOUETARHNBHGASE01_OLDI | BHGASE01 | BHDHCN07 | ETA_OLDI | BHGASE01_BHDHCN07 | 4 | -0.25 | 1 | Supported
HOUETARHNBHDHCN07_OLDI_FBHGASE01_D17 | Residential heating technology - Direct district heating substation - plus connection pipe - plus distribution (heating density: medium ) - apartment complex - existing building - distributed level 0.17 | HOUDHC | HOUETARHN_OLDI_DMD | MKr20 | 2030 | 0.29791 | 0.0013853 | [6 empty] | ETA | I | OLD |  |  | RHNBHDHC | 1 | 0.16667 | HOUETARHNBHDHCN07_OLDI_FBHGASE01 | 0.895 | HOUETARHNBHDHCN07_OLDI | HOUETARHNBHGASE01_OLDI | BHGASE01 | BHDHCN07 | ETA_OLDI | BHGASE01_BHDHCN07 | 4 | -0.25 | 1 | Supported
HOUETARHNBHDHCN07_OLDI_FBHGASE01_D17 | Residential heating technology - Direct district heating substation - plus connection pipe - plus distribution (heating density: medium ) - apartment complex - existing building - distributed level 0.17 | HOUDHC | HOUETARHN_OLDI_DMD | MKr20 | 2040 | 0.28896 | 0.0013433 | [6 empty] | ETA | I | OLD |  |  | RHNBHDHC | 1 | 0.16667 | HOUETARHNBHDHCN07_OLDI_FBHGASE01 | 0.895 | HOUETARHNBHDHCN07_OLDI | HOUETARHNBHGASE01_OLDI | BHGASE01 | BHDHCN07 | ETA_OLDI | BHGASE01_BHDHCN07 | 4 | -0.25 | 1 | Supported
HOUETARHNBHDHCN07_OLDI_FBHGASE01_D17 | Residential heating technology - Direct district heating substation - plus connection pipe - plus distribution (heating density: medium ) - apartment complex - existing building - distributed level 0.17 | HOUDHC | HOUETARHN_OLDI_DMD | MKr20 | 2050 | 0.28046 | 0.0012896 | [6 empty] | ETA | I | OLD |  |  | RHNBHDHC | 1 | 0.16667 | HOUETARHNBHDHCN07_OLDI_FBHGASE01 | 0.895 | HOUETARHNBHDHCN07_OLDI | HOUETARHNBHGASE01_OLDI | BHGASE01 | BHDHCN07 | ETA_OLDI | BHGASE01_BHDHCN07 | 4 | -0.25 | 1 | Supported
HOUETARHNBHDHCN05_OLDI_FBHGASE01_D17 | Residential heating technology - Direct district heating substation - plus connection pipe - plus distribution (heating density: high ) - apartment complex - existing building - distributed level 0.17 | HOUDHC | HOUETARHN_OLDI_DMD | MKr20 | 2020 | 0.2549 | 0.0013872 | [6 empty] | ETA | I | OLD |  |  | RHNBHDHC | 1 | 0.16667 | HOUETARHNBHDHCN05_OLDI_FBHGASE01 | 0.895 | HOUETARHNBHDHCN05_OLDI | HOUETARHNBHGASE01_OLDI | BHGASE01 | BHDHCN05 | ETA_OLDI | BHGASE01_BHDHCN05 | 4 | -0.25 | 1 | Supported
HOUETARHNBHDHCN05_OLDI_FBHGASE01_D17 | Residential heating technology - Direct district heating substation - plus connection pipe - plus distribution (heating density: high ) - apartment complex - existing building - distributed level 0.17 | HOUDHC | HOUETARHN_OLDI_DMD | MKr20 | 2025 | 0.25013 | 0.001406 | [6 empty] | ETA | I | OLD |  |  | RHNBHDHC | 1 | 0.16667 | HOUETARHNBHDHCN05_OLDI_FBHGASE01 | 0.895 | HOUETARHNBHDHCN05_OLDI | HOUETARHNBHGASE01_OLDI | BHGASE01 | BHDHCN05 | ETA_OLDI | BHGASE01_BHDHCN05 | 4 | -0.25 | 1 | Supported
HOUETARHNBHDHCN05_OLDI_FBHGASE01_D17 | Residential heating technology - Direct district heating substation - plus connection pipe - plus distribution (heating density: high ) - apartment complex - existing building - distributed level 0.17 | HOUDHC | HOUETARHN_OLDI_DMD | MKr20 | 2030 | 0.24549 | 0.0013853 | [6 empty] | ETA | I | OLD |  |  | RHNBHDHC | 1 | 0.16667 | HOUETARHNBHDHCN05_OLDI_FBHGASE01 | 0.895 | HOUETARHNBHDHCN05_OLDI | HOUETARHNBHGASE01_OLDI | BHGASE01 | BHDHCN05 | ETA_OLDI | BHGASE01_BHDHCN05 | 4 | -0.25 | 1 | Supported
HOUETARHNBHDHCN05_OLDI_FBHGASE01_D17 | Residential heating technology - Direct district heating substation - plus connection pipe - plus distribution (heating density: high ) - apartment complex - existing building - distributed level 0.17 | HOUDHC | HOUETARHN_OLDI_DMD | MKr20 | 2040 | 0.23654 | 0.0013433 | [6 empty] | ETA | I | OLD |  |  | RHNBHDHC | 1 | 0.16667 | HOUETARHNBHDHCN05_OLDI_FBHGASE01 | 0.895 | HOUETARHNBHDHCN05_OLDI | HOUETARHNBHGASE01_OLDI | BHGASE01 | BHDHCN05 | ETA_OLDI | BHGASE01_BHDHCN05 | 4 | -0.25 | 1 | Supported
HOUETARHNBHDHCN05_OLDI_FBHGASE01_D17 | Residential heating technology - Direct district heating substation - plus connection pipe - plus distribution (heating density: high ) - apartment complex - existing building - distributed level 0.17 | HOUDHC | HOUETARHN_OLDI_DMD | MKr20 | 2050 | 0.22803 | 0.0012896 | [6 empty] | ETA | I | OLD |  |  | RHNBHDHC | 1 | 0.16667 | HOUETARHNBHDHCN05_OLDI_FBHGASE01 | 0.895 | HOUETARHNBHDHCN05_OLDI | HOUETARHNBHGASE01_OLDI | BHGASE01 | BHDHCN05 | ETA_OLDI | BHGASE01_BHDHCN05 | 4 | -0.25 | 1 | Supported
HOUETARHNHPELCN05_OLDC_FBHOILE01_D17 | Residential heating technology - Heat pump, Air-to-water - leasing - apartment complex - existing building - distributed level 0.17 | HOUELC, HOUAMB | HOUETARHN_OLDC_DMD | MKr20 | 2020 | 2.1493 | 0.28261 | 0.3191 | [5 empty] | ETA | C | OLD | 3.1338 |  | RHNHPELC | 1 | 0.16667 | HOUETARHNHPELCN05_OLDC_FBHOILE01 | 0.799 | HOUETARHNHPELCN05_OLDC | HOUETARHNBHOILE01_OLDC | BHOILE01 | HPELCN05 | ETA_OLDC | BHOILE01_HPELCN05 | 4 | -0.25 | 1 | Supported
HOUETARHNHPELCN05_OLDC_FBHOILE01_D17 | Residential heating technology - Heat pump, Air-to-water - leasing - apartment complex - existing building - distributed level 0.17 | HOUELC, HOUAMB | HOUETARHN_OLDC_DMD | MKr20 | 2025 | 1.9246 | 0.2598 | 0.30341 | [5 empty] | ETA | C | OLD | 3.2959 |  | RHNHPELC | 1 | 0.16667 | HOUETARHNHPELCN05_OLDC_FBHOILE01 | 0.799 | HOUETARHNHPELCN05_OLDC | HOUETARHNBHOILE01_OLDC | BHOILE01 | HPELCN05 | ETA_OLDC | BHOILE01_HPELCN05 | 4 | -0.25 | 1 | Supported
HOUETARHNHPELCN05_OLDC_FBHOILE01_D17 | Residential heating technology - Heat pump, Air-to-water - leasing - apartment complex - existing building - distributed level 0.17 | HOUELC, HOUAMB | HOUETARHN_OLDC_DMD | MKr20 | 2030 | 1.6998 | 0.23697 | 0.28919 | [5 empty] | ETA | C | OLD | 3.458 |  | RHNHPELC | 1 | 0.16667 | HOUETARHNHPELCN05_OLDC_FBHOILE01 | 0.799 | HOUETARHNHPELCN05_OLDC | HOUETARHNBHOILE01_OLDC | BHOILE01 | HPELCN05 | ETA_OLDC | BHOILE01_HPELCN05 | 4 | -0.25 | 1 | Supported
HOUETARHNHPELCN05_OLDC_FBHOILE01_D17 | Residential heating technology - Heat pump, Air-to-water - leasing - apartment complex - existing building - distributed level 0.17 | HOUELC, HOUAMB | HOUETARHN_OLDC_DMD | MKr20 | 2040 | 1.5225 | 0.21839 | 0.27624 | [5 empty] | ETA | C | OLD | 3.6201 |  | RHNHPELC | 1 | 0.16667 | HOUETARHNHPELCN05_OLDC_FBHOILE01 | 0.799 | HOUETARHNHPELCN05_OLDC | HOUETARHNBHOILE01_OLDC | BHOILE01 | HPELCN05 | ETA_OLDC | BHOILE01_HPELCN05 | 4 | -0.25 | 1 | Supported
HOUETARHNHPELCN05_OLDC_FBHOILE01_D17 | Residential heating technology - Heat pump, Air-to-water - leasing - apartment complex - existing building - distributed level 0.17 | HOUELC, HOUAMB | HOUETARHN_OLDC_DMD | MKr20 | 2050 | 1.3451 | 0.19981 | 0.2644 | [5 empty] | ETA | C | OLD | 3.7822 |  | RHNHPELC | 1 | 0.16667 | HOUETARHNHPELCN05_OLDC_FBHOILE01 | 0.799 | HOUETARHNHPELCN05_OLDC | HOUETARHNBHOILE01_OLDC | BHOILE01 | HPELCN05 | ETA_OLDC | BHOILE01_HPELCN05 | 4 | -0.25 | 1 | Supported
HOUETARHNHPELCN04_OLDC_FBHOILE01_D17 | Residential heating technology - Heat pump, Ground source - apartment complex - existing building - distributed level 0.17 | HOUELC, HOUAMB | HOUETARHN_OLDC_DMD | MKr20 | 2020 | 4.0051 | 0.041882 | 0.28919 | [5 empty] | ETA | C | OLD | 3.458 |  | RHNHPELC | 1 | 0.16667 | HOUETARHNHPELCN04_OLDC_FBHOILE01 | 0.799 | HOUETARHNHPELCN04_OLDC | HOUETARHNBHOILE01_OLDC | BHOILE01 | HPELCN04 | ETA_OLDC | BHOILE01_HPELCN04 | 4 | -0.25 | 1 | Supported
HOUETARHNHPELCN04_OLDC_FBHOILE01_D17 | Residential heating technology - Heat pump, Ground source - apartment complex - existing building - distributed level 0.17 | HOUELC, HOUAMB | HOUETARHN_OLDC_DMD | MKr20 | 2025 | 3.7047 | 0.04155 | 0.28042 | [5 empty] | ETA | C | OLD | 3.566 |  | RHNHPELC | 1 | 0.16667 | HOUETARHNHPELCN04_OLDC_FBHOILE01 | 0.799 | HOUETARHNHPELCN04_OLDC | HOUETARHNBHOILE01_OLDC | BHOILE01 | HPELCN04 | ETA_OLDC | BHOILE01_HPELCN04 | 4 | -0.25 | 1 | Supported
HOUETARHNHPELCN04_OLDC_FBHOILE01_D17 | Residential heating technology - Heat pump, Ground source - apartment complex - existing building - distributed level 0.17 | HOUELC, HOUAMB | HOUETARHN_OLDC_DMD | MKr20 | 2030 | 3.4043 | 0.041188 | 0.27218 | [5 empty] | ETA | C | OLD | 3.6741 |  | RHNHPELC | 1 | 0.16667 | HOUETARHNHPELCN04_OLDC_FBHOILE01 | 0.799 | HOUETARHNHPELCN04_OLDC | HOUETARHNBHOILE01_OLDC | BHOILE01 | HPELCN04 | ETA_OLDC | BHOILE01_HPELCN04 | 4 | -0.25 | 1 | Supported
HOUETARHNHPELCN04_OLDC_FBHOILE01_D17 | Residential heating technology - Heat pump, Ground source - apartment complex - existing building - distributed level 0.17 | HOUELC, HOUAMB | HOUETARHN_OLDC_DMD | MKr20 | 2040 | 3.149 | 0.040351 | 0.26067 | [5 empty] | ETA | C | OLD | 3.8362 |  | RHNHPELC | 1 | 0.16667 | HOUETARHNHPELCN04_OLDC_FBHOILE01 | 0.799 | HOUETARHNHPELCN04_OLDC | HOUETARHNBHOILE01_OLDC | BHOILE01 | HPELCN04 | ETA_OLDC | BHOILE01_HPELCN04 | 4 | -0.25 | 1 | Supported
HOUETARHNHPELCN04_OLDC_FBHOILE01_D17 | Residential heating technology - Heat pump, Ground source - apartment complex - existing building - distributed level 0.17 | HOUELC, HOUAMB | HOUETARHN_OLDC_DMD | MKr20 | 2050 | 2.8937 | 0.039498 | 0.25705 | [5 empty] | ETA | C | OLD | 3.8902 |  | RHNHPELC | 1 | 0.16667 | HOUETARHNHPELCN04_OLDC_FBHOILE01 | 0.799 | HOUETARHNHPELCN04_OLDC | HOUETARHNBHOILE01_OLDC | BHOILE01 | HPELCN04 | ETA_OLDC | BHOILE01_HPELCN04 | 4 | -0.25 | 1 | Supported
HOUETARHNHPELCN03_OLDC_FBHOILE01_D17 | Residential heating technology - Heat pump, Air-to-water - apartment complex - existing building - distributed level 0.17 | HOUELC, HOUAMB | HOUETARHN_OLDC_DMD | MKr20 | 2020 | 4.2987 | 0.067679 | 0.3191 | [5 empty] | ETA | C | OLD | 3.1338 |  | RHNHPELC | 1 | 0.16667 | HOUETARHNHPELCN03_OLDC_FBHOILE01 | 0.799 | HOUETARHNHPELCN03_OLDC | HOUETARHNBHOILE01_OLDC | BHOILE01 | HPELCN03 | ETA_OLDC | BHOILE01_HPELCN03 | 4 | -0.25 | 1 | Supported
HOUETARHNHPELCN03_OLDC_FBHOILE01_D17 | Residential heating technology - Heat pump, Air-to-water - apartment complex - existing building - distributed level 0.17 | HOUELC, HOUAMB | HOUETARHN_OLDC_DMD | MKr20 | 2025 | 3.8491 | 0.067348 | 0.30341 | [5 empty] | ETA | C | OLD | 3.2959 |  | RHNHPELC | 1 | 0.16667 | HOUETARHNHPELCN03_OLDC_FBHOILE01 | 0.799 | HOUETARHNHPELCN03_OLDC | HOUETARHNBHOILE01_OLDC | BHOILE01 | HPELCN03 | ETA_OLDC | BHOILE01_HPELCN03 | 4 | -0.25 | 1 | Supported
HOUETARHNHPELCN03_OLDC_FBHOILE01_D17 | Residential heating technology - Heat pump, Air-to-water - apartment complex - existing building - distributed level 0.17 | HOUELC, HOUAMB | HOUETARHN_OLDC_DMD | MKr20 | 2030 | 3.3996 | 0.066986 | 0.28919 | [5 empty] | ETA | C | OLD | 3.458 |  | RHNHPELC | 1 | 0.16667 | HOUETARHNHPELCN03_OLDC_FBHOILE01 | 0.799 | HOUETARHNHPELCN03_OLDC | HOUETARHNBHOILE01_OLDC | BHOILE01 | HPELCN03 | ETA_OLDC | BHOILE01_HPELCN03 | 4 | -0.25 | 1 | Supported
HOUETARHNHPELCN03_OLDC_FBHOILE01_D17 | Residential heating technology - Heat pump, Air-to-water - apartment complex - existing building - distributed level 0.17 | HOUELC, HOUAMB | HOUETARHN_OLDC_DMD | MKr20 | 2040 | 3.0449 | 0.066149 | 0.27624 | [5 empty] | ETA | C | OLD | 3.6201 |  | RHNHPELC | 1 | 0.16667 | HOUETARHNHPELCN03_OLDC_FBHOILE01 | 0.799 | HOUETARHNHPELCN03_OLDC | HOUETARHNBHOILE01_OLDC | BHOILE01 | HPELCN03 | ETA_OLDC | BHOILE01_HPELCN03 | 4 | -0.25 | 1 | Supported
HOUETARHNHPELCN03_OLDC_FBHOILE01_D17 | Residential heating technology - Heat pump, Air-to-water - apartment complex - existing building - distributed level 0.17 | HOUELC, HOUAMB | HOUETARHN_OLDC_DMD | MKr20 | 2050 | 2.6902 | 0.065296 | 0.2644 | [5 empty] | ETA | C | OLD | 3.7822 |  | RHNHPELC | 1 | 0.16667 | HOUETARHNHPELCN03_OLDC_FBHOILE01 | 0.799 | HOUETARHNHPELCN03_OLDC | HOUETARHNBHOILE01_OLDC | BHOILE01 | HPELCN03 | ETA_OLDC | BHOILE01_HPELCN03 | 4 | -0.25 | 1 | Supported
HOUETARHNHPELCN02_OLDC_FBHOILE01_D17 | Residential heating technology - Heat pump, Air-to-air - single-family house - existing building - distributed level 0.17 | HOUELC, HOUAMB | HOUETARHN_OLDC_DMD | MKr20 | 2020 | 1.7956 | 0.14453 | 0.1908 | [5 empty] | ETA | C | OLD | 5.241 |  | RHNHPELC | 1 | 0.16667 | HOUETARHNHPELCN02_OLDC_FBHOILE01 | 0.799 | HOUETARHNHPELCN02_OLDC | HOUETARHNBHOILE01_OLDC | BHOILE01 | HPELCN02 | ETA_OLDC | BHOILE01_HPELCN02 | 5 | 0 | 1.1 | Unlikely
HOUETARHNHPELCN02_OLDC_FBHOILE01_D17 | Residential heating technology - Heat pump, Air-to-air - single-family house - existing building - distributed level 0.17 | HOUELC, HOUAMB | HOUETARHN_OLDC_DMD | MKr20 | 2025 | 1.7517 | 0.098193 | 0.18145 | [5 empty] | ETA | C | OLD | 5.5112 |  | RHNHPELC | 1 | 0.16667 | HOUETARHNHPELCN02_OLDC_FBHOILE01 | 0.799 | HOUETARHNHPELCN02_OLDC | HOUETARHNBHOILE01_OLDC | BHOILE01 | HPELCN02 | ETA_OLDC | BHOILE01_HPELCN02 | 5 | 0 | 1.1 | Unlikely
HOUETARHNHPELCN02_OLDC_FBHOILE01_D17 | Residential heating technology - Heat pump, Air-to-air - single-family house - existing building - distributed level 0.17 | HOUELC, HOUAMB | HOUETARHN_OLDC_DMD | MKr20 | 2030 | 1.7078 | 0.096379 | 0.1746 | [5 empty] | ETA | C | OLD | 5.7273 |  | RHNHPELC | 1 | 0.16667 | HOUETARHNHPELCN02_OLDC_FBHOILE01 | 0.799 | HOUETARHNHPELCN02_OLDC | HOUETARHNBHOILE01_OLDC | BHOILE01 | HPELCN02 | ETA_OLDC | BHOILE01_HPELCN02 | 5 | 0 | 1.1 | Unlikely
HOUETARHNHPELCN02_OLDC_FBHOILE01_D17 | Residential heating technology - Heat pump, Air-to-air - single-family house - existing building - distributed level 0.17 | HOUELC, HOUAMB | HOUETARHN_OLDC_DMD | MKr20 | 2040 | 1.6264 | 0.093013 | 0.16825 | [5 empty] | ETA | C | OLD | 5.9434 |  | RHNHPELC | 1 | 0.16667 | HOUETARHNHPELCN02_OLDC_FBHOILE01 | 0.799 | HOUETARHNHPELCN02_OLDC | HOUETARHNBHOILE01_OLDC | BHOILE01 | HPELCN02 | ETA_OLDC | BHOILE01_HPELCN02 | 5 | 0 | 1.1 | Unlikely
HOUETARHNHPELCN02_OLDC_FBHOILE01_D17 | Residential heating technology - Heat pump, Air-to-air - single-family house - existing building - distributed level 0.17 | HOUELC, HOUAMB | HOUETARHN_OLDC_DMD | MKr20 | 2050 | 1.5449 | 0.089647 | 0.16525 | [5 empty] | ETA | C | OLD | 6.0515 |  | RHNHPELC | 1 | 0.16667 | HOUETARHNHPELCN02_OLDC_FBHOILE01 | 0.799 | HOUETARHNHPELCN02_OLDC | HOUETARHNBHOILE01_OLDC | BHOILE01 | HPELCN02 | ETA_OLDC | BHOILE01_HPELCN02 | 5 | 0 | 1.1 | Unlikely
HOUETARHNDIELCN06_OLDC_FBHOILE01_D17 | Residential heating technology - Electric heating - electric panel from Bauhaus - apartment complex - new building - distributed level 0.17 | HOUELC | HOUETARHN_OLDC_DMD | MKr20 | 2020 | 0.50745 | 0 | [6 empty] | ETA | C | OLD |  |  | RHNDIELC | 1 | 0.16667 | HOUETARHNDIELCN06_OLDC_FBHOILE01 | 0.799 | HOUETARHNDIELCN06_OLDC | HOUETARHNBHOILE01_OLDC | BHOILE01 | DIELCN06 | ETA_OLDC | BHOILE01_DIELCN06 | 5 | 0 | 1.1 | Unlikely
HOUETARHNDIELCN06_OLDC_FBHOILE01_D17 | Residential heating technology - Electric heating - electric panel from Bauhaus - apartment complex - new building - distributed level 0.17 | HOUELC | HOUETARHN_OLDC_DMD | MKr20 | 2025 | 0.50745 | 0 | [6 empty] | ETA | C | OLD |  |  | RHNDIELC | 1 | 0.16667 | HOUETARHNDIELCN06_OLDC_FBHOILE01 | 0.799 | HOUETARHNDIELCN06_OLDC | HOUETARHNBHOILE01_OLDC | BHOILE01 | DIELCN06 | ETA_OLDC | BHOILE01_DIELCN06 | 5 | 0 | 1.1 | Unlikely
HOUETARHNDIELCN06_OLDC_FBHOILE01_D17 | Residential heating technology - Electric heating - electric panel from Bauhaus - apartment complex - new building - distributed level 0.17 | HOUELC | HOUETARHN_OLDC_DMD | MKr20 | 2030 | 0.50745 | 0 | [6 empty] | ETA | C | OLD |  |  | RHNDIELC | 1 | 0.16667 | HOUETARHNDIELCN06_OLDC_FBHOILE01 | 0.799 | HOUETARHNDIELCN06_OLDC | HOUETARHNBHOILE01_OLDC | BHOILE01 | DIELCN06 | ETA_OLDC | BHOILE01_DIELCN06 | 5 | 0 | 1.1 | Unlikely
HOUETARHNDIELCN06_OLDC_FBHOILE01_D17 | Residential heating technology - Electric heating - electric panel from Bauhaus - apartment complex - new building - distributed level 0.17 | HOUELC | HOUETARHN_OLDC_DMD | MKr20 | 2040 | 0.50745 | 0 | [6 empty] | ETA | C | OLD |  |  | RHNDIELC | 1 | 0.16667 | HOUETARHNDIELCN06_OLDC_FBHOILE01 | 0.799 | HOUETARHNDIELCN06_OLDC | HOUETARHNBHOILE01_OLDC | BHOILE01 | DIELCN06 | ETA_OLDC | BHOILE01_DIELCN06 | 5 | 0 | 1.1 | Unlikely
HOUETARHNDIELCN06_OLDC_FBHOILE01_D17 | Residential heating technology - Electric heating - electric panel from Bauhaus - apartment complex - new building - distributed level 0.17 | HOUELC | HOUETARHN_OLDC_DMD | MKr20 | 2050 | 0.50745 | 0 | [6 empty] | ETA | C | OLD |  |  | RHNDIELC | 1 | 0.16667 | HOUETARHNDIELCN06_OLDC_FBHOILE01 | 0.799 | HOUETARHNDIELCN06_OLDC | HOUETARHNBHOILE01_OLDC | BHOILE01 | DIELCN06 | ETA_OLDC | BHOILE01_DIELCN06 | 5 | 0 | 1.1 | Unlikely
HOUETARHNDIELCN01_OLDC_FBHOILE01_D17 | Residential heating technology - Electric heating - apartment complex - new building - distributed level 0.17 | HOUELC | HOUETARHN_OLDC_DMD | MKr20 | 2020 | 4.7132 | 0.0019137 | [6 empty] | ETA | C | OLD |  |  | RHNDIELC | 1 | 0.16667 | HOUETARHNDIELCN01_OLDC_FBHOILE01 | 0.799 | HOUETARHNDIELCN01_OLDC | HOUETARHNBHOILE01_OLDC | BHOILE01 | DIELCN01 | ETA_OLDC | BHOILE01_DIELCN01 | 5 | 0 | 1.1 | Unlikely
HOUETARHNDIELCN01_OLDC_FBHOILE01_D17 | Residential heating technology - Electric heating - apartment complex - new building - distributed level 0.17 | HOUELC | HOUETARHN_OLDC_DMD | MKr20 | 2025 | 4.5965 | 0.0018356 | [6 empty] | ETA | C | OLD |  |  | RHNDIELC | 1 | 0.16667 | HOUETARHNDIELCN01_OLDC_FBHOILE01 | 0.799 | HOUETARHNDIELCN01_OLDC | HOUETARHNBHOILE01_OLDC | BHOILE01 | DIELCN01 | ETA_OLDC | BHOILE01_DIELCN01 | 5 | 0 | 1.1 | Unlikely
HOUETARHNDIELCN01_OLDC_FBHOILE01_D17 | Residential heating technology - Electric heating - apartment complex - new building - distributed level 0.17 | HOUELC | HOUETARHN_OLDC_DMD | MKr20 | 2030 | 4.4828 | 0.0017965 | [6 empty] | ETA | C | OLD |  |  | RHNDIELC | 1 | 0.16667 | HOUETARHNDIELCN01_OLDC_FBHOILE01 | 0.799 | HOUETARHNDIELCN01_OLDC | HOUETARHNBHOILE01_OLDC | BHOILE01 | DIELCN01 | ETA_OLDC | BHOILE01_DIELCN01 | 5 | 0 | 1.1 | Unlikely
HOUETARHNDIELCN01_OLDC_FBHOILE01_D17 | Residential heating technology - Electric heating - apartment complex - new building - distributed level 0.17 | HOUELC | HOUETARHN_OLDC_DMD | MKr20 | 2040 | 4.2636 | 0.0017184 | [6 empty] | ETA | C | OLD |  |  | RHNDIELC | 1 | 0.16667 | HOUETARHNDIELCN01_OLDC_FBHOILE01 | 0.799 | HOUETARHNDIELCN01_OLDC | HOUETARHNBHOILE01_OLDC | BHOILE01 | DIELCN01 | ETA_OLDC | BHOILE01_DIELCN01 | 5 | 0 | 1.1 | Unlikely
HOUETARHNDIELCN01_OLDC_FBHOILE01_D17 | Residential heating technology - Electric heating - apartment complex - new building - distributed level 0.17 | HOUELC | HOUETARHN_OLDC_DMD | MKr20 | 2050 | 4.0551 | 0.0016403 | [6 empty] | ETA | C | OLD |  |  | RHNDIELC | 1 | 0.16667 | HOUETARHNDIELCN01_OLDC_FBHOILE01 | 0.799 | HOUETARHNDIELCN01_OLDC | HOUETARHNBHOILE01_OLDC | BHOILE01 | DIELCN01 | ETA_OLDC | BHOILE01_DIELCN01 | 5 | 0 | 1.1 | Unlikely
HOUETARHNBHWPEN01_OLDC_FBHOILE01_D17 | Residential heating technology - Biomass boiler, automatic stoking , wood pellets or wood chips - apartment complex - existing building - distributed level 0.17 | HOUWPE | HOUETARHN_OLDC_DMD | MKr20 | 2020 | 1.3747 | 0.023455 |  | 25 | 14 | 70 | 2 | 4 | ETA | C | OLD |  |  | RHNBHWPE | 1 | 0.16667 | HOUETARHNBHWPEN01_OLDC_FBHOILE01 | 0.799 | HOUETARHNBHWPEN01_OLDC | HOUETARHNBHOILE01_OLDC | BHOILE01 | BHWPEN01 | ETA_OLDC | BHOILE01_BHWPEN01 | 6 | 0 | 1 | New
HOUETARHNBHWPEN01_OLDC_FBHOILE01_D17 | Residential heating technology - Biomass boiler, automatic stoking , wood pellets or wood chips - apartment complex - existing building - distributed level 0.17 | HOUWPE | HOUETARHN_OLDC_DMD | MKr20 | 2025 | 1.3407 | 0.023288 |  | 25 | 14 | 60 | 2 | 4 | ETA | C | OLD |  |  | RHNBHWPE | 1 | 0.16667 | HOUETARHNBHWPEN01_OLDC_FBHOILE01 | 0.799 | HOUETARHNBHWPEN01_OLDC | HOUETARHNBHOILE01_OLDC | BHOILE01 | BHWPEN01 | ETA_OLDC | BHOILE01_BHWPEN01 | 6 | 0 | 1 | New
HOUETARHNBHWPEN01_OLDC_FBHOILE01_D17 | Residential heating technology - Biomass boiler, automatic stoking , wood pellets or wood chips - apartment complex - existing building - distributed level 0.17 | HOUWPE | HOUETARHN_OLDC_DMD | MKr20 | 2030 | 1.3075 | 0.023393 |  | 25 | 11 | 50 | 1 | 4 | ETA | C | OLD |  |  | RHNBHWPE | 1 | 0.16667 | HOUETARHNBHWPEN01_OLDC_FBHOILE01 | 0.799 | HOUETARHNBHWPEN01_OLDC | HOUETARHNBHOILE01_OLDC | BHOILE01 | BHWPEN01 | ETA_OLDC | BHOILE01_BHWPEN01 | 6 | 0 | 1 | New
HOUETARHNBHWPEN01_OLDC_FBHOILE01_D17 | Residential heating technology - Biomass boiler, automatic stoking , wood pellets or wood chips - apartment complex - existing building - distributed level 0.17 | HOUWPE | HOUETARHN_OLDC_DMD | MKr20 | 2040 | 1.2436 | 0.022646 |  | 25 | 9 | 45 | 1 | 4 | ETA | C | OLD |  |  | RHNBHWPE | 1 | 0.16667 | HOUETARHNBHWPEN01_OLDC_FBHOILE01 | 0.799 | HOUETARHNBHWPEN01_OLDC | HOUETARHNBHOILE01_OLDC | BHOILE01 | BHWPEN01 | ETA_OLDC | BHOILE01_BHWPEN01 | 6 | 0 | 1 | New
HOUETARHNBHWPEN01_OLDC_FBHOILE01_D17 | Residential heating technology - Biomass boiler, automatic stoking , wood pellets or wood chips - apartment complex - existing building - distributed level 0.17 | HOUWPE | HOUETARHN_OLDC_DMD | MKr20 | 2050 | 1.1828 | 0.021671 |  | 25 | 9 | 40 | 0 | 4 | ETA | C | OLD |  |  | RHNBHWPE | 1 | 0.16667 | HOUETARHNBHWPEN01_OLDC_FBHOILE01 | 0.799 | HOUETARHNBHWPEN01_OLDC | HOUETARHNBHOILE01_OLDC | BHOILE01 | BHWPEN01 | ETA_OLDC | BHOILE01_BHWPEN01 | 6 | 0 | 1 | New
HOUETARHNBHSOLN01_OLDC_FBHOILE01_D17 | Residential heating technology - Solar heating system - apartment complex - existing building - distributed level 0.17 | HOUSOL | HOUETARHN_OLDC_DMD | MKr20 | 2020 | 3.9769 | 0.018612 | [6 empty] | ETA | C | OLD |  |  | RHNBHSOL | 1 | 0.16667 | HOUETARHNBHSOLN01_OLDC_FBHOILE01 | 0.799 | HOUETARHNBHSOLN01_OLDC | HOUETARHNBHOILE01_OLDC | BHOILE01 | BHSOLN01 | ETA_OLDC | BHOILE01_BHSOLN01 | 5 | 0 | 1.1 | Unlikely
HOUETARHNBHSOLN01_OLDC_FBHOILE01_D17 | Residential heating technology - Solar heating system - apartment complex - existing building - distributed level 0.17 | HOUSOL | HOUETARHN_OLDC_DMD | MKr20 | 2025 | 3.8051 | 0.019728 | [6 empty] | ETA | C | OLD |  |  | RHNBHSOL | 1 | 0.16667 | HOUETARHNBHSOLN01_OLDC_FBHOILE01 | 0.799 | HOUETARHNBHSOLN01_OLDC | HOUETARHNBHOILE01_OLDC | BHOILE01 | BHSOLN01 | ETA_OLDC | BHOILE01_BHSOLN01 | 5 | 0 | 1.1 | Unlikely
HOUETARHNBHSOLN01_OLDC_FBHOILE01_D17 | Residential heating technology - Solar heating system - apartment complex - existing building - distributed level 0.17 | HOUSOL | HOUETARHN_OLDC_DMD | MKr20 | 2030 | 3.6332 | 0.020152 | [6 empty] | ETA | C | OLD |  |  | RHNBHSOL | 1 | 0.16667 | HOUETARHNBHSOLN01_OLDC_FBHOILE01 | 0.799 | HOUETARHNBHSOLN01_OLDC | HOUETARHNBHOILE01_OLDC | BHOILE01 | BHSOLN01 | ETA_OLDC | BHOILE01_BHSOLN01 | 5 | 0 | 1.1 | Unlikely
HOUETARHNBHSOLN01_OLDC_FBHOILE01_D17 | Residential heating technology - Solar heating system - apartment complex - existing building - distributed level 0.17 | HOUSOL | HOUETARHN_OLDC_DMD | MKr20 | 2040 | 3.4614 | 0.019606 | [6 empty] | ETA | C | OLD |  |  | RHNBHSOL | 1 | 0.16667 | HOUETARHNBHSOLN01_OLDC_FBHOILE01 | 0.799 | HOUETARHNBHSOLN01_OLDC | HOUETARHNBHOILE01_OLDC | BHOILE01 | BHSOLN01 | ETA_OLDC | BHOILE01_BHSOLN01 | 5 | 0 | 1.1 | Unlikely
HOUETARHNBHSOLN01_OLDC_FBHOILE01_D17 | Residential heating technology - Solar heating system - apartment complex - existing building - distributed level 0.17 | HOUSOL | HOUETARHN_OLDC_DMD | MKr20 | 2050 | 3.2895 | 0.018612 | [6 empty] | ETA | C | OLD |  |  | RHNBHSOL | 1 | 0.16667 | HOUETARHNBHSOLN01_OLDC_FBHOILE01 | 0.799 | HOUETARHNBHSOLN01_OLDC | HOUETARHNBHOILE01_OLDC | BHOILE01 | BHSOLN01 | ETA_OLDC | BHOILE01_BHSOLN01 | 5 | 0 | 1.1 | Unlikely
HOUETARHNBHOILN01_OLDC_FBHOILE01_D17 | Residential heating technology - Oil boiler (mineral oil fired, < 10 % FAME) - apartment complex - existing building - distributed level 0.17 | HOUOIL, HOUDSB, HOUDSE | HOUETARHN_OLDC_DMD | MKr20 | 2020 | 0.45838 | 0.016228 |  | 6.7 | 5 | 52 | 0 | 0 | ETA | C | OLD |  |  | RHNBHOIL | 1 | 0.16667 | HOUETARHNBHOILN01_OLDC_FBHOILE01 | 0.799 | HOUETARHNBHOILN01_OLDC | HOUETARHNBHOILE01_OLDC | BHOILE01 | BHOILN01 | ETA_OLDC | BHOILE01_BHOILN01 | 2 | 0 | 0.9 | Same
HOUETARHNBHOILN01_OLDC_FBHOILE01_D17 | Residential heating technology - Oil boiler (mineral oil fired, < 10 % FAME) - apartment complex - existing building - distributed level 0.17 | HOUOIL, HOUDSB, HOUDSE | HOUETARHN_OLDC_DMD | MKr20 | 2025 | 0.44704 | 0.016291 |  | 6.7 | 5 | 52 | 0 | 0 | ETA | C | OLD |  |  | RHNBHOIL | 1 | 0.16667 | HOUETARHNBHOILN01_OLDC_FBHOILE01 | 0.799 | HOUETARHNBHOILN01_OLDC | HOUETARHNBHOILE01_OLDC | BHOILE01 | BHOILN01 | ETA_OLDC | BHOILE01_BHOILN01 | 2 | 0 | 0.9 | Same
HOUETARHNBHOILN01_OLDC_FBHOILE01_D17 | Residential heating technology - Oil boiler (mineral oil fired, < 10 % FAME) - apartment complex - existing building - distributed level 0.17 | HOUOIL, HOUDSB, HOUDSE | HOUETARHN_OLDC_DMD | MKr20 | 2030 | 0.43597 | 0.016527 |  | 6.7 | 5 | 52 | 0 | 0 | ETA | C | OLD |  |  | RHNBHOIL | 1 | 0.16667 | HOUETARHNBHOILN01_OLDC_FBHOILE01 | 0.799 | HOUETARHNBHOILN01_OLDC | HOUETARHNBHOILE01_OLDC | BHOILE01 | BHOILN01 | ETA_OLDC | BHOILE01_BHOILN01 | 2 | 0 | 0.9 | Same
HOUETARHNBHOILN01_OLDC_FBHOILE01_D17 | Residential heating technology - Oil boiler (mineral oil fired, < 10 % FAME) - apartment complex - existing building - distributed level 0.17 | HOUOIL, HOUDSB, HOUDSE | HOUETARHN_OLDC_DMD | MKr20 | 2040 | 0.41466 | 0.016678 |  | 6.7 | 5 | 52 | 0 | 0 | ETA | C | OLD |  |  | RHNBHOIL | 1 | 0.16667 | HOUETARHNBHOILN01_OLDC_FBHOILE01 | 0.799 | HOUETARHNBHOILN01_OLDC | HOUETARHNBHOILE01_OLDC | BHOILE01 | BHOILN01 | ETA_OLDC | BHOILE01_BHOILN01 | 2 | 0 | 0.9 | Same
HOUETARHNBHOILN01_OLDC_FBHOILE01_D17 | Residential heating technology - Oil boiler (mineral oil fired, < 10 % FAME) - apartment complex - existing building - distributed level 0.17 | HOUOIL, HOUDSB, HOUDSE | HOUETARHN_OLDC_DMD | MKr20 | 2050 | 0.39439 | 0.016817 |  | 6.7 | 5 | 52 | 0 | 0 | ETA | C | OLD |  |  | RHNBHOIL | 1 | 0.16667 | HOUETARHNBHOILN01_OLDC_FBHOILE01 | 0.799 | HOUETARHNBHOILN01_OLDC | HOUETARHNBHOILE01_OLDC | BHOILE01 | BHOILN01 | ETA_OLDC | BHOILE01_BHOILN01 | 2 | 0 | 0.9 | Same
HOUETARHNBHDHCN03_OLDC_FBHOILE01_D17 | Residential heating technology - Direct district heating substation - plus connection pipe - apartment complex - existing building - distributed level 0.17 | HOUDHC | HOUETARHN_OLDC_DMD | MKr20 | 2020 | 0.2059 | 0.0013872 | [6 empty] | ETA | C | OLD |  |  | RHNBHDHC | 1 | 0.16667 | HOUETARHNBHDHCN03_OLDC_FBHOILE01 | 0.799 | HOUETARHNBHDHCN03_OLDC | HOUETARHNBHOILE01_OLDC | BHOILE01 | BHDHCN03 | ETA_OLDC | BHOILE01_BHDHCN03 | 6 | 0 | 1 | New
HOUETARHNBHDHCN03_OLDC_FBHOILE01_D17 | Residential heating technology - Direct district heating substation - plus connection pipe - apartment complex - existing building - distributed level 0.17 | HOUDHC | HOUETARHN_OLDC_DMD | MKr20 | 2025 | 0.20205 | 0.001406 | [6 empty] | ETA | C | OLD |  |  | RHNBHDHC | 1 | 0.16667 | HOUETARHNBHDHCN03_OLDC_FBHOILE01 | 0.799 | HOUETARHNBHDHCN03_OLDC | HOUETARHNBHOILE01_OLDC | BHOILE01 | BHDHCN03 | ETA_OLDC | BHOILE01_BHDHCN03 | 6 | 0 | 1 | New
HOUETARHNBHDHCN03_OLDC_FBHOILE01_D17 | Residential heating technology - Direct district heating substation - plus connection pipe - apartment complex - existing building - distributed level 0.17 | HOUDHC | HOUETARHN_OLDC_DMD | MKr20 | 2030 | 0.1983 | 0.0013853 | [6 empty] | ETA | C | OLD |  |  | RHNBHDHC | 1 | 0.16667 | HOUETARHNBHDHCN03_OLDC_FBHOILE01 | 0.799 | HOUETARHNBHDHCN03_OLDC | HOUETARHNBHOILE01_OLDC | BHOILE01 | BHDHCN03 | ETA_OLDC | BHOILE01_BHDHCN03 | 6 | 0 | 1 | New
HOUETARHNBHDHCN03_OLDC_FBHOILE01_D17 | Residential heating technology - Direct district heating substation - plus connection pipe - apartment complex - existing building - distributed level 0.17 | HOUDHC | HOUETARHN_OLDC_DMD | MKr20 | 2040 | 0.19107 | 0.0013433 | [6 empty] | ETA | C | OLD |  |  | RHNBHDHC | 1 | 0.16667 | HOUETARHNBHDHCN03_OLDC_FBHOILE01 | 0.799 | HOUETARHNBHDHCN03_OLDC | HOUETARHNBHOILE01_OLDC | BHOILE01 | BHDHCN03 | ETA_OLDC | BHOILE01_BHDHCN03 | 6 | 0 | 1 | New
HOUETARHNBHDHCN03_OLDC_FBHOILE01_D17 | Residential heating technology - Direct district heating substation - plus connection pipe - apartment complex - existing building - distributed level 0.17 | HOUDHC | HOUETARHN_OLDC_DMD | MKr20 | 2050 | 0.1842 | 0.0012896 | [6 empty] | ETA | C | OLD |  |  | RHNBHDHC | 1 | 0.16667 | HOUETARHNBHDHCN03_OLDC_FBHOILE01 | 0.799 | HOUETARHNBHDHCN03_OLDC | HOUETARHNBHOILE01_OLDC | BHOILE01 | BHDHCN03 | ETA_OLDC | BHOILE01_BHDHCN03 | 6 | 0 | 1 | New
HOUETARHNHPELCN05_OLDD_FBHOILE01_D17 | Residential heating technology - Heat pump, Air-to-water - leasing - apartment complex - existing building - distributed level 0.17 | HOUELC, HOUAMB | HOUETARHN_OLDD_DMD | MKr20 | 2020 | 2.1493 | 0.28261 | 0.3191 | [5 empty] | ETA | D | OLD | 3.1338 |  | RHNHPELC | 1 | 0.16667 | HOUETARHNHPELCN05_OLDD_FBHOILE01 | 0.799 | HOUETARHNHPELCN05_OLDD | HOUETARHNBHOILE01_OLDD | BHOILE01 | HPELCN05 | ETA_OLDD | BHOILE01_HPELCN05 | 4 | -0.25 | 1 | Supported
HOUETARHNHPELCN05_OLDD_FBHOILE01_D17 | Residential heating technology - Heat pump, Air-to-water - leasing - apartment complex - existing building - distributed level 0.17 | HOUELC, HOUAMB | HOUETARHN_OLDD_DMD | MKr20 | 2025 | 1.9246 | 0.2598 | 0.30341 | [5 empty] | ETA | D | OLD | 3.2959 |  | RHNHPELC | 1 | 0.16667 | HOUETARHNHPELCN05_OLDD_FBHOILE01 | 0.799 | HOUETARHNHPELCN05_OLDD | HOUETARHNBHOILE01_OLDD | BHOILE01 | HPELCN05 | ETA_OLDD | BHOILE01_HPELCN05 | 4 | -0.25 | 1 | Supported
HOUETARHNHPELCN05_OLDD_FBHOILE01_D17 | Residential heating technology - Heat pump, Air-to-water - leasing - apartment complex - existing building - distributed level 0.17 | HOUELC, HOUAMB | HOUETARHN_OLDD_DMD | MKr20 | 2030 | 1.6998 | 0.23697 | 0.28919 | [5 empty] | ETA | D | OLD | 3.458 |  | RHNHPELC | 1 | 0.16667 | HOUETARHNHPELCN05_OLDD_FBHOILE01 | 0.799 | HOUETARHNHPELCN05_OLDD | HOUETARHNBHOILE01_OLDD | BHOILE01 | HPELCN05 | ETA_OLDD | BHOILE01_HPELCN05 | 4 | -0.25 | 1 | Supported
HOUETARHNHPELCN05_OLDD_FBHOILE01_D17 | Residential heating technology - Heat pump, Air-to-water - leasing - apartment complex - existing building - distributed level 0.17 | HOUELC, HOUAMB | HOUETARHN_OLDD_DMD | MKr20 | 2040 | 1.5225 | 0.21839 | 0.27624 | [5 empty] | ETA | D | OLD | 3.6201 |  | RHNHPELC | 1 | 0.16667 | HOUETARHNHPELCN05_OLDD_FBHOILE01 | 0.799 | HOUETARHNHPELCN05_OLDD | HOUETARHNBHOILE01_OLDD | BHOILE01 | HPELCN05 | ETA_OLDD | BHOILE01_HPELCN05 | 4 | -0.25 | 1 | Supported
HOUETARHNHPELCN05_OLDD_FBHOILE01_D17 | Residential heating technology - Heat pump, Air-to-water - leasing - apartment complex - existing building - distributed level 0.17 | HOUELC, HOUAMB | HOUETARHN_OLDD_DMD | MKr20 | 2050 | 1.3451 | 0.19981 | 0.2644 | [5 empty] | ETA | D | OLD | 3.7822 |  | RHNHPELC | 1 | 0.16667 | HOUETARHNHPELCN05_OLDD_FBHOILE01 | 0.799 | HOUETARHNHPELCN05_OLDD | HOUETARHNBHOILE01_OLDD | BHOILE01 | HPELCN05 | ETA_OLDD | BHOILE01_HPELCN05 | 4 | -0.25 | 1 | Supported
HOUETARHNHPELCN04_OLDD_FBHOILE01_D17 | Residential heating technology - Heat pump, Ground source - apartment complex - existing building - distributed level 0.17 | HOUELC, HOUAMB | HOUETARHN_OLDD_DMD | MKr20 | 2020 | 4.0051 | 0.041882 | 0.28919 | [5 empty] | ETA | D | OLD | 3.458 |  | RHNHPELC | 1 | 0.16667 | HOUETARHNHPELCN04_OLDD_FBHOILE01 | 0.799 | HOUETARHNHPELCN04_OLDD | HOUETARHNBHOILE01_OLDD | BHOILE01 | HPELCN04 | ETA_OLDD | BHOILE01_HPELCN04 | 4 | -0.25 | 1 | Supported
HOUETARHNHPELCN04_OLDD_FBHOILE01_D17 | Residential heating technology - Heat pump, Ground source - apartment complex - existing building - distributed level 0.17 | HOUELC, HOUAMB | HOUETARHN_OLDD_DMD | MKr20 | 2025 | 3.7047 | 0.04155 | 0.28042 | [5 empty] | ETA | D | OLD | 3.566 |  | RHNHPELC | 1 | 0.16667 | HOUETARHNHPELCN04_OLDD_FBHOILE01 | 0.799 | HOUETARHNHPELCN04_OLDD | HOUETARHNBHOILE01_OLDD | BHOILE01 | HPELCN04 | ETA_OLDD | BHOILE01_HPELCN04 | 4 | -0.25 | 1 | Supported
HOUETARHNHPELCN04_OLDD_FBHOILE01_D17 | Residential heating technology - Heat pump, Ground source - apartment complex - existing building - distributed level 0.17 | HOUELC, HOUAMB | HOUETARHN_OLDD_DMD | MKr20 | 2030 | 3.4043 | 0.041188 | 0.27218 | [5 empty] | ETA | D | OLD | 3.6741 |  | RHNHPELC | 1 | 0.16667 | HOUETARHNHPELCN04_OLDD_FBHOILE01 | 0.799 | HOUETARHNHPELCN04_OLDD | HOUETARHNBHOILE01_OLDD | BHOILE01 | HPELCN04 | ETA_OLDD | BHOILE01_HPELCN04 | 4 | -0.25 | 1 | Supported
HOUETARHNHPELCN04_OLDD_FBHOILE01_D17 | Residential heating technology - Heat pump, Ground source - apartment complex - existing building - distributed level 0.17 | HOUELC, HOUAMB | HOUETARHN_OLDD_DMD | MKr20 | 2040 | 3.149 | 0.040351 | 0.26067 | [5 empty] | ETA | D | OLD | 3.8362 |  | RHNHPELC | 1 | 0.16667 | HOUETARHNHPELCN04_OLDD_FBHOILE01 | 0.799 | HOUETARHNHPELCN04_OLDD | HOUETARHNBHOILE01_OLDD | BHOILE01 | HPELCN04 | ETA_OLDD | BHOILE01_HPELCN04 | 4 | -0.25 | 1 | Supported
HOUETARHNHPELCN04_OLDD_FBHOILE01_D17 | Residential heating technology - Heat pump, Ground source - apartment complex - existing building - distributed level 0.17 | HOUELC, HOUAMB | HOUETARHN_OLDD_DMD | MKr20 | 2050 | 2.8937 | 0.039498 | 0.25705 | [5 empty] | ETA | D | OLD | 3.8902 |  | RHNHPELC | 1 | 0.16667 | HOUETARHNHPELCN04_OLDD_FBHOILE01 | 0.799 | HOUETARHNHPELCN04_OLDD | HOUETARHNBHOILE01_OLDD | BHOILE01 | HPELCN04 | ETA_OLDD | BHOILE01_HPELCN04 | 4 | -0.25 | 1 | Supported
HOUETARHNHPELCN03_OLDD_FBHOILE01_D17 | Residential heating technology - Heat pump, Air-to-water - apartment complex - existing building - distributed level 0.17 | HOUELC, HOUAMB | HOUETARHN_OLDD_DMD | MKr20 | 2020 | 4.2987 | 0.067679 | 0.3191 | [5 empty] | ETA | D | OLD | 3.1338 |  | RHNHPELC | 1 | 0.16667 | HOUETARHNHPELCN03_OLDD_FBHOILE01 | 0.799 | HOUETARHNHPELCN03_OLDD | HOUETARHNBHOILE01_OLDD | BHOILE01 | HPELCN03 | ETA_OLDD | BHOILE01_HPELCN03 | 4 | -0.25 | 1 | Supported
HOUETARHNHPELCN03_OLDD_FBHOILE01_D17 | Residential heating technology - Heat pump, Air-to-water - apartment complex - existing building - distributed level 0.17 | HOUELC, HOUAMB | HOUETARHN_OLDD_DMD | MKr20 | 2025 | 3.8491 | 0.067348 | 0.30341 | [5 empty] | ETA | D | OLD | 3.2959 |  | RHNHPELC | 1 | 0.16667 | HOUETARHNHPELCN03_OLDD_FBHOILE01 | 0.799 | HOUETARHNHPELCN03_OLDD | HOUETARHNBHOILE01_OLDD | BHOILE01 | HPELCN03 | ETA_OLDD | BHOILE01_HPELCN03 | 4 | -0.25 | 1 | Supported
HOUETARHNHPELCN03_OLDD_FBHOILE01_D17 | Residential heating technology - Heat pump, Air-to-water - apartment complex - existing building - distributed level 0.17 | HOUELC, HOUAMB | HOUETARHN_OLDD_DMD | MKr20 | 2030 | 3.3996 | 0.066986 | 0.28919 | [5 empty] | ETA | D | OLD | 3.458 |  | RHNHPELC | 1 | 0.16667 | HOUETARHNHPELCN03_OLDD_FBHOILE01 | 0.799 | HOUETARHNHPELCN03_OLDD | HOUETARHNBHOILE01_OLDD | BHOILE01 | HPELCN03 | ETA_OLDD | BHOILE01_HPELCN03 | 4 | -0.25 | 1 | Supported
HOUETARHNHPELCN03_OLDD_FBHOILE01_D17 | Residential heating technology - Heat pump, Air-to-water - apartment complex - existing building - distributed level 0.17 | HOUELC, HOUAMB | HOUETARHN_OLDD_DMD | MKr20 | 2040 | 3.0449 | 0.066149 | 0.27624 | [5 empty] | ETA | D | OLD | 3.6201 |  | RHNHPELC | 1 | 0.16667 | HOUETARHNHPELCN03_OLDD_FBHOILE01 | 0.799 | HOUETARHNHPELCN03_OLDD | HOUETARHNBHOILE01_OLDD | BHOILE01 | HPELCN03 | ETA_OLDD | BHOILE01_HPELCN03 | 4 | -0.25 | 1 | Supported
HOUETARHNHPELCN03_OLDD_FBHOILE01_D17 | Residential heating technology - Heat pump, Air-to-water - apartment complex - existing building - distributed level 0.17 | HOUELC, HOUAMB | HOUETARHN_OLDD_DMD | MKr20 | 2050 | 2.6902 | 0.065296 | 0.2644 | [5 empty] | ETA | D | OLD | 3.7822 |  | RHNHPELC | 1 | 0.16667 | HOUETARHNHPELCN03_OLDD_FBHOILE01 | 0.799 | HOUETARHNHPELCN03_OLDD | HOUETARHNBHOILE01_OLDD | BHOILE01 | HPELCN03 | ETA_OLDD | BHOILE01_HPELCN03 | 4 | -0.25 | 1 | Supported
HOUETARHNHPELCN02_OLDD_FBHOILE01_D17 | Residential heating technology - Heat pump, Air-to-air - single-family house - existing building - distributed level 0.17 | HOUELC, HOUAMB | HOUETARHN_OLDD_DMD | MKr20 | 2020 | 1.7956 | 0.14453 | 0.1908 | [5 empty] | ETA | D | OLD | 5.241 |  | RHNHPELC | 1 | 0.16667 | HOUETARHNHPELCN02_OLDD_FBHOILE01 | 0.799 | HOUETARHNHPELCN02_OLDD | HOUETARHNBHOILE01_OLDD | BHOILE01 | HPELCN02 | ETA_OLDD | BHOILE01_HPELCN02 | 5 | 0 | 1.1 | Unlikely
HOUETARHNHPELCN02_OLDD_FBHOILE01_D17 | Residential heating technology - Heat pump, Air-to-air - single-family house - existing building - distributed level 0.17 | HOUELC, HOUAMB | HOUETARHN_OLDD_DMD | MKr20 | 2025 | 1.7517 | 0.098193 | 0.18145 | [5 empty] | ETA | D | OLD | 5.5112 |  | RHNHPELC | 1 | 0.16667 | HOUETARHNHPELCN02_OLDD_FBHOILE01 | 0.799 | HOUETARHNHPELCN02_OLDD | HOUETARHNBHOILE01_OLDD | BHOILE01 | HPELCN02 | ETA_OLDD | BHOILE01_HPELCN02 | 5 | 0 | 1.1 | Unlikely
HOUETARHNHPELCN02_OLDD_FBHOILE01_D17 | Residential heating technology - Heat pump, Air-to-air - single-family house - existing building - distributed level 0.17 | HOUELC, HOUAMB | HOUETARHN_OLDD_DMD | MKr20 | 2030 | 1.7078 | 0.096379 | 0.1746 | [5 empty] | ETA | D | OLD | 5.7273 |  | RHNHPELC | 1 | 0.16667 | HOUETARHNHPELCN02_OLDD_FBHOILE01 | 0.799 | HOUETARHNHPELCN02_OLDD | HOUETARHNBHOILE01_OLDD | BHOILE01 | HPELCN02 | ETA_OLDD | BHOILE01_HPELCN02 | 5 | 0 | 1.1 | Unlikely
HOUETARHNHPELCN02_OLDD_FBHOILE01_D17 | Residential heating technology - Heat pump, Air-to-air - single-family house - existing building - distributed level 0.17 | HOUELC, HOUAMB | HOUETARHN_OLDD_DMD | MKr20 | 2040 | 1.6264 | 0.093013 | 0.16825 | [5 empty] | ETA | D | OLD | 5.9434 |  | RHNHPELC | 1 | 0.16667 | HOUETARHNHPELCN02_OLDD_FBHOILE01 | 0.799 | HOUETARHNHPELCN02_OLDD | HOUETARHNBHOILE01_OLDD | BHOILE01 | HPELCN02 | ETA_OLDD | BHOILE01_HPELCN02 | 5 | 0 | 1.1 | Unlikely
HOUETARHNHPELCN02_OLDD_FBHOILE01_D17 | Residential heating technology - Heat pump, Air-to-air - single-family house - existing building - distributed level 0.17 | HOUELC, HOUAMB | HOUETARHN_OLDD_DMD | MKr20 | 2050 | 1.5449 | 0.089647 | 0.16525 | [5 empty] | ETA | D | OLD | 6.0515 |  | RHNHPELC | 1 | 0.16667 | HOUETARHNHPELCN02_OLDD_FBHOILE01 | 0.799 | HOUETARHNHPELCN02_OLDD | HOUETARHNBHOILE01_OLDD | BHOILE01 | HPELCN02 | ETA_OLDD | BHOILE01_HPELCN02 | 5 | 0 | 1.1 | Unlikely
HOUETARHNDIELCN06_OLDD_FBHOILE01_D17 | Residential heating technology - Electric heating - electric panel from Bauhaus - apartment complex - new building - distributed level 0.17 | HOUELC | HOUETARHN_OLDD_DMD | MKr20 | 2020 | 0.50745 | 0 | [6 empty] | ETA | D | OLD |  |  | RHNDIELC | 1 | 0.16667 | HOUETARHNDIELCN06_OLDD_FBHOILE01 | 0.799 | HOUETARHNDIELCN06_OLDD | HOUETARHNBHOILE01_OLDD | BHOILE01 | DIELCN06 | ETA_OLDD | BHOILE01_DIELCN06 | 5 | 0 | 1.1 | Unlikely
HOUETARHNDIELCN06_OLDD_FBHOILE01_D17 | Residential heating technology - Electric heating - electric panel from Bauhaus - apartment complex - new building - distributed level 0.17 | HOUELC | HOUETARHN_OLDD_DMD | MKr20 | 2025 | 0.50745 | 0 | [6 empty] | ETA | D | OLD |  |  | RHNDIELC | 1 | 0.16667 | HOUETARHNDIELCN06_OLDD_FBHOILE01 | 0.799 | HOUETARHNDIELCN06_OLDD | HOUETARHNBHOILE01_OLDD | BHOILE01 | DIELCN06 | ETA_OLDD | BHOILE01_DIELCN06 | 5 | 0 | 1.1 | Unlikely
HOUETARHNDIELCN06_OLDD_FBHOILE01_D17 | Residential heating technology - Electric heating - electric panel from Bauhaus - apartment complex - new building - distributed level 0.17 | HOUELC | HOUETARHN_OLDD_DMD | MKr20 | 2030 | 0.50745 | 0 | [6 empty] | ETA | D | OLD |  |  | RHNDIELC | 1 | 0.16667 | HOUETARHNDIELCN06_OLDD_FBHOILE01 | 0.799 | HOUETARHNDIELCN06_OLDD | HOUETARHNBHOILE01_OLDD | BHOILE01 | DIELCN06 | ETA_OLDD | BHOILE01_DIELCN06 | 5 | 0 | 1.1 | Unlikely
HOUETARHNDIELCN06_OLDD_FBHOILE01_D17 | Residential heating technology - Electric heating - electric panel from Bauhaus - apartment complex - new building - distributed level 0.17 | HOUELC | HOUETARHN_OLDD_DMD | MKr20 | 2040 | 0.50745 | 0 | [6 empty] | ETA | D | OLD |  |  | RHNDIELC | 1 | 0.16667 | HOUETARHNDIELCN06_OLDD_FBHOILE01 | 0.799 | HOUETARHNDIELCN06_OLDD | HOUETARHNBHOILE01_OLDD | BHOILE01 | DIELCN06 | ETA_OLDD | BHOILE01_DIELCN06 | 5 | 0 | 1.1 | Unlikely
HOUETARHNDIELCN06_OLDD_FBHOILE01_D17 | Residential heating technology - Electric heating - electric panel from Bauhaus - apartment complex - new building - distributed level 0.17 | HOUELC | HOUETARHN_OLDD_DMD | MKr20 | 2050 | 0.50745 | 0 | [6 empty] | ETA | D | OLD |  |  | RHNDIELC | 1 | 0.16667 | HOUETARHNDIELCN06_OLDD_FBHOILE01 | 0.799 | HOUETARHNDIELCN06_OLDD | HOUETARHNBHOILE01_OLDD | BHOILE01 | DIELCN06 | ETA_OLDD | BHOILE01_DIELCN06 | 5 | 0 | 1.1 | Unlikely
HOUETARHNDIELCN01_OLDD_FBHOILE01_D17 | Residential heating technology - Electric heating - apartment complex - new building - distributed level 0.17 | HOUELC | HOUETARHN_OLDD_DMD | MKr20 | 2020 | 4.7132 | 0.0019137 | [6 empty] | ETA | D | OLD |  |  | RHNDIELC | 1 | 0.16667 | HOUETARHNDIELCN01_OLDD_FBHOILE01 | 0.799 | HOUETARHNDIELCN01_OLDD | HOUETARHNBHOILE01_OLDD | BHOILE01 | DIELCN01 | ETA_OLDD | BHOILE01_DIELCN01 | 5 | 0 | 1.1 | Unlikely
HOUETARHNDIELCN01_OLDD_FBHOILE01_D17 | Residential heating technology - Electric heating - apartment complex - new building - distributed level 0.17 | HOUELC | HOUETARHN_OLDD_DMD | MKr20 | 2025 | 4.5965 | 0.0018356 | [6 empty] | ETA | D | OLD |  |  | RHNDIELC | 1 | 0.16667 | HOUETARHNDIELCN01_OLDD_FBHOILE01 | 0.799 | HOUETARHNDIELCN01_OLDD | HOUETARHNBHOILE01_OLDD | BHOILE01 | DIELCN01 | ETA_OLDD | BHOILE01_DIELCN01 | 5 | 0 | 1.1 | Unlikely
HOUETARHNDIELCN01_OLDD_FBHOILE01_D17 | Residential heating technology - Electric heating - apartment complex - new building - distributed level 0.17 | HOUELC | HOUETARHN_OLDD_DMD | MKr20 | 2030 | 4.4828 | 0.0017965 | [6 empty] | ETA | D | OLD |  |  | RHNDIELC | 1 | 0.16667 | HOUETARHNDIELCN01_OLDD_FBHOILE01 | 0.799 | HOUETARHNDIELCN01_OLDD | HOUETARHNBHOILE01_OLDD | BHOILE01 | DIELCN01 | ETA_OLDD | BHOILE01_DIELCN01 | 5 | 0 | 1.1 | Unlikely
HOUETARHNDIELCN01_OLDD_FBHOILE01_D17 | Residential heating technology - Electric heating - apartment complex - new building - distributed level 0.17 | HOUELC | HOUETARHN_OLDD_DMD | MKr20 | 2040 | 4.2636 | 0.0017184 | [6 empty] | ETA | D | OLD |  |  | RHNDIELC | 1 | 0.16667 | HOUETARHNDIELCN01_OLDD_FBHOILE01 | 0.799 | HOUETARHNDIELCN01_OLDD | HOUETARHNBHOILE01_OLDD | BHOILE01 | DIELCN01 | ETA_OLDD | BHOILE01_DIELCN01 | 5 | 0 | 1.1 | Unlikely
HOUETARHNDIELCN01_OLDD_FBHOILE01_D17 | Residential heating technology - Electric heating - apartment complex - new building - distributed level 0.17 | HOUELC | HOUETARHN_OLDD_DMD | MKr20 | 2050 | 4.0551 | 0.0016403 | [6 empty] | ETA | D | OLD |  |  | RHNDIELC | 1 | 0.16667 | HOUETARHNDIELCN01_OLDD_FBHOILE01 | 0.799 | HOUETARHNDIELCN01_OLDD | HOUETARHNBHOILE01_OLDD | BHOILE01 | DIELCN01 | ETA_OLDD | BHOILE01_DIELCN01 | 5 | 0 | 1.1 | Unlikely
HOUETARHNBHWPEN01_OLDD_FBHOILE01_D17 | Residential heating technology - Biomass boiler, automatic stoking , wood pellets or wood chips - apartment complex - existing building - distributed level 0.17 | HOUWPE | HOUETARHN_OLDD_DMD | MKr20 | 2020 | 1.3747 | 0.023455 |  | 25 | 14 | 70 | 2 | 4 | ETA | D | OLD |  |  | RHNBHWPE | 1 | 0.16667 | HOUETARHNBHWPEN01_OLDD_FBHOILE01 | 0.799 | HOUETARHNBHWPEN01_OLDD | HOUETARHNBHOILE01_OLDD | BHOILE01 | BHWPEN01 | ETA_OLDD | BHOILE01_BHWPEN01 | 6 | 0 | 1 | New
HOUETARHNBHWPEN01_OLDD_FBHOILE01_D17 | Residential heating technology - Biomass boiler, automatic stoking , wood pellets or wood chips - apartment complex - existing building - distributed level 0.17 | HOUWPE | HOUETARHN_OLDD_DMD | MKr20 | 2025 | 1.3407 | 0.023288 |  | 25 | 14 | 60 | 2 | 4 | ETA | D | OLD |  |  | RHNBHWPE | 1 | 0.16667 | HOUETARHNBHWPEN01_OLDD_FBHOILE01 | 0.799 | HOUETARHNBHWPEN01_OLDD | HOUETARHNBHOILE01_OLDD | BHOILE01 | BHWPEN01 | ETA_OLDD | BHOILE01_BHWPEN01 | 6 | 0 | 1 | New
HOUETARHNBHWPEN01_OLDD_FBHOILE01_D17 | Residential heating technology - Biomass boiler, automatic stoking , wood pellets or wood chips - apartment complex - existing building - distributed level 0.17 | HOUWPE | HOUETARHN_OLDD_DMD | MKr20 | 2030 | 1.3075 | 0.023393 |  | 25 | 11 | 50 | 1 | 4 | ETA | D | OLD |  |  | RHNBHWPE | 1 | 0.16667 | HOUETARHNBHWPEN01_OLDD_FBHOILE01 | 0.799 | HOUETARHNBHWPEN01_OLDD | HOUETARHNBHOILE01_OLDD | BHOILE01 | BHWPEN01 | ETA_OLDD | BHOILE01_BHWPEN01 | 6 | 0 | 1 | New
HOUETARHNBHWPEN01_OLDD_FBHOILE01_D17 | Residential heating technology - Biomass boiler, automatic stoking , wood pellets or wood chips - apartment complex - existing building - distributed level 0.17 | HOUWPE | HOUETARHN_OLDD_DMD | MKr20 | 2040 | 1.2436 | 0.022646 |  | 25 | 9 | 45 | 1 | 4 | ETA | D | OLD |  |  | RHNBHWPE | 1 | 0.16667 | HOUETARHNBHWPEN01_OLDD_FBHOILE01 | 0.799 | HOUETARHNBHWPEN01_OLDD | HOUETARHNBHOILE01_OLDD | BHOILE01 | BHWPEN01 | ETA_OLDD | BHOILE01_BHWPEN01 | 6 | 0 | 1 | New
HOUETARHNBHWPEN01_OLDD_FBHOILE01_D17 | Residential heating technology - Biomass boiler, automatic stoking , wood pellets or wood chips - apartment complex - existing building - distributed level 0.17 | HOUWPE | HOUETARHN_OLDD_DMD | MKr20 | 2050 | 1.1828 | 0.021671 |  | 25 | 9 | 40 | 0 | 4 | ETA | D | OLD |  |  | RHNBHWPE | 1 | 0.16667 | HOUETARHNBHWPEN01_OLDD_FBHOILE01 | 0.799 | HOUETARHNBHWPEN01_OLDD | HOUETARHNBHOILE01_OLDD | BHOILE01 | BHWPEN01 | ETA_OLDD | BHOILE01_BHWPEN01 | 6 | 0 | 1 | New
HOUETARHNBHSOLN01_OLDD_FBHOILE01_D17 | Residential heating technology - Solar heating system - apartment complex - existing building - distributed level 0.17 | HOUSOL | HOUETARHN_OLDD_DMD | MKr20 | 2020 | 3.9769 | 0.018612 | [6 empty] | ETA | D | OLD |  |  | RHNBHSOL | 1 | 0.16667 | HOUETARHNBHSOLN01_OLDD_FBHOILE01 | 0.799 | HOUETARHNBHSOLN01_OLDD | HOUETARHNBHOILE01_OLDD | BHOILE01 | BHSOLN01 | ETA_OLDD | BHOILE01_BHSOLN01 | 5 | 0 | 1.1 | Unlikely
HOUETARHNBHSOLN01_OLDD_FBHOILE01_D17 | Residential heating technology - Solar heating system - apartment complex - existing building - distributed level 0.17 | HOUSOL | HOUETARHN_OLDD_DMD | MKr20 | 2025 | 3.8051 | 0.019728 | [6 empty] | ETA | D | OLD |  |  | RHNBHSOL | 1 | 0.16667 | HOUETARHNBHSOLN01_OLDD_FBHOILE01 | 0.799 | HOUETARHNBHSOLN01_OLDD | HOUETARHNBHOILE01_OLDD | BHOILE01 | BHSOLN01 | ETA_OLDD | BHOILE01_BHSOLN01 | 5 | 0 | 1.1 | Unlikely
HOUETARHNBHSOLN01_OLDD_FBHOILE01_D17 | Residential heating technology - Solar heating system - apartment complex - existing building - distributed level 0.17 | HOUSOL | HOUETARHN_OLDD_DMD | MKr20 | 2030 | 3.6332 | 0.020152 | [6 empty] | ETA | D | OLD |  |  | RHNBHSOL | 1 | 0.16667 | HOUETARHNBHSOLN01_OLDD_FBHOILE01 | 0.799 | HOUETARHNBHSOLN01_OLDD | HOUETARHNBHOILE01_OLDD | BHOILE01 | BHSOLN01 | ETA_OLDD | BHOILE01_BHSOLN01 | 5 | 0 | 1.1 | Unlikely
HOUETARHNBHSOLN01_OLDD_FBHOILE01_D17 | Residential heating technology - Solar heating system - apartment complex - existing building - distributed level 0.17 | HOUSOL | HOUETARHN_OLDD_DMD | MKr20 | 2040 | 3.4614 | 0.019606 | [6 empty] | ETA | D | OLD |  |  | RHNBHSOL | 1 | 0.16667 | HOUETARHNBHSOLN01_OLDD_FBHOILE01 | 0.799 | HOUETARHNBHSOLN01_OLDD | HOUETARHNBHOILE01_OLDD | BHOILE01 | BHSOLN01 | ETA_OLDD | BHOILE01_BHSOLN01 | 5 | 0 | 1.1 | Unlikely
HOUETARHNBHSOLN01_OLDD_FBHOILE01_D17 | Residential heating technology - Solar heating system - apartment complex - existing building - distributed level 0.17 | HOUSOL | HOUETARHN_OLDD_DMD | MKr20 | 2050 | 3.2895 | 0.018612 | [6 empty] | ETA | D | OLD |  |  | RHNBHSOL | 1 | 0.16667 | HOUETARHNBHSOLN01_OLDD_FBHOILE01 | 0.799 | HOUETARHNBHSOLN01_OLDD | HOUETARHNBHOILE01_OLDD | BHOILE01 | BHSOLN01 | ETA_OLDD | BHOILE01_BHSOLN01 | 5 | 0 | 1.1 | Unlikely
HOUETARHNBHOILN01_OLDD_FBHOILE01_D17 | Residential heating technology - Oil boiler (mineral oil fired, < 10 % FAME) - apartment complex - existing building - distributed level 0.17 | HOUOIL, HOUDSB, HOUDSE | HOUETARHN_OLDD_DMD | MKr20 | 2020 | 0.45838 | 0.016228 |  | 6.7 | 5 | 52 | 0 | 0 | ETA | D | OLD |  |  | RHNBHOIL | 1 | 0.16667 | HOUETARHNBHOILN01_OLDD_FBHOILE01 | 0.799 | HOUETARHNBHOILN01_OLDD | HOUETARHNBHOILE01_OLDD | BHOILE01 | BHOILN01 | ETA_OLDD | BHOILE01_BHOILN01 | 2 | 0 | 0.9 | Same
HOUETARHNBHOILN01_OLDD_FBHOILE01_D17 | Residential heating technology - Oil boiler (mineral oil fired, < 10 % FAME) - apartment complex - existing building - distributed level 0.17 | HOUOIL, HOUDSB, HOUDSE | HOUETARHN_OLDD_DMD | MKr20 | 2025 | 0.44704 | 0.016291 |  | 6.7 | 5 | 52 | 0 | 0 | ETA | D | OLD |  |  | RHNBHOIL | 1 | 0.16667 | HOUETARHNBHOILN01_OLDD_FBHOILE01 | 0.799 | HOUETARHNBHOILN01_OLDD | HOUETARHNBHOILE01_OLDD | BHOILE01 | BHOILN01 | ETA_OLDD | BHOILE01_BHOILN01 | 2 | 0 | 0.9 | Same
HOUETARHNBHOILN01_OLDD_FBHOILE01_D17 | Residential heating technology - Oil boiler (mineral oil fired, < 10 % FAME) - apartment complex - existing building - distributed level 0.17 | HOUOIL, HOUDSB, HOUDSE | HOUETARHN_OLDD_DMD | MKr20 | 2030 | 0.43597 | 0.016527 |  | 6.7 | 5 | 52 | 0 | 0 | ETA | D | OLD |  |  | RHNBHOIL | 1 | 0.16667 | HOUETARHNBHOILN01_OLDD_FBHOILE01 | 0.799 | HOUETARHNBHOILN01_OLDD | HOUETARHNBHOILE01_OLDD | BHOILE01 | BHOILN01 | ETA_OLDD | BHOILE01_BHOILN01 | 2 | 0 | 0.9 | Same
HOUETARHNBHOILN01_OLDD_FBHOILE01_D17 | Residential heating technology - Oil boiler (mineral oil fired, < 10 % FAME) - apartment complex - existing building - distributed level 0.17 | HOUOIL, HOUDSB, HOUDSE | HOUETARHN_OLDD_DMD | MKr20 | 2040 | 0.41466 | 0.016678 |  | 6.7 | 5 | 52 | 0 | 0 | ETA | D | OLD |  |  | RHNBHOIL | 1 | 0.16667 | HOUETARHNBHOILN01_OLDD_FBHOILE01 | 0.799 | HOUETARHNBHOILN01_OLDD | HOUETARHNBHOILE01_OLDD | BHOILE01 | BHOILN01 | ETA_OLDD | BHOILE01_BHOILN01 | 2 | 0 | 0.9 | Same
HOUETARHNBHOILN01_OLDD_FBHOILE01_D17 | Residential heating technology - Oil boiler (mineral oil fired, < 10 % FAME) - apartment complex - existing building - distributed level 0.17 | HOUOIL, HOUDSB, HOUDSE | HOUETARHN_OLDD_DMD | MKr20 | 2050 | 0.39439 | 0.016817 |  | 6.7 | 5 | 52 | 0 | 0 | ETA | D | OLD |  |  | RHNBHOIL | 1 | 0.16667 | HOUETARHNBHOILN01_OLDD_FBHOILE01 | 0.799 | HOUETARHNBHOILN01_OLDD | HOUETARHNBHOILE01_OLDD | BHOILE01 | BHOILN01 | ETA_OLDD | BHOILE01_BHOILN01 | 2 | 0 | 0.9 | Same
HOUETARHNBHDHDN03_OLDD_FBHOILE01_D17 | Residential heating technology - Direct district heating substation - plus connection pipe - apartment complex - existing building - distributed level 0.17 | HOUDHD | HOUETARHN_OLDD_DMD | MKr20 | 2020 | 0.2059 | 0.0013872 | [6 empty] | ETA | D | OLD |  |  | RHNBHDHD | 1 | 0.16667 | HOUETARHNBHDHDN03_OLDD_FBHOILE01 | 0.799 | HOUETARHNBHDHDN03_OLDD | HOUETARHNBHOILE01_OLDD | BHOILE01 | BHDHDN03 | ETA_OLDD | BHOILE01_BHDHDN03 | 6 | 0 | 1 | New
HOUETARHNBHDHDN03_OLDD_FBHOILE01_D17 | Residential heating technology - Direct district heating substation - plus connection pipe - apartment complex - existing building - distributed level 0.17 | HOUDHD | HOUETARHN_OLDD_DMD | MKr20 | 2025 | 0.20205 | 0.001406 | [6 empty] | ETA | D | OLD |  |  | RHNBHDHD | 1 | 0.16667 | HOUETARHNBHDHDN03_OLDD_FBHOILE01 | 0.799 | HOUETARHNBHDHDN03_OLDD | HOUETARHNBHOILE01_OLDD | BHOILE01 | BHDHDN03 | ETA_OLDD | BHOILE01_BHDHDN03 | 6 | 0 | 1 | New
HOUETARHNBHDHDN03_OLDD_FBHOILE01_D17 | Residential heating technology - Direct district heating substation - plus connection pipe - apartment complex - existing building - distributed level 0.17 | HOUDHD | HOUETARHN_OLDD_DMD | MKr20 | 2030 | 0.1983 | 0.0013853 | [6 empty] | ETA | D | OLD |  |  | RHNBHDHD | 1 | 0.16667 | HOUETARHNBHDHDN03_OLDD_FBHOILE01 | 0.799 | HOUETARHNBHDHDN03_OLDD | HOUETARHNBHOILE01_OLDD | BHOILE01 | BHDHDN03 | ETA_OLDD | BHOILE01_BHDHDN03 | 6 | 0 | 1 | New
HOUETARHNBHDHDN03_OLDD_FBHOILE01_D17 | Residential heating technology - Direct district heating substation - plus connection pipe - apartment complex - existing building - distributed level 0.17 | HOUDHD | HOUETARHN_OLDD_DMD | MKr20 | 2040 | 0.19107 | 0.0013433 | [6 empty] | ETA | D | OLD |  |  | RHNBHDHD | 1 | 0.16667 | HOUETARHNBHDHDN03_OLDD_FBHOILE01 | 0.799 | HOUETARHNBHDHDN03_OLDD | HOUETARHNBHOILE01_OLDD | BHOILE01 | BHDHDN03 | ETA_OLDD | BHOILE01_BHDHDN03 | 6 | 0 | 1 | New
HOUETARHNBHDHDN03_OLDD_FBHOILE01_D17 | Residential heating technology - Direct district heating substation - plus connection pipe - apartment complex - existing building - distributed level 0.17 | HOUDHD | HOUETARHN_OLDD_DMD | MKr20 | 2050 | 0.1842 | 0.0012896 | [6 empty] | ETA | D | OLD |  |  | RHNBHDHD | 1 | 0.16667 | HOUETARHNBHDHDN03_OLDD_FBHOILE01 | 0.799 | HOUETARHNBHDHDN03_OLDD | HOUETARHNBHOILE01_OLDD | BHOILE01 | BHDHDN03 | ETA_OLDD | BHOILE01_BHDHDN03 | 6 | 0 | 1 | New
HOUETARHNHPELCN05_OLDI_FBHOILE01_D17 | Residential heating technology - Heat pump, Air-to-water - leasing - apartment complex - existing building - distributed level 0.17 | HOUELC, HOUAMB | HOUETARHN_OLDI_DMD | MKr20 | 2020 | 2.1493 | 0.28261 | 0.3191 | [5 empty] | ETA | I | OLD | 3.1338 |  | RHNHPELC | 1 | 0.16667 | HOUETARHNHPELCN05_OLDI_FBHOILE01 | 0.799 | HOUETARHNHPELCN05_OLDI | HOUETARHNBHOILE01_OLDI | BHOILE01 | HPELCN05 | ETA_OLDI | BHOILE01_HPELCN05 | 4 | -0.25 | 1 | Supported
HOUETARHNHPELCN05_OLDI_FBHOILE01_D17 | Residential heating technology - Heat pump, Air-to-water - leasing - apartment complex - existing building - distributed level 0.17 | HOUELC, HOUAMB | HOUETARHN_OLDI_DMD | MKr20 | 2025 | 1.9246 | 0.2598 | 0.30341 | [5 empty] | ETA | I | OLD | 3.2959 |  | RHNHPELC | 1 | 0.16667 | HOUETARHNHPELCN05_OLDI_FBHOILE01 | 0.799 | HOUETARHNHPELCN05_OLDI | HOUETARHNBHOILE01_OLDI | BHOILE01 | HPELCN05 | ETA_OLDI | BHOILE01_HPELCN05 | 4 | -0.25 | 1 | Supported
HOUETARHNHPELCN05_OLDI_FBHOILE01_D17 | Residential heating technology - Heat pump, Air-to-water - leasing - apartment complex - existing building - distributed level 0.17 | HOUELC, HOUAMB | HOUETARHN_OLDI_DMD | MKr20 | 2030 | 1.6998 | 0.23697 | 0.28919 | [5 empty] | ETA | I | OLD | 3.458 |  | RHNHPELC | 1 | 0.16667 | HOUETARHNHPELCN05_OLDI_FBHOILE01 | 0.799 | HOUETARHNHPELCN05_OLDI | HOUETARHNBHOILE01_OLDI | BHOILE01 | HPELCN05 | ETA_OLDI | BHOILE01_HPELCN05 | 4 | -0.25 | 1 | Supported
HOUETARHNHPELCN05_OLDI_FBHOILE01_D17 | Residential heating technology - Heat pump, Air-to-water - leasing - apartment complex - existing building - distributed level 0.17 | HOUELC, HOUAMB | HOUETARHN_OLDI_DMD | MKr20 | 2040 | 1.5225 | 0.21839 | 0.27624 | [5 empty] | ETA | I | OLD | 3.6201 |  | RHNHPELC | 1 | 0.16667 | HOUETARHNHPELCN05_OLDI_FBHOILE01 | 0.799 | HOUETARHNHPELCN05_OLDI | HOUETARHNBHOILE01_OLDI | BHOILE01 | HPELCN05 | ETA_OLDI | BHOILE01_HPELCN05 | 4 | -0.25 | 1 | Supported
HOUETARHNHPELCN05_OLDI_FBHOILE01_D17 | Residential heating technology - Heat pump, Air-to-water - leasing - apartment complex - existing building - distributed level 0.17 | HOUELC, HOUAMB | HOUETARHN_OLDI_DMD | MKr20 | 2050 | 1.3451 | 0.19981 | 0.2644 | [5 empty] | ETA | I | OLD | 3.7822 |  | RHNHPELC | 1 | 0.16667 | HOUETARHNHPELCN05_OLDI_FBHOILE01 | 0.799 | HOUETARHNHPELCN05_OLDI | HOUETARHNBHOILE01_OLDI | BHOILE01 | HPELCN05 | ETA_OLDI | BHOILE01_HPELCN05 | 4 | -0.25 | 1 | Supported
HOUETARHNHPELCN04_OLDI_FBHOILE01_D17 | Residential heating technology - Heat pump, Ground source - apartment complex - existing building - distributed level 0.17 | HOUELC, HOUAMB | HOUETARHN_OLDI_DMD | MKr20 | 2020 | 4.0051 | 0.041882 | 0.28919 | [5 empty] | ETA | I | OLD | 3.458 |  | RHNHPELC | 1 | 0.16667 | HOUETARHNHPELCN04_OLDI_FBHOILE01 | 0.799 | HOUETARHNHPELCN04_OLDI | HOUETARHNBHOILE01_OLDI | BHOILE01 | HPELCN04 | ETA_OLDI | BHOILE01_HPELCN04 | 4 | -0.25 | 1 | Supported
HOUETARHNHPELCN04_OLDI_FBHOILE01_D17 | Residential heating technology - Heat pump, Ground source - apartment complex - existing building - distributed level 0.17 | HOUELC, HOUAMB | HOUETARHN_OLDI_DMD | MKr20 | 2025 | 3.7047 | 0.04155 | 0.28042 | [5 empty] | ETA | I | OLD | 3.566 |  | RHNHPELC | 1 | 0.16667 | HOUETARHNHPELCN04_OLDI_FBHOILE01 | 0.799 | HOUETARHNHPELCN04_OLDI | HOUETARHNBHOILE01_OLDI | BHOILE01 | HPELCN04 | ETA_OLDI | BHOILE01_HPELCN04 | 4 | -0.25 | 1 | Supported
HOUETARHNHPELCN04_OLDI_FBHOILE01_D17 | Residential heating technology - Heat pump, Ground source - apartment complex - existing building - distributed level 0.17 | HOUELC, HOUAMB | HOUETARHN_OLDI_DMD | MKr20 | 2030 | 3.4043 | 0.041188 | 0.27218 | [5 empty] | ETA | I | OLD | 3.6741 |  | RHNHPELC | 1 | 0.16667 | HOUETARHNHPELCN04_OLDI_FBHOILE01 | 0.799 | HOUETARHNHPELCN04_OLDI | HOUETARHNBHOILE01_OLDI | BHOILE01 | HPELCN04 | ETA_OLDI | BHOILE01_HPELCN04 | 4 | -0.25 | 1 | Supported
HOUETARHNHPELCN04_OLDI_FBHOILE01_D17 | Residential heating technology - Heat pump, Ground source - apartment complex - existing building - distributed level 0.17 | HOUELC, HOUAMB | HOUETARHN_OLDI_DMD | MKr20 | 2040 | 3.149 | 0.040351 | 0.26067 | [5 empty] | ETA | I | OLD | 3.8362 |  | RHNHPELC | 1 | 0.16667 | HOUETARHNHPELCN04_OLDI_FBHOILE01 | 0.799 | HOUETARHNHPELCN04_OLDI | HOUETARHNBHOILE01_OLDI | BHOILE01 | HPELCN04 | ETA_OLDI | BHOILE01_HPELCN04 | 4 | -0.25 | 1 | Supported
HOUETARHNHPELCN04_OLDI_FBHOILE01_D17 | Residential heating technology - Heat pump, Ground source - apartment complex - existing building - distributed level 0.17 | HOUELC, HOUAMB | HOUETARHN_OLDI_DMD | MKr20 | 2050 | 2.8937 | 0.039498 | 0.25705 | [5 empty] | ETA | I | OLD | 3.8902 |  | RHNHPELC | 1 | 0.16667 | HOUETARHNHPELCN04_OLDI_FBHOILE01 | 0.799 | HOUETARHNHPELCN04_OLDI | HOUETARHNBHOILE01_OLDI | BHOILE01 | HPELCN04 | ETA_OLDI | BHOILE01_HPELCN04 | 4 | -0.25 | 1 | Supported
HOUETARHNHPELCN03_OLDI_FBHOILE01_D17 | Residential heating technology - Heat pump, Air-to-water - apartment complex - existing building - distributed level 0.17 | HOUELC, HOUAMB | HOUETARHN_OLDI_DMD | MKr20 | 2020 | 4.2987 | 0.067679 | 0.3191 | [5 empty] | ETA | I | OLD | 3.1338 |  | RHNHPELC | 1 | 0.16667 | HOUETARHNHPELCN03_OLDI_FBHOILE01 | 0.799 | HOUETARHNHPELCN03_OLDI | HOUETARHNBHOILE01_OLDI | BHOILE01 | HPELCN03 | ETA_OLDI | BHOILE01_HPELCN03 | 4 | -0.25 | 1 | Supported
HOUETARHNHPELCN03_OLDI_FBHOILE01_D17 | Residential heating technology - Heat pump, Air-to-water - apartment complex - existing building - distributed level 0.17 | HOUELC, HOUAMB | HOUETARHN_OLDI_DMD | MKr20 | 2025 | 3.8491 | 0.067348 | 0.30341 | [5 empty] | ETA | I | OLD | 3.2959 |  | RHNHPELC | 1 | 0.16667 | HOUETARHNHPELCN03_OLDI_FBHOILE01 | 0.799 | HOUETARHNHPELCN03_OLDI | HOUETARHNBHOILE01_OLDI | BHOILE01 | HPELCN03 | ETA_OLDI | BHOILE01_HPELCN03 | 4 | -0.25 | 1 | Supported
HOUETARHNHPELCN03_OLDI_FBHOILE01_D17 | Residential heating technology - Heat pump, Air-to-water - apartment complex - existing building - distributed level 0.17 | HOUELC, HOUAMB | HOUETARHN_OLDI_DMD | MKr20 | 2030 | 3.3996 | 0.066986 | 0.28919 | [5 empty] | ETA | I | OLD | 3.458 |  | RHNHPELC | 1 | 0.16667 | HOUETARHNHPELCN03_OLDI_FBHOILE01 | 0.799 | HOUETARHNHPELCN03_OLDI | HOUETARHNBHOILE01_OLDI | BHOILE01 | HPELCN03 | ETA_OLDI | BHOILE01_HPELCN03 | 4 | -0.25 | 1 | Supported
HOUETARHNHPELCN03_OLDI_FBHOILE01_D17 | Residential heating technology - Heat pump, Air-to-water - apartment complex - existing building - distributed level 0.17 | HOUELC, HOUAMB | HOUETARHN_OLDI_DMD | MKr20 | 2040 | 3.0449 | 0.066149 | 0.27624 | [5 empty] | ETA | I | OLD | 3.6201 |  | RHNHPELC | 1 | 0.16667 | HOUETARHNHPELCN03_OLDI_FBHOILE01 | 0.799 | HOUETARHNHPELCN03_OLDI | HOUETARHNBHOILE01_OLDI | BHOILE01 | HPELCN03 | ETA_OLDI | BHOILE01_HPELCN03 | 4 | -0.25 | 1 | Supported
HOUETARHNHPELCN03_OLDI_FBHOILE01_D17 | Residential heating technology - Heat pump, Air-to-water - apartment complex - existing building - distributed level 0.17 | HOUELC, HOUAMB | HOUETARHN_OLDI_DMD | MKr20 | 2050 | 2.6902 | 0.065296 | 0.2644 | [5 empty] | ETA | I | OLD | 3.7822 |  | RHNHPELC | 1 | 0.16667 | HOUETARHNHPELCN03_OLDI_FBHOILE01 | 0.799 | HOUETARHNHPELCN03_OLDI | HOUETARHNBHOILE01_OLDI | BHOILE01 | HPELCN03 | ETA_OLDI | BHOILE01_HPELCN03 | 4 | -0.25 | 1 | Supported
HOUETARHNHPELCN02_OLDI_FBHOILE01_D17 | Residential heating technology - Heat pump, Air-to-air - single-family house - existing building - distributed level 0.17 | HOUELC, HOUAMB | HOUETARHN_OLDI_DMD | MKr20 | 2020 | 1.7956 | 0.14453 | 0.1908 | [5 empty] | ETA | I | OLD | 5.241 |  | RHNHPELC | 1 | 0.16667 | HOUETARHNHPELCN02_OLDI_FBHOILE01 | 0.799 | HOUETARHNHPELCN02_OLDI | HOUETARHNBHOILE01_OLDI | BHOILE01 | HPELCN02 | ETA_OLDI | BHOILE01_HPELCN02 | 5 | 0 | 1.1 | Unlikely
HOUETARHNHPELCN02_OLDI_FBHOILE01_D17 | Residential heating technology - Heat pump, Air-to-air - single-family house - existing building - distributed level 0.17 | HOUELC, HOUAMB | HOUETARHN_OLDI_DMD | MKr20 | 2025 | 1.7517 | 0.098193 | 0.18145 | [5 empty] | ETA | I | OLD | 5.5112 |  | RHNHPELC | 1 | 0.16667 | HOUETARHNHPELCN02_OLDI_FBHOILE01 | 0.799 | HOUETARHNHPELCN02_OLDI | HOUETARHNBHOILE01_OLDI | BHOILE01 | HPELCN02 | ETA_OLDI | BHOILE01_HPELCN02 | 5 | 0 | 1.1 | Unlikely
HOUETARHNHPELCN02_OLDI_FBHOILE01_D17 | Residential heating technology - Heat pump, Air-to-air - single-family house - existing building - distributed level 0.17 | HOUELC, HOUAMB | HOUETARHN_OLDI_DMD | MKr20 | 2030 | 1.7078 | 0.096379 | 0.1746 | [5 empty] | ETA | I | OLD | 5.7273 |  | RHNHPELC | 1 | 0.16667 | HOUETARHNHPELCN02_OLDI_FBHOILE01 | 0.799 | HOUETARHNHPELCN02_OLDI | HOUETARHNBHOILE01_OLDI | BHOILE01 | HPELCN02 | ETA_OLDI | BHOILE01_HPELCN02 | 5 | 0 | 1.1 | Unlikely
HOUETARHNHPELCN02_OLDI_FBHOILE01_D17 | Residential heating technology - Heat pump, Air-to-air - single-family house - existing building - distributed level 0.17 | HOUELC, HOUAMB | HOUETARHN_OLDI_DMD | MKr20 | 2040 | 1.6264 | 0.093013 | 0.16825 | [5 empty] | ETA | I | OLD | 5.9434 |  | RHNHPELC | 1 | 0.16667 | HOUETARHNHPELCN02_OLDI_FBHOILE01 | 0.799 | HOUETARHNHPELCN02_OLDI | HOUETARHNBHOILE01_OLDI | BHOILE01 | HPELCN02 | ETA_OLDI | BHOILE01_HPELCN02 | 5 | 0 | 1.1 | Unlikely
HOUETARHNHPELCN02_OLDI_FBHOILE01_D17 | Residential heating technology - Heat pump, Air-to-air - single-family house - existing building - distributed level 0.17 | HOUELC, HOUAMB | HOUETARHN_OLDI_DMD | MKr20 | 2050 | 1.5449 | 0.089647 | 0.16525 | [5 empty] | ETA | I | OLD | 6.0515 |  | RHNHPELC | 1 | 0.16667 | HOUETARHNHPELCN02_OLDI_FBHOILE01 | 0.799 | HOUETARHNHPELCN02_OLDI | HOUETARHNBHOILE01_OLDI | BHOILE01 | HPELCN02 | ETA_OLDI | BHOILE01_HPELCN02 | 5 | 0 | 1.1 | Unlikely
HOUETARHNDIELCN06_OLDI_FBHOILE01_D17 | Residential heating technology - Electric heating - electric panel from Bauhaus - apartment complex - new building - distributed level 0.17 | HOUELC | HOUETARHN_OLDI_DMD | MKr20 | 2020 | 0.50745 | 0 | [6 empty] | ETA | I | OLD |  |  | RHNDIELC | 1 | 0.16667 | HOUETARHNDIELCN06_OLDI_FBHOILE01 | 0.799 | HOUETARHNDIELCN06_OLDI | HOUETARHNBHOILE01_OLDI | BHOILE01 | DIELCN06 | ETA_OLDI | BHOILE01_DIELCN06 | 5 | 0 | 1.1 | Unlikely
HOUETARHNDIELCN06_OLDI_FBHOILE01_D17 | Residential heating technology - Electric heating - electric panel from Bauhaus - apartment complex - new building - distributed level 0.17 | HOUELC | HOUETARHN_OLDI_DMD | MKr20 | 2025 | 0.50745 | 0 | [6 empty] | ETA | I | OLD |  |  | RHNDIELC | 1 | 0.16667 | HOUETARHNDIELCN06_OLDI_FBHOILE01 | 0.799 | HOUETARHNDIELCN06_OLDI | HOUETARHNBHOILE01_OLDI | BHOILE01 | DIELCN06 | ETA_OLDI | BHOILE01_DIELCN06 | 5 | 0 | 1.1 | Unlikely
HOUETARHNDIELCN06_OLDI_FBHOILE01_D17 | Residential heating technology - Electric heating - electric panel from Bauhaus - apartment complex - new building - distributed level 0.17 | HOUELC | HOUETARHN_OLDI_DMD | MKr20 | 2030 | 0.50745 | 0 | [6 empty] | ETA | I | OLD |  |  | RHNDIELC | 1 | 0.16667 | HOUETARHNDIELCN06_OLDI_FBHOILE01 | 0.799 | HOUETARHNDIELCN06_OLDI | HOUETARHNBHOILE01_OLDI | BHOILE01 | DIELCN06 | ETA_OLDI | BHOILE01_DIELCN06 | 5 | 0 | 1.1 | Unlikely
HOUETARHNDIELCN06_OLDI_FBHOILE01_D17 | Residential heating technology - Electric heating - electric panel from Bauhaus - apartment complex - new building - distributed level 0.17 | HOUELC | HOUETARHN_OLDI_DMD | MKr20 | 2040 | 0.50745 | 0 | [6 empty] | ETA | I | OLD |  |  | RHNDIELC | 1 | 0.16667 | HOUETARHNDIELCN06_OLDI_FBHOILE01 | 0.799 | HOUETARHNDIELCN06_OLDI | HOUETARHNBHOILE01_OLDI | BHOILE01 | DIELCN06 | ETA_OLDI | BHOILE01_DIELCN06 | 5 | 0 | 1.1 | Unlikely
HOUETARHNDIELCN06_OLDI_FBHOILE01_D17 | Residential heating technology - Electric heating - electric panel from Bauhaus - apartment complex - new building - distributed level 0.17 | HOUELC | HOUETARHN_OLDI_DMD | MKr20 | 2050 | 0.50745 | 0 | [6 empty] | ETA | I | OLD |  |  | RHNDIELC | 1 | 0.16667 | HOUETARHNDIELCN06_OLDI_FBHOILE01 | 0.799 | HOUETARHNDIELCN06_OLDI | HOUETARHNBHOILE01_OLDI | BHOILE01 | DIELCN06 | ETA_OLDI | BHOILE01_DIELCN06 | 5 | 0 | 1.1 | Unlikely
HOUETARHNDIELCN01_OLDI_FBHOILE01_D17 | Residential heating technology - Electric heating - apartment complex - new building - distributed level 0.17 | HOUELC | HOUETARHN_OLDI_DMD | MKr20 | 2020 | 4.7132 | 0.0019137 | [6 empty] | ETA | I | OLD |  |  | RHNDIELC | 1 | 0.16667 | HOUETARHNDIELCN01_OLDI_FBHOILE01 | 0.799 | HOUETARHNDIELCN01_OLDI | HOUETARHNBHOILE01_OLDI | BHOILE01 | DIELCN01 | ETA_OLDI | BHOILE01_DIELCN01 | 5 | 0 | 1.1 | Unlikely
HOUETARHNDIELCN01_OLDI_FBHOILE01_D17 | Residential heating technology - Electric heating - apartment complex - new building - distributed level 0.17 | HOUELC | HOUETARHN_OLDI_DMD | MKr20 | 2025 | 4.5965 | 0.0018356 | [6 empty] | ETA | I | OLD |  |  | RHNDIELC | 1 | 0.16667 | HOUETARHNDIELCN01_OLDI_FBHOILE01 | 0.799 | HOUETARHNDIELCN01_OLDI | HOUETARHNBHOILE01_OLDI | BHOILE01 | DIELCN01 | ETA_OLDI | BHOILE01_DIELCN01 | 5 | 0 | 1.1 | Unlikely
HOUETARHNDIELCN01_OLDI_FBHOILE01_D17 | Residential heating technology - Electric heating - apartment complex - new building - distributed level 0.17 | HOUELC | HOUETARHN_OLDI_DMD | MKr20 | 2030 | 4.4828 | 0.0017965 | [6 empty] | ETA | I | OLD |  |  | RHNDIELC | 1 | 0.16667 | HOUETARHNDIELCN01_OLDI_FBHOILE01 | 0.799 | HOUETARHNDIELCN01_OLDI | HOUETARHNBHOILE01_OLDI | BHOILE01 | DIELCN01 | ETA_OLDI | BHOILE01_DIELCN01 | 5 | 0 | 1.1 | Unlikely
HOUETARHNDIELCN01_OLDI_FBHOILE01_D17 | Residential heating technology - Electric heating - apartment complex - new building - distributed level 0.17 | HOUELC | HOUETARHN_OLDI_DMD | MKr20 | 2040 | 4.2636 | 0.0017184 | [6 empty] | ETA | I | OLD |  |  | RHNDIELC | 1 | 0.16667 | HOUETARHNDIELCN01_OLDI_FBHOILE01 | 0.799 | HOUETARHNDIELCN01_OLDI | HOUETARHNBHOILE01_OLDI | BHOILE01 | DIELCN01 | ETA_OLDI | BHOILE01_DIELCN01 | 5 | 0 | 1.1 | Unlikely
HOUETARHNDIELCN01_OLDI_FBHOILE01_D17 | Residential heating technology - Electric heating - apartment complex - new building - distributed level 0.17 | HOUELC | HOUETARHN_OLDI_DMD | MKr20 | 2050 | 4.0551 | 0.0016403 | [6 empty] | ETA | I | OLD |  |  | RHNDIELC | 1 | 0.16667 | HOUETARHNDIELCN01_OLDI_FBHOILE01 | 0.799 | HOUETARHNDIELCN01_OLDI | HOUETARHNBHOILE01_OLDI | BHOILE01 | DIELCN01 | ETA_OLDI | BHOILE01_DIELCN01 | 5 | 0 | 1.1 | Unlikely
HOUETARHNBHWPEN01_OLDI_FBHOILE01_D17 | Residential heating technology - Biomass boiler, automatic stoking , wood pellets or wood chips - apartment complex - existing building - distributed level 0.17 | HOUWPE | HOUETARHN_OLDI_DMD | MKr20 | 2020 | 1.3747 | 0.023455 |  | 25 | 14 | 70 | 2 | 4 | ETA | I | OLD |  |  | RHNBHWPE | 1 | 0.16667 | HOUETARHNBHWPEN01_OLDI_FBHOILE01 | 0.799 | HOUETARHNBHWPEN01_OLDI | HOUETARHNBHOILE01_OLDI | BHOILE01 | BHWPEN01 | ETA_OLDI | BHOILE01_BHWPEN01 | 6 | 0 | 1 | New
HOUETARHNBHWPEN01_OLDI_FBHOILE01_D17 | Residential heating technology - Biomass boiler, automatic stoking , wood pellets or wood chips - apartment complex - existing building - distributed level 0.17 | HOUWPE | HOUETARHN_OLDI_DMD | MKr20 | 2025 | 1.3407 | 0.023288 |  | 25 | 14 | 60 | 2 | 4 | ETA | I | OLD |  |  | RHNBHWPE | 1 | 0.16667 | HOUETARHNBHWPEN01_OLDI_FBHOILE01 | 0.799 | HOUETARHNBHWPEN01_OLDI | HOUETARHNBHOILE01_OLDI | BHOILE01 | BHWPEN01 | ETA_OLDI | BHOILE01_BHWPEN01 | 6 | 0 | 1 | New
HOUETARHNBHWPEN01_OLDI_FBHOILE01_D17 | Residential heating technology - Biomass boiler, automatic stoking , wood pellets or wood chips - apartment complex - existing building - distributed level 0.17 | HOUWPE | HOUETARHN_OLDI_DMD | MKr20 | 2030 | 1.3075 | 0.023393 |  | 25 | 11 | 50 | 1 | 4 | ETA | I | OLD |  |  | RHNBHWPE | 1 | 0.16667 | HOUETARHNBHWPEN01_OLDI_FBHOILE01 | 0.799 | HOUETARHNBHWPEN01_OLDI | HOUETARHNBHOILE01_OLDI | BHOILE01 | BHWPEN01 | ETA_OLDI | BHOILE01_BHWPEN01 | 6 | 0 | 1 | New
HOUETARHNBHWPEN01_OLDI_FBHOILE01_D17 | Residential heating technology - Biomass boiler, automatic stoking , wood pellets or wood chips - apartment complex - existing building - distributed level 0.17 | HOUWPE | HOUETARHN_OLDI_DMD | MKr20 | 2040 | 1.2436 | 0.022646 |  | 25 | 9 | 45 | 1 | 4 | ETA | I | OLD |  |  | RHNBHWPE | 1 | 0.16667 | HOUETARHNBHWPEN01_OLDI_FBHOILE01 | 0.799 | HOUETARHNBHWPEN01_OLDI | HOUETARHNBHOILE01_OLDI | BHOILE01 | BHWPEN01 | ETA_OLDI | BHOILE01_BHWPEN01 | 6 | 0 | 1 | New
HOUETARHNBHWPEN01_OLDI_FBHOILE01_D17 | Residential heating technology - Biomass boiler, automatic stoking , wood pellets or wood chips - apartment complex - existing building - distributed level 0.17 | HOUWPE | HOUETARHN_OLDI_DMD | MKr20 | 2050 | 1.1828 | 0.021671 |  | 25 | 9 | 40 | 0 | 4 | ETA | I | OLD |  |  | RHNBHWPE | 1 | 0.16667 | HOUETARHNBHWPEN01_OLDI_FBHOILE01 | 0.799 | HOUETARHNBHWPEN01_OLDI | HOUETARHNBHOILE01_OLDI | BHOILE01 | BHWPEN01 | ETA_OLDI | BHOILE01_BHWPEN01 | 6 | 0 | 1 | New
HOUETARHNBHSOLN01_OLDI_FBHOILE01_D17 | Residential heating technology - Solar heating system - apartment complex - existing building - distributed level 0.17 | HOUSOL | HOUETARHN_OLDI_DMD | MKr20 | 2020 | 3.9769 | 0.018612 | [6 empty] | ETA | I | OLD |  |  | RHNBHSOL | 1 | 0.16667 | HOUETARHNBHSOLN01_OLDI_FBHOILE01 | 0.799 | HOUETARHNBHSOLN01_OLDI | HOUETARHNBHOILE01_OLDI | BHOILE01 | BHSOLN01 | ETA_OLDI | BHOILE01_BHSOLN01 | 5 | 0 | 1.1 | Unlikely
HOUETARHNBHSOLN01_OLDI_FBHOILE01_D17 | Residential heating technology - Solar heating system - apartment complex - existing building - distributed level 0.17 | HOUSOL | HOUETARHN_OLDI_DMD | MKr20 | 2025 | 3.8051 | 0.019728 | [6 empty] | ETA | I | OLD |  |  | RHNBHSOL | 1 | 0.16667 | HOUETARHNBHSOLN01_OLDI_FBHOILE01 | 0.799 | HOUETARHNBHSOLN01_OLDI | HOUETARHNBHOILE01_OLDI | BHOILE01 | BHSOLN01 | ETA_OLDI | BHOILE01_BHSOLN01 | 5 | 0 | 1.1 | Unlikely
HOUETARHNBHSOLN01_OLDI_FBHOILE01_D17 | Residential heating technology - Solar heating system - apartment complex - existing building - distributed level 0.17 | HOUSOL | HOUETARHN_OLDI_DMD | MKr20 | 2030 | 3.6332 | 0.020152 | [6 empty] | ETA | I | OLD |  |  | RHNBHSOL | 1 | 0.16667 | HOUETARHNBHSOLN01_OLDI_FBHOILE01 | 0.799 | HOUETARHNBHSOLN01_OLDI | HOUETARHNBHOILE01_OLDI | BHOILE01 | BHSOLN01 | ETA_OLDI | BHOILE01_BHSOLN01 | 5 | 0 | 1.1 | Unlikely
HOUETARHNBHSOLN01_OLDI_FBHOILE01_D17 | Residential heating technology - Solar heating system - apartment complex - existing building - distributed level 0.17 | HOUSOL | HOUETARHN_OLDI_DMD | MKr20 | 2040 | 3.4614 | 0.019606 | [6 empty] | ETA | I | OLD |  |  | RHNBHSOL | 1 | 0.16667 | HOUETARHNBHSOLN01_OLDI_FBHOILE01 | 0.799 | HOUETARHNBHSOLN01_OLDI | HOUETARHNBHOILE01_OLDI | BHOILE01 | BHSOLN01 | ETA_OLDI | BHOILE01_BHSOLN01 | 5 | 0 | 1.1 | Unlikely
HOUETARHNBHSOLN01_OLDI_FBHOILE01_D17 | Residential heating technology - Solar heating system - apartment complex - existing building - distributed level 0.17 | HOUSOL | HOUETARHN_OLDI_DMD | MKr20 | 2050 | 3.2895 | 0.018612 | [6 empty] | ETA | I | OLD |  |  | RHNBHSOL | 1 | 0.16667 | HOUETARHNBHSOLN01_OLDI_FBHOILE01 | 0.799 | HOUETARHNBHSOLN01_OLDI | HOUETARHNBHOILE01_OLDI | BHOILE01 | BHSOLN01 | ETA_OLDI | BHOILE01_BHSOLN01 | 5 | 0 | 1.1 | Unlikely
HOUETARHNBHOILN01_OLDI_FBHOILE01_D17 | Residential heating technology - Oil boiler (mineral oil fired, < 10 % FAME) - apartment complex - existing building - distributed level 0.17 | HOUOIL, HOUDSB, HOUDSE | HOUETARHN_OLDI_DMD | MKr20 | 2020 | 0.45838 | 0.016228 |  | 6.7 | 5 | 52 | 0 | 0 | ETA | I | OLD |  |  | RHNBHOIL | 1 | 0.16667 | HOUETARHNBHOILN01_OLDI_FBHOILE01 | 0.799 | HOUETARHNBHOILN01_OLDI | HOUETARHNBHOILE01_OLDI | BHOILE01 | BHOILN01 | ETA_OLDI | BHOILE01_BHOILN01 | 2 | 0 | 0.9 | Same
HOUETARHNBHOILN01_OLDI_FBHOILE01_D17 | Residential heating technology - Oil boiler (mineral oil fired, < 10 % FAME) - apartment complex - existing building - distributed level 0.17 | HOUOIL, HOUDSB, HOUDSE | HOUETARHN_OLDI_DMD | MKr20 | 2025 | 0.44704 | 0.016291 |  | 6.7 | 5 | 52 | 0 | 0 | ETA | I | OLD |  |  | RHNBHOIL | 1 | 0.16667 | HOUETARHNBHOILN01_OLDI_FBHOILE01 | 0.799 | HOUETARHNBHOILN01_OLDI | HOUETARHNBHOILE01_OLDI | BHOILE01 | BHOILN01 | ETA_OLDI | BHOILE01_BHOILN01 | 2 | 0 | 0.9 | Same
HOUETARHNBHOILN01_OLDI_FBHOILE01_D17 | Residential heating technology - Oil boiler (mineral oil fired, < 10 % FAME) - apartment complex - existing building - distributed level 0.17 | HOUOIL, HOUDSB, HOUDSE | HOUETARHN_OLDI_DMD | MKr20 | 2030 | 0.43597 | 0.016527 |  | 6.7 | 5 | 52 | 0 | 0 | ETA | I | OLD |  |  | RHNBHOIL | 1 | 0.16667 | HOUETARHNBHOILN01_OLDI_FBHOILE01 | 0.799 | HOUETARHNBHOILN01_OLDI | HOUETARHNBHOILE01_OLDI | BHOILE01 | BHOILN01 | ETA_OLDI | BHOILE01_BHOILN01 | 2 | 0 | 0.9 | Same
HOUETARHNBHOILN01_OLDI_FBHOILE01_D17 | Residential heating technology - Oil boiler (mineral oil fired, < 10 % FAME) - apartment complex - existing building - distributed level 0.17 | HOUOIL, HOUDSB, HOUDSE | HOUETARHN_OLDI_DMD | MKr20 | 2040 | 0.41466 | 0.016678 |  | 6.7 | 5 | 52 | 0 | 0 | ETA | I | OLD |  |  | RHNBHOIL | 1 | 0.16667 | HOUETARHNBHOILN01_OLDI_FBHOILE01 | 0.799 | HOUETARHNBHOILN01_OLDI | HOUETARHNBHOILE01_OLDI | BHOILE01 | BHOILN01 | ETA_OLDI | BHOILE01_BHOILN01 | 2 | 0 | 0.9 | Same
HOUETARHNBHOILN01_OLDI_FBHOILE01_D17 | Residential heating technology - Oil boiler (mineral oil fired, < 10 % FAME) - apartment complex - existing building - distributed level 0.17 | HOUOIL, HOUDSB, HOUDSE | HOUETARHN_OLDI_DMD | MKr20 | 2050 | 0.39439 | 0.016817 |  | 6.7 | 5 | 52 | 0 | 0 | ETA | I | OLD |  |  | RHNBHOIL | 1 | 0.16667 | HOUETARHNBHOILN01_OLDI_FBHOILE01 | 0.799 | HOUETARHNBHOILN01_OLDI | HOUETARHNBHOILE01_OLDI | BHOILE01 | BHOILN01 | ETA_OLDI | BHOILE01_BHOILN01 | 2 | 0 | 0.9 | Same
HOUETARHNBHDHDN09_OLDI_FBHOILE01_D17 | Residential heating technology - Direct district heating substation - plus connection pipe - plus distribution (heating density: low ) - apartment complex - existing building - distributed level 0.17 | HOUDHD | HOUETARHN_OLDI_DMD | MKr20 | 2020 | 0.35974 | 0.0013872 | [6 empty] | ETA | I | OLD |  |  | RHNBHDHD | 1 | 0.16667 | HOUETARHNBHDHDN09_OLDI_FBHOILE01 | 0.799 | HOUETARHNBHDHDN09_OLDI | HOUETARHNBHOILE01_OLDI | BHOILE01 | BHDHDN09 | ETA_OLDI | BHOILE01_BHDHDN09 | 4 | -0.25 | 1 | Supported
HOUETARHNBHDHDN09_OLDI_FBHOILE01_D17 | Residential heating technology - Direct district heating substation - plus connection pipe - plus distribution (heating density: low ) - apartment complex - existing building - distributed level 0.17 | HOUDHD | HOUETARHN_OLDI_DMD | MKr20 | 2025 | 0.35498 | 0.001406 | [6 empty] | ETA | I | OLD |  |  | RHNBHDHD | 1 | 0.16667 | HOUETARHNBHDHDN09_OLDI_FBHOILE01 | 0.799 | HOUETARHNBHDHDN09_OLDI | HOUETARHNBHOILE01_OLDI | BHOILE01 | BHDHDN09 | ETA_OLDI | BHOILE01_BHDHDN09 | 4 | -0.25 | 1 | Supported
HOUETARHNBHDHDN09_OLDI_FBHOILE01_D17 | Residential heating technology - Direct district heating substation - plus connection pipe - plus distribution (heating density: low ) - apartment complex - existing building - distributed level 0.17 | HOUDHD | HOUETARHN_OLDI_DMD | MKr20 | 2030 | 0.35033 | 0.0013853 | [6 empty] | ETA | I | OLD |  |  | RHNBHDHD | 1 | 0.16667 | HOUETARHNBHDHDN09_OLDI_FBHOILE01 | 0.799 | HOUETARHNBHDHDN09_OLDI | HOUETARHNBHOILE01_OLDI | BHOILE01 | BHDHDN09 | ETA_OLDI | BHOILE01_BHDHDN09 | 4 | -0.25 | 1 | Supported
HOUETARHNBHDHDN09_OLDI_FBHOILE01_D17 | Residential heating technology - Direct district heating substation - plus connection pipe - plus distribution (heating density: low ) - apartment complex - existing building - distributed level 0.17 | HOUDHD | HOUETARHN_OLDI_DMD | MKr20 | 2040 | 0.34139 | 0.0013433 | [6 empty] | ETA | I | OLD |  |  | RHNBHDHD | 1 | 0.16667 | HOUETARHNBHDHDN09_OLDI_FBHOILE01 | 0.799 | HOUETARHNBHDHDN09_OLDI | HOUETARHNBHOILE01_OLDI | BHOILE01 | BHDHDN09 | ETA_OLDI | BHOILE01_BHDHDN09 | 4 | -0.25 | 1 | Supported
HOUETARHNBHDHDN09_OLDI_FBHOILE01_D17 | Residential heating technology - Direct district heating substation - plus connection pipe - plus distribution (heating density: low ) - apartment complex - existing building - distributed level 0.17 | HOUDHD | HOUETARHN_OLDI_DMD | MKr20 | 2050 | 0.33288 | 0.0012896 | [6 empty] | ETA | I | OLD |  |  | RHNBHDHD | 1 | 0.16667 | HOUETARHNBHDHDN09_OLDI_FBHOILE01 | 0.799 | HOUETARHNBHDHDN09_OLDI | HOUETARHNBHOILE01_OLDI | BHOILE01 | BHDHDN09 | ETA_OLDI | BHOILE01_BHDHDN09 | 4 | -0.25 | 1 | Supported
HOUETARHNBHDHDN07_OLDI_FBHOILE01_D17 | Residential heating technology - Direct district heating substation - plus connection pipe - plus distribution (heating density: medium ) - apartment complex - existing building - distributed level 0.17 | HOUDHD | HOUETARHN_OLDI_DMD | MKr20 | 2020 | 0.30732 | 0.0013872 | [6 empty] | ETA | I | OLD |  |  | RHNBHDHD | 1 | 0.16667 | HOUETARHNBHDHDN07_OLDI_FBHOILE01 | 0.799 | HOUETARHNBHDHDN07_OLDI | HOUETARHNBHOILE01_OLDI | BHOILE01 | BHDHDN07 | ETA_OLDI | BHOILE01_BHDHDN07 | 4 | -0.25 | 1 | Supported
HOUETARHNBHDHDN07_OLDI_FBHOILE01_D17 | Residential heating technology - Direct district heating substation - plus connection pipe - plus distribution (heating density: medium ) - apartment complex - existing building - distributed level 0.17 | HOUDHD | HOUETARHN_OLDI_DMD | MKr20 | 2025 | 0.30256 | 0.001406 | [6 empty] | ETA | I | OLD |  |  | RHNBHDHD | 1 | 0.16667 | HOUETARHNBHDHDN07_OLDI_FBHOILE01 | 0.799 | HOUETARHNBHDHDN07_OLDI | HOUETARHNBHOILE01_OLDI | BHOILE01 | BHDHDN07 | ETA_OLDI | BHOILE01_BHDHDN07 | 4 | -0.25 | 1 | Supported
HOUETARHNBHDHDN07_OLDI_FBHOILE01_D17 | Residential heating technology - Direct district heating substation - plus connection pipe - plus distribution (heating density: medium ) - apartment complex - existing building - distributed level 0.17 | HOUDHD | HOUETARHN_OLDI_DMD | MKr20 | 2030 | 0.29791 | 0.0013853 | [6 empty] | ETA | I | OLD |  |  | RHNBHDHD | 1 | 0.16667 | HOUETARHNBHDHDN07_OLDI_FBHOILE01 | 0.799 | HOUETARHNBHDHDN07_OLDI | HOUETARHNBHOILE01_OLDI | BHOILE01 | BHDHDN07 | ETA_OLDI | BHOILE01_BHDHDN07 | 4 | -0.25 | 1 | Supported
HOUETARHNBHDHDN07_OLDI_FBHOILE01_D17 | Residential heating technology - Direct district heating substation - plus connection pipe - plus distribution (heating density: medium ) - apartment complex - existing building - distributed level 0.17 | HOUDHD | HOUETARHN_OLDI_DMD | MKr20 | 2040 | 0.28896 | 0.0013433 | [6 empty] | ETA | I | OLD |  |  | RHNBHDHD | 1 | 0.16667 | HOUETARHNBHDHDN07_OLDI_FBHOILE01 | 0.799 | HOUETARHNBHDHDN07_OLDI | HOUETARHNBHOILE01_OLDI | BHOILE01 | BHDHDN07 | ETA_OLDI | BHOILE01_BHDHDN07 | 4 | -0.25 | 1 | Supported
HOUETARHNBHDHDN07_OLDI_FBHOILE01_D17 | Residential heating technology - Direct district heating substation - plus connection pipe - plus distribution (heating density: medium ) - apartment complex - existing building - distributed level 0.17 | HOUDHD | HOUETARHN_OLDI_DMD | MKr20 | 2050 | 0.28046 | 0.0012896 | [6 empty] | ETA | I | OLD |  |  | RHNBHDHD | 1 | 0.16667 | HOUETARHNBHDHDN07_OLDI_FBHOILE01 | 0.799 | HOUETARHNBHDHDN07_OLDI | HOUETARHNBHOILE01_OLDI | BHOILE01 | BHDHDN07 | ETA_OLDI | BHOILE01_BHDHDN07 | 4 | -0.25 | 1 | Supported
HOUETARHNBHDHDN05_OLDI_FBHOILE01_D17 | Residential heating technology - Direct district heating substation - plus connection pipe - plus distribution (heating density: high ) - apartment complex - existing building - distributed level 0.17 | HOUDHD | HOUETARHN_OLDI_DMD | MKr20 | 2020 | 0.2549 | 0.0013872 | [6 empty] | ETA | I | OLD |  |  | RHNBHDHD | 1 | 0.16667 | HOUETARHNBHDHDN05_OLDI_FBHOILE01 | 0.799 | HOUETARHNBHDHDN05_OLDI | HOUETARHNBHOILE01_OLDI | BHOILE01 | BHDHDN05 | ETA_OLDI | BHOILE01_BHDHDN05 | 4 | -0.25 | 1 | Supported
HOUETARHNBHDHDN05_OLDI_FBHOILE01_D17 | Residential heating technology - Direct district heating substation - plus connection pipe - plus distribution (heating density: high ) - apartment complex - existing building - distributed level 0.17 | HOUDHD | HOUETARHN_OLDI_DMD | MKr20 | 2025 | 0.25013 | 0.001406 | [6 empty] | ETA | I | OLD |  |  | RHNBHDHD | 1 | 0.16667 | HOUETARHNBHDHDN05_OLDI_FBHOILE01 | 0.799 | HOUETARHNBHDHDN05_OLDI | HOUETARHNBHOILE01_OLDI | BHOILE01 | BHDHDN05 | ETA_OLDI | BHOILE01_BHDHDN05 | 4 | -0.25 | 1 | Supported
HOUETARHNBHDHDN05_OLDI_FBHOILE01_D17 | Residential heating technology - Direct district heating substation - plus connection pipe - plus distribution (heating density: high ) - apartment complex - existing building - distributed level 0.17 | HOUDHD | HOUETARHN_OLDI_DMD | MKr20 | 2030 | 0.24549 | 0.0013853 | [6 empty] | ETA | I | OLD |  |  | RHNBHDHD | 1 | 0.16667 | HOUETARHNBHDHDN05_OLDI_FBHOILE01 | 0.799 | HOUETARHNBHDHDN05_OLDI | HOUETARHNBHOILE01_OLDI | BHOILE01 | BHDHDN05 | ETA_OLDI | BHOILE01_BHDHDN05 | 4 | -0.25 | 1 | Supported
HOUETARHNBHDHDN05_OLDI_FBHOILE01_D17 | Residential heating technology - Direct district heating substation - plus connection pipe - plus distribution (heating density: high ) - apartment complex - existing building - distributed level 0.17 | HOUDHD | HOUETARHN_OLDI_DMD | MKr20 | 2040 | 0.23654 | 0.0013433 | [6 empty] | ETA | I | OLD |  |  | RHNBHDHD | 1 | 0.16667 | HOUETARHNBHDHDN05_OLDI_FBHOILE01 | 0.799 | HOUETARHNBHDHDN05_OLDI | HOUETARHNBHOILE01_OLDI | BHOILE01 | BHDHDN05 | ETA_OLDI | BHOILE01_BHDHDN05 | 4 | -0.25 | 1 | Supported
HOUETARHNBHDHDN05_OLDI_FBHOILE01_D17 | Residential heating technology - Direct district heating substation - plus connection pipe - plus distribution (heating density: high ) - apartment complex - existing building - distributed level 0.17 | HOUDHD | HOUETARHN_OLDI_DMD | MKr20 | 2050 | 0.22803 | 0.0012896 | [6 empty] | ETA | I | OLD |  |  | RHNBHDHD | 1 | 0.16667 | HOUETARHNBHDHDN05_OLDI_FBHOILE01 | 0.799 | HOUETARHNBHDHDN05_OLDI | HOUETARHNBHOILE01_OLDI | BHOILE01 | BHDHDN05 | ETA_OLDI | BHOILE01_BHDHDN05 | 4 | -0.25 | 1 | Supported
HOUETARHNBHDHCN09_OLDI_FBHOILE01_D17 | Residential heating technology - Direct district heating substation - plus connection pipe - plus distribution (heating density: low ) - apartment complex - existing building - distributed level 0.17 | HOUDHC | HOUETARHN_OLDI_DMD | MKr20 | 2020 | 0.35974 | 0.0013872 | [6 empty] | ETA | I | OLD |  |  | RHNBHDHC | 1 | 0.16667 | HOUETARHNBHDHCN09_OLDI_FBHOILE01 | 0.799 | HOUETARHNBHDHCN09_OLDI | HOUETARHNBHOILE01_OLDI | BHOILE01 | BHDHCN09 | ETA_OLDI | BHOILE01_BHDHCN09 | 4 | -0.25 | 1 | Supported
HOUETARHNBHDHCN09_OLDI_FBHOILE01_D17 | Residential heating technology - Direct district heating substation - plus connection pipe - plus distribution (heating density: low ) - apartment complex - existing building - distributed level 0.17 | HOUDHC | HOUETARHN_OLDI_DMD | MKr20 | 2025 | 0.35498 | 0.001406 | [6 empty] | ETA | I | OLD |  |  | RHNBHDHC | 1 | 0.16667 | HOUETARHNBHDHCN09_OLDI_FBHOILE01 | 0.799 | HOUETARHNBHDHCN09_OLDI | HOUETARHNBHOILE01_OLDI | BHOILE01 | BHDHCN09 | ETA_OLDI | BHOILE01_BHDHCN09 | 4 | -0.25 | 1 | Supported
HOUETARHNBHDHCN09_OLDI_FBHOILE01_D17 | Residential heating technology - Direct district heating substation - plus connection pipe - plus distribution (heating density: low ) - apartment complex - existing building - distributed level 0.17 | HOUDHC | HOUETARHN_OLDI_DMD | MKr20 | 2030 | 0.35033 | 0.0013853 | [6 empty] | ETA | I | OLD |  |  | RHNBHDHC | 1 | 0.16667 | HOUETARHNBHDHCN09_OLDI_FBHOILE01 | 0.799 | HOUETARHNBHDHCN09_OLDI | HOUETARHNBHOILE01_OLDI | BHOILE01 | BHDHCN09 | ETA_OLDI | BHOILE01_BHDHCN09 | 4 | -0.25 | 1 | Supported
HOUETARHNBHDHCN09_OLDI_FBHOILE01_D17 | Residential heating technology - Direct district heating substation - plus connection pipe - plus distribution (heating density: low ) - apartment complex - existing building - distributed level 0.17 | HOUDHC | HOUETARHN_OLDI_DMD | MKr20 | 2040 | 0.34139 | 0.0013433 | [6 empty] | ETA | I | OLD |  |  | RHNBHDHC | 1 | 0.16667 | HOUETARHNBHDHCN09_OLDI_FBHOILE01 | 0.799 | HOUETARHNBHDHCN09_OLDI | HOUETARHNBHOILE01_OLDI | BHOILE01 | BHDHCN09 | ETA_OLDI | BHOILE01_BHDHCN09 | 4 | -0.25 | 1 | Supported
HOUETARHNBHDHCN09_OLDI_FBHOILE01_D17 | Residential heating technology - Direct district heating substation - plus connection pipe - plus distribution (heating density: low ) - apartment complex - existing building - distributed level 0.17 | HOUDHC | HOUETARHN_OLDI_DMD | MKr20 | 2050 | 0.33288 | 0.0012896 | [6 empty] | ETA | I | OLD |  |  | RHNBHDHC | 1 | 0.16667 | HOUETARHNBHDHCN09_OLDI_FBHOILE01 | 0.799 | HOUETARHNBHDHCN09_OLDI | HOUETARHNBHOILE01_OLDI | BHOILE01 | BHDHCN09 | ETA_OLDI | BHOILE01_BHDHCN09 | 4 | -0.25 | 1 | Supported
HOUETARHNBHDHCN07_OLDI_FBHOILE01_D17 | Residential heating technology - Direct district heating substation - plus connection pipe - plus distribution (heating density: medium ) - apartment complex - existing building - distributed level 0.17 | HOUDHC | HOUETARHN_OLDI_DMD | MKr20 | 2020 | 0.30732 | 0.0013872 | [6 empty] | ETA | I | OLD |  |  | RHNBHDHC | 1 | 0.16667 | HOUETARHNBHDHCN07_OLDI_FBHOILE01 | 0.799 | HOUETARHNBHDHCN07_OLDI | HOUETARHNBHOILE01_OLDI | BHOILE01 | BHDHCN07 | ETA_OLDI | BHOILE01_BHDHCN07 | 4 | -0.25 | 1 | Supported
HOUETARHNBHDHCN07_OLDI_FBHOILE01_D17 | Residential heating technology - Direct district heating substation - plus connection pipe - plus distribution (heating density: medium ) - apartment complex - existing building - distributed level 0.17 | HOUDHC | HOUETARHN_OLDI_DMD | MKr20 | 2025 | 0.30256 | 0.001406 | [6 empty] | ETA | I | OLD |  |  | RHNBHDHC | 1 | 0.16667 | HOUETARHNBHDHCN07_OLDI_FBHOILE01 | 0.799 | HOUETARHNBHDHCN07_OLDI | HOUETARHNBHOILE01_OLDI | BHOILE01 | BHDHCN07 | ETA_OLDI | BHOILE01_BHDHCN07 | 4 | -0.25 | 1 | Supported
HOUETARHNBHDHCN07_OLDI_FBHOILE01_D17 | Residential heating technology - Direct district heating substation - plus connection pipe - plus distribution (heating density: medium ) - apartment complex - existing building - distributed level 0.17 | HOUDHC | HOUETARHN_OLDI_DMD | MKr20 | 2030 | 0.29791 | 0.0013853 | [6 empty] | ETA | I | OLD |  |  | RHNBHDHC | 1 | 0.16667 | HOUETARHNBHDHCN07_OLDI_FBHOILE01 | 0.799 | HOUETARHNBHDHCN07_OLDI | HOUETARHNBHOILE01_OLDI | BHOILE01 | BHDHCN07 | ETA_OLDI | BHOILE01_BHDHCN07 | 4 | -0.25 | 1 | Supported
HOUETARHNBHDHCN07_OLDI_FBHOILE01_D17 | Residential heating technology - Direct district heating substation - plus connection pipe - plus distribution (heating density: medium ) - apartment complex - existing building - distributed level 0.17 | HOUDHC | HOUETARHN_OLDI_DMD | MKr20 | 2040 | 0.28896 | 0.0013433 | [6 empty] | ETA | I | OLD |  |  | RHNBHDHC | 1 | 0.16667 | HOUETARHNBHDHCN07_OLDI_FBHOILE01 | 0.799 | HOUETARHNBHDHCN07_OLDI | HOUETARHNBHOILE01_OLDI | BHOILE01 | BHDHCN07 | ETA_OLDI | BHOILE01_BHDHCN07 | 4 | -0.25 | 1 | Supported
HOUETARHNBHDHCN07_OLDI_FBHOILE01_D17 | Residential heating technology - Direct district heating substation - plus connection pipe - plus distribution (heating density: medium ) - apartment complex - existing building - distributed level 0.17 | HOUDHC | HOUETARHN_OLDI_DMD | MKr20 | 2050 | 0.28046 | 0.0012896 | [6 empty] | ETA | I | OLD |  |  | RHNBHDHC | 1 | 0.16667 | HOUETARHNBHDHCN07_OLDI_FBHOILE01 | 0.799 | HOUETARHNBHDHCN07_OLDI | HOUETARHNBHOILE01_OLDI | BHOILE01 | BHDHCN07 | ETA_OLDI | BHOILE01_BHDHCN07 | 4 | -0.25 | 1 | Supported
HOUETARHNBHDHCN05_OLDI_FBHOILE01_D17 | Residential heating technology - Direct district heating substation - plus connection pipe - plus distribution (heating density: high ) - apartment complex - existing building - distributed level 0.17 | HOUDHC | HOUETARHN_OLDI_DMD | MKr20 | 2020 | 0.2549 | 0.0013872 | [6 empty] | ETA | I | OLD |  |  | RHNBHDHC | 1 | 0.16667 | HOUETARHNBHDHCN05_OLDI_FBHOILE01 | 0.799 | HOUETARHNBHDHCN05_OLDI | HOUETARHNBHOILE01_OLDI | BHOILE01 | BHDHCN05 | ETA_OLDI | BHOILE01_BHDHCN05 | 4 | -0.25 | 1 | Supported
HOUETARHNBHDHCN05_OLDI_FBHOILE01_D17 | Residential heating technology - Direct district heating substation - plus connection pipe - plus distribution (heating density: high ) - apartment complex - existing building - distributed level 0.17 | HOUDHC | HOUETARHN_OLDI_DMD | MKr20 | 2025 | 0.25013 | 0.001406 | [6 empty] | ETA | I | OLD |  |  | RHNBHDHC | 1 | 0.16667 | HOUETARHNBHDHCN05_OLDI_FBHOILE01 | 0.799 | HOUETARHNBHDHCN05_OLDI | HOUETARHNBHOILE01_OLDI | BHOILE01 | BHDHCN05 | ETA_OLDI | BHOILE01_BHDHCN05 | 4 | -0.25 | 1 | Supported
HOUETARHNBHDHCN05_OLDI_FBHOILE01_D17 | Residential heating technology - Direct district heating substation - plus connection pipe - plus distribution (heating density: high ) - apartment complex - existing building - distributed level 0.17 | HOUDHC | HOUETARHN_OLDI_DMD | MKr20 | 2030 | 0.24549 | 0.0013853 | [6 empty] | ETA | I | OLD |  |  | RHNBHDHC | 1 | 0.16667 | HOUETARHNBHDHCN05_OLDI_FBHOILE01 | 0.799 | HOUETARHNBHDHCN05_OLDI | HOUETARHNBHOILE01_OLDI | BHOILE01 | BHDHCN05 | ETA_OLDI | BHOILE01_BHDHCN05 | 4 | -0.25 | 1 | Supported
HOUETARHNBHDHCN05_OLDI_FBHOILE01_D17 | Residential heating technology - Direct district heating substation - plus connection pipe - plus distribution (heating density: high ) - apartment complex - existing building - distributed level 0.17 | HOUDHC | HOUETARHN_OLDI_DMD | MKr20 | 2040 | 0.23654 | 0.0013433 | [6 empty] | ETA | I | OLD |  |  | RHNBHDHC | 1 | 0.16667 | HOUETARHNBHDHCN05_OLDI_FBHOILE01 | 0.799 | HOUETARHNBHDHCN05_OLDI | HOUETARHNBHOILE01_OLDI | BHOILE01 | BHDHCN05 | ETA_OLDI | BHOILE01_BHDHCN05 | 4 | -0.25 | 1 | Supported
HOUETARHNBHDHCN05_OLDI_FBHOILE01_D17 | Residential heating technology - Direct district heating substation - plus connection pipe - plus distribution (heating density: high ) - apartment complex - existing building - distributed level 0.17 | HOUDHC | HOUETARHN_OLDI_DMD | MKr20 | 2050 | 0.22803 | 0.0012896 | [6 empty] | ETA | I | OLD |  |  | RHNBHDHC | 1 | 0.16667 | HOUETARHNBHDHCN05_OLDI_FBHOILE01 | 0.799 | HOUETARHNBHDHCN05_OLDI | HOUETARHNBHOILE01_OLDI | BHOILE01 | BHDHCN05 | ETA_OLDI | BHOILE01_BHDHCN05 | 4 | -0.25 | 1 | Supported
HOUPARRHNHPELCN07_OLDC_FBHOILE01_D17 | Residential heating technology - Heat pump, Air-to-water, low-price product - single-family house - existing building - distributed level 0.17 | HOUELC, HOUAMB | HOUPARRHN_OLDC_DMD | MKr20 | 2020 | 7.6735 | 0.32113 | 0.30847 | [5 empty] | PAR | C | OLD | 3.2419 |  | RHNHPELC | 1 | 0.16667 | HOUPARRHNHPELCN07_OLDC_FBHOILE01 | 0.8 | HOUPARRHNHPELCN07_OLDC | HOUPARRHNBHOILE01_OLDC | BHOILE01 | HPELCN07 | PAR_OLDC | BHOILE01_HPELCN07 | 4 | -0.25 | 1 | Supported
HOUPARRHNHPELCN07_OLDC_FBHOILE01_D17 | Residential heating technology - Heat pump, Air-to-water, low-price product - single-family house - existing building - distributed level 0.17 | HOUELC, HOUAMB | HOUPARRHN_OLDC_DMD | MKr20 | 2025 | 7.0198 | 0.2463 | 0.29378 | [5 empty] | PAR | C | OLD | 3.4039 |  | RHNHPELC | 1 | 0.16667 | HOUPARRHNHPELCN07_OLDC_FBHOILE01 | 0.8 | HOUPARRHNHPELCN07_OLDC | HOUPARRHNBHOILE01_OLDC | BHOILE01 | HPELCN07 | PAR_OLDC | BHOILE01_HPELCN07 | 4 | -0.25 | 1 | Supported
HOUPARRHNHPELCN07_OLDC_FBHOILE01_D17 | Residential heating technology - Heat pump, Air-to-water, low-price product - single-family house - existing building - distributed level 0.17 | HOUELC, HOUAMB | HOUPARRHN_OLDC_DMD | MKr20 | 2030 | 6.3662 | 0.24337 | 0.28042 | [5 empty] | PAR | C | OLD | 3.566 |  | RHNHPELC | 1 | 0.16667 | HOUPARRHNHPELCN07_OLDC_FBHOILE01 | 0.8 | HOUPARRHNHPELCN07_OLDC | HOUPARRHNBHOILE01_OLDC | BHOILE01 | HPELCN07 | PAR_OLDC | BHOILE01_HPELCN07 | 4 | -0.25 | 1 | Supported
HOUPARRHNHPELCN07_OLDC_FBHOILE01_D17 | Residential heating technology - Heat pump, Air-to-water, low-price product - single-family house - existing building - distributed level 0.17 | HOUELC, HOUAMB | HOUPARRHN_OLDC_DMD | MKr20 | 2040 | 5.8454 | 0.23794 | 0.26823 | [5 empty] | PAR | C | OLD | 3.7281 |  | RHNHPELC | 1 | 0.16667 | HOUPARRHNHPELCN07_OLDC_FBHOILE01 | 0.8 | HOUPARRHNHPELCN07_OLDC | HOUPARRHNBHOILE01_OLDC | BHOILE01 | HPELCN07 | PAR_OLDC | BHOILE01_HPELCN07 | 4 | -0.25 | 1 | Supported
HOUPARRHNHPELCN07_OLDC_FBHOILE01_D17 | Residential heating technology - Heat pump, Air-to-water, low-price product - single-family house - existing building - distributed level 0.17 | HOUELC, HOUAMB | HOUPARRHN_OLDC_DMD | MKr20 | 2050 | 5.3246 | 0.2325 | 0.26067 | [5 empty] | PAR | C | OLD | 3.8362 |  | RHNHPELC | 1 | 0.16667 | HOUPARRHNHPELCN07_OLDC_FBHOILE01 | 0.8 | HOUPARRHNHPELCN07_OLDC | HOUPARRHNBHOILE01_OLDC | BHOILE01 | HPELCN07 | PAR_OLDC | BHOILE01_HPELCN07 | 4 | -0.25 | 1 | Supported
HOUPARRHNHPELCN05_OLDC_FBHOILE01_D17 | Residential heating technology - Heat pump, Air-to-water - leasing - single-family house - existing building - distributed level 0.17 | HOUELC, HOUAMB | HOUPARRHN_OLDC_DMD | MKr20 | 2020 | 4.8888 | 0.88909 | 0.29378 | [5 empty] | PAR | C | OLD | 3.4039 |  | RHNHPELC | 1 | 0.16667 | HOUPARRHNHPELCN05_OLDC_FBHOILE01 | 0.8 | HOUPARRHNHPELCN05_OLDC | HOUPARRHNBHOILE01_OLDC | BHOILE01 | HPELCN05 | PAR_OLDC | BHOILE01_HPELCN05 | 4 | -0.25 | 1 | Supported
HOUPARRHNHPELCN05_OLDC_FBHOILE01_D17 | Residential heating technology - Heat pump, Air-to-water - leasing - single-family house - existing building - distributed level 0.17 | HOUELC, HOUAMB | HOUPARRHN_OLDC_DMD | MKr20 | 2025 | 4.5094 | 0.76684 | 0.28042 | [5 empty] | PAR | C | OLD | 3.566 |  | RHNHPELC | 1 | 0.16667 | HOUPARRHNHPELCN05_OLDC_FBHOILE01 | 0.8 | HOUPARRHNHPELCN05_OLDC | HOUPARRHNBHOILE01_OLDC | BHOILE01 | HPELCN05 | PAR_OLDC | BHOILE01_HPELCN05 | 4 | -0.25 | 1 | Supported
HOUPARRHNHPELCN05_OLDC_FBHOILE01_D17 | Residential heating technology - Heat pump, Air-to-water - leasing - single-family house - existing building - distributed level 0.17 | HOUELC, HOUAMB | HOUPARRHN_OLDC_DMD | MKr20 | 2030 | 4.1299 | 0.71648 | 0.26823 | [5 empty] | PAR | C | OLD | 3.7281 |  | RHNHPELC | 1 | 0.16667 | HOUPARRHNHPELCN05_OLDC_FBHOILE01 | 0.8 | HOUPARRHNHPELCN05_OLDC | HOUPARRHNBHOILE01_OLDC | BHOILE01 | HPELCN05 | PAR_OLDC | BHOILE01_HPELCN05 | 4 | -0.25 | 1 | Supported
HOUPARRHNHPELCN05_OLDC_FBHOILE01_D17 | Residential heating technology - Heat pump, Air-to-water - leasing - single-family house - existing building - distributed level 0.17 | HOUELC, HOUAMB | HOUPARRHN_OLDC_DMD | MKr20 | 2040 | 3.8222 | 0.67258 | 0.25705 | [5 empty] | PAR | C | OLD | 3.8902 |  | RHNHPELC | 1 | 0.16667 | HOUPARRHNHPELCN05_OLDC_FBHOILE01 | 0.8 | HOUPARRHNHPELCN05_OLDC | HOUPARRHNBHOILE01_OLDC | BHOILE01 | HPELCN05 | PAR_OLDC | BHOILE01_HPELCN05 | 4 | -0.25 | 1 | Supported
HOUPARRHNHPELCN05_OLDC_FBHOILE01_D17 | Residential heating technology - Heat pump, Air-to-water - leasing - single-family house - existing building - distributed level 0.17 | HOUELC, HOUAMB | HOUPARRHN_OLDC_DMD | MKr20 | 2050 | 3.5145 | 0.62868 | 0.25011 | [5 empty] | PAR | C | OLD | 3.9983 |  | RHNHPELC | 1 | 0.16667 | HOUPARRHNHPELCN05_OLDC_FBHOILE01 | 0.8 | HOUPARRHNHPELCN05_OLDC | HOUPARRHNBHOILE01_OLDC | BHOILE01 | HPELCN05 | PAR_OLDC | BHOILE01_HPELCN05 | 4 | -0.25 | 1 | Supported
HOUPARRHNHPELCN04_OLDC_FBHOILE01_D17 | Residential heating technology - Heat pump, Ground source - single-family house - existing building - distributed level 0.17 | HOUELC, HOUAMB | HOUPARRHN_OLDC_DMD | MKr20 | 2020 | 12.9489 | 0.25642 | 0.26823 | [5 empty] | PAR | C | OLD | 3.7281 |  | RHNHPELC | 1 | 0.16667 | HOUPARRHNHPELCN04_OLDC_FBHOILE01 | 0.8 | HOUPARRHNHPELCN04_OLDC | HOUPARRHNBHOILE01_OLDC | BHOILE01 | HPELCN04 | PAR_OLDC | BHOILE01_HPELCN04 | 4 | -0.25 | 1 | Supported
HOUPARRHNHPELCN04_OLDC_FBHOILE01_D17 | Residential heating technology - Heat pump, Ground source - single-family house - existing building - distributed level 0.17 | HOUELC, HOUAMB | HOUPARRHN_OLDC_DMD | MKr20 | 2025 | 12.3015 | 0.1816 | 0.26067 | [5 empty] | PAR | C | OLD | 3.8362 |  | RHNHPELC | 1 | 0.16667 | HOUPARRHNHPELCN04_OLDC_FBHOILE01 | 0.8 | HOUPARRHNHPELCN04_OLDC | HOUPARRHNBHOILE01_OLDC | BHOILE01 | HPELCN04 | PAR_OLDC | BHOILE01_HPELCN04 | 4 | -0.25 | 1 | Supported
HOUPARRHNHPELCN04_OLDC_FBHOILE01_D17 | Residential heating technology - Heat pump, Ground source - single-family house - existing building - distributed level 0.17 | HOUELC, HOUAMB | HOUPARRHN_OLDC_DMD | MKr20 | 2030 | 11.654 | 0.17867 | 0.25353 | [5 empty] | PAR | C | OLD | 3.9443 |  | RHNHPELC | 1 | 0.16667 | HOUPARRHNHPELCN04_OLDC_FBHOILE01 | 0.8 | HOUPARRHNHPELCN04_OLDC | HOUPARRHNBHOILE01_OLDC | BHOILE01 | HPELCN04 | PAR_OLDC | BHOILE01_HPELCN04 | 4 | -0.25 | 1 | Supported
HOUPARRHNHPELCN04_OLDC_FBHOILE01_D17 | Residential heating technology - Heat pump, Ground source - single-family house - existing building - distributed level 0.17 | HOUELC, HOUAMB | HOUPARRHN_OLDC_DMD | MKr20 | 2040 | 11.0713 | 0.17323 | 0.24353 | [5 empty] | PAR | C | OLD | 4.1064 |  | RHNHPELC | 1 | 0.16667 | HOUPARRHNHPELCN04_OLDC_FBHOILE01 | 0.8 | HOUPARRHNHPELCN04_OLDC | HOUPARRHNBHOILE01_OLDC | BHOILE01 | HPELCN04 | PAR_OLDC | BHOILE01_HPELCN04 | 4 | -0.25 | 1 | Supported
HOUPARRHNHPELCN04_OLDC_FBHOILE01_D17 | Residential heating technology - Heat pump, Ground source - single-family house - existing building - distributed level 0.17 | HOUELC, HOUAMB | HOUPARRHN_OLDC_DMD | MKr20 | 2050 | 10.4886 | 0.1678 | 0.24036 | [5 empty] | PAR | C | OLD | 4.1604 |  | RHNHPELC | 1 | 0.16667 | HOUPARRHNHPELCN04_OLDC_FBHOILE01 | 0.8 | HOUPARRHNHPELCN04_OLDC | HOUPARRHNBHOILE01_OLDC | BHOILE01 | HPELCN04 | PAR_OLDC | BHOILE01_HPELCN04 | 4 | -0.25 | 1 | Supported
HOUPARRHNHPELCN03_OLDC_FBHOILE01_D17 | Residential heating technology - Heat pump, Air-to-water - single-family house - existing building - distributed level 0.17 | HOUELC, HOUAMB | HOUPARRHN_OLDC_DMD | MKr20 | 2020 | 9.7776 | 0.27799 | 0.29378 | [5 empty] | PAR | C | OLD | 3.4039 |  | RHNHPELC | 1 | 0.16667 | HOUPARRHNHPELCN03_OLDC_FBHOILE01 | 0.8 | HOUPARRHNHPELCN03_OLDC | HOUPARRHNBHOILE01_OLDC | BHOILE01 | HPELCN03 | PAR_OLDC | BHOILE01_HPELCN03 | 4 | -0.25 | 1 | Supported
HOUPARRHNHPELCN03_OLDC_FBHOILE01_D17 | Residential heating technology - Heat pump, Air-to-water - single-family house - existing building - distributed level 0.17 | HOUELC, HOUAMB | HOUPARRHN_OLDC_DMD | MKr20 | 2025 | 9.0187 | 0.20317 | 0.28042 | [5 empty] | PAR | C | OLD | 3.566 |  | RHNHPELC | 1 | 0.16667 | HOUPARRHNHPELCN03_OLDC_FBHOILE01 | 0.8 | HOUPARRHNHPELCN03_OLDC | HOUPARRHNBHOILE01_OLDC | BHOILE01 | HPELCN03 | PAR_OLDC | BHOILE01_HPELCN03 | 4 | -0.25 | 1 | Supported
HOUPARRHNHPELCN03_OLDC_FBHOILE01_D17 | Residential heating technology - Heat pump, Air-to-water - single-family house - existing building - distributed level 0.17 | HOUELC, HOUAMB | HOUPARRHN_OLDC_DMD | MKr20 | 2030 | 8.2599 | 0.20024 | 0.26823 | [5 empty] | PAR | C | OLD | 3.7281 |  | RHNHPELC | 1 | 0.16667 | HOUPARRHNHPELCN03_OLDC_FBHOILE01 | 0.8 | HOUPARRHNHPELCN03_OLDC | HOUPARRHNBHOILE01_OLDC | BHOILE01 | HPELCN03 | PAR_OLDC | BHOILE01_HPELCN03 | 4 | -0.25 | 1 | Supported
HOUPARRHNHPELCN03_OLDC_FBHOILE01_D17 | Residential heating technology - Heat pump, Air-to-water - single-family house - existing building - distributed level 0.17 | HOUELC, HOUAMB | HOUPARRHN_OLDC_DMD | MKr20 | 2040 | 7.6444 | 0.1948 | 0.25705 | [5 empty] | PAR | C | OLD | 3.8902 |  | RHNHPELC | 1 | 0.16667 | HOUPARRHNHPELCN03_OLDC_FBHOILE01 | 0.8 | HOUPARRHNHPELCN03_OLDC | HOUPARRHNBHOILE01_OLDC | BHOILE01 | HPELCN03 | PAR_OLDC | BHOILE01_HPELCN03 | 4 | -0.25 | 1 | Supported
HOUPARRHNHPELCN03_OLDC_FBHOILE01_D17 | Residential heating technology - Heat pump, Air-to-water - single-family house - existing building - distributed level 0.17 | HOUELC, HOUAMB | HOUPARRHN_OLDC_DMD | MKr20 | 2050 | 7.029 | 0.18937 | 0.25011 | [5 empty] | PAR | C | OLD | 3.9983 |  | RHNHPELC | 1 | 0.16667 | HOUPARRHNHPELCN03_OLDC_FBHOILE01 | 0.8 | HOUPARRHNHPELCN03_OLDC | HOUPARRHNBHOILE01_OLDC | BHOILE01 | HPELCN03 | PAR_OLDC | BHOILE01_HPELCN03 | 4 | -0.25 | 1 | Supported
HOUPARRHNHPELCN02_OLDC_FBHOILE01_D17 | Residential heating technology - Heat pump, Air-to-air - single-family house - existing building - distributed level 0.17 | HOUELC, HOUAMB | HOUPARRHN_OLDC_DMD | MKr20 | 2020 | 1.7956 | 0.14453 | 0.1908 | [5 empty] | PAR | C | OLD | 5.241 |  | RHNHPELC | 1 | 0.16667 | HOUPARRHNHPELCN02_OLDC_FBHOILE01 | 0.8 | HOUPARRHNHPELCN02_OLDC | HOUPARRHNBHOILE01_OLDC | BHOILE01 | HPELCN02 | PAR_OLDC | BHOILE01_HPELCN02 | 5 | 0 | 1.1 | Unlikely
HOUPARRHNHPELCN02_OLDC_FBHOILE01_D17 | Residential heating technology - Heat pump, Air-to-air - single-family house - existing building - distributed level 0.17 | HOUELC, HOUAMB | HOUPARRHN_OLDC_DMD | MKr20 | 2025 | 1.7517 | 0.098193 | 0.18145 | [5 empty] | PAR | C | OLD | 5.5112 |  | RHNHPELC | 1 | 0.16667 | HOUPARRHNHPELCN02_OLDC_FBHOILE01 | 0.8 | HOUPARRHNHPELCN02_OLDC | HOUPARRHNBHOILE01_OLDC | BHOILE01 | HPELCN02 | PAR_OLDC | BHOILE01_HPELCN02 | 5 | 0 | 1.1 | Unlikely
HOUPARRHNHPELCN02_OLDC_FBHOILE01_D17 | Residential heating technology - Heat pump, Air-to-air - single-family house - existing building - distributed level 0.17 | HOUELC, HOUAMB | HOUPARRHN_OLDC_DMD | MKr20 | 2030 | 1.7078 | 0.096379 | 0.1746 | [5 empty] | PAR | C | OLD | 5.7273 |  | RHNHPELC | 1 | 0.16667 | HOUPARRHNHPELCN02_OLDC_FBHOILE01 | 0.8 | HOUPARRHNHPELCN02_OLDC | HOUPARRHNBHOILE01_OLDC | BHOILE01 | HPELCN02 | PAR_OLDC | BHOILE01_HPELCN02 | 5 | 0 | 1.1 | Unlikely
HOUPARRHNHPELCN02_OLDC_FBHOILE01_D17 | Residential heating technology - Heat pump, Air-to-air - single-family house - existing building - distributed level 0.17 | HOUELC, HOUAMB | HOUPARRHN_OLDC_DMD | MKr20 | 2040 | 1.6264 | 0.093013 | 0.16825 | [5 empty] | PAR | C | OLD | 5.9434 |  | RHNHPELC | 1 | 0.16667 | HOUPARRHNHPELCN02_OLDC_FBHOILE01 | 0.8 | HOUPARRHNHPELCN02_OLDC | HOUPARRHNBHOILE01_OLDC | BHOILE01 | HPELCN02 | PAR_OLDC | BHOILE01_HPELCN02 | 5 | 0 | 1.1 | Unlikely
HOUPARRHNHPELCN02_OLDC_FBHOILE01_D17 | Residential heating technology - Heat pump, Air-to-air - single-family house - existing building - distributed level 0.17 | HOUELC, HOUAMB | HOUPARRHN_OLDC_DMD | MKr20 | 2050 | 1.5449 | 0.089647 | 0.16525 | [5 empty] | PAR | C | OLD | 6.0515 |  | RHNHPELC | 1 | 0.16667 | HOUPARRHNHPELCN02_OLDC_FBHOILE01 | 0.8 | HOUPARRHNHPELCN02_OLDC | HOUPARRHNBHOILE01_OLDC | BHOILE01 | HPELCN02 | PAR_OLDC | BHOILE01_HPELCN02 | 5 | 0 | 1.1 | Unlikely
HOUPARRHNDIELCN06_OLDC_FBHOILE01_D17 | Residential heating technology - Electric heating - electric panel from Bauhaus - single-family house - new building - distributed level 0.17 | HOUELC | HOUPARRHN_OLDC_DMD | MKr20 | 2020 | 0.50745 | 0 | [6 empty] | PAR | C | OLD |  |  | RHNDIELC | 1 | 0.16667 | HOUPARRHNDIELCN06_OLDC_FBHOILE01 | 0.8 | HOUPARRHNDIELCN06_OLDC | HOUPARRHNBHOILE01_OLDC | BHOILE01 | DIELCN06 | PAR_OLDC | BHOILE01_DIELCN06 | 5 | 0 | 1.1 | Unlikely
HOUPARRHNDIELCN06_OLDC_FBHOILE01_D17 | Residential heating technology - Electric heating - electric panel from Bauhaus - single-family house - new building - distributed level 0.17 | HOUELC | HOUPARRHN_OLDC_DMD | MKr20 | 2025 | 0.50745 | 0 | [6 empty] | PAR | C | OLD |  |  | RHNDIELC | 1 | 0.16667 | HOUPARRHNDIELCN06_OLDC_FBHOILE01 | 0.8 | HOUPARRHNDIELCN06_OLDC | HOUPARRHNBHOILE01_OLDC | BHOILE01 | DIELCN06 | PAR_OLDC | BHOILE01_DIELCN06 | 5 | 0 | 1.1 | Unlikely
HOUPARRHNDIELCN06_OLDC_FBHOILE01_D17 | Residential heating technology - Electric heating - electric panel from Bauhaus - single-family house - new building - distributed level 0.17 | HOUELC | HOUPARRHN_OLDC_DMD | MKr20 | 2030 | 0.50745 | 0 | [6 empty] | PAR | C | OLD |  |  | RHNDIELC | 1 | 0.16667 | HOUPARRHNDIELCN06_OLDC_FBHOILE01 | 0.8 | HOUPARRHNDIELCN06_OLDC | HOUPARRHNBHOILE01_OLDC | BHOILE01 | DIELCN06 | PAR_OLDC | BHOILE01_DIELCN06 | 5 | 0 | 1.1 | Unlikely
HOUPARRHNDIELCN06_OLDC_FBHOILE01_D17 | Residential heating technology - Electric heating - electric panel from Bauhaus - single-family house - new building - distributed level 0.17 | HOUELC | HOUPARRHN_OLDC_DMD | MKr20 | 2040 | 0.50745 | 0 | [6 empty] | PAR | C | OLD |  |  | RHNDIELC | 1 | 0.16667 | HOUPARRHNDIELCN06_OLDC_FBHOILE01 | 0.8 | HOUPARRHNDIELCN06_OLDC | HOUPARRHNBHOILE01_OLDC | BHOILE01 | DIELCN06 | PAR_OLDC | BHOILE01_DIELCN06 | 5 | 0 | 1.1 | Unlikely
HOUPARRHNDIELCN06_OLDC_FBHOILE01_D17 | Residential heating technology - Electric heating - electric panel from Bauhaus - single-family house - new building - distributed level 0.17 | HOUELC | HOUPARRHN_OLDC_DMD | MKr20 | 2050 | 0.50745 | 0 | [6 empty] | PAR | C | OLD |  |  | RHNDIELC | 1 | 0.16667 | HOUPARRHNDIELCN06_OLDC_FBHOILE01 | 0.8 | HOUPARRHNDIELCN06_OLDC | HOUPARRHNBHOILE01_OLDC | BHOILE01 | DIELCN06 | PAR_OLDC | BHOILE01_DIELCN06 | 5 | 0 | 1.1 | Unlikely
HOUPARRHNDIELCN01_OLDC_FBHOILE01_D17 | Residential heating technology - Electric heating - single-family house - new building - distributed level 0.17 | HOUELC | HOUPARRHN_OLDC_DMD | MKr20 | 2020 | 6.1657 | 0.04999 | [6 empty] | PAR | C | OLD |  |  | RHNDIELC | 1 | 0.16667 | HOUPARRHNDIELCN01_OLDC_FBHOILE01 | 0.8 | HOUPARRHNDIELCN01_OLDC | HOUPARRHNBHOILE01_OLDC | BHOILE01 | DIELCN01 | PAR_OLDC | BHOILE01_DIELCN01 | 5 | 0 | 1.1 | Unlikely
HOUPARRHNDIELCN01_OLDC_FBHOILE01_D17 | Residential heating technology - Electric heating - single-family house - new building - distributed level 0.17 | HOUELC | HOUPARRHN_OLDC_DMD | MKr20 | 2025 | 6.0131 | 0.04999 | [6 empty] | PAR | C | OLD |  |  | RHNDIELC | 1 | 0.16667 | HOUPARRHNDIELCN01_OLDC_FBHOILE01 | 0.8 | HOUPARRHNDIELCN01_OLDC | HOUPARRHNBHOILE01_OLDC | BHOILE01 | DIELCN01 | PAR_OLDC | BHOILE01_DIELCN01 | 5 | 0 | 1.1 | Unlikely
HOUPARRHNDIELCN01_OLDC_FBHOILE01_D17 | Residential heating technology - Electric heating - single-family house - new building - distributed level 0.17 | HOUELC | HOUPARRHN_OLDC_DMD | MKr20 | 2030 | 5.8642 | 0.047907 | [6 empty] | PAR | C | OLD |  |  | RHNDIELC | 1 | 0.16667 | HOUPARRHNDIELCN01_OLDC_FBHOILE01 | 0.8 | HOUPARRHNDIELCN01_OLDC | HOUPARRHNBHOILE01_OLDC | BHOILE01 | DIELCN01 | PAR_OLDC | BHOILE01_DIELCN01 | 5 | 0 | 1.1 | Unlikely
HOUPARRHNDIELCN01_OLDC_FBHOILE01_D17 | Residential heating technology - Electric heating - single-family house - new building - distributed level 0.17 | HOUELC | HOUPARRHN_OLDC_DMD | MKr20 | 2040 | 5.5775 | 0.045824 | [6 empty] | PAR | C | OLD |  |  | RHNDIELC | 1 | 0.16667 | HOUPARRHNDIELCN01_OLDC_FBHOILE01 | 0.8 | HOUPARRHNDIELCN01_OLDC | HOUPARRHNBHOILE01_OLDC | BHOILE01 | DIELCN01 | PAR_OLDC | BHOILE01_DIELCN01 | 5 | 0 | 1.1 | Unlikely
HOUPARRHNDIELCN01_OLDC_FBHOILE01_D17 | Residential heating technology - Electric heating - single-family house - new building - distributed level 0.17 | HOUELC | HOUPARRHN_OLDC_DMD | MKr20 | 2050 | 5.3049 | 0.043741 | [6 empty] | PAR | C | OLD |  |  | RHNDIELC | 1 | 0.16667 | HOUPARRHNDIELCN01_OLDC_FBHOILE01 | 0.8 | HOUPARRHNDIELCN01_OLDC | HOUPARRHNBHOILE01_OLDC | BHOILE01 | DIELCN01 | PAR_OLDC | BHOILE01_DIELCN01 | 5 | 0 | 1.1 | Unlikely
HOUPARRHNBHWPEN01_OLDC_FBHOILE01_D17 | Residential heating technology - Biomass boiler, automatic stoking , wood pellets or wood chips - single-family house - existing building - distributed level 0.17 | HOUWPE | HOUPARRHN_OLDC_DMD | MKr20 | 2020 | 3.0397 | 0.23379 |  | 25 | 14 | 70 | 2 | 4 | PAR | C | OLD |  |  | RHNBHWPE | 1 | 0.16667 | HOUPARRHNBHWPEN01_OLDC_FBHOILE01 | 0.8 | HOUPARRHNBHWPEN01_OLDC | HOUPARRHNBHOILE01_OLDC | BHOILE01 | BHWPEN01 | PAR_OLDC | BHOILE01_BHWPEN01 | 6 | 0 | 1 | New
HOUPARRHNBHWPEN01_OLDC_FBHOILE01_D17 | Residential heating technology - Biomass boiler, automatic stoking , wood pellets or wood chips - single-family house - existing building - distributed level 0.17 | HOUWPE | HOUPARRHN_OLDC_DMD | MKr20 | 2025 | 2.9645 | 0.22975 |  | 25 | 14 | 60 | 2 | 4 | PAR | C | OLD |  |  | RHNBHWPE | 1 | 0.16667 | HOUPARRHNBHWPEN01_OLDC_FBHOILE01 | 0.8 | HOUPARRHNBHWPEN01_OLDC | HOUPARRHNBHOILE01_OLDC | BHOILE01 | BHWPEN01 | PAR_OLDC | BHOILE01_BHWPEN01 | 6 | 0 | 1 | New
HOUPARRHNBHWPEN01_OLDC_FBHOILE01_D17 | Residential heating technology - Biomass boiler, automatic stoking , wood pellets or wood chips - single-family house - existing building - distributed level 0.17 | HOUWPE | HOUPARRHN_OLDC_DMD | MKr20 | 2030 | 2.8911 | 0.22668 |  | 25 | 11 | 50 | 1 | 4 | PAR | C | OLD |  |  | RHNBHWPE | 1 | 0.16667 | HOUPARRHNBHWPEN01_OLDC_FBHOILE01 | 0.8 | HOUPARRHNBHWPEN01_OLDC | HOUPARRHNBHOILE01_OLDC | BHOILE01 | BHWPEN01 | PAR_OLDC | BHOILE01_BHWPEN01 | 6 | 0 | 1 | New
HOUPARRHNBHWPEN01_OLDC_FBHOILE01_D17 | Residential heating technology - Biomass boiler, automatic stoking , wood pellets or wood chips - single-family house - existing building - distributed level 0.17 | HOUWPE | HOUPARRHN_OLDC_DMD | MKr20 | 2040 | 2.7498 | 0.21665 |  | 25 | 9 | 45 | 1 | 4 | PAR | C | OLD |  |  | RHNBHWPE | 1 | 0.16667 | HOUPARRHNBHWPEN01_OLDC_FBHOILE01 | 0.8 | HOUPARRHNBHWPEN01_OLDC | HOUPARRHNBHOILE01_OLDC | BHOILE01 | BHWPEN01 | PAR_OLDC | BHOILE01_BHWPEN01 | 6 | 0 | 1 | New
HOUPARRHNBHWPEN01_OLDC_FBHOILE01_D17 | Residential heating technology - Biomass boiler, automatic stoking , wood pellets or wood chips - single-family house - existing building - distributed level 0.17 | HOUWPE | HOUPARRHN_OLDC_DMD | MKr20 | 2050 | 3.2692 | 0.25883 |  | 25 | 9 | 40 | 0 | 4 | PAR | C | OLD |  |  | RHNBHWPE | 1 | 0.16667 | HOUPARRHNBHWPEN01_OLDC_FBHOILE01 | 0.8 | HOUPARRHNBHWPEN01_OLDC | HOUPARRHNBHOILE01_OLDC | BHOILE01 | BHWPEN01 | PAR_OLDC | BHOILE01_BHWPEN01 | 6 | 0 | 1 | New
HOUPARRHNBHSOLN01_OLDC_FBHOILE01_D17 | Residential heating technology - Solar heating system - single-family house - existing building - distributed level 0.17 | HOUSOL | HOUPARRHN_OLDC_DMD | MKr20 | 2020 | 6.7755 | 0.078035 | [6 empty] | PAR | C | OLD |  |  | RHNBHSOL | 1 | 0.16667 | HOUPARRHNBHSOLN01_OLDC_FBHOILE01 | 0.8 | HOUPARRHNBHSOLN01_OLDC | HOUPARRHNBHOILE01_OLDC | BHOILE01 | BHSOLN01 | PAR_OLDC | BHOILE01_BHSOLN01 | 5 | 0 | 1.1 | Unlikely
HOUPARRHNBHSOLN01_OLDC_FBHOILE01_D17 | Residential heating technology - Solar heating system - single-family house - existing building - distributed level 0.17 | HOUSOL | HOUPARRHN_OLDC_DMD | MKr20 | 2025 | 6.6078 | 0.073274 | [6 empty] | PAR | C | OLD |  |  | RHNBHSOL | 1 | 0.16667 | HOUPARRHNBHSOLN01_OLDC_FBHOILE01 | 0.8 | HOUPARRHNBHSOLN01_OLDC | HOUPARRHNBHOILE01_OLDC | BHOILE01 | BHSOLN01 | PAR_OLDC | BHOILE01_BHSOLN01 | 5 | 0 | 1.1 | Unlikely
HOUPARRHNBHSOLN01_OLDC_FBHOILE01_D17 | Residential heating technology - Solar heating system - single-family house - existing building - distributed level 0.17 | HOUSOL | HOUPARRHN_OLDC_DMD | MKr20 | 2030 | 6.4442 | 0.071489 | [6 empty] | PAR | C | OLD |  |  | RHNBHSOL | 1 | 0.16667 | HOUPARRHNBHSOLN01_OLDC_FBHOILE01 | 0.8 | HOUPARRHNBHSOLN01_OLDC | HOUPARRHNBHOILE01_OLDC | BHOILE01 | BHSOLN01 | PAR_OLDC | BHOILE01_BHSOLN01 | 5 | 0 | 1.1 | Unlikely
HOUPARRHNBHSOLN01_OLDC_FBHOILE01_D17 | Residential heating technology - Solar heating system - single-family house - existing building - distributed level 0.17 | HOUSOL | HOUPARRHN_OLDC_DMD | MKr20 | 2040 | 6.1292 | 0.067621 | [6 empty] | PAR | C | OLD |  |  | RHNBHSOL | 1 | 0.16667 | HOUPARRHNBHSOLN01_OLDC_FBHOILE01 | 0.8 | HOUPARRHNBHSOLN01_OLDC | HOUPARRHNBHOILE01_OLDC | BHOILE01 | BHSOLN01 | PAR_OLDC | BHOILE01_BHSOLN01 | 5 | 0 | 1.1 | Unlikely
HOUPARRHNBHSOLN01_OLDC_FBHOILE01_D17 | Residential heating technology - Solar heating system - single-family house - existing building - distributed level 0.17 | HOUSOL | HOUPARRHN_OLDC_DMD | MKr20 | 2050 | 5.8295 | 0.063752 | [6 empty] | PAR | C | OLD |  |  | RHNBHSOL | 1 | 0.16667 | HOUPARRHNBHSOLN01_OLDC_FBHOILE01 | 0.8 | HOUPARRHNBHSOLN01_OLDC | HOUPARRHNBHOILE01_OLDC | BHOILE01 | BHSOLN01 | PAR_OLDC | BHOILE01_BHSOLN01 | 5 | 0 | 1.1 | Unlikely
HOUPARRHNBHOILN01_OLDC_FBHOILE01_D17 | Residential heating technology - Oil boiler (mineral oil fired, < 10 % FAME) - single-family house - existing building - distributed level 0.17 | HOUOIL, HOUDSB, HOUDSE | HOUPARRHN_OLDC_DMD | MKr20 | 2020 | 1.5747 | 0.05767 |  | 6.7 | 5 | 52 | 0 | 0 | PAR | C | OLD |  |  | RHNBHOIL | 1 | 0.16667 | HOUPARRHNBHOILN01_OLDC_FBHOILE01 | 0.8 | HOUPARRHNBHOILN01_OLDC | HOUPARRHNBHOILE01_OLDC | BHOILE01 | BHOILN01 | PAR_OLDC | BHOILE01_BHOILN01 | 2 | 0 | 0.9 | Same
HOUPARRHNBHOILN01_OLDC_FBHOILE01_D17 | Residential heating technology - Oil boiler (mineral oil fired, < 10 % FAME) - single-family house - existing building - distributed level 0.17 | HOUOIL, HOUDSB, HOUDSE | HOUPARRHN_OLDC_DMD | MKr20 | 2025 | 1.5448 | 0.05666 |  | 6.7 | 5 | 52 | 0 | 0 | PAR | C | OLD |  |  | RHNBHOIL | 1 | 0.16667 | HOUPARRHNBHOILN01_OLDC_FBHOILE01 | 0.8 | HOUPARRHNBHOILN01_OLDC | HOUPARRHNBHOILE01_OLDC | BHOILE01 | BHOILN01 | PAR_OLDC | BHOILE01_BHOILN01 | 2 | 0 | 0.9 | Same
HOUPARRHNBHOILN01_OLDC_FBHOILE01_D17 | Residential heating technology - Oil boiler (mineral oil fired, < 10 % FAME) - single-family house - existing building - distributed level 0.17 | HOUOIL, HOUDSB, HOUDSE | HOUPARRHN_OLDC_DMD | MKr20 | 2030 | 1.5156 | 0.055843 |  | 6.7 | 5 | 52 | 0 | 0 | PAR | C | OLD |  |  | RHNBHOIL | 1 | 0.16667 | HOUPARRHNBHOILN01_OLDC_FBHOILE01 | 0.8 | HOUPARRHNBHOILN01_OLDC | HOUPARRHNBHOILE01_OLDC | BHOILE01 | BHOILN01 | PAR_OLDC | BHOILE01_BHOILN01 | 2 | 0 | 0.9 | Same
HOUPARRHNBHOILN01_OLDC_FBHOILE01_D17 | Residential heating technology - Oil boiler (mineral oil fired, < 10 % FAME) - single-family house - existing building - distributed level 0.17 | HOUOIL, HOUDSB, HOUDSE | HOUPARRHN_OLDC_DMD | MKr20 | 2040 | 1.4594 | 0.052996 |  | 6.7 | 5 | 52 | 0 | 0 | PAR | C | OLD |  |  | RHNBHOIL | 1 | 0.16667 | HOUPARRHNBHOILN01_OLDC_FBHOILE01 | 0.8 | HOUPARRHNBHOILN01_OLDC | HOUPARRHNBHOILE01_OLDC | BHOILE01 | BHOILN01 | PAR_OLDC | BHOILE01_BHOILN01 | 2 | 0 | 0.9 | Same
HOUPARRHNBHOILN01_OLDC_FBHOILE01_D17 | Residential heating technology - Oil boiler (mineral oil fired, < 10 % FAME) - single-family house - existing building - distributed level 0.17 | HOUOIL, HOUDSB, HOUDSE | HOUPARRHN_OLDC_DMD | MKr20 | 2050 | 1.4059 | 0.050125 |  | 6.7 | 5 | 52 | 0 | 0 | PAR | C | OLD |  |  | RHNBHOIL | 1 | 0.16667 | HOUPARRHNBHOILN01_OLDC_FBHOILE01 | 0.8 | HOUPARRHNBHOILN01_OLDC | HOUPARRHNBHOILE01_OLDC | BHOILE01 | BHOILN01 | PAR_OLDC | BHOILE01_BHOILN01 | 2 | 0 | 0.9 | Same
HOUPARRHNBHDHCN03_OLDC_FBHOILE01_D17 | Residential heating technology - Direct district heating substation - plus connection pipe - single-family house - existing building - distributed level 0.17 | HOUDHC | HOUPARRHN_OLDC_DMD | MKr20 | 2020 | 2.1747 | 0.025391 | [6 empty] | PAR | C | OLD |  |  | RHNBHDHC | 1 | 0.16667 | HOUPARRHNBHDHCN03_OLDC_FBHOILE01 | 0.8 | HOUPARRHNBHDHCN03_OLDC | HOUPARRHNBHOILE01_OLDC | BHOILE01 | BHDHCN03 | PAR_OLDC | BHOILE01_BHDHCN03 | 6 | 0 | 1 | New
HOUPARRHNBHDHCN03_OLDC_FBHOILE01_D17 | Residential heating technology - Direct district heating substation - plus connection pipe - single-family house - existing building - distributed level 0.17 | HOUDHC | HOUPARRHN_OLDC_DMD | MKr20 | 2025 | 2.1494 | 0.025203 | [6 empty] | PAR | C | OLD |  |  | RHNBHDHC | 1 | 0.16667 | HOUPARRHNBHDHCN03_OLDC_FBHOILE01 | 0.8 | HOUPARRHNBHDHCN03_OLDC | HOUPARRHNBHOILE01_OLDC | BHOILE01 | BHDHCN03 | PAR_OLDC | BHOILE01_BHDHCN03 | 6 | 0 | 1 | New
HOUPARRHNBHDHCN03_OLDC_FBHOILE01_D17 | Residential heating technology - Direct district heating substation - plus connection pipe - single-family house - existing building - distributed level 0.17 | HOUDHC | HOUPARRHN_OLDC_DMD | MKr20 | 2030 | 2.1284 | 0.024753 | [6 empty] | PAR | C | OLD |  |  | RHNBHDHC | 1 | 0.16667 | HOUPARRHNBHDHCN03_OLDC_FBHOILE01 | 0.8 | HOUPARRHNBHDHCN03_OLDC | HOUPARRHNBHOILE01_OLDC | BHOILE01 | BHDHCN03 | PAR_OLDC | BHOILE01_BHDHCN03 | 6 | 0 | 1 | New
HOUPARRHNBHDHCN03_OLDC_FBHOILE01_D17 | Residential heating technology - Direct district heating substation - plus connection pipe - single-family house - existing building - distributed level 0.17 | HOUDHC | HOUPARRHN_OLDC_DMD | MKr20 | 2040 | 2.0905 | 0.023687 | [6 empty] | PAR | C | OLD |  |  | RHNBHDHC | 1 | 0.16667 | HOUPARRHNBHDHCN03_OLDC_FBHOILE01 | 0.8 | HOUPARRHNBHDHCN03_OLDC | HOUPARRHNBHOILE01_OLDC | BHOILE01 | BHDHCN03 | PAR_OLDC | BHOILE01_BHDHCN03 | 6 | 0 | 1 | New
HOUPARRHNBHDHCN03_OLDC_FBHOILE01_D17 | Residential heating technology - Direct district heating substation - plus connection pipe - single-family house - existing building - distributed level 0.17 | HOUDHC | HOUPARRHN_OLDC_DMD | MKr20 | 2050 | 2.0485 | 0.022136 | [6 empty] | PAR | C | OLD |  |  | RHNBHDHC | 1 | 0.16667 | HOUPARRHNBHDHCN03_OLDC_FBHOILE01 | 0.8 | HOUPARRHNBHDHCN03_OLDC | HOUPARRHNBHOILE01_OLDC | BHOILE01 | BHDHCN03 | PAR_OLDC | BHOILE01_BHDHCN03 | 6 | 0 | 1 | New
HOUPARRHNHPELCN07_OLDD_FBHOILE01_D17 | Residential heating technology - Heat pump, Air-to-water, low-price product - single-family house - existing building - distributed level 0.17 | HOUELC, HOUAMB | HOUPARRHN_OLDD_DMD | MKr20 | 2020 | 7.6735 | 0.32113 | 0.30847 | [5 empty] | PAR | D | OLD | 3.2419 |  | RHNHPELC | 1 | 0.16667 | HOUPARRHNHPELCN07_OLDD_FBHOILE01 | 0.8 | HOUPARRHNHPELCN07_OLDD | HOUPARRHNBHOILE01_OLDD | BHOILE01 | HPELCN07 | PAR_OLDD | BHOILE01_HPELCN07 | 4 | -0.25 | 1 | Supported
HOUPARRHNHPELCN07_OLDD_FBHOILE01_D17 | Residential heating technology - Heat pump, Air-to-water, low-price product - single-family house - existing building - distributed level 0.17 | HOUELC, HOUAMB | HOUPARRHN_OLDD_DMD | MKr20 | 2025 | 7.0198 | 0.2463 | 0.29378 | [5 empty] | PAR | D | OLD | 3.4039 |  | RHNHPELC | 1 | 0.16667 | HOUPARRHNHPELCN07_OLDD_FBHOILE01 | 0.8 | HOUPARRHNHPELCN07_OLDD | HOUPARRHNBHOILE01_OLDD | BHOILE01 | HPELCN07 | PAR_OLDD | BHOILE01_HPELCN07 | 4 | -0.25 | 1 | Supported
HOUPARRHNHPELCN07_OLDD_FBHOILE01_D17 | Residential heating technology - Heat pump, Air-to-water, low-price product - single-family house - existing building - distributed level 0.17 | HOUELC, HOUAMB | HOUPARRHN_OLDD_DMD | MKr20 | 2030 | 6.3662 | 0.24337 | 0.28042 | [5 empty] | PAR | D | OLD | 3.566 |  | RHNHPELC | 1 | 0.16667 | HOUPARRHNHPELCN07_OLDD_FBHOILE01 | 0.8 | HOUPARRHNHPELCN07_OLDD | HOUPARRHNBHOILE01_OLDD | BHOILE01 | HPELCN07 | PAR_OLDD | BHOILE01_HPELCN07 | 4 | -0.25 | 1 | Supported
HOUPARRHNHPELCN07_OLDD_FBHOILE01_D17 | Residential heating technology - Heat pump, Air-to-water, low-price product - single-family house - existing building - distributed level 0.17 | HOUELC, HOUAMB | HOUPARRHN_OLDD_DMD | MKr20 | 2040 | 5.8454 | 0.23794 | 0.26823 | [5 empty] | PAR | D | OLD | 3.7281 |  | RHNHPELC | 1 | 0.16667 | HOUPARRHNHPELCN07_OLDD_FBHOILE01 | 0.8 | HOUPARRHNHPELCN07_OLDD | HOUPARRHNBHOILE01_OLDD | BHOILE01 | HPELCN07 | PAR_OLDD | BHOILE01_HPELCN07 | 4 | -0.25 | 1 | Supported
HOUPARRHNHPELCN07_OLDD_FBHOILE01_D17 | Residential heating technology - Heat pump, Air-to-water, low-price product - single-family house - existing building - distributed level 0.17 | HOUELC, HOUAMB | HOUPARRHN_OLDD_DMD | MKr20 | 2050 | 5.3246 | 0.2325 | 0.26067 | [5 empty] | PAR | D | OLD | 3.8362 |  | RHNHPELC | 1 | 0.16667 | HOUPARRHNHPELCN07_OLDD_FBHOILE01 | 0.8 | HOUPARRHNHPELCN07_OLDD | HOUPARRHNBHOILE01_OLDD | BHOILE01 | HPELCN07 | PAR_OLDD | BHOILE01_HPELCN07 | 4 | -0.25 | 1 | Supported
HOUPARRHNHPELCN05_OLDD_FBHOILE01_D17 | Residential heating technology - Heat pump, Air-to-water - leasing - single-family house - existing building - distributed level 0.17 | HOUELC, HOUAMB | HOUPARRHN_OLDD_DMD | MKr20 | 2020 | 4.8888 | 0.88909 | 0.29378 | [5 empty] | PAR | D | OLD | 3.4039 |  | RHNHPELC | 1 | 0.16667 | HOUPARRHNHPELCN05_OLDD_FBHOILE01 | 0.8 | HOUPARRHNHPELCN05_OLDD | HOUPARRHNBHOILE01_OLDD | BHOILE01 | HPELCN05 | PAR_OLDD | BHOILE01_HPELCN05 | 4 | -0.25 | 1 | Supported
HOUPARRHNHPELCN05_OLDD_FBHOILE01_D17 | Residential heating technology - Heat pump, Air-to-water - leasing - single-family house - existing building - distributed level 0.17 | HOUELC, HOUAMB | HOUPARRHN_OLDD_DMD | MKr20 | 2025 | 4.5094 | 0.76684 | 0.28042 | [5 empty] | PAR | D | OLD | 3.566 |  | RHNHPELC | 1 | 0.16667 | HOUPARRHNHPELCN05_OLDD_FBHOILE01 | 0.8 | HOUPARRHNHPELCN05_OLDD | HOUPARRHNBHOILE01_OLDD | BHOILE01 | HPELCN05 | PAR_OLDD | BHOILE01_HPELCN05 | 4 | -0.25 | 1 | Supported
HOUPARRHNHPELCN05_OLDD_FBHOILE01_D17 | Residential heating technology - Heat pump, Air-to-water - leasing - single-family house - existing building - distributed level 0.17 | HOUELC, HOUAMB | HOUPARRHN_OLDD_DMD | MKr20 | 2030 | 4.1299 | 0.71648 | 0.26823 | [5 empty] | PAR | D | OLD | 3.7281 |  | RHNHPELC | 1 | 0.16667 | HOUPARRHNHPELCN05_OLDD_FBHOILE01 | 0.8 | HOUPARRHNHPELCN05_OLDD | HOUPARRHNBHOILE01_OLDD | BHOILE01 | HPELCN05 | PAR_OLDD | BHOILE01_HPELCN05 | 4 | -0.25 | 1 | Supported
HOUPARRHNHPELCN05_OLDD_FBHOILE01_D17 | Residential heating technology - Heat pump, Air-to-water - leasing - single-family house - existing building - distributed level 0.17 | HOUELC, HOUAMB | HOUPARRHN_OLDD_DMD | MKr20 | 2040 | 3.8222 | 0.67258 | 0.25705 | [5 empty] | PAR | D | OLD | 3.8902 |  | RHNHPELC | 1 | 0.16667 | HOUPARRHNHPELCN05_OLDD_FBHOILE01 | 0.8 | HOUPARRHNHPELCN05_OLDD | HOUPARRHNBHOILE01_OLDD | BHOILE01 | HPELCN05 | PAR_OLDD | BHOILE01_HPELCN05 | 4 | -0.25 | 1 | Supported
HOUPARRHNHPELCN05_OLDD_FBHOILE01_D17 | Residential heating technology - Heat pump, Air-to-water - leasing - single-family house - existing building - distributed level 0.17 | HOUELC, HOUAMB | HOUPARRHN_OLDD_DMD | MKr20 | 2050 | 3.5145 | 0.62868 | 0.25011 | [5 empty] | PAR | D | OLD | 3.9983 |  | RHNHPELC | 1 | 0.16667 | HOUPARRHNHPELCN05_OLDD_FBHOILE01 | 0.8 | HOUPARRHNHPELCN05_OLDD | HOUPARRHNBHOILE01_OLDD | BHOILE01 | HPELCN05 | PAR_OLDD | BHOILE01_HPELCN05 | 4 | -0.25 | 1 | Supported
HOUPARRHNHPELCN04_OLDD_FBHOILE01_D17 | Residential heating technology - Heat pump, Ground source - single-family house - existing building - distributed level 0.17 | HOUELC, HOUAMB | HOUPARRHN_OLDD_DMD | MKr20 | 2020 | 12.9489 | 0.25642 | 0.26823 | [5 empty] | PAR | D | OLD | 3.7281 |  | RHNHPELC | 1 | 0.16667 | HOUPARRHNHPELCN04_OLDD_FBHOILE01 | 0.8 | HOUPARRHNHPELCN04_OLDD | HOUPARRHNBHOILE01_OLDD | BHOILE01 | HPELCN04 | PAR_OLDD | BHOILE01_HPELCN04 | 4 | -0.25 | 1 | Supported
HOUPARRHNHPELCN04_OLDD_FBHOILE01_D17 | Residential heating technology - Heat pump, Ground source - single-family house - existing building - distributed level 0.17 | HOUELC, HOUAMB | HOUPARRHN_OLDD_DMD | MKr20 | 2025 | 12.3015 | 0.1816 | 0.26067 | [5 empty] | PAR | D | OLD | 3.8362 |  | RHNHPELC | 1 | 0.16667 | HOUPARRHNHPELCN04_OLDD_FBHOILE01 | 0.8 | HOUPARRHNHPELCN04_OLDD | HOUPARRHNBHOILE01_OLDD | BHOILE01 | HPELCN04 | PAR_OLDD | BHOILE01_HPELCN04 | 4 | -0.25 | 1 | Supported
HOUPARRHNHPELCN04_OLDD_FBHOILE01_D17 | Residential heating technology - Heat pump, Ground source - single-family house - existing building - distributed level 0.17 | HOUELC, HOUAMB | HOUPARRHN_OLDD_DMD | MKr20 | 2030 | 11.654 | 0.17867 | 0.25353 | [5 empty] | PAR | D | OLD | 3.9443 |  | RHNHPELC | 1 | 0.16667 | HOUPARRHNHPELCN04_OLDD_FBHOILE01 | 0.8 | HOUPARRHNHPELCN04_OLDD | HOUPARRHNBHOILE01_OLDD | BHOILE01 | HPELCN04 | PAR_OLDD | BHOILE01_HPELCN04 | 4 | -0.25 | 1 | Supported
HOUPARRHNHPELCN04_OLDD_FBHOILE01_D17 | Residential heating technology - Heat pump, Ground source - single-family house - existing building - distributed level 0.17 | HOUELC, HOUAMB | HOUPARRHN_OLDD_DMD | MKr20 | 2040 | 11.0713 | 0.17323 | 0.24353 | [5 empty] | PAR | D | OLD | 4.1064 |  | RHNHPELC | 1 | 0.16667 | HOUPARRHNHPELCN04_OLDD_FBHOILE01 | 0.8 | HOUPARRHNHPELCN04_OLDD | HOUPARRHNBHOILE01_OLDD | BHOILE01 | HPELCN04 | PAR_OLDD | BHOILE01_HPELCN04 | 4 | -0.25 | 1 | Supported
HOUPARRHNHPELCN04_OLDD_FBHOILE01_D17 | Residential heating technology - Heat pump, Ground source - single-family house - existing building - distributed level 0.17 | HOUELC, HOUAMB | HOUPARRHN_OLDD_DMD | MKr20 | 2050 | 10.4886 | 0.1678 | 0.24036 | [5 empty] | PAR | D | OLD | 4.1604 |  | RHNHPELC | 1 | 0.16667 | HOUPARRHNHPELCN04_OLDD_FBHOILE01 | 0.8 | HOUPARRHNHPELCN04_OLDD | HOUPARRHNBHOILE01_OLDD | BHOILE01 | HPELCN04 | PAR_OLDD | BHOILE01_HPELCN04 | 4 | -0.25 | 1 | Supported
HOUPARRHNHPELCN03_OLDD_FBHOILE01_D17 | Residential heating technology - Heat pump, Air-to-water - single-family house - existing building - distributed level 0.17 | HOUELC, HOUAMB | HOUPARRHN_OLDD_DMD | MKr20 | 2020 | 9.7776 | 0.27799 | 0.29378 | [5 empty] | PAR | D | OLD | 3.4039 |  | RHNHPELC | 1 | 0.16667 | HOUPARRHNHPELCN03_OLDD_FBHOILE01 | 0.8 | HOUPARRHNHPELCN03_OLDD | HOUPARRHNBHOILE01_OLDD | BHOILE01 | HPELCN03 | PAR_OLDD | BHOILE01_HPELCN03 | 4 | -0.25 | 1 | Supported
HOUPARRHNHPELCN03_OLDD_FBHOILE01_D17 | Residential heating technology - Heat pump, Air-to-water - single-family house - existing building - distributed level 0.17 | HOUELC, HOUAMB | HOUPARRHN_OLDD_DMD | MKr20 | 2025 | 9.0187 | 0.20317 | 0.28042 | [5 empty] | PAR | D | OLD | 3.566 |  | RHNHPELC | 1 | 0.16667 | HOUPARRHNHPELCN03_OLDD_FBHOILE01 | 0.8 | HOUPARRHNHPELCN03_OLDD | HOUPARRHNBHOILE01_OLDD | BHOILE01 | HPELCN03 | PAR_OLDD | BHOILE01_HPELCN03 | 4 | -0.25 | 1 | Supported
HOUPARRHNHPELCN03_OLDD_FBHOILE01_D17 | Residential heating technology - Heat pump, Air-to-water - single-family house - existing building - distributed level 0.17 | HOUELC, HOUAMB | HOUPARRHN_OLDD_DMD | MKr20 | 2030 | 8.2599 | 0.20024 | 0.26823 | [5 empty] | PAR | D | OLD | 3.7281 |  | RHNHPELC | 1 | 0.16667 | HOUPARRHNHPELCN03_OLDD_FBHOILE01 | 0.8 | HOUPARRHNHPELCN03_OLDD | HOUPARRHNBHOILE01_OLDD | BHOILE01 | HPELCN03 | PAR_OLDD | BHOILE01_HPELCN03 | 4 | -0.25 | 1 | Supported
HOUPARRHNHPELCN03_OLDD_FBHOILE01_D17 | Residential heating technology - Heat pump, Air-to-water - single-family house - existing building - distributed level 0.17 | HOUELC, HOUAMB | HOUPARRHN_OLDD_DMD | MKr20 | 2040 | 7.6444 | 0.1948 | 0.25705 | [5 empty] | PAR | D | OLD | 3.8902 |  | RHNHPELC | 1 | 0.16667 | HOUPARRHNHPELCN03_OLDD_FBHOILE01 | 0.8 | HOUPARRHNHPELCN03_OLDD | HOUPARRHNBHOILE01_OLDD | BHOILE01 | HPELCN03 | PAR_OLDD | BHOILE01_HPELCN03 | 4 | -0.25 | 1 | Supported
HOUPARRHNHPELCN03_OLDD_FBHOILE01_D17 | Residential heating technology - Heat pump, Air-to-water - single-family house - existing building - distributed level 0.17 | HOUELC, HOUAMB | HOUPARRHN_OLDD_DMD | MKr20 | 2050 | 7.029 | 0.18937 | 0.25011 | [5 empty] | PAR | D | OLD | 3.9983 |  | RHNHPELC | 1 | 0.16667 | HOUPARRHNHPELCN03_OLDD_FBHOILE01 | 0.8 | HOUPARRHNHPELCN03_OLDD | HOUPARRHNBHOILE01_OLDD | BHOILE01 | HPELCN03 | PAR_OLDD | BHOILE01_HPELCN03 | 4 | -0.25 | 1 | Supported
HOUPARRHNHPELCN02_OLDD_FBHOILE01_D17 | Residential heating technology - Heat pump, Air-to-air - single-family house - existing building - distributed level 0.17 | HOUELC, HOUAMB | HOUPARRHN_OLDD_DMD | MKr20 | 2020 | 1.7956 | 0.14453 | 0.1908 | [5 empty] | PAR | D | OLD | 5.241 |  | RHNHPELC | 1 | 0.16667 | HOUPARRHNHPELCN02_OLDD_FBHOILE01 | 0.8 | HOUPARRHNHPELCN02_OLDD | HOUPARRHNBHOILE01_OLDD | BHOILE01 | HPELCN02 | PAR_OLDD | BHOILE01_HPELCN02 | 5 | 0 | 1.1 | Unlikely
HOUPARRHNHPELCN02_OLDD_FBHOILE01_D17 | Residential heating technology - Heat pump, Air-to-air - single-family house - existing building - distributed level 0.17 | HOUELC, HOUAMB | HOUPARRHN_OLDD_DMD | MKr20 | 2025 | 1.7517 | 0.098193 | 0.18145 | [5 empty] | PAR | D | OLD | 5.5112 |  | RHNHPELC | 1 | 0.16667 | HOUPARRHNHPELCN02_OLDD_FBHOILE01 | 0.8 | HOUPARRHNHPELCN02_OLDD | HOUPARRHNBHOILE01_OLDD | BHOILE01 | HPELCN02 | PAR_OLDD | BHOILE01_HPELCN02 | 5 | 0 | 1.1 | Unlikely
HOUPARRHNHPELCN02_OLDD_FBHOILE01_D17 | Residential heating technology - Heat pump, Air-to-air - single-family house - existing building - distributed level 0.17 | HOUELC, HOUAMB | HOUPARRHN_OLDD_DMD | MKr20 | 2030 | 1.7078 | 0.096379 | 0.1746 | [5 empty] | PAR | D | OLD | 5.7273 |  | RHNHPELC | 1 | 0.16667 | HOUPARRHNHPELCN02_OLDD_FBHOILE01 | 0.8 | HOUPARRHNHPELCN02_OLDD | HOUPARRHNBHOILE01_OLDD | BHOILE01 | HPELCN02 | PAR_OLDD | BHOILE01_HPELCN02 | 5 | 0 | 1.1 | Unlikely
HOUPARRHNHPELCN02_OLDD_FBHOILE01_D17 | Residential heating technology - Heat pump, Air-to-air - single-family house - existing building - distributed level 0.17 | HOUELC, HOUAMB | HOUPARRHN_OLDD_DMD | MKr20 | 2040 | 1.6264 | 0.093013 | 0.16825 | [5 empty] | PAR | D | OLD | 5.9434 |  | RHNHPELC | 1 | 0.16667 | HOUPARRHNHPELCN02_OLDD_FBHOILE01 | 0.8 | HOUPARRHNHPELCN02_OLDD | HOUPARRHNBHOILE01_OLDD | BHOILE01 | HPELCN02 | PAR_OLDD | BHOILE01_HPELCN02 | 5 | 0 | 1.1 | Unlikely
HOUPARRHNHPELCN02_OLDD_FBHOILE01_D17 | Residential heating technology - Heat pump, Air-to-air - single-family house - existing building - distributed level 0.17 | HOUELC, HOUAMB | HOUPARRHN_OLDD_DMD | MKr20 | 2050 | 1.5449 | 0.089647 | 0.16525 | [5 empty] | PAR | D | OLD | 6.0515 |  | RHNHPELC | 1 | 0.16667 | HOUPARRHNHPELCN02_OLDD_FBHOILE01 | 0.8 | HOUPARRHNHPELCN02_OLDD | HOUPARRHNBHOILE01_OLDD | BHOILE01 | HPELCN02 | PAR_OLDD | BHOILE01_HPELCN02 | 5 | 0 | 1.1 | Unlikely
HOUPARRHNDIELCN06_OLDD_FBHOILE01_D17 | Residential heating technology - Electric heating - electric panel from Bauhaus - single-family house - new building - distributed level 0.17 | HOUELC | HOUPARRHN_OLDD_DMD | MKr20 | 2020 | 0.50745 | 0 | [6 empty] | PAR | D | OLD |  |  | RHNDIELC | 1 | 0.16667 | HOUPARRHNDIELCN06_OLDD_FBHOILE01 | 0.8 | HOUPARRHNDIELCN06_OLDD | HOUPARRHNBHOILE01_OLDD | BHOILE01 | DIELCN06 | PAR_OLDD | BHOILE01_DIELCN06 | 5 | 0 | 1.1 | Unlikely
HOUPARRHNDIELCN06_OLDD_FBHOILE01_D17 | Residential heating technology - Electric heating - electric panel from Bauhaus - single-family house - new building - distributed level 0.17 | HOUELC | HOUPARRHN_OLDD_DMD | MKr20 | 2025 | 0.50745 | 0 | [6 empty] | PAR | D | OLD |  |  | RHNDIELC | 1 | 0.16667 | HOUPARRHNDIELCN06_OLDD_FBHOILE01 | 0.8 | HOUPARRHNDIELCN06_OLDD | HOUPARRHNBHOILE01_OLDD | BHOILE01 | DIELCN06 | PAR_OLDD | BHOILE01_DIELCN06 | 5 | 0 | 1.1 | Unlikely
HOUPARRHNDIELCN06_OLDD_FBHOILE01_D17 | Residential heating technology - Electric heating - electric panel from Bauhaus - single-family house - new building - distributed level 0.17 | HOUELC | HOUPARRHN_OLDD_DMD | MKr20 | 2030 | 0.50745 | 0 | [6 empty] | PAR | D | OLD |  |  | RHNDIELC | 1 | 0.16667 | HOUPARRHNDIELCN06_OLDD_FBHOILE01 | 0.8 | HOUPARRHNDIELCN06_OLDD | HOUPARRHNBHOILE01_OLDD | BHOILE01 | DIELCN06 | PAR_OLDD | BHOILE01_DIELCN06 | 5 | 0 | 1.1 | Unlikely
HOUPARRHNDIELCN06_OLDD_FBHOILE01_D17 | Residential heating technology - Electric heating - electric panel from Bauhaus - single-family house - new building - distributed level 0.17 | HOUELC | HOUPARRHN_OLDD_DMD | MKr20 | 2040 | 0.50745 | 0 | [6 empty] | PAR | D | OLD |  |  | RHNDIELC | 1 | 0.16667 | HOUPARRHNDIELCN06_OLDD_FBHOILE01 | 0.8 | HOUPARRHNDIELCN06_OLDD | HOUPARRHNBHOILE01_OLDD | BHOILE01 | DIELCN06 | PAR_OLDD | BHOILE01_DIELCN06 | 5 | 0 | 1.1 | Unlikely
HOUPARRHNDIELCN06_OLDD_FBHOILE01_D17 | Residential heating technology - Electric heating - electric panel from Bauhaus - single-family house - new building - distributed level 0.17 | HOUELC | HOUPARRHN_OLDD_DMD | MKr20 | 2050 | 0.50745 | 0 | [6 empty] | PAR | D | OLD |  |  | RHNDIELC | 1 | 0.16667 | HOUPARRHNDIELCN06_OLDD_FBHOILE01 | 0.8 | HOUPARRHNDIELCN06_OLDD | HOUPARRHNBHOILE01_OLDD | BHOILE01 | DIELCN06 | PAR_OLDD | BHOILE01_DIELCN06 | 5 | 0 | 1.1 | Unlikely
HOUPARRHNDIELCN01_OLDD_FBHOILE01_D17 | Residential heating technology - Electric heating - single-family house - new building - distributed level 0.17 | HOUELC | HOUPARRHN_OLDD_DMD | MKr20 | 2020 | 6.1657 | 0.04999 | [6 empty] | PAR | D | OLD |  |  | RHNDIELC | 1 | 0.16667 | HOUPARRHNDIELCN01_OLDD_FBHOILE01 | 0.8 | HOUPARRHNDIELCN01_OLDD | HOUPARRHNBHOILE01_OLDD | BHOILE01 | DIELCN01 | PAR_OLDD | BHOILE01_DIELCN01 | 5 | 0 | 1.1 | Unlikely
HOUPARRHNDIELCN01_OLDD_FBHOILE01_D17 | Residential heating technology - Electric heating - single-family house - new building - distributed level 0.17 | HOUELC | HOUPARRHN_OLDD_DMD | MKr20 | 2025 | 6.0131 | 0.04999 | [6 empty] | PAR | D | OLD |  |  | RHNDIELC | 1 | 0.16667 | HOUPARRHNDIELCN01_OLDD_FBHOILE01 | 0.8 | HOUPARRHNDIELCN01_OLDD | HOUPARRHNBHOILE01_OLDD | BHOILE01 | DIELCN01 | PAR_OLDD | BHOILE01_DIELCN01 | 5 | 0 | 1.1 | Unlikely
HOUPARRHNDIELCN01_OLDD_FBHOILE01_D17 | Residential heating technology - Electric heating - single-family house - new building - distributed level 0.17 | HOUELC | HOUPARRHN_OLDD_DMD | MKr20 | 2030 | 5.8642 | 0.047907 | [6 empty] | PAR | D | OLD |  |  | RHNDIELC | 1 | 0.16667 | HOUPARRHNDIELCN01_OLDD_FBHOILE01 | 0.8 | HOUPARRHNDIELCN01_OLDD | HOUPARRHNBHOILE01_OLDD | BHOILE01 | DIELCN01 | PAR_OLDD | BHOILE01_DIELCN01 | 5 | 0 | 1.1 | Unlikely
HOUPARRHNDIELCN01_OLDD_FBHOILE01_D17 | Residential heating technology - Electric heating - single-family house - new building - distributed level 0.17 | HOUELC | HOUPARRHN_OLDD_DMD | MKr20 | 2040 | 5.5775 | 0.045824 | [6 empty] | PAR | D | OLD |  |  | RHNDIELC | 1 | 0.16667 | HOUPARRHNDIELCN01_OLDD_FBHOILE01 | 0.8 | HOUPARRHNDIELCN01_OLDD | HOUPARRHNBHOILE01_OLDD | BHOILE01 | DIELCN01 | PAR_OLDD | BHOILE01_DIELCN01 | 5 | 0 | 1.1 | Unlikely
HOUPARRHNDIELCN01_OLDD_FBHOILE01_D17 | Residential heating technology - Electric heating - single-family house - new building - distributed level 0.17 | HOUELC | HOUPARRHN_OLDD_DMD | MKr20 | 2050 | 5.3049 | 0.043741 | [6 empty] | PAR | D | OLD |  |  | RHNDIELC | 1 | 0.16667 | HOUPARRHNDIELCN01_OLDD_FBHOILE01 | 0.8 | HOUPARRHNDIELCN01_OLDD | HOUPARRHNBHOILE01_OLDD | BHOILE01 | DIELCN01 | PAR_OLDD | BHOILE01_DIELCN01 | 5 | 0 | 1.1 | Unlikely
HOUPARRHNBHWPEN01_OLDD_FBHOILE01_D17 | Residential heating technology - Biomass boiler, automatic stoking , wood pellets or wood chips - single-family house - existing building - distributed level 0.17 | HOUWPE | HOUPARRHN_OLDD_DMD | MKr20 | 2020 | 3.0397 | 0.23379 |  | 25 | 14 | 70 | 2 | 4 | PAR | D | OLD |  |  | RHNBHWPE | 1 | 0.16667 | HOUPARRHNBHWPEN01_OLDD_FBHOILE01 | 0.8 | HOUPARRHNBHWPEN01_OLDD | HOUPARRHNBHOILE01_OLDD | BHOILE01 | BHWPEN01 | PAR_OLDD | BHOILE01_BHWPEN01 | 6 | 0 | 1 | New
HOUPARRHNBHWPEN01_OLDD_FBHOILE01_D17 | Residential heating technology - Biomass boiler, automatic stoking , wood pellets or wood chips - single-family house - existing building - distributed level 0.17 | HOUWPE | HOUPARRHN_OLDD_DMD | MKr20 | 2025 | 2.9645 | 0.22975 |  | 25 | 14 | 60 | 2 | 4 | PAR | D | OLD |  |  | RHNBHWPE | 1 | 0.16667 | HOUPARRHNBHWPEN01_OLDD_FBHOILE01 | 0.8 | HOUPARRHNBHWPEN01_OLDD | HOUPARRHNBHOILE01_OLDD | BHOILE01 | BHWPEN01 | PAR_OLDD | BHOILE01_BHWPEN01 | 6 | 0 | 1 | New
HOUPARRHNBHWPEN01_OLDD_FBHOILE01_D17 | Residential heating technology - Biomass boiler, automatic stoking , wood pellets or wood chips - single-family house - existing building - distributed level 0.17 | HOUWPE | HOUPARRHN_OLDD_DMD | MKr20 | 2030 | 2.8911 | 0.22668 |  | 25 | 11 | 50 | 1 | 4 | PAR | D | OLD |  |  | RHNBHWPE | 1 | 0.16667 | HOUPARRHNBHWPEN01_OLDD_FBHOILE01 | 0.8 | HOUPARRHNBHWPEN01_OLDD | HOUPARRHNBHOILE01_OLDD | BHOILE01 | BHWPEN01 | PAR_OLDD | BHOILE01_BHWPEN01 | 6 | 0 | 1 | New
HOUPARRHNBHWPEN01_OLDD_FBHOILE01_D17 | Residential heating technology - Biomass boiler, automatic stoking , wood pellets or wood chips - single-family house - existing building - distributed level 0.17 | HOUWPE | HOUPARRHN_OLDD_DMD | MKr20 | 2040 | 2.7498 | 0.21665 |  | 25 | 9 | 45 | 1 | 4 | PAR | D | OLD |  |  | RHNBHWPE | 1 | 0.16667 | HOUPARRHNBHWPEN01_OLDD_FBHOILE01 | 0.8 | HOUPARRHNBHWPEN01_OLDD | HOUPARRHNBHOILE01_OLDD | BHOILE01 | BHWPEN01 | PAR_OLDD | BHOILE01_BHWPEN01 | 6 | 0 | 1 | New
HOUPARRHNBHWPEN01_OLDD_FBHOILE01_D17 | Residential heating technology - Biomass boiler, automatic stoking , wood pellets or wood chips - single-family house - existing building - distributed level 0.17 | HOUWPE | HOUPARRHN_OLDD_DMD | MKr20 | 2050 | 3.2692 | 0.25883 |  | 25 | 9 | 40 | 0 | 4 | PAR | D | OLD |  |  | RHNBHWPE | 1 | 0.16667 | HOUPARRHNBHWPEN01_OLDD_FBHOILE01 | 0.8 | HOUPARRHNBHWPEN01_OLDD | HOUPARRHNBHOILE01_OLDD | BHOILE01 | BHWPEN01 | PAR_OLDD | BHOILE01_BHWPEN01 | 6 | 0 | 1 | New
HOUPARRHNBHSOLN01_OLDD_FBHOILE01_D17 | Residential heating technology - Solar heating system - single-family house - existing building - distributed level 0.17 | HOUSOL | HOUPARRHN_OLDD_DMD | MKr20 | 2020 | 6.7755 | 0.078035 | [6 empty] | PAR | D | OLD |  |  | RHNBHSOL | 1 | 0.16667 | HOUPARRHNBHSOLN01_OLDD_FBHOILE01 | 0.8 | HOUPARRHNBHSOLN01_OLDD | HOUPARRHNBHOILE01_OLDD | BHOILE01 | BHSOLN01 | PAR_OLDD | BHOILE01_BHSOLN01 | 5 | 0 | 1.1 | Unlikely
HOUPARRHNBHSOLN01_OLDD_FBHOILE01_D17 | Residential heating technology - Solar heating system - single-family house - existing building - distributed level 0.17 | HOUSOL | HOUPARRHN_OLDD_DMD | MKr20 | 2025 | 6.6078 | 0.073274 | [6 empty] | PAR | D | OLD |  |  | RHNBHSOL | 1 | 0.16667 | HOUPARRHNBHSOLN01_OLDD_FBHOILE01 | 0.8 | HOUPARRHNBHSOLN01_OLDD | HOUPARRHNBHOILE01_OLDD | BHOILE01 | BHSOLN01 | PAR_OLDD | BHOILE01_BHSOLN01 | 5 | 0 | 1.1 | Unlikely
HOUPARRHNBHSOLN01_OLDD_FBHOILE01_D17 | Residential heating technology - Solar heating system - single-family house - existing building - distributed level 0.17 | HOUSOL | HOUPARRHN_OLDD_DMD | MKr20 | 2030 | 6.4442 | 0.071489 | [6 empty] | PAR | D | OLD |  |  | RHNBHSOL | 1 | 0.16667 | HOUPARRHNBHSOLN01_OLDD_FBHOILE01 | 0.8 | HOUPARRHNBHSOLN01_OLDD | HOUPARRHNBHOILE01_OLDD | BHOILE01 | BHSOLN01 | PAR_OLDD | BHOILE01_BHSOLN01 | 5 | 0 | 1.1 | Unlikely
HOUPARRHNBHSOLN01_OLDD_FBHOILE01_D17 | Residential heating technology - Solar heating system - single-family house - existing building - distributed level 0.17 | HOUSOL | HOUPARRHN_OLDD_DMD | MKr20 | 2040 | 6.1292 | 0.067621 | [6 empty] | PAR | D | OLD |  |  | RHNBHSOL | 1 | 0.16667 | HOUPARRHNBHSOLN01_OLDD_FBHOILE01 | 0.8 | HOUPARRHNBHSOLN01_OLDD | HOUPARRHNBHOILE01_OLDD | BHOILE01 | BHSOLN01 | PAR_OLDD | BHOILE01_BHSOLN01 | 5 | 0 | 1.1 | Unlikely
HOUPARRHNBHSOLN01_OLDD_FBHOILE01_D17 | Residential heating technology - Solar heating system - single-family house - existing building - distributed level 0.17 | HOUSOL | HOUPARRHN_OLDD_DMD | MKr20 | 2050 | 5.8295 | 0.063752 | [6 empty] | PAR | D | OLD |  |  | RHNBHSOL | 1 | 0.16667 | HOUPARRHNBHSOLN01_OLDD_FBHOILE01 | 0.8 | HOUPARRHNBHSOLN01_OLDD | HOUPARRHNBHOILE01_OLDD | BHOILE01 | BHSOLN01 | PAR_OLDD | BHOILE01_BHSOLN01 | 5 | 0 | 1.1 | Unlikely
HOUPARRHNBHOILN01_OLDD_FBHOILE01_D17 | Residential heating technology - Oil boiler (mineral oil fired, < 10 % FAME) - single-family house - existing building - distributed level 0.17 | HOUOIL, HOUDSB, HOUDSE | HOUPARRHN_OLDD_DMD | MKr20 | 2020 | 1.5747 | 0.05767 |  | 6.7 | 5 | 52 | 0 | 0 | PAR | D | OLD |  |  | RHNBHOIL | 1 | 0.16667 | HOUPARRHNBHOILN01_OLDD_FBHOILE01 | 0.8 | HOUPARRHNBHOILN01_OLDD | HOUPARRHNBHOILE01_OLDD | BHOILE01 | BHOILN01 | PAR_OLDD | BHOILE01_BHOILN01 | 2 | 0 | 0.9 | Same
HOUPARRHNBHOILN01_OLDD_FBHOILE01_D17 | Residential heating technology - Oil boiler (mineral oil fired, < 10 % FAME) - single-family house - existing building - distributed level 0.17 | HOUOIL, HOUDSB, HOUDSE | HOUPARRHN_OLDD_DMD | MKr20 | 2025 | 1.5448 | 0.05666 |  | 6.7 | 5 | 52 | 0 | 0 | PAR | D | OLD |  |  | RHNBHOIL | 1 | 0.16667 | HOUPARRHNBHOILN01_OLDD_FBHOILE01 | 0.8 | HOUPARRHNBHOILN01_OLDD | HOUPARRHNBHOILE01_OLDD | BHOILE01 | BHOILN01 | PAR_OLDD | BHOILE01_BHOILN01 | 2 | 0 | 0.9 | Same
HOUPARRHNBHOILN01_OLDD_FBHOILE01_D17 | Residential heating technology - Oil boiler (mineral oil fired, < 10 % FAME) - single-family house - existing building - distributed level 0.17 | HOUOIL, HOUDSB, HOUDSE | HOUPARRHN_OLDD_DMD | MKr20 | 2030 | 1.5156 | 0.055843 |  | 6.7 | 5 | 52 | 0 | 0 | PAR | D | OLD |  |  | RHNBHOIL | 1 | 0.16667 | HOUPARRHNBHOILN01_OLDD_FBHOILE01 | 0.8 | HOUPARRHNBHOILN01_OLDD | HOUPARRHNBHOILE01_OLDD | BHOILE01 | BHOILN01 | PAR_OLDD | BHOILE01_BHOILN01 | 2 | 0 | 0.9 | Same
HOUPARRHNBHOILN01_OLDD_FBHOILE01_D17 | Residential heating technology - Oil boiler (mineral oil fired, < 10 % FAME) - single-family house - existing building - distributed level 0.17 | HOUOIL, HOUDSB, HOUDSE | HOUPARRHN_OLDD_DMD | MKr20 | 2040 | 1.4594 | 0.052996 |  | 6.7 | 5 | 52 | 0 | 0 | PAR | D | OLD |  |  | RHNBHOIL | 1 | 0.16667 | HOUPARRHNBHOILN01_OLDD_FBHOILE01 | 0.8 | HOUPARRHNBHOILN01_OLDD | HOUPARRHNBHOILE01_OLDD | BHOILE01 | BHOILN01 | PAR_OLDD | BHOILE01_BHOILN01 | 2 | 0 | 0.9 | Same
HOUPARRHNBHOILN01_OLDD_FBHOILE01_D17 | Residential heating technology - Oil boiler (mineral oil fired, < 10 % FAME) - single-family house - existing building - distributed level 0.17 | HOUOIL, HOUDSB, HOUDSE | HOUPARRHN_OLDD_DMD | MKr20 | 2050 | 1.4059 | 0.050125 |  | 6.7 | 5 | 52 | 0 | 0 | PAR | D | OLD |  |  | RHNBHOIL | 1 | 0.16667 | HOUPARRHNBHOILN01_OLDD_FBHOILE01 | 0.8 | HOUPARRHNBHOILN01_OLDD | HOUPARRHNBHOILE01_OLDD | BHOILE01 | BHOILN01 | PAR_OLDD | BHOILE01_BHOILN01 | 2 | 0 | 0.9 | Same
HOUPARRHNBHDHDN03_OLDD_FBHOILE01_D17 | Residential heating technology - Direct district heating substation - plus connection pipe - single-family house - existing building - distributed level 0.17 | HOUDHD | HOUPARRHN_OLDD_DMD | MKr20 | 2020 | 2.1747 | 0.025391 | [6 empty] | PAR | D | OLD |  |  | RHNBHDHD | 1 | 0.16667 | HOUPARRHNBHDHDN03_OLDD_FBHOILE01 | 0.8 | HOUPARRHNBHDHDN03_OLDD | HOUPARRHNBHOILE01_OLDD | BHOILE01 | BHDHDN03 | PAR_OLDD | BHOILE01_BHDHDN03 | 6 | 0 | 1 | New
HOUPARRHNBHDHDN03_OLDD_FBHOILE01_D17 | Residential heating technology - Direct district heating substation - plus connection pipe - single-family house - existing building - distributed level 0.17 | HOUDHD | HOUPARRHN_OLDD_DMD | MKr20 | 2025 | 2.1494 | 0.025203 | [6 empty] | PAR | D | OLD |  |  | RHNBHDHD | 1 | 0.16667 | HOUPARRHNBHDHDN03_OLDD_FBHOILE01 | 0.8 | HOUPARRHNBHDHDN03_OLDD | HOUPARRHNBHOILE01_OLDD | BHOILE01 | BHDHDN03 | PAR_OLDD | BHOILE01_BHDHDN03 | 6 | 0 | 1 | New
HOUPARRHNBHDHDN03_OLDD_FBHOILE01_D17 | Residential heating technology - Direct district heating substation - plus connection pipe - single-family house - existing building - distributed level 0.17 | HOUDHD | HOUPARRHN_OLDD_DMD | MKr20 | 2030 | 2.1284 | 0.024753 | [6 empty] | PAR | D | OLD |  |  | RHNBHDHD | 1 | 0.16667 | HOUPARRHNBHDHDN03_OLDD_FBHOILE01 | 0.8 | HOUPARRHNBHDHDN03_OLDD | HOUPARRHNBHOILE01_OLDD | BHOILE01 | BHDHDN03 | PAR_OLDD | BHOILE01_BHDHDN03 | 6 | 0 | 1 | New
HOUPARRHNBHDHDN03_OLDD_FBHOILE01_D17 | Residential heating technology - Direct district heating substation - plus connection pipe - single-family house - existing building - distributed level 0.17 | HOUDHD | HOUPARRHN_OLDD_DMD | MKr20 | 2040 | 2.0905 | 0.023687 | [6 empty] | PAR | D | OLD |  |  | RHNBHDHD | 1 | 0.16667 | HOUPARRHNBHDHDN03_OLDD_FBHOILE01 | 0.8 | HOUPARRHNBHDHDN03_OLDD | HOUPARRHNBHOILE01_OLDD | BHOILE01 | BHDHDN03 | PAR_OLDD | BHOILE01_BHDHDN03 | 6 | 0 | 1 | New
HOUPARRHNBHDHDN03_OLDD_FBHOILE01_D17 | Residential heating technology - Direct district heating substation - plus connection pipe - single-family house - existing building - distributed level 0.17 | HOUDHD | HOUPARRHN_OLDD_DMD | MKr20 | 2050 | 2.0485 | 0.022136 | [6 empty] | PAR | D | OLD |  |  | RHNBHDHD | 1 | 0.16667 | HOUPARRHNBHDHDN03_OLDD_FBHOILE01 | 0.8 | HOUPARRHNBHDHDN03_OLDD | HOUPARRHNBHOILE01_OLDD | BHOILE01 | BHDHDN03 | PAR_OLDD | BHOILE01_BHDHDN03 | 6 | 0 | 1 | New
HOUPARRHNHPELCN07_OLDI_FBHOILE01_D17 | Residential heating technology - Heat pump, Air-to-water, low-price product - single-family house - existing building - distributed level 0.17 | HOUELC, HOUAMB | HOUPARRHN_OLDI_DMD | MKr20 | 2020 | 7.6735 | 0.32113 | 0.30847 | [5 empty] | PAR | I | OLD | 3.2419 |  | RHNHPELC | 1 | 0.16667 | HOUPARRHNHPELCN07_OLDI_FBHOILE01 | 0.8 | HOUPARRHNHPELCN07_OLDI | HOUPARRHNBHOILE01_OLDI | BHOILE01 | HPELCN07 | PAR_OLDI | BHOILE01_HPELCN07 | 4 | -0.25 | 1 | Supported
HOUPARRHNHPELCN07_OLDI_FBHOILE01_D17 | Residential heating technology - Heat pump, Air-to-water, low-price product - single-family house - existing building - distributed level 0.17 | HOUELC, HOUAMB | HOUPARRHN_OLDI_DMD | MKr20 | 2025 | 7.0198 | 0.2463 | 0.29378 | [5 empty] | PAR | I | OLD | 3.4039 |  | RHNHPELC | 1 | 0.16667 | HOUPARRHNHPELCN07_OLDI_FBHOILE01 | 0.8 | HOUPARRHNHPELCN07_OLDI | HOUPARRHNBHOILE01_OLDI | BHOILE01 | HPELCN07 | PAR_OLDI | BHOILE01_HPELCN07 | 4 | -0.25 | 1 | Supported
HOUPARRHNHPELCN07_OLDI_FBHOILE01_D17 | Residential heating technology - Heat pump, Air-to-water, low-price product - single-family house - existing building - distributed level 0.17 | HOUELC, HOUAMB | HOUPARRHN_OLDI_DMD | MKr20 | 2030 | 6.3662 | 0.24337 | 0.28042 | [5 empty] | PAR | I | OLD | 3.566 |  | RHNHPELC | 1 | 0.16667 | HOUPARRHNHPELCN07_OLDI_FBHOILE01 | 0.8 | HOUPARRHNHPELCN07_OLDI | HOUPARRHNBHOILE01_OLDI | BHOILE01 | HPELCN07 | PAR_OLDI | BHOILE01_HPELCN07 | 4 | -0.25 | 1 | Supported
HOUPARRHNHPELCN07_OLDI_FBHOILE01_D17 | Residential heating technology - Heat pump, Air-to-water, low-price product - single-family house - existing building - distributed level 0.17 | HOUELC, HOUAMB | HOUPARRHN_OLDI_DMD | MKr20 | 2040 | 5.8454 | 0.23794 | 0.26823 | [5 empty] | PAR | I | OLD | 3.7281 |  | RHNHPELC | 1 | 0.16667 | HOUPARRHNHPELCN07_OLDI_FBHOILE01 | 0.8 | HOUPARRHNHPELCN07_OLDI | HOUPARRHNBHOILE01_OLDI | BHOILE01 | HPELCN07 | PAR_OLDI | BHOILE01_HPELCN07 | 4 | -0.25 | 1 | Supported
HOUPARRHNHPELCN07_OLDI_FBHOILE01_D17 | Residential heating technology - Heat pump, Air-to-water, low-price product - single-family house - existing building - distributed level 0.17 | HOUELC, HOUAMB | HOUPARRHN_OLDI_DMD | MKr20 | 2050 | 5.3246 | 0.2325 | 0.26067 | [5 empty] | PAR | I | OLD | 3.8362 |  | RHNHPELC | 1 | 0.16667 | HOUPARRHNHPELCN07_OLDI_FBHOILE01 | 0.8 | HOUPARRHNHPELCN07_OLDI | HOUPARRHNBHOILE01_OLDI | BHOILE01 | HPELCN07 | PAR_OLDI | BHOILE01_HPELCN07 | 4 | -0.25 | 1 | Supported
HOUPARRHNHPELCN05_OLDI_FBHOILE01_D17 | Residential heating technology - Heat pump, Air-to-water - leasing - single-family house - existing building - distributed level 0.17 | HOUELC, HOUAMB | HOUPARRHN_OLDI_DMD | MKr20 | 2020 | 4.8888 | 0.88909 | 0.29378 | [5 empty] | PAR | I | OLD | 3.4039 |  | RHNHPELC | 1 | 0.16667 | HOUPARRHNHPELCN05_OLDI_FBHOILE01 | 0.8 | HOUPARRHNHPELCN05_OLDI | HOUPARRHNBHOILE01_OLDI | BHOILE01 | HPELCN05 | PAR_OLDI | BHOILE01_HPELCN05 | 4 | -0.25 | 1 | Supported
HOUPARRHNHPELCN05_OLDI_FBHOILE01_D17 | Residential heating technology - Heat pump, Air-to-water - leasing - single-family house - existing building - distributed level 0.17 | HOUELC, HOUAMB | HOUPARRHN_OLDI_DMD | MKr20 | 2025 | 4.5094 | 0.76684 | 0.28042 | [5 empty] | PAR | I | OLD | 3.566 |  | RHNHPELC | 1 | 0.16667 | HOUPARRHNHPELCN05_OLDI_FBHOILE01 | 0.8 | HOUPARRHNHPELCN05_OLDI | HOUPARRHNBHOILE01_OLDI | BHOILE01 | HPELCN05 | PAR_OLDI | BHOILE01_HPELCN05 | 4 | -0.25 | 1 | Supported
HOUPARRHNHPELCN05_OLDI_FBHOILE01_D17 | Residential heating technology - Heat pump, Air-to-water - leasing - single-family house - existing building - distributed level 0.17 | HOUELC, HOUAMB | HOUPARRHN_OLDI_DMD | MKr20 | 2030 | 4.1299 | 0.71648 | 0.26823 | [5 empty] | PAR | I | OLD | 3.7281 |  | RHNHPELC | 1 | 0.16667 | HOUPARRHNHPELCN05_OLDI_FBHOILE01 | 0.8 | HOUPARRHNHPELCN05_OLDI | HOUPARRHNBHOILE01_OLDI | BHOILE01 | HPELCN05 | PAR_OLDI | BHOILE01_HPELCN05 | 4 | -0.25 | 1 | Supported
HOUPARRHNHPELCN05_OLDI_FBHOILE01_D17 | Residential heating technology - Heat pump, Air-to-water - leasing - single-family house - existing building - distributed level 0.17 | HOUELC, HOUAMB | HOUPARRHN_OLDI_DMD | MKr20 | 2040 | 3.8222 | 0.67258 | 0.25705 | [5 empty] | PAR | I | OLD | 3.8902 |  | RHNHPELC | 1 | 0.16667 | HOUPARRHNHPELCN05_OLDI_FBHOILE01 | 0.8 | HOUPARRHNHPELCN05_OLDI | HOUPARRHNBHOILE01_OLDI | BHOILE01 | HPELCN05 | PAR_OLDI | BHOILE01_HPELCN05 | 4 | -0.25 | 1 | Supported
HOUPARRHNHPELCN05_OLDI_FBHOILE01_D17 | Residential heating technology - Heat pump, Air-to-water - leasing - single-family house - existing building - distributed level 0.17 | HOUELC, HOUAMB | HOUPARRHN_OLDI_DMD | MKr20 | 2050 | 3.5145 | 0.62868 | 0.25011 | [5 empty] | PAR | I | OLD | 3.9983 |  | RHNHPELC | 1 | 0.16667 | HOUPARRHNHPELCN05_OLDI_FBHOILE01 | 0.8 | HOUPARRHNHPELCN05_OLDI | HOUPARRHNBHOILE01_OLDI | BHOILE01 | HPELCN05 | PAR_OLDI | BHOILE01_HPELCN05 | 4 | -0.25 | 1 | Supported
HOUPARRHNHPELCN04_OLDI_FBHOILE01_D17 | Residential heating technology - Heat pump, Ground source - single-family house - existing building - distributed level 0.17 | HOUELC, HOUAMB | HOUPARRHN_OLDI_DMD | MKr20 | 2020 | 12.9489 | 0.25642 | 0.26823 | [5 empty] | PAR | I | OLD | 3.7281 |  | RHNHPELC | 1 | 0.16667 | HOUPARRHNHPELCN04_OLDI_FBHOILE01 | 0.8 | HOUPARRHNHPELCN04_OLDI | HOUPARRHNBHOILE01_OLDI | BHOILE01 | HPELCN04 | PAR_OLDI | BHOILE01_HPELCN04 | 4 | -0.25 | 1 | Supported
HOUPARRHNHPELCN04_OLDI_FBHOILE01_D17 | Residential heating technology - Heat pump, Ground source - single-family house - existing building - distributed level 0.17 | HOUELC, HOUAMB | HOUPARRHN_OLDI_DMD | MKr20 | 2025 | 12.3015 | 0.1816 | 0.26067 | [5 empty] | PAR | I | OLD | 3.8362 |  | RHNHPELC | 1 | 0.16667 | HOUPARRHNHPELCN04_OLDI_FBHOILE01 | 0.8 | HOUPARRHNHPELCN04_OLDI | HOUPARRHNBHOILE01_OLDI | BHOILE01 | HPELCN04 | PAR_OLDI | BHOILE01_HPELCN04 | 4 | -0.25 | 1 | Supported
HOUPARRHNHPELCN04_OLDI_FBHOILE01_D17 | Residential heating technology - Heat pump, Ground source - single-family house - existing building - distributed level 0.17 | HOUELC, HOUAMB | HOUPARRHN_OLDI_DMD | MKr20 | 2030 | 11.654 | 0.17867 | 0.25353 | [5 empty] | PAR | I | OLD | 3.9443 |  | RHNHPELC | 1 | 0.16667 | HOUPARRHNHPELCN04_OLDI_FBHOILE01 | 0.8 | HOUPARRHNHPELCN04_OLDI | HOUPARRHNBHOILE01_OLDI | BHOILE01 | HPELCN04 | PAR_OLDI | BHOILE01_HPELCN04 | 4 | -0.25 | 1 | Supported
HOUPARRHNHPELCN04_OLDI_FBHOILE01_D17 | Residential heating technology - Heat pump, Ground source - single-family house - existing building - distributed level 0.17 | HOUELC, HOUAMB | HOUPARRHN_OLDI_DMD | MKr20 | 2040 | 11.0713 | 0.17323 | 0.24353 | [5 empty] | PAR | I | OLD | 4.1064 |  | RHNHPELC | 1 | 0.16667 | HOUPARRHNHPELCN04_OLDI_FBHOILE01 | 0.8 | HOUPARRHNHPELCN04_OLDI | HOUPARRHNBHOILE01_OLDI | BHOILE01 | HPELCN04 | PAR_OLDI | BHOILE01_HPELCN04 | 4 | -0.25 | 1 | Supported
HOUPARRHNHPELCN04_OLDI_FBHOILE01_D17 | Residential heating technology - Heat pump, Ground source - single-family house - existing building - distributed level 0.17 | HOUELC, HOUAMB | HOUPARRHN_OLDI_DMD | MKr20 | 2050 | 10.4886 | 0.1678 | 0.24036 | [5 empty] | PAR | I | OLD | 4.1604 |  | RHNHPELC | 1 | 0.16667 | HOUPARRHNHPELCN04_OLDI_FBHOILE01 | 0.8 | HOUPARRHNHPELCN04_OLDI | HOUPARRHNBHOILE01_OLDI | BHOILE01 | HPELCN04 | PAR_OLDI | BHOILE01_HPELCN04 | 4 | -0.25 | 1 | Supported
HOUPARRHNHPELCN03_OLDI_FBHOILE01_D17 | Residential heating technology - Heat pump, Air-to-water - single-family house - existing building - distributed level 0.17 | HOUELC, HOUAMB | HOUPARRHN_OLDI_DMD | MKr20 | 2020 | 9.7776 | 0.27799 | 0.29378 | [5 empty] | PAR | I | OLD | 3.4039 |  | RHNHPELC | 1 | 0.16667 | HOUPARRHNHPELCN03_OLDI_FBHOILE01 | 0.8 | HOUPARRHNHPELCN03_OLDI | HOUPARRHNBHOILE01_OLDI | BHOILE01 | HPELCN03 | PAR_OLDI | BHOILE01_HPELCN03 | 4 | -0.25 | 1 | Supported
HOUPARRHNHPELCN03_OLDI_FBHOILE01_D17 | Residential heating technology - Heat pump, Air-to-water - single-family house - existing building - distributed level 0.17 | HOUELC, HOUAMB | HOUPARRHN_OLDI_DMD | MKr20 | 2025 | 9.0187 | 0.20317 | 0.28042 | [5 empty] | PAR | I | OLD | 3.566 |  | RHNHPELC | 1 | 0.16667 | HOUPARRHNHPELCN03_OLDI_FBHOILE01 | 0.8 | HOUPARRHNHPELCN03_OLDI | HOUPARRHNBHOILE01_OLDI | BHOILE01 | HPELCN03 | PAR_OLDI | BHOILE01_HPELCN03 | 4 | -0.25 | 1 | Supported
HOUPARRHNHPELCN03_OLDI_FBHOILE01_D17 | Residential heating technology - Heat pump, Air-to-water - single-family house - existing building - distributed level 0.17 | HOUELC, HOUAMB | HOUPARRHN_OLDI_DMD | MKr20 | 2030 | 8.2599 | 0.20024 | 0.26823 | [5 empty] | PAR | I | OLD | 3.7281 |  | RHNHPELC | 1 | 0.16667 | HOUPARRHNHPELCN03_OLDI_FBHOILE01 | 0.8 | HOUPARRHNHPELCN03_OLDI | HOUPARRHNBHOILE01_OLDI | BHOILE01 | HPELCN03 | PAR_OLDI | BHOILE01_HPELCN03 | 4 | -0.25 | 1 | Supported
HOUPARRHNHPELCN03_OLDI_FBHOILE01_D17 | Residential heating technology - Heat pump, Air-to-water - single-family house - existing building - distributed level 0.17 | HOUELC, HOUAMB | HOUPARRHN_OLDI_DMD | MKr20 | 2040 | 7.6444 | 0.1948 | 0.25705 | [5 empty] | PAR | I | OLD | 3.8902 |  | RHNHPELC | 1 | 0.16667 | HOUPARRHNHPELCN03_OLDI_FBHOILE01 | 0.8 | HOUPARRHNHPELCN03_OLDI | HOUPARRHNBHOILE01_OLDI | BHOILE01 | HPELCN03 | PAR_OLDI | BHOILE01_HPELCN03 | 4 | -0.25 | 1 | Supported
HOUPARRHNHPELCN03_OLDI_FBHOILE01_D17 | Residential heating technology - Heat pump, Air-to-water - single-family house - existing building - distributed level 0.17 | HOUELC, HOUAMB | HOUPARRHN_OLDI_DMD | MKr20 | 2050 | 7.029 | 0.18937 | 0.25011 | [5 empty] | PAR | I | OLD | 3.9983 |  | RHNHPELC | 1 | 0.16667 | HOUPARRHNHPELCN03_OLDI_FBHOILE01 | 0.8 | HOUPARRHNHPELCN03_OLDI | HOUPARRHNBHOILE01_OLDI | BHOILE01 | HPELCN03 | PAR_OLDI | BHOILE01_HPELCN03 | 4 | -0.25 | 1 | Supported
HOUPARRHNHPELCN02_OLDI_FBHOILE01_D17 | Residential heating technology - Heat pump, Air-to-air - single-family house - existing building - distributed level 0.17 | HOUELC, HOUAMB | HOUPARRHN_OLDI_DMD | MKr20 | 2020 | 1.7956 | 0.14453 | 0.1908 | [5 empty] | PAR | I | OLD | 5.241 |  | RHNHPELC | 1 | 0.16667 | HOUPARRHNHPELCN02_OLDI_FBHOILE01 | 0.8 | HOUPARRHNHPELCN02_OLDI | HOUPARRHNBHOILE01_OLDI | BHOILE01 | HPELCN02 | PAR_OLDI | BHOILE01_HPELCN02 | 5 | 0 | 1.1 | Unlikely
HOUPARRHNHPELCN02_OLDI_FBHOILE01_D17 | Residential heating technology - Heat pump, Air-to-air - single-family house - existing building - distributed level 0.17 | HOUELC, HOUAMB | HOUPARRHN_OLDI_DMD | MKr20 | 2025 | 1.7517 | 0.098193 | 0.18145 | [5 empty] | PAR | I | OLD | 5.5112 |  | RHNHPELC | 1 | 0.16667 | HOUPARRHNHPELCN02_OLDI_FBHOILE01 | 0.8 | HOUPARRHNHPELCN02_OLDI | HOUPARRHNBHOILE01_OLDI | BHOILE01 | HPELCN02 | PAR_OLDI | BHOILE01_HPELCN02 | 5 | 0 | 1.1 | Unlikely
HOUPARRHNHPELCN02_OLDI_FBHOILE01_D17 | Residential heating technology - Heat pump, Air-to-air - single-family house - existing building - distributed level 0.17 | HOUELC, HOUAMB | HOUPARRHN_OLDI_DMD | MKr20 | 2030 | 1.7078 | 0.096379 | 0.1746 | [5 empty] | PAR | I | OLD | 5.7273 |  | RHNHPELC | 1 | 0.16667 | HOUPARRHNHPELCN02_OLDI_FBHOILE01 | 0.8 | HOUPARRHNHPELCN02_OLDI | HOUPARRHNBHOILE01_OLDI | BHOILE01 | HPELCN02 | PAR_OLDI | BHOILE01_HPELCN02 | 5 | 0 | 1.1 | Unlikely
HOUPARRHNHPELCN02_OLDI_FBHOILE01_D17 | Residential heating technology - Heat pump, Air-to-air - single-family house - existing building - distributed level 0.17 | HOUELC, HOUAMB | HOUPARRHN_OLDI_DMD | MKr20 | 2040 | 1.6264 | 0.093013 | 0.16825 | [5 empty] | PAR | I | OLD | 5.9434 |  | RHNHPELC | 1 | 0.16667 | HOUPARRHNHPELCN02_OLDI_FBHOILE01 | 0.8 | HOUPARRHNHPELCN02_OLDI | HOUPARRHNBHOILE01_OLDI | BHOILE01 | HPELCN02 | PAR_OLDI | BHOILE01_HPELCN02 | 5 | 0 | 1.1 | Unlikely
HOUPARRHNHPELCN02_OLDI_FBHOILE01_D17 | Residential heating technology - Heat pump, Air-to-air - single-family house - existing building - distributed level 0.17 | HOUELC, HOUAMB | HOUPARRHN_OLDI_DMD | MKr20 | 2050 | 1.5449 | 0.089647 | 0.16525 | [5 empty] | PAR | I | OLD | 6.0515 |  | RHNHPELC | 1 | 0.16667 | HOUPARRHNHPELCN02_OLDI_FBHOILE01 | 0.8 | HOUPARRHNHPELCN02_OLDI | HOUPARRHNBHOILE01_OLDI | BHOILE01 | HPELCN02 | PAR_OLDI | BHOILE01_HPELCN02 | 5 | 0 | 1.1 | Unlikely
HOUPARRHNDIELCN06_OLDI_FBHOILE01_D17 | Residential heating technology - Electric heating - electric panel from Bauhaus - single-family house - new building - distributed level 0.17 | HOUELC | HOUPARRHN_OLDI_DMD | MKr20 | 2020 | 0.50745 | 0 | [6 empty] | PAR | I | OLD |  |  | RHNDIELC | 1 | 0.16667 | HOUPARRHNDIELCN06_OLDI_FBHOILE01 | 0.8 | HOUPARRHNDIELCN06_OLDI | HOUPARRHNBHOILE01_OLDI | BHOILE01 | DIELCN06 | PAR_OLDI | BHOILE01_DIELCN06 | 5 | 0 | 1.1 | Unlikely
HOUPARRHNDIELCN06_OLDI_FBHOILE01_D17 | Residential heating technology - Electric heating - electric panel from Bauhaus - single-family house - new building - distributed level 0.17 | HOUELC | HOUPARRHN_OLDI_DMD | MKr20 | 2025 | 0.50745 | 0 | [6 empty] | PAR | I | OLD |  |  | RHNDIELC | 1 | 0.16667 | HOUPARRHNDIELCN06_OLDI_FBHOILE01 | 0.8 | HOUPARRHNDIELCN06_OLDI | HOUPARRHNBHOILE01_OLDI | BHOILE01 | DIELCN06 | PAR_OLDI | BHOILE01_DIELCN06 | 5 | 0 | 1.1 | Unlikely
HOUPARRHNDIELCN06_OLDI_FBHOILE01_D17 | Residential heating technology - Electric heating - electric panel from Bauhaus - single-family house - new building - distributed level 0.17 | HOUELC | HOUPARRHN_OLDI_DMD | MKr20 | 2030 | 0.50745 | 0 | [6 empty] | PAR | I | OLD |  |  | RHNDIELC | 1 | 0.16667 | HOUPARRHNDIELCN06_OLDI_FBHOILE01 | 0.8 | HOUPARRHNDIELCN06_OLDI | HOUPARRHNBHOILE01_OLDI | BHOILE01 | DIELCN06 | PAR_OLDI | BHOILE01_DIELCN06 | 5 | 0 | 1.1 | Unlikely
HOUPARRHNDIELCN06_OLDI_FBHOILE01_D17 | Residential heating technology - Electric heating - electric panel from Bauhaus - single-family house - new building - distributed level 0.17 | HOUELC | HOUPARRHN_OLDI_DMD | MKr20 | 2040 | 0.50745 | 0 | [6 empty] | PAR | I | OLD |  |  | RHNDIELC | 1 | 0.16667 | HOUPARRHNDIELCN06_OLDI_FBHOILE01 | 0.8 | HOUPARRHNDIELCN06_OLDI | HOUPARRHNBHOILE01_OLDI | BHOILE01 | DIELCN06 | PAR_OLDI | BHOILE01_DIELCN06 | 5 | 0 | 1.1 | Unlikely
HOUPARRHNDIELCN06_OLDI_FBHOILE01_D17 | Residential heating technology - Electric heating - electric panel from Bauhaus - single-family house - new building - distributed level 0.17 | HOUELC | HOUPARRHN_OLDI_DMD | MKr20 | 2050 | 0.50745 | 0 | [6 empty] | PAR | I | OLD |  |  | RHNDIELC | 1 | 0.16667 | HOUPARRHNDIELCN06_OLDI_FBHOILE01 | 0.8 | HOUPARRHNDIELCN06_OLDI | HOUPARRHNBHOILE01_OLDI | BHOILE01 | DIELCN06 | PAR_OLDI | BHOILE01_DIELCN06 | 5 | 0 | 1.1 | Unlikely
HOUPARRHNDIELCN01_OLDI_FBHOILE01_D17 | Residential heating technology - Electric heating - single-family house - new building - distributed level 0.17 | HOUELC | HOUPARRHN_OLDI_DMD | MKr20 | 2020 | 6.1657 | 0.04999 | [6 empty] | PAR | I | OLD |  |  | RHNDIELC | 1 | 0.16667 | HOUPARRHNDIELCN01_OLDI_FBHOILE01 | 0.8 | HOUPARRHNDIELCN01_OLDI | HOUPARRHNBHOILE01_OLDI | BHOILE01 | DIELCN01 | PAR_OLDI | BHOILE01_DIELCN01 | 5 | 0 | 1.1 | Unlikely
HOUPARRHNDIELCN01_OLDI_FBHOILE01_D17 | Residential heating technology - Electric heating - single-family house - new building - distributed level 0.17 | HOUELC | HOUPARRHN_OLDI_DMD | MKr20 | 2025 | 6.0131 | 0.04999 | [6 empty] | PAR | I | OLD |  |  | RHNDIELC | 1 | 0.16667 | HOUPARRHNDIELCN01_OLDI_FBHOILE01 | 0.8 | HOUPARRHNDIELCN01_OLDI | HOUPARRHNBHOILE01_OLDI | BHOILE01 | DIELCN01 | PAR_OLDI | BHOILE01_DIELCN01 | 5 | 0 | 1.1 | Unlikely
HOUPARRHNDIELCN01_OLDI_FBHOILE01_D17 | Residential heating technology - Electric heating - single-family house - new building - distributed level 0.17 | HOUELC | HOUPARRHN_OLDI_DMD | MKr20 | 2030 | 5.8642 | 0.047907 | [6 empty] | PAR | I | OLD |  |  | RHNDIELC | 1 | 0.16667 | HOUPARRHNDIELCN01_OLDI_FBHOILE01 | 0.8 | HOUPARRHNDIELCN01_OLDI | HOUPARRHNBHOILE01_OLDI | BHOILE01 | DIELCN01 | PAR_OLDI | BHOILE01_DIELCN01 | 5 | 0 | 1.1 | Unlikely
HOUPARRHNDIELCN01_OLDI_FBHOILE01_D17 | Residential heating technology - Electric heating - single-family house - new building - distributed level 0.17 | HOUELC | HOUPARRHN_OLDI_DMD | MKr20 | 2040 | 5.5775 | 0.045824 | [6 empty] | PAR | I | OLD |  |  | RHNDIELC | 1 | 0.16667 | HOUPARRHNDIELCN01_OLDI_FBHOILE01 | 0.8 | HOUPARRHNDIELCN01_OLDI | HOUPARRHNBHOILE01_OLDI | BHOILE01 | DIELCN01 | PAR_OLDI | BHOILE01_DIELCN01 | 5 | 0 | 1.1 | Unlikely
HOUPARRHNDIELCN01_OLDI_FBHOILE01_D17 | Residential heating technology - Electric heating - single-family house - new building - distributed level 0.17 | HOUELC | HOUPARRHN_OLDI_DMD | MKr20 | 2050 | 5.3049 | 0.043741 | [6 empty] | PAR | I | OLD |  |  | RHNDIELC | 1 | 0.16667 | HOUPARRHNDIELCN01_OLDI_FBHOILE01 | 0.8 | HOUPARRHNDIELCN01_OLDI | HOUPARRHNBHOILE01_OLDI | BHOILE01 | DIELCN01 | PAR_OLDI | BHOILE01_DIELCN01 | 5 | 0 | 1.1 | Unlikely
HOUPARRHNBHWPEN01_OLDI_FBHOILE01_D17 | Residential heating technology - Biomass boiler, automatic stoking , wood pellets or wood chips - single-family house - existing building - distributed level 0.17 | HOUWPE | HOUPARRHN_OLDI_DMD | MKr20 | 2020 | 3.0397 | 0.23379 |  | 25 | 14 | 70 | 2 | 4 | PAR | I | OLD |  |  | RHNBHWPE | 1 | 0.16667 | HOUPARRHNBHWPEN01_OLDI_FBHOILE01 | 0.8 | HOUPARRHNBHWPEN01_OLDI | HOUPARRHNBHOILE01_OLDI | BHOILE01 | BHWPEN01 | PAR_OLDI | BHOILE01_BHWPEN01 | 6 | 0 | 1 | New
HOUPARRHNBHWPEN01_OLDI_FBHOILE01_D17 | Residential heating technology - Biomass boiler, automatic stoking , wood pellets or wood chips - single-family house - existing building - distributed level 0.17 | HOUWPE | HOUPARRHN_OLDI_DMD | MKr20 | 2025 | 2.9645 | 0.22975 |  | 25 | 14 | 60 | 2 | 4 | PAR | I | OLD |  |  | RHNBHWPE | 1 | 0.16667 | HOUPARRHNBHWPEN01_OLDI_FBHOILE01 | 0.8 | HOUPARRHNBHWPEN01_OLDI | HOUPARRHNBHOILE01_OLDI | BHOILE01 | BHWPEN01 | PAR_OLDI | BHOILE01_BHWPEN01 | 6 | 0 | 1 | New
HOUPARRHNBHWPEN01_OLDI_FBHOILE01_D17 | Residential heating technology - Biomass boiler, automatic stoking , wood pellets or wood chips - single-family house - existing building - distributed level 0.17 | HOUWPE | HOUPARRHN_OLDI_DMD | MKr20 | 2030 | 2.8911 | 0.22668 |  | 25 | 11 | 50 | 1 | 4 | PAR | I | OLD |  |  | RHNBHWPE | 1 | 0.16667 | HOUPARRHNBHWPEN01_OLDI_FBHOILE01 | 0.8 | HOUPARRHNBHWPEN01_OLDI | HOUPARRHNBHOILE01_OLDI | BHOILE01 | BHWPEN01 | PAR_OLDI | BHOILE01_BHWPEN01 | 6 | 0 | 1 | New
HOUPARRHNBHWPEN01_OLDI_FBHOILE01_D17 | Residential heating technology - Biomass boiler, automatic stoking , wood pellets or wood chips - single-family house - existing building - distributed level 0.17 | HOUWPE | HOUPARRHN_OLDI_DMD | MKr20 | 2040 | 2.7498 | 0.21665 |  | 25 | 9 | 45 | 1 | 4 | PAR | I | OLD |  |  | RHNBHWPE | 1 | 0.16667 | HOUPARRHNBHWPEN01_OLDI_FBHOILE01 | 0.8 | HOUPARRHNBHWPEN01_OLDI | HOUPARRHNBHOILE01_OLDI | BHOILE01 | BHWPEN01 | PAR_OLDI | BHOILE01_BHWPEN01 | 6 | 0 | 1 | New
HOUPARRHNBHWPEN01_OLDI_FBHOILE01_D17 | Residential heating technology - Biomass boiler, automatic stoking , wood pellets or wood chips - single-family house - existing building - distributed level 0.17 | HOUWPE | HOUPARRHN_OLDI_DMD | MKr20 | 2050 | 3.2692 | 0.25883 |  | 25 | 9 | 40 | 0 | 4 | PAR | I | OLD |  |  | RHNBHWPE | 1 | 0.16667 | HOUPARRHNBHWPEN01_OLDI_FBHOILE01 | 0.8 | HOUPARRHNBHWPEN01_OLDI | HOUPARRHNBHOILE01_OLDI | BHOILE01 | BHWPEN01 | PAR_OLDI | BHOILE01_BHWPEN01 | 6 | 0 | 1 | New
HOUPARRHNBHSOLN01_OLDI_FBHOILE01_D17 | Residential heating technology - Solar heating system - single-family house - existing building - distributed level 0.17 | HOUSOL | HOUPARRHN_OLDI_DMD | MKr20 | 2020 | 6.7755 | 0.078035 | [6 empty] | PAR | I | OLD |  |  | RHNBHSOL | 1 | 0.16667 | HOUPARRHNBHSOLN01_OLDI_FBHOILE01 | 0.8 | HOUPARRHNBHSOLN01_OLDI | HOUPARRHNBHOILE01_OLDI | BHOILE01 | BHSOLN01 | PAR_OLDI | BHOILE01_BHSOLN01 | 5 | 0 | 1.1 | Unlikely
HOUPARRHNBHSOLN01_OLDI_FBHOILE01_D17 | Residential heating technology - Solar heating system - single-family house - existing building - distributed level 0.17 | HOUSOL | HOUPARRHN_OLDI_DMD | MKr20 | 2025 | 6.6078 | 0.073274 | [6 empty] | PAR | I | OLD |  |  | RHNBHSOL | 1 | 0.16667 | HOUPARRHNBHSOLN01_OLDI_FBHOILE01 | 0.8 | HOUPARRHNBHSOLN01_OLDI | HOUPARRHNBHOILE01_OLDI | BHOILE01 | BHSOLN01 | PAR_OLDI | BHOILE01_BHSOLN01 | 5 | 0 | 1.1 | Unlikely
HOUPARRHNBHSOLN01_OLDI_FBHOILE01_D17 | Residential heating technology - Solar heating system - single-family house - existing building - distributed level 0.17 | HOUSOL | HOUPARRHN_OLDI_DMD | MKr20 | 2030 | 6.4442 | 0.071489 | [6 empty] | PAR | I | OLD |  |  | RHNBHSOL | 1 | 0.16667 | HOUPARRHNBHSOLN01_OLDI_FBHOILE01 | 0.8 | HOUPARRHNBHSOLN01_OLDI | HOUPARRHNBHOILE01_OLDI | BHOILE01 | BHSOLN01 | PAR_OLDI | BHOILE01_BHSOLN01 | 5 | 0 | 1.1 | Unlikely
HOUPARRHNBHSOLN01_OLDI_FBHOILE01_D17 | Residential heating technology - Solar heating system - single-family house - existing building - distributed level 0.17 | HOUSOL | HOUPARRHN_OLDI_DMD | MKr20 | 2040 | 6.1292 | 0.067621 | [6 empty] | PAR | I | OLD |  |  | RHNBHSOL | 1 | 0.16667 | HOUPARRHNBHSOLN01_OLDI_FBHOILE01 | 0.8 | HOUPARRHNBHSOLN01_OLDI | HOUPARRHNBHOILE01_OLDI | BHOILE01 | BHSOLN01 | PAR_OLDI | BHOILE01_BHSOLN01 | 5 | 0 | 1.1 | Unlikely
HOUPARRHNBHSOLN01_OLDI_FBHOILE01_D17 | Residential heating technology - Solar heating system - single-family house - existing building - distributed level 0.17 | HOUSOL | HOUPARRHN_OLDI_DMD | MKr20 | 2050 | 5.8295 | 0.063752 | [6 empty] | PAR | I | OLD |  |  | RHNBHSOL | 1 | 0.16667 | HOUPARRHNBHSOLN01_OLDI_FBHOILE01 | 0.8 | HOUPARRHNBHSOLN01_OLDI | HOUPARRHNBHOILE01_OLDI | BHOILE01 | BHSOLN01 | PAR_OLDI | BHOILE01_BHSOLN01 | 5 | 0 | 1.1 | Unlikely
HOUPARRHNBHOILN01_OLDI_FBHOILE01_D17 | Residential heating technology - Oil boiler (mineral oil fired, < 10 % FAME) - single-family house - existing building - distributed level 0.17 | HOUOIL, HOUDSB, HOUDSE | HOUPARRHN_OLDI_DMD | MKr20 | 2020 | 1.5747 | 0.05767 |  | 6.7 | 5 | 52 | 0 | 0 | PAR | I | OLD |  |  | RHNBHOIL | 1 | 0.16667 | HOUPARRHNBHOILN01_OLDI_FBHOILE01 | 0.8 | HOUPARRHNBHOILN01_OLDI | HOUPARRHNBHOILE01_OLDI | BHOILE01 | BHOILN01 | PAR_OLDI | BHOILE01_BHOILN01 | 2 | 0 | 0.9 | Same
HOUPARRHNBHOILN01_OLDI_FBHOILE01_D17 | Residential heating technology - Oil boiler (mineral oil fired, < 10 % FAME) - single-family house - existing building - distributed level 0.17 | HOUOIL, HOUDSB, HOUDSE | HOUPARRHN_OLDI_DMD | MKr20 | 2025 | 1.5448 | 0.05666 |  | 6.7 | 5 | 52 | 0 | 0 | PAR | I | OLD |  |  | RHNBHOIL | 1 | 0.16667 | HOUPARRHNBHOILN01_OLDI_FBHOILE01 | 0.8 | HOUPARRHNBHOILN01_OLDI | HOUPARRHNBHOILE01_OLDI | BHOILE01 | BHOILN01 | PAR_OLDI | BHOILE01_BHOILN01 | 2 | 0 | 0.9 | Same
HOUPARRHNBHOILN01_OLDI_FBHOILE01_D17 | Residential heating technology - Oil boiler (mineral oil fired, < 10 % FAME) - single-family house - existing building - distributed level 0.17 | HOUOIL, HOUDSB, HOUDSE | HOUPARRHN_OLDI_DMD | MKr20 | 2030 | 1.5156 | 0.055843 |  | 6.7 | 5 | 52 | 0 | 0 | PAR | I | OLD |  |  | RHNBHOIL | 1 | 0.16667 | HOUPARRHNBHOILN01_OLDI_FBHOILE01 | 0.8 | HOUPARRHNBHOILN01_OLDI | HOUPARRHNBHOILE01_OLDI | BHOILE01 | BHOILN01 | PAR_OLDI | BHOILE01_BHOILN01 | 2 | 0 | 0.9 | Same
HOUPARRHNBHOILN01_OLDI_FBHOILE01_D17 | Residential heating technology - Oil boiler (mineral oil fired, < 10 % FAME) - single-family house - existing building - distributed level 0.17 | HOUOIL, HOUDSB, HOUDSE | HOUPARRHN_OLDI_DMD | MKr20 | 2040 | 1.4594 | 0.052996 |  | 6.7 | 5 | 52 | 0 | 0 | PAR | I | OLD |  |  | RHNBHOIL | 1 | 0.16667 | HOUPARRHNBHOILN01_OLDI_FBHOILE01 | 0.8 | HOUPARRHNBHOILN01_OLDI | HOUPARRHNBHOILE01_OLDI | BHOILE01 | BHOILN01 | PAR_OLDI | BHOILE01_BHOILN01 | 2 | 0 | 0.9 | Same
HOUPARRHNBHOILN01_OLDI_FBHOILE01_D17 | Residential heating technology - Oil boiler (mineral oil fired, < 10 % FAME) - single-family house - existing building - distributed level 0.17 | HOUOIL, HOUDSB, HOUDSE | HOUPARRHN_OLDI_DMD | MKr20 | 2050 | 1.4059 | 0.050125 |  | 6.7 | 5 | 52 | 0 | 0 | PAR | I | OLD |  |  | RHNBHOIL | 1 | 0.16667 | HOUPARRHNBHOILN01_OLDI_FBHOILE01 | 0.8 | HOUPARRHNBHOILN01_OLDI | HOUPARRHNBHOILE01_OLDI | BHOILE01 | BHOILN01 | PAR_OLDI | BHOILE01_BHOILN01 | 2 | 0 | 0.9 | Same
HOUPARRHNBHDHDN09_OLDI_FBHOILE01_D17 | Residential heating technology - Direct district heating substation - plus connection pipe - plus distribution (heating density: low ) - single-family house - existing building - distributed level 0.17 | HOUDHD | HOUPARRHN_OLDI_DMD | MKr20 | 2020 | 8.7732 | 0.025391 | [6 empty] | PAR | I | OLD |  |  | RHNBHDHD | 1 | 0.16667 | HOUPARRHNBHDHDN09_OLDI_FBHOILE01 | 0.8 | HOUPARRHNBHDHDN09_OLDI | HOUPARRHNBHOILE01_OLDI | BHOILE01 | BHDHDN09 | PAR_OLDI | BHOILE01_BHDHDN09 | 4 | -0.25 | 1 | Supported
HOUPARRHNBHDHDN09_OLDI_FBHOILE01_D17 | Residential heating technology - Direct district heating substation - plus connection pipe - plus distribution (heating density: low ) - single-family house - existing building - distributed level 0.17 | HOUDHD | HOUPARRHN_OLDI_DMD | MKr20 | 2025 | 8.742 | 0.025203 | [6 empty] | PAR | I | OLD |  |  | RHNBHDHD | 1 | 0.16667 | HOUPARRHNBHDHDN09_OLDI_FBHOILE01 | 0.8 | HOUPARRHNBHDHDN09_OLDI | HOUPARRHNBHOILE01_OLDI | BHOILE01 | BHDHDN09 | PAR_OLDI | BHOILE01_BHDHDN09 | 4 | -0.25 | 1 | Supported
HOUPARRHNBHDHDN09_OLDI_FBHOILE01_D17 | Residential heating technology - Direct district heating substation - plus connection pipe - plus distribution (heating density: low ) - single-family house - existing building - distributed level 0.17 | HOUDHD | HOUPARRHN_OLDI_DMD | MKr20 | 2030 | 8.7159 | 0.024753 | [6 empty] | PAR | I | OLD |  |  | RHNBHDHD | 1 | 0.16667 | HOUPARRHNBHDHDN09_OLDI_FBHOILE01 | 0.8 | HOUPARRHNBHDHDN09_OLDI | HOUPARRHNBHOILE01_OLDI | BHOILE01 | BHDHDN09 | PAR_OLDI | BHOILE01_BHDHDN09 | 4 | -0.25 | 1 | Supported
HOUPARRHNBHDHDN09_OLDI_FBHOILE01_D17 | Residential heating technology - Direct district heating substation - plus connection pipe - plus distribution (heating density: low ) - single-family house - existing building - distributed level 0.17 | HOUDHD | HOUPARRHN_OLDI_DMD | MKr20 | 2040 | 8.6691 | 0.023687 | [6 empty] | PAR | I | OLD |  |  | RHNBHDHD | 1 | 0.16667 | HOUPARRHNBHDHDN09_OLDI_FBHOILE01 | 0.8 | HOUPARRHNBHDHDN09_OLDI | HOUPARRHNBHOILE01_OLDI | BHOILE01 | BHDHDN09 | PAR_OLDI | BHOILE01_BHDHDN09 | 4 | -0.25 | 1 | Supported
HOUPARRHNBHDHDN09_OLDI_FBHOILE01_D17 | Residential heating technology - Direct district heating substation - plus connection pipe - plus distribution (heating density: low ) - single-family house - existing building - distributed level 0.17 | HOUDHD | HOUPARRHN_OLDI_DMD | MKr20 | 2050 | 8.617 | 0.022136 | [6 empty] | PAR | I | OLD |  |  | RHNBHDHD | 1 | 0.16667 | HOUPARRHNBHDHDN09_OLDI_FBHOILE01 | 0.8 | HOUPARRHNBHDHDN09_OLDI | HOUPARRHNBHOILE01_OLDI | BHOILE01 | BHDHDN09 | PAR_OLDI | BHOILE01_BHDHDN09 | 4 | -0.25 | 1 | Supported
HOUPARRHNBHDHDN07_OLDI_FBHOILE01_D17 | Residential heating technology - Direct district heating substation - plus connection pipe - plus distribution (heating density: medium ) - single-family house - existing building - distributed level 0.17 | HOUDHD | HOUPARRHN_OLDI_DMD | MKr20 | 2020 | 3.5309 | 0.025391 | [6 empty] | PAR | I | OLD |  |  | RHNBHDHD | 1 | 0.16667 | HOUPARRHNBHDHDN07_OLDI_FBHOILE01 | 0.8 | HOUPARRHNBHDHDN07_OLDI | HOUPARRHNBHOILE01_OLDI | BHOILE01 | BHDHDN07 | PAR_OLDI | BHOILE01_BHDHDN07 | 4 | -0.25 | 1 | Supported
HOUPARRHNBHDHDN07_OLDI_FBHOILE01_D17 | Residential heating technology - Direct district heating substation - plus connection pipe - plus distribution (heating density: medium ) - single-family house - existing building - distributed level 0.17 | HOUDHD | HOUPARRHN_OLDI_DMD | MKr20 | 2025 | 3.4997 | 0.025203 | [6 empty] | PAR | I | OLD |  |  | RHNBHDHD | 1 | 0.16667 | HOUPARRHNBHDHDN07_OLDI_FBHOILE01 | 0.8 | HOUPARRHNBHDHDN07_OLDI | HOUPARRHNBHOILE01_OLDI | BHOILE01 | BHDHDN07 | PAR_OLDI | BHOILE01_BHDHDN07 | 4 | -0.25 | 1 | Supported
HOUPARRHNBHDHDN07_OLDI_FBHOILE01_D17 | Residential heating technology - Direct district heating substation - plus connection pipe - plus distribution (heating density: medium ) - single-family house - existing building - distributed level 0.17 | HOUDHD | HOUPARRHN_OLDI_DMD | MKr20 | 2030 | 3.4737 | 0.024753 | [6 empty] | PAR | I | OLD |  |  | RHNBHDHD | 1 | 0.16667 | HOUPARRHNBHDHDN07_OLDI_FBHOILE01 | 0.8 | HOUPARRHNBHDHDN07_OLDI | HOUPARRHNBHOILE01_OLDI | BHOILE01 | BHDHDN07 | PAR_OLDI | BHOILE01_BHDHDN07 | 4 | -0.25 | 1 | Supported
HOUPARRHNBHDHDN07_OLDI_FBHOILE01_D17 | Residential heating technology - Direct district heating substation - plus connection pipe - plus distribution (heating density: medium ) - single-family house - existing building - distributed level 0.17 | HOUDHD | HOUPARRHN_OLDI_DMD | MKr20 | 2040 | 3.4268 | 0.023687 | [6 empty] | PAR | I | OLD |  |  | RHNBHDHD | 1 | 0.16667 | HOUPARRHNBHDHDN07_OLDI_FBHOILE01 | 0.8 | HOUPARRHNBHDHDN07_OLDI | HOUPARRHNBHOILE01_OLDI | BHOILE01 | BHDHDN07 | PAR_OLDI | BHOILE01_BHDHDN07 | 4 | -0.25 | 1 | Supported
HOUPARRHNBHDHDN07_OLDI_FBHOILE01_D17 | Residential heating technology - Direct district heating substation - plus connection pipe - plus distribution (heating density: medium ) - single-family house - existing building - distributed level 0.17 | HOUDHD | HOUPARRHN_OLDI_DMD | MKr20 | 2050 | 3.3747 | 0.022136 | [6 empty] | PAR | I | OLD |  |  | RHNBHDHD | 1 | 0.16667 | HOUPARRHNBHDHDN07_OLDI_FBHOILE01 | 0.8 | HOUPARRHNBHDHDN07_OLDI | HOUPARRHNBHOILE01_OLDI | BHOILE01 | BHDHDN07 | PAR_OLDI | BHOILE01_BHDHDN07 | 4 | -0.25 | 1 | Supported
HOUPARRHNBHDHDN05_OLDI_FBHOILE01_D17 | Residential heating technology - Direct district heating substation - plus connection pipe - plus distribution (heating density: high ) - single-family house - existing building - distributed level 0.17 | HOUDHD | HOUPARRHN_OLDI_DMD | MKr20 | 2020 | 2.6922 | 0.025391 | [6 empty] | PAR | I | OLD |  |  | RHNBHDHD | 1 | 0.16667 | HOUPARRHNBHDHDN05_OLDI_FBHOILE01 | 0.8 | HOUPARRHNBHDHDN05_OLDI | HOUPARRHNBHOILE01_OLDI | BHOILE01 | BHDHDN05 | PAR_OLDI | BHOILE01_BHDHDN05 | 4 | -0.25 | 1 | Supported
HOUPARRHNBHDHDN05_OLDI_FBHOILE01_D17 | Residential heating technology - Direct district heating substation - plus connection pipe - plus distribution (heating density: high ) - single-family house - existing building - distributed level 0.17 | HOUDHD | HOUPARRHN_OLDI_DMD | MKr20 | 2025 | 2.6609 | 0.025203 | [6 empty] | PAR | I | OLD |  |  | RHNBHDHD | 1 | 0.16667 | HOUPARRHNBHDHDN05_OLDI_FBHOILE01 | 0.8 | HOUPARRHNBHDHDN05_OLDI | HOUPARRHNBHOILE01_OLDI | BHOILE01 | BHDHDN05 | PAR_OLDI | BHOILE01_BHDHDN05 | 4 | -0.25 | 1 | Supported
HOUPARRHNBHDHDN05_OLDI_FBHOILE01_D17 | Residential heating technology - Direct district heating substation - plus connection pipe - plus distribution (heating density: high ) - single-family house - existing building - distributed level 0.17 | HOUDHD | HOUPARRHN_OLDI_DMD | MKr20 | 2030 | 2.6349 | 0.024753 | [6 empty] | PAR | I | OLD |  |  | RHNBHDHD | 1 | 0.16667 | HOUPARRHNBHDHDN05_OLDI_FBHOILE01 | 0.8 | HOUPARRHNBHDHDN05_OLDI | HOUPARRHNBHOILE01_OLDI | BHOILE01 | BHDHDN05 | PAR_OLDI | BHOILE01_BHDHDN05 | 4 | -0.25 | 1 | Supported
HOUPARRHNBHDHDN05_OLDI_FBHOILE01_D17 | Residential heating technology - Direct district heating substation - plus connection pipe - plus distribution (heating density: high ) - single-family house - existing building - distributed level 0.17 | HOUDHD | HOUPARRHN_OLDI_DMD | MKr20 | 2040 | 2.588 | 0.023687 | [6 empty] | PAR | I | OLD |  |  | RHNBHDHD | 1 | 0.16667 | HOUPARRHNBHDHDN05_OLDI_FBHOILE01 | 0.8 | HOUPARRHNBHDHDN05_OLDI | HOUPARRHNBHOILE01_OLDI | BHOILE01 | BHDHDN05 | PAR_OLDI | BHOILE01_BHDHDN05 | 4 | -0.25 | 1 | Supported
HOUPARRHNBHDHDN05_OLDI_FBHOILE01_D17 | Residential heating technology - Direct district heating substation - plus connection pipe - plus distribution (heating density: high ) - single-family house - existing building - distributed level 0.17 | HOUDHD | HOUPARRHN_OLDI_DMD | MKr20 | 2050 | 2.536 | 0.022136 | [6 empty] | PAR | I | OLD |  |  | RHNBHDHD | 1 | 0.16667 | HOUPARRHNBHDHDN05_OLDI_FBHOILE01 | 0.8 | HOUPARRHNBHDHDN05_OLDI | HOUPARRHNBHOILE01_OLDI | BHOILE01 | BHDHDN05 | PAR_OLDI | BHOILE01_BHDHDN05 | 4 | -0.25 | 1 | Supported
HOUPARRHNBHDHCN09_OLDI_FBHOILE01_D17 | Residential heating technology - Direct district heating substation - plus connection pipe - plus distribution (heating density: low ) - single-family house - existing building - distributed level 0.17 | HOUDHC | HOUPARRHN_OLDI_DMD | MKr20 | 2020 | 8.7732 | 0.025391 | [6 empty] | PAR | I | OLD |  |  | RHNBHDHC | 1 | 0.16667 | HOUPARRHNBHDHCN09_OLDI_FBHOILE01 | 0.8 | HOUPARRHNBHDHCN09_OLDI | HOUPARRHNBHOILE01_OLDI | BHOILE01 | BHDHCN09 | PAR_OLDI | BHOILE01_BHDHCN09 | 4 | -0.25 | 1 | Supported
HOUPARRHNBHDHCN09_OLDI_FBHOILE01_D17 | Residential heating technology - Direct district heating substation - plus connection pipe - plus distribution (heating density: low ) - single-family house - existing building - distributed level 0.17 | HOUDHC | HOUPARRHN_OLDI_DMD | MKr20 | 2025 | 8.742 | 0.025203 | [6 empty] | PAR | I | OLD |  |  | RHNBHDHC | 1 | 0.16667 | HOUPARRHNBHDHCN09_OLDI_FBHOILE01 | 0.8 | HOUPARRHNBHDHCN09_OLDI | HOUPARRHNBHOILE01_OLDI | BHOILE01 | BHDHCN09 | PAR_OLDI | BHOILE01_BHDHCN09 | 4 | -0.25 | 1 | Supported
HOUPARRHNBHDHCN09_OLDI_FBHOILE01_D17 | Residential heating technology - Direct district heating substation - plus connection pipe - plus distribution (heating density: low ) - single-family house - existing building - distributed level 0.17 | HOUDHC | HOUPARRHN_OLDI_DMD | MKr20 | 2030 | 8.7159 | 0.024753 | [6 empty] | PAR | I | OLD |  |  | RHNBHDHC | 1 | 0.16667 | HOUPARRHNBHDHCN09_OLDI_FBHOILE01 | 0.8 | HOUPARRHNBHDHCN09_OLDI | HOUPARRHNBHOILE01_OLDI | BHOILE01 | BHDHCN09 | PAR_OLDI | BHOILE01_BHDHCN09 | 4 | -0.25 | 1 | Supported
HOUPARRHNBHDHCN09_OLDI_FBHOILE01_D17 | Residential heating technology - Direct district heating substation - plus connection pipe - plus distribution (heating density: low ) - single-family house - existing building - distributed level 0.17 | HOUDHC | HOUPARRHN_OLDI_DMD | MKr20 | 2040 | 8.6691 | 0.023687 | [6 empty] | PAR | I | OLD |  |  | RHNBHDHC | 1 | 0.16667 | HOUPARRHNBHDHCN09_OLDI_FBHOILE01 | 0.8 | HOUPARRHNBHDHCN09_OLDI | HOUPARRHNBHOILE01_OLDI | BHOILE01 | BHDHCN09 | PAR_OLDI | BHOILE01_BHDHCN09 | 4 | -0.25 | 1 | Supported
HOUPARRHNBHDHCN09_OLDI_FBHOILE01_D17 | Residential heating technology - Direct district heating substation - plus connection pipe - plus distribution (heating density: low ) - single-family house - existing building - distributed level 0.17 | HOUDHC | HOUPARRHN_OLDI_DMD | MKr20 | 2050 | 8.617 | 0.022136 | [6 empty] | PAR | I | OLD |  |  | RHNBHDHC | 1 | 0.16667 | HOUPARRHNBHDHCN09_OLDI_FBHOILE01 | 0.8 | HOUPARRHNBHDHCN09_OLDI | HOUPARRHNBHOILE01_OLDI | BHOILE01 | BHDHCN09 | PAR_OLDI | BHOILE01_BHDHCN09 | 4 | -0.25 | 1 | Supported
HOUPARRHNBHDHCN07_OLDI_FBHOILE01_D17 | Residential heating technology - Direct district heating substation - plus connection pipe - plus distribution (heating density: medium ) - single-family house - existing building - distributed level 0.17 | HOUDHC | HOUPARRHN_OLDI_DMD | MKr20 | 2020 | 3.5309 | 0.025391 | [6 empty] | PAR | I | OLD |  |  | RHNBHDHC | 1 | 0.16667 | HOUPARRHNBHDHCN07_OLDI_FBHOILE01 | 0.8 | HOUPARRHNBHDHCN07_OLDI | HOUPARRHNBHOILE01_OLDI | BHOILE01 | BHDHCN07 | PAR_OLDI | BHOILE01_BHDHCN07 | 4 | -0.25 | 1 | Supported
HOUPARRHNBHDHCN07_OLDI_FBHOILE01_D17 | Residential heating technology - Direct district heating substation - plus connection pipe - plus distribution (heating density: medium ) - single-family house - existing building - distributed level 0.17 | HOUDHC | HOUPARRHN_OLDI_DMD | MKr20 | 2025 | 3.4997 | 0.025203 | [6 empty] | PAR | I | OLD |  |  | RHNBHDHC | 1 | 0.16667 | HOUPARRHNBHDHCN07_OLDI_FBHOILE01 | 0.8 | HOUPARRHNBHDHCN07_OLDI | HOUPARRHNBHOILE01_OLDI | BHOILE01 | BHDHCN07 | PAR_OLDI | BHOILE01_BHDHCN07 | 4 | -0.25 | 1 | Supported
HOUPARRHNBHDHCN07_OLDI_FBHOILE01_D17 | Residential heating technology - Direct district heating substation - plus connection pipe - plus distribution (heating density: medium ) - single-family house - existing building - distributed level 0.17 | HOUDHC | HOUPARRHN_OLDI_DMD | MKr20 | 2030 | 3.4737 | 0.024753 | [6 empty] | PAR | I | OLD |  |  | RHNBHDHC | 1 | 0.16667 | HOUPARRHNBHDHCN07_OLDI_FBHOILE01 | 0.8 | HOUPARRHNBHDHCN07_OLDI | HOUPARRHNBHOILE01_OLDI | BHOILE01 | BHDHCN07 | PAR_OLDI | BHOILE01_BHDHCN07 | 4 | -0.25 | 1 | Supported
HOUPARRHNBHDHCN07_OLDI_FBHOILE01_D17 | Residential heating technology - Direct district heating substation - plus connection pipe - plus distribution (heating density: medium ) - single-family house - existing building - distributed level 0.17 | HOUDHC | HOUPARRHN_OLDI_DMD | MKr20 | 2040 | 3.4268 | 0.023687 | [6 empty] | PAR | I | OLD |  |  | RHNBHDHC | 1 | 0.16667 | HOUPARRHNBHDHCN07_OLDI_FBHOILE01 | 0.8 | HOUPARRHNBHDHCN07_OLDI | HOUPARRHNBHOILE01_OLDI | BHOILE01 | BHDHCN07 | PAR_OLDI | BHOILE01_BHDHCN07 | 4 | -0.25 | 1 | Supported
HOUPARRHNBHDHCN07_OLDI_FBHOILE01_D17 | Residential heating technology - Direct district heating substation - plus connection pipe - plus distribution (heating density: medium ) - single-family house - existing building - distributed level 0.17 | HOUDHC | HOUPARRHN_OLDI_DMD | MKr20 | 2050 | 3.3747 | 0.022136 | [6 empty] | PAR | I | OLD |  |  | RHNBHDHC | 1 | 0.16667 | HOUPARRHNBHDHCN07_OLDI_FBHOILE01 | 0.8 | HOUPARRHNBHDHCN07_OLDI | HOUPARRHNBHOILE01_OLDI | BHOILE01 | BHDHCN07 | PAR_OLDI | BHOILE01_BHDHCN07 | 4 | -0.25 | 1 | Supported
HOUPARRHNBHDHCN05_OLDI_FBHOILE01_D17 | Residential heating technology - Direct district heating substation - plus connection pipe - plus distribution (heating density: high ) - single-family house - existing building - distributed level 0.17 | HOUDHC | HOUPARRHN_OLDI_DMD | MKr20 | 2020 | 2.6922 | 0.025391 | [6 empty] | PAR | I | OLD |  |  | RHNBHDHC | 1 | 0.16667 | HOUPARRHNBHDHCN05_OLDI_FBHOILE01 | 0.8 | HOUPARRHNBHDHCN05_OLDI | HOUPARRHNBHOILE01_OLDI | BHOILE01 | BHDHCN05 | PAR_OLDI | BHOILE01_BHDHCN05 | 4 | -0.25 | 1 | Supported
HOUPARRHNBHDHCN05_OLDI_FBHOILE01_D17 | Residential heating technology - Direct district heating substation - plus connection pipe - plus distribution (heating density: high ) - single-family house - existing building - distributed level 0.17 | HOUDHC | HOUPARRHN_OLDI_DMD | MKr20 | 2025 | 2.6609 | 0.025203 | [6 empty] | PAR | I | OLD |  |  | RHNBHDHC | 1 | 0.16667 | HOUPARRHNBHDHCN05_OLDI_FBHOILE01 | 0.8 | HOUPARRHNBHDHCN05_OLDI | HOUPARRHNBHOILE01_OLDI | BHOILE01 | BHDHCN05 | PAR_OLDI | BHOILE01_BHDHCN05 | 4 | -0.25 | 1 | Supported
HOUPARRHNBHDHCN05_OLDI_FBHOILE01_D17 | Residential heating technology - Direct district heating substation - plus connection pipe - plus distribution (heating density: high ) - single-family house - existing building - distributed level 0.17 | HOUDHC | HOUPARRHN_OLDI_DMD | MKr20 | 2030 | 2.6349 | 0.024753 | [6 empty] | PAR | I | OLD |  |  | RHNBHDHC | 1 | 0.16667 | HOUPARRHNBHDHCN05_OLDI_FBHOILE01 | 0.8 | HOUPARRHNBHDHCN05_OLDI | HOUPARRHNBHOILE01_OLDI | BHOILE01 | BHDHCN05 | PAR_OLDI | BHOILE01_BHDHCN05 | 4 | -0.25 | 1 | Supported
HOUPARRHNBHDHCN05_OLDI_FBHOILE01_D17 | Residential heating technology - Direct district heating substation - plus connection pipe - plus distribution (heating density: high ) - single-family house - existing building - distributed level 0.17 | HOUDHC | HOUPARRHN_OLDI_DMD | MKr20 | 2040 | 2.588 | 0.023687 | [6 empty] | PAR | I | OLD |  |  | RHNBHDHC | 1 | 0.16667 | HOUPARRHNBHDHCN05_OLDI_FBHOILE01 | 0.8 | HOUPARRHNBHDHCN05_OLDI | HOUPARRHNBHOILE01_OLDI | BHOILE01 | BHDHCN05 | PAR_OLDI | BHOILE01_BHDHCN05 | 4 | -0.25 | 1 | Supported
HOUPARRHNBHDHCN05_OLDI_FBHOILE01_D17 | Residential heating technology - Direct district heating substation - plus connection pipe - plus distribution (heating density: high ) - single-family house - existing building - distributed level 0.17 | HOUDHC | HOUPARRHN_OLDI_DMD | MKr20 | 2050 | 2.536 | 0.022136 | [6 empty] | PAR | I | OLD |  |  | RHNBHDHC | 1 | 0.16667 | HOUPARRHNBHDHCN05_OLDI_FBHOILE01 | 0.8 | HOUPARRHNBHDHCN05_OLDI | HOUPARRHNBHOILE01_OLDI | BHOILE01 | BHDHCN05 | PAR_OLDI | BHOILE01_BHDHCN05 | 4 | -0.25 | 1 | Supported
HOUETARHNHPELCN05_OLDC_FBHOILE01_D17 | Residential heating technology - Heat pump, Air-to-water - leasing - apartment complex - existing building - distributed level 0.17 | HOUELC, HOUAMB | HOUETARHN_OLDC_DMD | MKr20 | 2020 | 2.1493 | 0.28261 | 0.3191 | [5 empty] | ETA | C | OLD | 3.1338 |  | RHNHPELC | 1 | 0.16667 | HOUETARHNHPELCN05_OLDC_FBHOILE01 | 0.8 | HOUETARHNHPELCN05_OLDC | HOUETARHNBHOILE01_OLDC | BHOILE01 | HPELCN05 | ETA_OLDC | BHOILE01_HPELCN05 | 4 | -0.25 | 1 | Supported
HOUETARHNHPELCN05_OLDC_FBHOILE01_D17 | Residential heating technology - Heat pump, Air-to-water - leasing - apartment complex - existing building - distributed level 0.17 | HOUELC, HOUAMB | HOUETARHN_OLDC_DMD | MKr20 | 2025 | 1.9246 | 0.2598 | 0.30341 | [5 empty] | ETA | C | OLD | 3.2959 |  | RHNHPELC | 1 | 0.16667 | HOUETARHNHPELCN05_OLDC_FBHOILE01 | 0.8 | HOUETARHNHPELCN05_OLDC | HOUETARHNBHOILE01_OLDC | BHOILE01 | HPELCN05 | ETA_OLDC | BHOILE01_HPELCN05 | 4 | -0.25 | 1 | Supported
HOUETARHNHPELCN05_OLDC_FBHOILE01_D17 | Residential heating technology - Heat pump, Air-to-water - leasing - apartment complex - existing building - distributed level 0.17 | HOUELC, HOUAMB | HOUETARHN_OLDC_DMD | MKr20 | 2030 | 1.6998 | 0.23697 | 0.28919 | [5 empty] | ETA | C | OLD | 3.458 |  | RHNHPELC | 1 | 0.16667 | HOUETARHNHPELCN05_OLDC_FBHOILE01 | 0.8 | HOUETARHNHPELCN05_OLDC | HOUETARHNBHOILE01_OLDC | BHOILE01 | HPELCN05 | ETA_OLDC | BHOILE01_HPELCN05 | 4 | -0.25 | 1 | Supported
HOUETARHNHPELCN05_OLDC_FBHOILE01_D17 | Residential heating technology - Heat pump, Air-to-water - leasing - apartment complex - existing building - distributed level 0.17 | HOUELC, HOUAMB | HOUETARHN_OLDC_DMD | MKr20 | 2040 | 1.5225 | 0.21839 | 0.27624 | [5 empty] | ETA | C | OLD | 3.6201 |  | RHNHPELC | 1 | 0.16667 | HOUETARHNHPELCN05_OLDC_FBHOILE01 | 0.8 | HOUETARHNHPELCN05_OLDC | HOUETARHNBHOILE01_OLDC | BHOILE01 | HPELCN05 | ETA_OLDC | BHOILE01_HPELCN05 | 4 | -0.25 | 1 | Supported
HOUETARHNHPELCN05_OLDC_FBHOILE01_D17 | Residential heating technology - Heat pump, Air-to-water - leasing - apartment complex - existing building - distributed level 0.17 | HOUELC, HOUAMB | HOUETARHN_OLDC_DMD | MKr20 | 2050 | 1.3451 | 0.19981 | 0.2644 | [5 empty] | ETA | C | OLD | 3.7822 |  | RHNHPELC | 1 | 0.16667 | HOUETARHNHPELCN05_OLDC_FBHOILE01 | 0.8 | HOUETARHNHPELCN05_OLDC | HOUETARHNBHOILE01_OLDC | BHOILE01 | HPELCN05 | ETA_OLDC | BHOILE01_HPELCN05 | 4 | -0.25 | 1 | Supported
HOUETARHNHPELCN04_OLDC_FBHOILE01_D17 | Residential heating technology - Heat pump, Ground source - apartment complex - existing building - distributed level 0.17 | HOUELC, HOUAMB | HOUETARHN_OLDC_DMD | MKr20 | 2020 | 4.0051 | 0.041882 | 0.28919 | [5 empty] | ETA | C | OLD | 3.458 |  | RHNHPELC | 1 | 0.16667 | HOUETARHNHPELCN04_OLDC_FBHOILE01 | 0.8 | HOUETARHNHPELCN04_OLDC | HOUETARHNBHOILE01_OLDC | BHOILE01 | HPELCN04 | ETA_OLDC | BHOILE01_HPELCN04 | 4 | -0.25 | 1 | Supported
HOUETARHNHPELCN04_OLDC_FBHOILE01_D17 | Residential heating technology - Heat pump, Ground source - apartment complex - existing building - distributed level 0.17 | HOUELC, HOUAMB | HOUETARHN_OLDC_DMD | MKr20 | 2025 | 3.7047 | 0.04155 | 0.28042 | [5 empty] | ETA | C | OLD | 3.566 |  | RHNHPELC | 1 | 0.16667 | HOUETARHNHPELCN04_OLDC_FBHOILE01 | 0.8 | HOUETARHNHPELCN04_OLDC | HOUETARHNBHOILE01_OLDC | BHOILE01 | HPELCN04 | ETA_OLDC | BHOILE01_HPELCN04 | 4 | -0.25 | 1 | Supported
HOUETARHNHPELCN04_OLDC_FBHOILE01_D17 | Residential heating technology - Heat pump, Ground source - apartment complex - existing building - distributed level 0.17 | HOUELC, HOUAMB | HOUETARHN_OLDC_DMD | MKr20 | 2030 | 3.4043 | 0.041188 | 0.27218 | [5 empty] | ETA | C | OLD | 3.6741 |  | RHNHPELC | 1 | 0.16667 | HOUETARHNHPELCN04_OLDC_FBHOILE01 | 0.8 | HOUETARHNHPELCN04_OLDC | HOUETARHNBHOILE01_OLDC | BHOILE01 | HPELCN04 | ETA_OLDC | BHOILE01_HPELCN04 | 4 | -0.25 | 1 | Supported
HOUETARHNHPELCN04_OLDC_FBHOILE01_D17 | Residential heating technology - Heat pump, Ground source - apartment complex - existing building - distributed level 0.17 | HOUELC, HOUAMB | HOUETARHN_OLDC_DMD | MKr20 | 2040 | 3.149 | 0.040351 | 0.26067 | [5 empty] | ETA | C | OLD | 3.8362 |  | RHNHPELC | 1 | 0.16667 | HOUETARHNHPELCN04_OLDC_FBHOILE01 | 0.8 | HOUETARHNHPELCN04_OLDC | HOUETARHNBHOILE01_OLDC | BHOILE01 | HPELCN04 | ETA_OLDC | BHOILE01_HPELCN04 | 4 | -0.25 | 1 | Supported
HOUETARHNHPELCN04_OLDC_FBHOILE01_D17 | Residential heating technology - Heat pump, Ground source - apartment complex - existing building - distributed level 0.17 | HOUELC, HOUAMB | HOUETARHN_OLDC_DMD | MKr20 | 2050 | 2.8937 | 0.039498 | 0.25705 | [5 empty] | ETA | C | OLD | 3.8902 |  | RHNHPELC | 1 | 0.16667 | HOUETARHNHPELCN04_OLDC_FBHOILE01 | 0.8 | HOUETARHNHPELCN04_OLDC | HOUETARHNBHOILE01_OLDC | BHOILE01 | HPELCN04 | ETA_OLDC | BHOILE01_HPELCN04 | 4 | -0.25 | 1 | Supported
HOUETARHNHPELCN03_OLDC_FBHOILE01_D17 | Residential heating technology - Heat pump, Air-to-water - apartment complex - existing building - distributed level 0.17 | HOUELC, HOUAMB | HOUETARHN_OLDC_DMD | MKr20 | 2020 | 4.2987 | 0.067679 | 0.3191 | [5 empty] | ETA | C | OLD | 3.1338 |  | RHNHPELC | 1 | 0.16667 | HOUETARHNHPELCN03_OLDC_FBHOILE01 | 0.8 | HOUETARHNHPELCN03_OLDC | HOUETARHNBHOILE01_OLDC | BHOILE01 | HPELCN03 | ETA_OLDC | BHOILE01_HPELCN03 | 4 | -0.25 | 1 | Supported
HOUETARHNHPELCN03_OLDC_FBHOILE01_D17 | Residential heating technology - Heat pump, Air-to-water - apartment complex - existing building - distributed level 0.17 | HOUELC, HOUAMB | HOUETARHN_OLDC_DMD | MKr20 | 2025 | 3.8491 | 0.067348 | 0.30341 | [5 empty] | ETA | C | OLD | 3.2959 |  | RHNHPELC | 1 | 0.16667 | HOUETARHNHPELCN03_OLDC_FBHOILE01 | 0.8 | HOUETARHNHPELCN03_OLDC | HOUETARHNBHOILE01_OLDC | BHOILE01 | HPELCN03 | ETA_OLDC | BHOILE01_HPELCN03 | 4 | -0.25 | 1 | Supported
HOUETARHNHPELCN03_OLDC_FBHOILE01_D17 | Residential heating technology - Heat pump, Air-to-water - apartment complex - existing building - distributed level 0.17 | HOUELC, HOUAMB | HOUETARHN_OLDC_DMD | MKr20 | 2030 | 3.3996 | 0.066986 | 0.28919 | [5 empty] | ETA | C | OLD | 3.458 |  | RHNHPELC | 1 | 0.16667 | HOUETARHNHPELCN03_OLDC_FBHOILE01 | 0.8 | HOUETARHNHPELCN03_OLDC | HOUETARHNBHOILE01_OLDC | BHOILE01 | HPELCN03 | ETA_OLDC | BHOILE01_HPELCN03 | 4 | -0.25 | 1 | Supported
HOUETARHNHPELCN03_OLDC_FBHOILE01_D17 | Residential heating technology - Heat pump, Air-to-water - apartment complex - existing building - distributed level 0.17 | HOUELC, HOUAMB | HOUETARHN_OLDC_DMD | MKr20 | 2040 | 3.0449 | 0.066149 | 0.27624 | [5 empty] | ETA | C | OLD | 3.6201 |  | RHNHPELC | 1 | 0.16667 | HOUETARHNHPELCN03_OLDC_FBHOILE01 | 0.8 | HOUETARHNHPELCN03_OLDC | HOUETARHNBHOILE01_OLDC | BHOILE01 | HPELCN03 | ETA_OLDC | BHOILE01_HPELCN03 | 4 | -0.25 | 1 | Supported
HOUETARHNHPELCN03_OLDC_FBHOILE01_D17 | Residential heating technology - Heat pump, Air-to-water - apartment complex - existing building - distributed level 0.17 | HOUELC, HOUAMB | HOUETARHN_OLDC_DMD | MKr20 | 2050 | 2.6902 | 0.065296 | 0.2644 | [5 empty] | ETA | C | OLD | 3.7822 |  | RHNHPELC | 1 | 0.16667 | HOUETARHNHPELCN03_OLDC_FBHOILE01 | 0.8 | HOUETARHNHPELCN03_OLDC | HOUETARHNBHOILE01_OLDC | BHOILE01 | HPELCN03 | ETA_OLDC | BHOILE01_HPELCN03 | 4 | -0.25 | 1 | Supported
HOUETARHNHPELCN02_OLDC_FBHOILE01_D17 | Residential heating technology - Heat pump, Air-to-air - single-family house - existing building - distributed level 0.17 | HOUELC, HOUAMB | HOUETARHN_OLDC_DMD | MKr20 | 2020 | 1.7956 | 0.14453 | 0.1908 | [5 empty] | ETA | C | OLD | 5.241 |  | RHNHPELC | 1 | 0.16667 | HOUETARHNHPELCN02_OLDC_FBHOILE01 | 0.8 | HOUETARHNHPELCN02_OLDC | HOUETARHNBHOILE01_OLDC | BHOILE01 | HPELCN02 | ETA_OLDC | BHOILE01_HPELCN02 | 5 | 0 | 1.1 | Unlikely
HOUETARHNHPELCN02_OLDC_FBHOILE01_D17 | Residential heating technology - Heat pump, Air-to-air - single-family house - existing building - distributed level 0.17 | HOUELC, HOUAMB | HOUETARHN_OLDC_DMD | MKr20 | 2025 | 1.7517 | 0.098193 | 0.18145 | [5 empty] | ETA | C | OLD | 5.5112 |  | RHNHPELC | 1 | 0.16667 | HOUETARHNHPELCN02_OLDC_FBHOILE01 | 0.8 | HOUETARHNHPELCN02_OLDC | HOUETARHNBHOILE01_OLDC | BHOILE01 | HPELCN02 | ETA_OLDC | BHOILE01_HPELCN02 | 5 | 0 | 1.1 | Unlikely
HOUETARHNHPELCN02_OLDC_FBHOILE01_D17 | Residential heating technology - Heat pump, Air-to-air - single-family house - existing building - distributed level 0.17 | HOUELC, HOUAMB | HOUETARHN_OLDC_DMD | MKr20 | 2030 | 1.7078 | 0.096379 | 0.1746 | [5 empty] | ETA | C | OLD | 5.7273 |  | RHNHPELC | 1 | 0.16667 | HOUETARHNHPELCN02_OLDC_FBHOILE01 | 0.8 | HOUETARHNHPELCN02_OLDC | HOUETARHNBHOILE01_OLDC | BHOILE01 | HPELCN02 | ETA_OLDC | BHOILE01_HPELCN02 | 5 | 0 | 1.1 | Unlikely
HOUETARHNHPELCN02_OLDC_FBHOILE01_D17 | Residential heating technology - Heat pump, Air-to-air - single-family house - existing building - distributed level 0.17 | HOUELC, HOUAMB | HOUETARHN_OLDC_DMD | MKr20 | 2040 | 1.6264 | 0.093013 | 0.16825 | [5 empty] | ETA | C | OLD | 5.9434 |  | RHNHPELC | 1 | 0.16667 | HOUETARHNHPELCN02_OLDC_FBHOILE01 | 0.8 | HOUETARHNHPELCN02_OLDC | HOUETARHNBHOILE01_OLDC | BHOILE01 | HPELCN02 | ETA_OLDC | BHOILE01_HPELCN02 | 5 | 0 | 1.1 | Unlikely
HOUETARHNHPELCN02_OLDC_FBHOILE01_D17 | Residential heating technology - Heat pump, Air-to-air - single-family house - existing building - distributed level 0.17 | HOUELC, HOUAMB | HOUETARHN_OLDC_DMD | MKr20 | 2050 | 1.5449 | 0.089647 | 0.16525 | [5 empty] | ETA | C | OLD | 6.0515 |  | RHNHPELC | 1 | 0.16667 | HOUETARHNHPELCN02_OLDC_FBHOILE01 | 0.8 | HOUETARHNHPELCN02_OLDC | HOUETARHNBHOILE01_OLDC | BHOILE01 | HPELCN02 | ETA_OLDC | BHOILE01_HPELCN02 | 5 | 0 | 1.1 | Unlikely
HOUETARHNDIELCN06_OLDC_FBHOILE01_D17 | Residential heating technology - Electric heating - electric panel from Bauhaus - apartment complex - new building - distributed level 0.17 | HOUELC | HOUETARHN_OLDC_DMD | MKr20 | 2020 | 0.50745 | 0 | [6 empty] | ETA | C | OLD |  |  | RHNDIELC | 1 | 0.16667 | HOUETARHNDIELCN06_OLDC_FBHOILE01 | 0.8 | HOUETARHNDIELCN06_OLDC | HOUETARHNBHOILE01_OLDC | BHOILE01 | DIELCN06 | ETA_OLDC | BHOILE01_DIELCN06 | 5 | 0 | 1.1 | Unlikely
HOUETARHNDIELCN06_OLDC_FBHOILE01_D17 | Residential heating technology - Electric heating - electric panel from Bauhaus - apartment complex - new building - distributed level 0.17 | HOUELC | HOUETARHN_OLDC_DMD | MKr20 | 2025 | 0.50745 | 0 | [6 empty] | ETA | C | OLD |  |  | RHNDIELC | 1 | 0.16667 | HOUETARHNDIELCN06_OLDC_FBHOILE01 | 0.8 | HOUETARHNDIELCN06_OLDC | HOUETARHNBHOILE01_OLDC | BHOILE01 | DIELCN06 | ETA_OLDC | BHOILE01_DIELCN06 | 5 | 0 | 1.1 | Unlikely
HOUETARHNDIELCN06_OLDC_FBHOILE01_D17 | Residential heating technology - Electric heating - electric panel from Bauhaus - apartment complex - new building - distributed level 0.17 | HOUELC | HOUETARHN_OLDC_DMD | MKr20 | 2030 | 0.50745 | 0 | [6 empty] | ETA | C | OLD |  |  | RHNDIELC | 1 | 0.16667 | HOUETARHNDIELCN06_OLDC_FBHOILE01 | 0.8 | HOUETARHNDIELCN06_OLDC | HOUETARHNBHOILE01_OLDC | BHOILE01 | DIELCN06 | ETA_OLDC | BHOILE01_DIELCN06 | 5 | 0 | 1.1 | Unlikely
HOUETARHNDIELCN06_OLDC_FBHOILE01_D17 | Residential heating technology - Electric heating - electric panel from Bauhaus - apartment complex - new building - distributed level 0.17 | HOUELC | HOUETARHN_OLDC_DMD | MKr20 | 2040 | 0.50745 | 0 | [6 empty] | ETA | C | OLD |  |  | RHNDIELC | 1 | 0.16667 | HOUETARHNDIELCN06_OLDC_FBHOILE01 | 0.8 | HOUETARHNDIELCN06_OLDC | HOUETARHNBHOILE01_OLDC | BHOILE01 | DIELCN06 | ETA_OLDC | BHOILE01_DIELCN06 | 5 | 0 | 1.1 | Unlikely
HOUETARHNDIELCN06_OLDC_FBHOILE01_D17 | Residential heating technology - Electric heating - electric panel from Bauhaus - apartment complex - new building - distributed level 0.17 | HOUELC | HOUETARHN_OLDC_DMD | MKr20 | 2050 | 0.50745 | 0 | [6 empty] | ETA | C | OLD |  |  | RHNDIELC | 1 | 0.16667 | HOUETARHNDIELCN06_OLDC_FBHOILE01 | 0.8 | HOUETARHNDIELCN06_OLDC | HOUETARHNBHOILE01_OLDC | BHOILE01 | DIELCN06 | ETA_OLDC | BHOILE01_DIELCN06 | 5 | 0 | 1.1 | Unlikely
HOUETARHNDIELCN01_OLDC_FBHOILE01_D17 | Residential heating technology - Electric heating - apartment complex - new building - distributed level 0.17 | HOUELC | HOUETARHN_OLDC_DMD | MKr20 | 2020 | 4.7132 | 0.0019137 | [6 empty] | ETA | C | OLD |  |  | RHNDIELC | 1 | 0.16667 | HOUETARHNDIELCN01_OLDC_FBHOILE01 | 0.8 | HOUETARHNDIELCN01_OLDC | HOUETARHNBHOILE01_OLDC | BHOILE01 | DIELCN01 | ETA_OLDC | BHOILE01_DIELCN01 | 5 | 0 | 1.1 | Unlikely
HOUETARHNDIELCN01_OLDC_FBHOILE01_D17 | Residential heating technology - Electric heating - apartment complex - new building - distributed level 0.17 | HOUELC | HOUETARHN_OLDC_DMD | MKr20 | 2025 | 4.5965 | 0.0018356 | [6 empty] | ETA | C | OLD |  |  | RHNDIELC | 1 | 0.16667 | HOUETARHNDIELCN01_OLDC_FBHOILE01 | 0.8 | HOUETARHNDIELCN01_OLDC | HOUETARHNBHOILE01_OLDC | BHOILE01 | DIELCN01 | ETA_OLDC | BHOILE01_DIELCN01 | 5 | 0 | 1.1 | Unlikely
HOUETARHNDIELCN01_OLDC_FBHOILE01_D17 | Residential heating technology - Electric heating - apartment complex - new building - distributed level 0.17 | HOUELC | HOUETARHN_OLDC_DMD | MKr20 | 2030 | 4.4828 | 0.0017965 | [6 empty] | ETA | C | OLD |  |  | RHNDIELC | 1 | 0.16667 | HOUETARHNDIELCN01_OLDC_FBHOILE01 | 0.8 | HOUETARHNDIELCN01_OLDC | HOUETARHNBHOILE01_OLDC | BHOILE01 | DIELCN01 | ETA_OLDC | BHOILE01_DIELCN01 | 5 | 0 | 1.1 | Unlikely
HOUETARHNDIELCN01_OLDC_FBHOILE01_D17 | Residential heating technology - Electric heating - apartment complex - new building - distributed level 0.17 | HOUELC | HOUETARHN_OLDC_DMD | MKr20 | 2040 | 4.2636 | 0.0017184 | [6 empty] | ETA | C | OLD |  |  | RHNDIELC | 1 | 0.16667 | HOUETARHNDIELCN01_OLDC_FBHOILE01 | 0.8 | HOUETARHNDIELCN01_OLDC | HOUETARHNBHOILE01_OLDC | BHOILE01 | DIELCN01 | ETA_OLDC | BHOILE01_DIELCN01 | 5 | 0 | 1.1 | Unlikely
HOUETARHNDIELCN01_OLDC_FBHOILE01_D17 | Residential heating technology - Electric heating - apartment complex - new building - distributed level 0.17 | HOUELC | HOUETARHN_OLDC_DMD | MKr20 | 2050 | 4.0551 | 0.0016403 | [6 empty] | ETA | C | OLD |  |  | RHNDIELC | 1 | 0.16667 | HOUETARHNDIELCN01_OLDC_FBHOILE01 | 0.8 | HOUETARHNDIELCN01_OLDC | HOUETARHNBHOILE01_OLDC | BHOILE01 | DIELCN01 | ETA_OLDC | BHOILE01_DIELCN01 | 5 | 0 | 1.1 | Unlikely
HOUETARHNBHWPEN01_OLDC_FBHOILE01_D17 | Residential heating technology - Biomass boiler, automatic stoking , wood pellets or wood chips - apartment complex - existing building - distributed level 0.17 | HOUWPE | HOUETARHN_OLDC_DMD | MKr20 | 2020 | 1.3747 | 0.023455 |  | 25 | 14 | 70 | 2 | 4 | ETA | C | OLD |  |  | RHNBHWPE | 1 | 0.16667 | HOUETARHNBHWPEN01_OLDC_FBHOILE01 | 0.8 | HOUETARHNBHWPEN01_OLDC | HOUETARHNBHOILE01_OLDC | BHOILE01 | BHWPEN01 | ETA_OLDC | BHOILE01_BHWPEN01 | 6 | 0 | 1 | New
HOUETARHNBHWPEN01_OLDC_FBHOILE01_D17 | Residential heating technology - Biomass boiler, automatic stoking , wood pellets or wood chips - apartment complex - existing building - distributed level 0.17 | HOUWPE | HOUETARHN_OLDC_DMD | MKr20 | 2025 | 1.3407 | 0.023288 |  | 25 | 14 | 60 | 2 | 4 | ETA | C | OLD |  |  | RHNBHWPE | 1 | 0.16667 | HOUETARHNBHWPEN01_OLDC_FBHOILE01 | 0.8 | HOUETARHNBHWPEN01_OLDC | HOUETARHNBHOILE01_OLDC | BHOILE01 | BHWPEN01 | ETA_OLDC | BHOILE01_BHWPEN01 | 6 | 0 | 1 | New
HOUETARHNBHWPEN01_OLDC_FBHOILE01_D17 | Residential heating technology - Biomass boiler, automatic stoking , wood pellets or wood chips - apartment complex - existing building - distributed level 0.17 | HOUWPE | HOUETARHN_OLDC_DMD | MKr20 | 2030 | 1.3075 | 0.023393 |  | 25 | 11 | 50 | 1 | 4 | ETA | C | OLD |  |  | RHNBHWPE | 1 | 0.16667 | HOUETARHNBHWPEN01_OLDC_FBHOILE01 | 0.8 | HOUETARHNBHWPEN01_OLDC | HOUETARHNBHOILE01_OLDC | BHOILE01 | BHWPEN01 | ETA_OLDC | BHOILE01_BHWPEN01 | 6 | 0 | 1 | New
HOUETARHNBHWPEN01_OLDC_FBHOILE01_D17 | Residential heating technology - Biomass boiler, automatic stoking , wood pellets or wood chips - apartment complex - existing building - distributed level 0.17 | HOUWPE | HOUETARHN_OLDC_DMD | MKr20 | 2040 | 1.2436 | 0.022646 |  | 25 | 9 | 45 | 1 | 4 | ETA | C | OLD |  |  | RHNBHWPE | 1 | 0.16667 | HOUETARHNBHWPEN01_OLDC_FBHOILE01 | 0.8 | HOUETARHNBHWPEN01_OLDC | HOUETARHNBHOILE01_OLDC | BHOILE01 | BHWPEN01 | ETA_OLDC | BHOILE01_BHWPEN01 | 6 | 0 | 1 | New
HOUETARHNBHWPEN01_OLDC_FBHOILE01_D17 | Residential heating technology - Biomass boiler, automatic stoking , wood pellets or wood chips - apartment complex - existing building - distributed level 0.17 | HOUWPE | HOUETARHN_OLDC_DMD | MKr20 | 2050 | 1.1828 | 0.021671 |  | 25 | 9 | 40 | 0 | 4 | ETA | C | OLD |  |  | RHNBHWPE | 1 | 0.16667 | HOUETARHNBHWPEN01_OLDC_FBHOILE01 | 0.8 | HOUETARHNBHWPEN01_OLDC | HOUETARHNBHOILE01_OLDC | BHOILE01 | BHWPEN01 | ETA_OLDC | BHOILE01_BHWPEN01 | 6 | 0 | 1 | New
HOUETARHNBHSOLN01_OLDC_FBHOILE01_D17 | Residential heating technology - Solar heating system - apartment complex - existing building - distributed level 0.17 | HOUSOL | HOUETARHN_OLDC_DMD | MKr20 | 2020 | 3.9769 | 0.018612 | [6 empty] | ETA | C | OLD |  |  | RHNBHSOL | 1 | 0.16667 | HOUETARHNBHSOLN01_OLDC_FBHOILE01 | 0.8 | HOUETARHNBHSOLN01_OLDC | HOUETARHNBHOILE01_OLDC | BHOILE01 | BHSOLN01 | ETA_OLDC | BHOILE01_BHSOLN01 | 5 | 0 | 1.1 | Unlikely
HOUETARHNBHSOLN01_OLDC_FBHOILE01_D17 | Residential heating technology - Solar heating system - apartment complex - existing building - distributed level 0.17 | HOUSOL | HOUETARHN_OLDC_DMD | MKr20 | 2025 | 3.8051 | 0.019728 | [6 empty] | ETA | C | OLD |  |  | RHNBHSOL | 1 | 0.16667 | HOUETARHNBHSOLN01_OLDC_FBHOILE01 | 0.8 | HOUETARHNBHSOLN01_OLDC | HOUETARHNBHOILE01_OLDC | BHOILE01 | BHSOLN01 | ETA_OLDC | BHOILE01_BHSOLN01 | 5 | 0 | 1.1 | Unlikely
HOUETARHNBHSOLN01_OLDC_FBHOILE01_D17 | Residential heating technology - Solar heating system - apartment complex - existing building - distributed level 0.17 | HOUSOL | HOUETARHN_OLDC_DMD | MKr20 | 2030 | 3.6332 | 0.020152 | [6 empty] | ETA | C | OLD |  |  | RHNBHSOL | 1 | 0.16667 | HOUETARHNBHSOLN01_OLDC_FBHOILE01 | 0.8 | HOUETARHNBHSOLN01_OLDC | HOUETARHNBHOILE01_OLDC | BHOILE01 | BHSOLN01 | ETA_OLDC | BHOILE01_BHSOLN01 | 5 | 0 | 1.1 | Unlikely
HOUETARHNBHSOLN01_OLDC_FBHOILE01_D17 | Residential heating technology - Solar heating system - apartment complex - existing building - distributed level 0.17 | HOUSOL | HOUETARHN_OLDC_DMD | MKr20 | 2040 | 3.4614 | 0.019606 | [6 empty] | ETA | C | OLD |  |  | RHNBHSOL | 1 | 0.16667 | HOUETARHNBHSOLN01_OLDC_FBHOILE01 | 0.8 | HOUETARHNBHSOLN01_OLDC | HOUETARHNBHOILE01_OLDC | BHOILE01 | BHSOLN01 | ETA_OLDC | BHOILE01_BHSOLN01 | 5 | 0 | 1.1 | Unlikely
HOUETARHNBHSOLN01_OLDC_FBHOILE01_D17 | Residential heating technology - Solar heating system - apartment complex - existing building - distributed level 0.17 | HOUSOL | HOUETARHN_OLDC_DMD | MKr20 | 2050 | 3.2895 | 0.018612 | [6 empty] | ETA | C | OLD |  |  | RHNBHSOL | 1 | 0.16667 | HOUETARHNBHSOLN01_OLDC_FBHOILE01 | 0.8 | HOUETARHNBHSOLN01_OLDC | HOUETARHNBHOILE01_OLDC | BHOILE01 | BHSOLN01 | ETA_OLDC | BHOILE01_BHSOLN01 | 5 | 0 | 1.1 | Unlikely
HOUETARHNBHOILN01_OLDC_FBHOILE01_D17 | Residential heating technology - Oil boiler (mineral oil fired, < 10 % FAME) - apartment complex - existing building - distributed level 0.17 | HOUOIL, HOUDSB, HOUDSE | HOUETARHN_OLDC_DMD | MKr20 | 2020 | 0.45838 | 0.016228 |  | 6.7 | 5 | 52 | 0 | 0 | ETA | C | OLD |  |  | RHNBHOIL | 1 | 0.16667 | HOUETARHNBHOILN01_OLDC_FBHOILE01 | 0.8 | HOUETARHNBHOILN01_OLDC | HOUETARHNBHOILE01_OLDC | BHOILE01 | BHOILN01 | ETA_OLDC | BHOILE01_BHOILN01 | 2 | 0 | 0.9 | Same
HOUETARHNBHOILN01_OLDC_FBHOILE01_D17 | Residential heating technology - Oil boiler (mineral oil fired, < 10 % FAME) - apartment complex - existing building - distributed level 0.17 | HOUOIL, HOUDSB, HOUDSE | HOUETARHN_OLDC_DMD | MKr20 | 2025 | 0.44704 | 0.016291 |  | 6.7 | 5 | 52 | 0 | 0 | ETA | C | OLD |  |  | RHNBHOIL | 1 | 0.16667 | HOUETARHNBHOILN01_OLDC_FBHOILE01 | 0.8 | HOUETARHNBHOILN01_OLDC | HOUETARHNBHOILE01_OLDC | BHOILE01 | BHOILN01 | ETA_OLDC | BHOILE01_BHOILN01 | 2 | 0 | 0.9 | Same
HOUETARHNBHOILN01_OLDC_FBHOILE01_D17 | Residential heating technology - Oil boiler (mineral oil fired, < 10 % FAME) - apartment complex - existing building - distributed level 0.17 | HOUOIL, HOUDSB, HOUDSE | HOUETARHN_OLDC_DMD | MKr20 | 2030 | 0.43597 | 0.016527 |  | 6.7 | 5 | 52 | 0 | 0 | ETA | C | OLD |  |  | RHNBHOIL | 1 | 0.16667 | HOUETARHNBHOILN01_OLDC_FBHOILE01 | 0.8 | HOUETARHNBHOILN01_OLDC | HOUETARHNBHOILE01_OLDC | BHOILE01 | BHOILN01 | ETA_OLDC | BHOILE01_BHOILN01 | 2 | 0 | 0.9 | Same
HOUETARHNBHOILN01_OLDC_FBHOILE01_D17 | Residential heating technology - Oil boiler (mineral oil fired, < 10 % FAME) - apartment complex - existing building - distributed level 0.17 | HOUOIL, HOUDSB, HOUDSE | HOUETARHN_OLDC_DMD | MKr20 | 2040 | 0.41466 | 0.016678 |  | 6.7 | 5 | 52 | 0 | 0 | ETA | C | OLD |  |  | RHNBHOIL | 1 | 0.16667 | HOUETARHNBHOILN01_OLDC_FBHOILE01 | 0.8 | HOUETARHNBHOILN01_OLDC | HOUETARHNBHOILE01_OLDC | BHOILE01 | BHOILN01 | ETA_OLDC | BHOILE01_BHOILN01 | 2 | 0 | 0.9 | Same
HOUETARHNBHOILN01_OLDC_FBHOILE01_D17 | Residential heating technology - Oil boiler (mineral oil fired, < 10 % FAME) - apartment complex - existing building - distributed level 0.17 | HOUOIL, HOUDSB, HOUDSE | HOUETARHN_OLDC_DMD | MKr20 | 2050 | 0.39439 | 0.016817 |  | 6.7 | 5 | 52 | 0 | 0 | ETA | C | OLD |  |  | RHNBHOIL | 1 | 0.16667 | HOUETARHNBHOILN01_OLDC_FBHOILE01 | 0.8 | HOUETARHNBHOILN01_OLDC | HOUETARHNBHOILE01_OLDC | BHOILE01 | BHOILN01 | ETA_OLDC | BHOILE01_BHOILN01 | 2 | 0 | 0.9 | Same
HOUETARHNBHDHCN03_OLDC_FBHOILE01_D17 | Residential heating technology - Direct district heating substation - plus connection pipe - apartment complex - existing building - distributed level 0.17 | HOUDHC | HOUETARHN_OLDC_DMD | MKr20 | 2020 | 0.2059 | 0.0013872 | [6 empty] | ETA | C | OLD |  |  | RHNBHDHC | 1 | 0.16667 | HOUETARHNBHDHCN03_OLDC_FBHOILE01 | 0.8 | HOUETARHNBHDHCN03_OLDC | HOUETARHNBHOILE01_OLDC | BHOILE01 | BHDHCN03 | ETA_OLDC | BHOILE01_BHDHCN03 | 6 | 0 | 1 | New
HOUETARHNBHDHCN03_OLDC_FBHOILE01_D17 | Residential heating technology - Direct district heating substation - plus connection pipe - apartment complex - existing building - distributed level 0.17 | HOUDHC | HOUETARHN_OLDC_DMD | MKr20 | 2025 | 0.20205 | 0.001406 | [6 empty] | ETA | C | OLD |  |  | RHNBHDHC | 1 | 0.16667 | HOUETARHNBHDHCN03_OLDC_FBHOILE01 | 0.8 | HOUETARHNBHDHCN03_OLDC | HOUETARHNBHOILE01_OLDC | BHOILE01 | BHDHCN03 | ETA_OLDC | BHOILE01_BHDHCN03 | 6 | 0 | 1 | New
HOUETARHNBHDHCN03_OLDC_FBHOILE01_D17 | Residential heating technology - Direct district heating substation - plus connection pipe - apartment complex - existing building - distributed level 0.17 | HOUDHC | HOUETARHN_OLDC_DMD | MKr20 | 2030 | 0.1983 | 0.0013853 | [6 empty] | ETA | C | OLD |  |  | RHNBHDHC | 1 | 0.16667 | HOUETARHNBHDHCN03_OLDC_FBHOILE01 | 0.8 | HOUETARHNBHDHCN03_OLDC | HOUETARHNBHOILE01_OLDC | BHOILE01 | BHDHCN03 | ETA_OLDC | BHOILE01_BHDHCN03 | 6 | 0 | 1 | New
HOUETARHNBHDHCN03_OLDC_FBHOILE01_D17 | Residential heating technology - Direct district heating substation - plus connection pipe - apartment complex - existing building - distributed level 0.17 | HOUDHC | HOUETARHN_OLDC_DMD | MKr20 | 2040 | 0.19107 | 0.0013433 | [6 empty] | ETA | C | OLD |  |  | RHNBHDHC | 1 | 0.16667 | HOUETARHNBHDHCN03_OLDC_FBHOILE01 | 0.8 | HOUETARHNBHDHCN03_OLDC | HOUETARHNBHOILE01_OLDC | BHOILE01 | BHDHCN03 | ETA_OLDC | BHOILE01_BHDHCN03 | 6 | 0 | 1 | New
HOUETARHNBHDHCN03_OLDC_FBHOILE01_D17 | Residential heating technology - Direct district heating substation - plus connection pipe - apartment complex - existing building - distributed level 0.17 | HOUDHC | HOUETARHN_OLDC_DMD | MKr20 | 2050 | 0.1842 | 0.0012896 | [6 empty] | ETA | C | OLD |  |  | RHNBHDHC | 1 | 0.16667 | HOUETARHNBHDHCN03_OLDC_FBHOILE01 | 0.8 | HOUETARHNBHDHCN03_OLDC | HOUETARHNBHOILE01_OLDC | BHOILE01 | BHDHCN03 | ETA_OLDC | BHOILE01_BHDHCN03 | 6 | 0 | 1 | New
HOUETARHNHPELCN05_OLDD_FBHOILE01_D17 | Residential heating technology - Heat pump, Air-to-water - leasing - apartment complex - existing building - distributed level 0.17 | HOUELC, HOUAMB | HOUETARHN_OLDD_DMD | MKr20 | 2020 | 2.1493 | 0.28261 | 0.3191 | [5 empty] | ETA | D | OLD | 3.1338 |  | RHNHPELC | 1 | 0.16667 | HOUETARHNHPELCN05_OLDD_FBHOILE01 | 0.8 | HOUETARHNHPELCN05_OLDD | HOUETARHNBHOILE01_OLDD | BHOILE01 | HPELCN05 | ETA_OLDD | BHOILE01_HPELCN05 | 4 | -0.25 | 1 | Supported
HOUETARHNHPELCN05_OLDD_FBHOILE01_D17 | Residential heating technology - Heat pump, Air-to-water - leasing - apartment complex - existing building - distributed level 0.17 | HOUELC, HOUAMB | HOUETARHN_OLDD_DMD | MKr20 | 2025 | 1.9246 | 0.2598 | 0.30341 | [5 empty] | ETA | D | OLD | 3.2959 |  | RHNHPELC | 1 | 0.16667 | HOUETARHNHPELCN05_OLDD_FBHOILE01 | 0.8 | HOUETARHNHPELCN05_OLDD | HOUETARHNBHOILE01_OLDD | BHOILE01 | HPELCN05 | ETA_OLDD | BHOILE01_HPELCN05 | 4 | -0.25 | 1 | Supported
HOUETARHNHPELCN05_OLDD_FBHOILE01_D17 | Residential heating technology - Heat pump, Air-to-water - leasing - apartment complex - existing building - distributed level 0.17 | HOUELC, HOUAMB | HOUETARHN_OLDD_DMD | MKr20 | 2030 | 1.6998 | 0.23697 | 0.28919 | [5 empty] | ETA | D | OLD | 3.458 |  | RHNHPELC | 1 | 0.16667 | HOUETARHNHPELCN05_OLDD_FBHOILE01 | 0.8 | HOUETARHNHPELCN05_OLDD | HOUETARHNBHOILE01_OLDD | BHOILE01 | HPELCN05 | ETA_OLDD | BHOILE01_HPELCN05 | 4 | -0.25 | 1 | Supported
HOUETARHNHPELCN05_OLDD_FBHOILE01_D17 | Residential heating technology - Heat pump, Air-to-water - leasing - apartment complex - existing building - distributed level 0.17 | HOUELC, HOUAMB | HOUETARHN_OLDD_DMD | MKr20 | 2040 | 1.5225 | 0.21839 | 0.27624 | [5 empty] | ETA | D | OLD | 3.6201 |  | RHNHPELC | 1 | 0.16667 | HOUETARHNHPELCN05_OLDD_FBHOILE01 | 0.8 | HOUETARHNHPELCN05_OLDD | HOUETARHNBHOILE01_OLDD | BHOILE01 | HPELCN05 | ETA_OLDD | BHOILE01_HPELCN05 | 4 | -0.25 | 1 | Supported
HOUETARHNHPELCN05_OLDD_FBHOILE01_D17 | Residential heating technology - Heat pump, Air-to-water - leasing - apartment complex - existing building - distributed level 0.17 | HOUELC, HOUAMB | HOUETARHN_OLDD_DMD | MKr20 | 2050 | 1.3451 | 0.19981 | 0.2644 | [5 empty] | ETA | D | OLD | 3.7822 |  | RHNHPELC | 1 | 0.16667 | HOUETARHNHPELCN05_OLDD_FBHOILE01 | 0.8 | HOUETARHNHPELCN05_OLDD | HOUETARHNBHOILE01_OLDD | BHOILE01 | HPELCN05 | ETA_OLDD | BHOILE01_HPELCN05 | 4 | -0.25 | 1 | Supported
HOUETARHNHPELCN04_OLDD_FBHOILE01_D17 | Residential heating technology - Heat pump, Ground source - apartment complex - existing building - distributed level 0.17 | HOUELC, HOUAMB | HOUETARHN_OLDD_DMD | MKr20 | 2020 | 4.0051 | 0.041882 | 0.28919 | [5 empty] | ETA | D | OLD | 3.458 |  | RHNHPELC | 1 | 0.16667 | HOUETARHNHPELCN04_OLDD_FBHOILE01 | 0.8 | HOUETARHNHPELCN04_OLDD | HOUETARHNBHOILE01_OLDD | BHOILE01 | HPELCN04 | ETA_OLDD | BHOILE01_HPELCN04 | 4 | -0.25 | 1 | Supported
HOUETARHNHPELCN04_OLDD_FBHOILE01_D17 | Residential heating technology - Heat pump, Ground source - apartment complex - existing building - distributed level 0.17 | HOUELC, HOUAMB | HOUETARHN_OLDD_DMD | MKr20 | 2025 | 3.7047 | 0.04155 | 0.28042 | [5 empty] | ETA | D | OLD | 3.566 |  | RHNHPELC | 1 | 0.16667 | HOUETARHNHPELCN04_OLDD_FBHOILE01 | 0.8 | HOUETARHNHPELCN04_OLDD | HOUETARHNBHOILE01_OLDD | BHOILE01 | HPELCN04 | ETA_OLDD | BHOILE01_HPELCN04 | 4 | -0.25 | 1 | Supported
HOUETARHNHPELCN04_OLDD_FBHOILE01_D17 | Residential heating technology - Heat pump, Ground source - apartment complex - existing building - distributed level 0.17 | HOUELC, HOUAMB | HOUETARHN_OLDD_DMD | MKr20 | 2030 | 3.4043 | 0.041188 | 0.27218 | [5 empty] | ETA | D | OLD | 3.6741 |  | RHNHPELC | 1 | 0.16667 | HOUETARHNHPELCN04_OLDD_FBHOILE01 | 0.8 | HOUETARHNHPELCN04_OLDD | HOUETARHNBHOILE01_OLDD | BHOILE01 | HPELCN04 | ETA_OLDD | BHOILE01_HPELCN04 | 4 | -0.25 | 1 | Supported
HOUETARHNHPELCN04_OLDD_FBHOILE01_D17 | Residential heating technology - Heat pump, Ground source - apartment complex - existing building - distributed level 0.17 | HOUELC, HOUAMB | HOUETARHN_OLDD_DMD | MKr20 | 2040 | 3.149 | 0.040351 | 0.26067 | [5 empty] | ETA | D | OLD | 3.8362 |  | RHNHPELC | 1 | 0.16667 | HOUETARHNHPELCN04_OLDD_FBHOILE01 | 0.8 | HOUETARHNHPELCN04_OLDD | HOUETARHNBHOILE01_OLDD | BHOILE01 | HPELCN04 | ETA_OLDD | BHOILE01_HPELCN04 | 4 | -0.25 | 1 | Supported
HOUETARHNHPELCN04_OLDD_FBHOILE01_D17 | Residential heating technology - Heat pump, Ground source - apartment complex - existing building - distributed level 0.17 | HOUELC, HOUAMB | HOUETARHN_OLDD_DMD | MKr20 | 2050 | 2.8937 | 0.039498 | 0.25705 | [5 empty] | ETA | D | OLD | 3.8902 |  | RHNHPELC | 1 | 0.16667 | HOUETARHNHPELCN04_OLDD_FBHOILE01 | 0.8 | HOUETARHNHPELCN04_OLDD | HOUETARHNBHOILE01_OLDD | BHOILE01 | HPELCN04 | ETA_OLDD | BHOILE01_HPELCN04 | 4 | -0.25 | 1 | Supported
HOUETARHNHPELCN03_OLDD_FBHOILE01_D17 | Residential heating technology - Heat pump, Air-to-water - apartment complex - existing building - distributed level 0.17 | HOUELC, HOUAMB | HOUETARHN_OLDD_DMD | MKr20 | 2020 | 4.2987 | 0.067679 | 0.3191 | [5 empty] | ETA | D | OLD | 3.1338 |  | RHNHPELC | 1 | 0.16667 | HOUETARHNHPELCN03_OLDD_FBHOILE01 | 0.8 | HOUETARHNHPELCN03_OLDD | HOUETARHNBHOILE01_OLDD | BHOILE01 | HPELCN03 | ETA_OLDD | BHOILE01_HPELCN03 | 4 | -0.25 | 1 | Supported
HOUETARHNHPELCN03_OLDD_FBHOILE01_D17 | Residential heating technology - Heat pump, Air-to-water - apartment complex - existing building - distributed level 0.17 | HOUELC, HOUAMB | HOUETARHN_OLDD_DMD | MKr20 | 2025 | 3.8491 | 0.067348 | 0.30341 | [5 empty] | ETA | D | OLD | 3.2959 |  | RHNHPELC | 1 | 0.16667 | HOUETARHNHPELCN03_OLDD_FBHOILE01 | 0.8 | HOUETARHNHPELCN03_OLDD | HOUETARHNBHOILE01_OLDD | BHOILE01 | HPELCN03 | ETA_OLDD | BHOILE01_HPELCN03 | 4 | -0.25 | 1 | Supported
HOUETARHNHPELCN03_OLDD_FBHOILE01_D17 | Residential heating technology - Heat pump, Air-to-water - apartment complex - existing building - distributed level 0.17 | HOUELC, HOUAMB | HOUETARHN_OLDD_DMD | MKr20 | 2030 | 3.3996 | 0.066986 | 0.28919 | [5 empty] | ETA | D | OLD | 3.458 |  | RHNHPELC | 1 | 0.16667 | HOUETARHNHPELCN03_OLDD_FBHOILE01 | 0.8 | HOUETARHNHPELCN03_OLDD | HOUETARHNBHOILE01_OLDD | BHOILE01 | HPELCN03 | ETA_OLDD | BHOILE01_HPELCN03 | 4 | -0.25 | 1 | Supported
HOUETARHNHPELCN03_OLDD_FBHOILE01_D17 | Residential heating technology - Heat pump, Air-to-water - apartment complex - existing building - distributed level 0.17 | HOUELC, HOUAMB | HOUETARHN_OLDD_DMD | MKr20 | 2040 | 3.0449 | 0.066149 | 0.27624 | [5 empty] | ETA | D | OLD | 3.6201 |  | RHNHPELC | 1 | 0.16667 | HOUETARHNHPELCN03_OLDD_FBHOILE01 | 0.8 | HOUETARHNHPELCN03_OLDD | HOUETARHNBHOILE01_OLDD | BHOILE01 | HPELCN03 | ETA_OLDD | BHOILE01_HPELCN03 | 4 | -0.25 | 1 | Supported
HOUETARHNHPELCN03_OLDD_FBHOILE01_D17 | Residential heating technology - Heat pump, Air-to-water - apartment complex - existing building - distributed level 0.17 | HOUELC, HOUAMB | HOUETARHN_OLDD_DMD | MKr20 | 2050 | 2.6902 | 0.065296 | 0.2644 | [5 empty] | ETA | D | OLD | 3.7822 |  | RHNHPELC | 1 | 0.16667 | HOUETARHNHPELCN03_OLDD_FBHOILE01 | 0.8 | HOUETARHNHPELCN03_OLDD | HOUETARHNBHOILE01_OLDD | BHOILE01 | HPELCN03 | ETA_OLDD | BHOILE01_HPELCN03 | 4 | -0.25 | 1 | Supported
HOUETARHNHPELCN02_OLDD_FBHOILE01_D17 | Residential heating technology - Heat pump, Air-to-air - single-family house - existing building - distributed level 0.17 | HOUELC, HOUAMB | HOUETARHN_OLDD_DMD | MKr20 | 2020 | 1.7956 | 0.14453 | 0.1908 | [5 empty] | ETA | D | OLD | 5.241 |  | RHNHPELC | 1 | 0.16667 | HOUETARHNHPELCN02_OLDD_FBHOILE01 | 0.8 | HOUETARHNHPELCN02_OLDD | HOUETARHNBHOILE01_OLDD | BHOILE01 | HPELCN02 | ETA_OLDD | BHOILE01_HPELCN02 | 5 | 0 | 1.1 | Unlikely
HOUETARHNHPELCN02_OLDD_FBHOILE01_D17 | Residential heating technology - Heat pump, Air-to-air - single-family house - existing building - distributed level 0.17 | HOUELC, HOUAMB | HOUETARHN_OLDD_DMD | MKr20 | 2025 | 1.7517 | 0.098193 | 0.18145 | [5 empty] | ETA | D | OLD | 5.5112 |  | RHNHPELC | 1 | 0.16667 | HOUETARHNHPELCN02_OLDD_FBHOILE01 | 0.8 | HOUETARHNHPELCN02_OLDD | HOUETARHNBHOILE01_OLDD | BHOILE01 | HPELCN02 | ETA_OLDD | BHOILE01_HPELCN02 | 5 | 0 | 1.1 | Unlikely
HOUETARHNHPELCN02_OLDD_FBHOILE01_D17 | Residential heating technology - Heat pump, Air-to-air - single-family house - existing building - distributed level 0.17 | HOUELC, HOUAMB | HOUETARHN_OLDD_DMD | MKr20 | 2030 | 1.7078 | 0.096379 | 0.1746 | [5 empty] | ETA | D | OLD | 5.7273 |  | RHNHPELC | 1 | 0.16667 | HOUETARHNHPELCN02_OLDD_FBHOILE01 | 0.8 | HOUETARHNHPELCN02_OLDD | HOUETARHNBHOILE01_OLDD | BHOILE01 | HPELCN02 | ETA_OLDD | BHOILE01_HPELCN02 | 5 | 0 | 1.1 | Unlikely
HOUETARHNHPELCN02_OLDD_FBHOILE01_D17 | Residential heating technology - Heat pump, Air-to-air - single-family house - existing building - distributed level 0.17 | HOUELC, HOUAMB | HOUETARHN_OLDD_DMD | MKr20 | 2040 | 1.6264 | 0.093013 | 0.16825 | [5 empty] | ETA | D | OLD | 5.9434 |  | RHNHPELC | 1 | 0.16667 | HOUETARHNHPELCN02_OLDD_FBHOILE01 | 0.8 | HOUETARHNHPELCN02_OLDD | HOUETARHNBHOILE01_OLDD | BHOILE01 | HPELCN02 | ETA_OLDD | BHOILE01_HPELCN02 | 5 | 0 | 1.1 | Unlikely
HOUETARHNHPELCN02_OLDD_FBHOILE01_D17 | Residential heating technology - Heat pump, Air-to-air - single-family house - existing building - distributed level 0.17 | HOUELC, HOUAMB | HOUETARHN_OLDD_DMD | MKr20 | 2050 | 1.5449 | 0.089647 | 0.16525 | [5 empty] | ETA | D | OLD | 6.0515 |  | RHNHPELC | 1 | 0.16667 | HOUETARHNHPELCN02_OLDD_FBHOILE01 | 0.8 | HOUETARHNHPELCN02_OLDD | HOUETARHNBHOILE01_OLDD | BHOILE01 | HPELCN02 | ETA_OLDD | BHOILE01_HPELCN02 | 5 | 0 | 1.1 | Unlikely
HOUETARHNDIELCN06_OLDD_FBHOILE01_D17 | Residential heating technology - Electric heating - electric panel from Bauhaus - apartment complex - new building - distributed level 0.17 | HOUELC | HOUETARHN_OLDD_DMD | MKr20 | 2020 | 0.50745 | 0 | [6 empty] | ETA | D | OLD |  |  | RHNDIELC | 1 | 0.16667 | HOUETARHNDIELCN06_OLDD_FBHOILE01 | 0.8 | HOUETARHNDIELCN06_OLDD | HOUETARHNBHOILE01_OLDD | BHOILE01 | DIELCN06 | ETA_OLDD | BHOILE01_DIELCN06 | 5 | 0 | 1.1 | Unlikely
HOUETARHNDIELCN06_OLDD_FBHOILE01_D17 | Residential heating technology - Electric heating - electric panel from Bauhaus - apartment complex - new building - distributed level 0.17 | HOUELC | HOUETARHN_OLDD_DMD | MKr20 | 2025 | 0.50745 | 0 | [6 empty] | ETA | D | OLD |  |  | RHNDIELC | 1 | 0.16667 | HOUETARHNDIELCN06_OLDD_FBHOILE01 | 0.8 | HOUETARHNDIELCN06_OLDD | HOUETARHNBHOILE01_OLDD | BHOILE01 | DIELCN06 | ETA_OLDD | BHOILE01_DIELCN06 | 5 | 0 | 1.1 | Unlikely
HOUETARHNDIELCN06_OLDD_FBHOILE01_D17 | Residential heating technology - Electric heating - electric panel from Bauhaus - apartment complex - new building - distributed level 0.17 | HOUELC | HOUETARHN_OLDD_DMD | MKr20 | 2030 | 0.50745 | 0 | [6 empty] | ETA | D | OLD |  |  | RHNDIELC | 1 | 0.16667 | HOUETARHNDIELCN06_OLDD_FBHOILE01 | 0.8 | HOUETARHNDIELCN06_OLDD | HOUETARHNBHOILE01_OLDD | BHOILE01 | DIELCN06 | ETA_OLDD | BHOILE01_DIELCN06 | 5 | 0 | 1.1 | Unlikely
HOUETARHNDIELCN06_OLDD_FBHOILE01_D17 | Residential heating technology - Electric heating - electric panel from Bauhaus - apartment complex - new building - distributed level 0.17 | HOUELC | HOUETARHN_OLDD_DMD | MKr20 | 2040 | 0.50745 | 0 | [6 empty] | ETA | D | OLD |  |  | RHNDIELC | 1 | 0.16667 | HOUETARHNDIELCN06_OLDD_FBHOILE01 | 0.8 | HOUETARHNDIELCN06_OLDD | HOUETARHNBHOILE01_OLDD | BHOILE01 | DIELCN06 | ETA_OLDD | BHOILE01_DIELCN06 | 5 | 0 | 1.1 | Unlikely
HOUETARHNDIELCN06_OLDD_FBHOILE01_D17 | Residential heating technology - Electric heating - electric panel from Bauhaus - apartment complex - new building - distributed level 0.17 | HOUELC | HOUETARHN_OLDD_DMD | MKr20 | 2050 | 0.50745 | 0 | [6 empty] | ETA | D | OLD |  |  | RHNDIELC | 1 | 0.16667 | HOUETARHNDIELCN06_OLDD_FBHOILE01 | 0.8 | HOUETARHNDIELCN06_OLDD | HOUETARHNBHOILE01_OLDD | BHOILE01 | DIELCN06 | ETA_OLDD | BHOILE01_DIELCN06 | 5 | 0 | 1.1 | Unlikely
HOUETARHNDIELCN01_OLDD_FBHOILE01_D17 | Residential heating technology - Electric heating - apartment complex - new building - distributed level 0.17 | HOUELC | HOUETARHN_OLDD_DMD | MKr20 | 2020 | 4.7132 | 0.0019137 | [6 empty] | ETA | D | OLD |  |  | RHNDIELC | 1 | 0.16667 | HOUETARHNDIELCN01_OLDD_FBHOILE01 | 0.8 | HOUETARHNDIELCN01_OLDD | HOUETARHNBHOILE01_OLDD | BHOILE01 | DIELCN01 | ETA_OLDD | BHOILE01_DIELCN01 | 5 | 0 | 1.1 | Unlikely
HOUETARHNDIELCN01_OLDD_FBHOILE01_D17 | Residential heating technology - Electric heating - apartment complex - new building - distributed level 0.17 | HOUELC | HOUETARHN_OLDD_DMD | MKr20 | 2025 | 4.5965 | 0.0018356 | [6 empty] | ETA | D | OLD |  |  | RHNDIELC | 1 | 0.16667 | HOUETARHNDIELCN01_OLDD_FBHOILE01 | 0.8 | HOUETARHNDIELCN01_OLDD | HOUETARHNBHOILE01_OLDD | BHOILE01 | DIELCN01 | ETA_OLDD | BHOILE01_DIELCN01 | 5 | 0 | 1.1 | Unlikely
HOUETARHNDIELCN01_OLDD_FBHOILE01_D17 | Residential heating technology - Electric heating - apartment complex - new building - distributed level 0.17 | HOUELC | HOUETARHN_OLDD_DMD | MKr20 | 2030 | 4.4828 | 0.0017965 | [6 empty] | ETA | D | OLD |  |  | RHNDIELC | 1 | 0.16667 | HOUETARHNDIELCN01_OLDD_FBHOILE01 | 0.8 | HOUETARHNDIELCN01_OLDD | HOUETARHNBHOILE01_OLDD | BHOILE01 | DIELCN01 | ETA_OLDD | BHOILE01_DIELCN01 | 5 | 0 | 1.1 | Unlikely
HOUETARHNDIELCN01_OLDD_FBHOILE01_D17 | Residential heating technology - Electric heating - apartment complex - new building - distributed level 0.17 | HOUELC | HOUETARHN_OLDD_DMD | MKr20 | 2040 | 4.2636 | 0.0017184 | [6 empty] | ETA | D | OLD |  |  | RHNDIELC | 1 | 0.16667 | HOUETARHNDIELCN01_OLDD_FBHOILE01 | 0.8 | HOUETARHNDIELCN01_OLDD | HOUETARHNBHOILE01_OLDD | BHOILE01 | DIELCN01 | ETA_OLDD | BHOILE01_DIELCN01 | 5 | 0 | 1.1 | Unlikely
HOUETARHNDIELCN01_OLDD_FBHOILE01_D17 | Residential heating technology - Electric heating - apartment complex - new building - distributed level 0.17 | HOUELC | HOUETARHN_OLDD_DMD | MKr20 | 2050 | 4.0551 | 0.0016403 | [6 empty] | ETA | D | OLD |  |  | RHNDIELC | 1 | 0.16667 | HOUETARHNDIELCN01_OLDD_FBHOILE01 | 0.8 | HOUETARHNDIELCN01_OLDD | HOUETARHNBHOILE01_OLDD | BHOILE01 | DIELCN01 | ETA_OLDD | BHOILE01_DIELCN01 | 5 | 0 | 1.1 | Unlikely
HOUETARHNBHWPEN01_OLDD_FBHOILE01_D17 | Residential heating technology - Biomass boiler, automatic stoking , wood pellets or wood chips - apartment complex - existing building - distributed level 0.17 | HOUWPE | HOUETARHN_OLDD_DMD | MKr20 | 2020 | 1.3747 | 0.023455 |  | 25 | 14 | 70 | 2 | 4 | ETA | D | OLD |  |  | RHNBHWPE | 1 | 0.16667 | HOUETARHNBHWPEN01_OLDD_FBHOILE01 | 0.8 | HOUETARHNBHWPEN01_OLDD | HOUETARHNBHOILE01_OLDD | BHOILE01 | BHWPEN01 | ETA_OLDD | BHOILE01_BHWPEN01 | 6 | 0 | 1 | New
HOUETARHNBHWPEN01_OLDD_FBHOILE01_D17 | Residential heating technology - Biomass boiler, automatic stoking , wood pellets or wood chips - apartment complex - existing building - distributed level 0.17 | HOUWPE | HOUETARHN_OLDD_DMD | MKr20 | 2025 | 1.3407 | 0.023288 |  | 25 | 14 | 60 | 2 | 4 | ETA | D | OLD |  |  | RHNBHWPE | 1 | 0.16667 | HOUETARHNBHWPEN01_OLDD_FBHOILE01 | 0.8 | HOUETARHNBHWPEN01_OLDD | HOUETARHNBHOILE01_OLDD | BHOILE01 | BHWPEN01 | ETA_OLDD | BHOILE01_BHWPEN01 | 6 | 0 | 1 | New
HOUETARHNBHWPEN01_OLDD_FBHOILE01_D17 | Residential heating technology - Biomass boiler, automatic stoking , wood pellets or wood chips - apartment complex - existing building - distributed level 0.17 | HOUWPE | HOUETARHN_OLDD_DMD | MKr20 | 2030 | 1.3075 | 0.023393 |  | 25 | 11 | 50 | 1 | 4 | ETA | D | OLD |  |  | RHNBHWPE | 1 | 0.16667 | HOUETARHNBHWPEN01_OLDD_FBHOILE01 | 0.8 | HOUETARHNBHWPEN01_OLDD | HOUETARHNBHOILE01_OLDD | BHOILE01 | BHWPEN01 | ETA_OLDD | BHOILE01_BHWPEN01 | 6 | 0 | 1 | New
HOUETARHNBHWPEN01_OLDD_FBHOILE01_D17 | Residential heating technology - Biomass boiler, automatic stoking , wood pellets or wood chips - apartment complex - existing building - distributed level 0.17 | HOUWPE | HOUETARHN_OLDD_DMD | MKr20 | 2040 | 1.2436 | 0.022646 |  | 25 | 9 | 45 | 1 | 4 | ETA | D | OLD |  |  | RHNBHWPE | 1 | 0.16667 | HOUETARHNBHWPEN01_OLDD_FBHOILE01 | 0.8 | HOUETARHNBHWPEN01_OLDD | HOUETARHNBHOILE01_OLDD | BHOILE01 | BHWPEN01 | ETA_OLDD | BHOILE01_BHWPEN01 | 6 | 0 | 1 | New
HOUETARHNBHWPEN01_OLDD_FBHOILE01_D17 | Residential heating technology - Biomass boiler, automatic stoking , wood pellets or wood chips - apartment complex - existing building - distributed level 0.17 | HOUWPE | HOUETARHN_OLDD_DMD | MKr20 | 2050 | 1.1828 | 0.021671 |  | 25 | 9 | 40 | 0 | 4 | ETA | D | OLD |  |  | RHNBHWPE | 1 | 0.16667 | HOUETARHNBHWPEN01_OLDD_FBHOILE01 | 0.8 | HOUETARHNBHWPEN01_OLDD | HOUETARHNBHOILE01_OLDD | BHOILE01 | BHWPEN01 | ETA_OLDD | BHOILE01_BHWPEN01 | 6 | 0 | 1 | New
HOUETARHNBHSOLN01_OLDD_FBHOILE01_D17 | Residential heating technology - Solar heating system - apartment complex - existing building - distributed level 0.17 | HOUSOL | HOUETARHN_OLDD_DMD | MKr20 | 2020 | 3.9769 | 0.018612 | [6 empty] | ETA | D | OLD |  |  | RHNBHSOL | 1 | 0.16667 | HOUETARHNBHSOLN01_OLDD_FBHOILE01 | 0.8 | HOUETARHNBHSOLN01_OLDD | HOUETARHNBHOILE01_OLDD | BHOILE01 | BHSOLN01 | ETA_OLDD | BHOILE01_BHSOLN01 | 5 | 0 | 1.1 | Unlikely
HOUETARHNBHSOLN01_OLDD_FBHOILE01_D17 | Residential heating technology - Solar heating system - apartment complex - existing building - distributed level 0.17 | HOUSOL | HOUETARHN_OLDD_DMD | MKr20 | 2025 | 3.8051 | 0.019728 | [6 empty] | ETA | D | OLD |  |  | RHNBHSOL | 1 | 0.16667 | HOUETARHNBHSOLN01_OLDD_FBHOILE01 | 0.8 | HOUETARHNBHSOLN01_OLDD | HOUETARHNBHOILE01_OLDD | BHOILE01 | BHSOLN01 | ETA_OLDD | BHOILE01_BHSOLN01 | 5 | 0 | 1.1 | Unlikely
HOUETARHNBHSOLN01_OLDD_FBHOILE01_D17 | Residential heating technology - Solar heating system - apartment complex - existing building - distributed level 0.17 | HOUSOL | HOUETARHN_OLDD_DMD | MKr20 | 2030 | 3.6332 | 0.020152 | [6 empty] | ETA | D | OLD |  |  | RHNBHSOL | 1 | 0.16667 | HOUETARHNBHSOLN01_OLDD_FBHOILE01 | 0.8 | HOUETARHNBHSOLN01_OLDD | HOUETARHNBHOILE01_OLDD | BHOILE01 | BHSOLN01 | ETA_OLDD | BHOILE01_BHSOLN01 | 5 | 0 | 1.1 | Unlikely
HOUETARHNBHSOLN01_OLDD_FBHOILE01_D17 | Residential heating technology - Solar heating system - apartment complex - existing building - distributed level 0.17 | HOUSOL | HOUETARHN_OLDD_DMD | MKr20 | 2040 | 3.4614 | 0.019606 | [6 empty] | ETA | D | OLD |  |  | RHNBHSOL | 1 | 0.16667 | HOUETARHNBHSOLN01_OLDD_FBHOILE01 | 0.8 | HOUETARHNBHSOLN01_OLDD | HOUETARHNBHOILE01_OLDD | BHOILE01 | BHSOLN01 | ETA_OLDD | BHOILE01_BHSOLN01 | 5 | 0 | 1.1 | Unlikely
HOUETARHNBHSOLN01_OLDD_FBHOILE01_D17 | Residential heating technology - Solar heating system - apartment complex - existing building - distributed level 0.17 | HOUSOL | HOUETARHN_OLDD_DMD | MKr20 | 2050 | 3.2895 | 0.018612 | [6 empty] | ETA | D | OLD |  |  | RHNBHSOL | 1 | 0.16667 | HOUETARHNBHSOLN01_OLDD_FBHOILE01 | 0.8 | HOUETARHNBHSOLN01_OLDD | HOUETARHNBHOILE01_OLDD | BHOILE01 | BHSOLN01 | ETA_OLDD | BHOILE01_BHSOLN01 | 5 | 0 | 1.1 | Unlikely
HOUETARHNBHOILN01_OLDD_FBHOILE01_D17 | Residential heating technology - Oil boiler (mineral oil fired, < 10 % FAME) - apartment complex - existing building - distributed level 0.17 | HOUOIL, HOUDSB, HOUDSE | HOUETARHN_OLDD_DMD | MKr20 | 2020 | 0.45838 | 0.016228 |  | 6.7 | 5 | 52 | 0 | 0 | ETA | D | OLD |  |  | RHNBHOIL | 1 | 0.16667 | HOUETARHNBHOILN01_OLDD_FBHOILE01 | 0.8 | HOUETARHNBHOILN01_OLDD | HOUETARHNBHOILE01_OLDD | BHOILE01 | BHOILN01 | ETA_OLDD | BHOILE01_BHOILN01 | 2 | 0 | 0.9 | Same
HOUETARHNBHOILN01_OLDD_FBHOILE01_D17 | Residential heating technology - Oil boiler (mineral oil fired, < 10 % FAME) - apartment complex - existing building - distributed level 0.17 | HOUOIL, HOUDSB, HOUDSE | HOUETARHN_OLDD_DMD | MKr20 | 2025 | 0.44704 | 0.016291 |  | 6.7 | 5 | 52 | 0 | 0 | ETA | D | OLD |  |  | RHNBHOIL | 1 | 0.16667 | HOUETARHNBHOILN01_OLDD_FBHOILE01 | 0.8 | HOUETARHNBHOILN01_OLDD | HOUETARHNBHOILE01_OLDD | BHOILE01 | BHOILN01 | ETA_OLDD | BHOILE01_BHOILN01 | 2 | 0 | 0.9 | Same
HOUETARHNBHOILN01_OLDD_FBHOILE01_D17 | Residential heating technology - Oil boiler (mineral oil fired, < 10 % FAME) - apartment complex - existing building - distributed level 0.17 | HOUOIL, HOUDSB, HOUDSE | HOUETARHN_OLDD_DMD | MKr20 | 2030 | 0.43597 | 0.016527 |  | 6.7 | 5 | 52 | 0 | 0 | ETA | D | OLD |  |  | RHNBHOIL | 1 | 0.16667 | HOUETARHNBHOILN01_OLDD_FBHOILE01 | 0.8 | HOUETARHNBHOILN01_OLDD | HOUETARHNBHOILE01_OLDD | BHOILE01 | BHOILN01 | ETA_OLDD | BHOILE01_BHOILN01 | 2 | 0 | 0.9 | Same
HOUETARHNBHOILN01_OLDD_FBHOILE01_D17 | Residential heating technology - Oil boiler (mineral oil fired, < 10 % FAME) - apartment complex - existing building - distributed level 0.17 | HOUOIL, HOUDSB, HOUDSE | HOUETARHN_OLDD_DMD | MKr20 | 2040 | 0.41466 | 0.016678 |  | 6.7 | 5 | 52 | 0 | 0 | ETA | D | OLD |  |  | RHNBHOIL | 1 | 0.16667 | HOUETARHNBHOILN01_OLDD_FBHOILE01 | 0.8 | HOUETARHNBHOILN01_OLDD | HOUETARHNBHOILE01_OLDD | BHOILE01 | BHOILN01 | ETA_OLDD | BHOILE01_BHOILN01 | 2 | 0 | 0.9 | Same
HOUETARHNBHOILN01_OLDD_FBHOILE01_D17 | Residential heating technology - Oil boiler (mineral oil fired, < 10 % FAME) - apartment complex - existing building - distributed level 0.17 | HOUOIL, HOUDSB, HOUDSE | HOUETARHN_OLDD_DMD | MKr20 | 2050 | 0.39439 | 0.016817 |  | 6.7 | 5 | 52 | 0 | 0 | ETA | D | OLD |  |  | RHNBHOIL | 1 | 0.16667 | HOUETARHNBHOILN01_OLDD_FBHOILE01 | 0.8 | HOUETARHNBHOILN01_OLDD | HOUETARHNBHOILE01_OLDD | BHOILE01 | BHOILN01 | ETA_OLDD | BHOILE01_BHOILN01 | 2 | 0 | 0.9 | Same
HOUETARHNBHDHDN03_OLDD_FBHOILE01_D17 | Residential heating technology - Direct district heating substation - plus connection pipe - apartment complex - existing building - distributed level 0.17 | HOUDHD | HOUETARHN_OLDD_DMD | MKr20 | 2020 | 0.2059 | 0.0013872 | [6 empty] | ETA | D | OLD |  |  | RHNBHDHD | 1 | 0.16667 | HOUETARHNBHDHDN03_OLDD_FBHOILE01 | 0.8 | HOUETARHNBHDHDN03_OLDD | HOUETARHNBHOILE01_OLDD | BHOILE01 | BHDHDN03 | ETA_OLDD | BHOILE01_BHDHDN03 | 6 | 0 | 1 | New
HOUETARHNBHDHDN03_OLDD_FBHOILE01_D17 | Residential heating technology - Direct district heating substation - plus connection pipe - apartment complex - existing building - distributed level 0.17 | HOUDHD | HOUETARHN_OLDD_DMD | MKr20 | 2025 | 0.20205 | 0.001406 | [6 empty] | ETA | D | OLD |  |  | RHNBHDHD | 1 | 0.16667 | HOUETARHNBHDHDN03_OLDD_FBHOILE01 | 0.8 | HOUETARHNBHDHDN03_OLDD | HOUETARHNBHOILE01_OLDD | BHOILE01 | BHDHDN03 | ETA_OLDD | BHOILE01_BHDHDN03 | 6 | 0 | 1 | New
HOUETARHNBHDHDN03_OLDD_FBHOILE01_D17 | Residential heating technology - Direct district heating substation - plus connection pipe - apartment complex - existing building - distributed level 0.17 | HOUDHD | HOUETARHN_OLDD_DMD | MKr20 | 2030 | 0.1983 | 0.0013853 | [6 empty] | ETA | D | OLD |  |  | RHNBHDHD | 1 | 0.16667 | HOUETARHNBHDHDN03_OLDD_FBHOILE01 | 0.8 | HOUETARHNBHDHDN03_OLDD | HOUETARHNBHOILE01_OLDD | BHOILE01 | BHDHDN03 | ETA_OLDD | BHOILE01_BHDHDN03 | 6 | 0 | 1 | New
HOUETARHNBHDHDN03_OLDD_FBHOILE01_D17 | Residential heating technology - Direct district heating substation - plus connection pipe - apartment complex - existing building - distributed level 0.17 | HOUDHD | HOUETARHN_OLDD_DMD | MKr20 | 2040 | 0.19107 | 0.0013433 | [6 empty] | ETA | D | OLD |  |  | RHNBHDHD | 1 | 0.16667 | HOUETARHNBHDHDN03_OLDD_FBHOILE01 | 0.8 | HOUETARHNBHDHDN03_OLDD | HOUETARHNBHOILE01_OLDD | BHOILE01 | BHDHDN03 | ETA_OLDD | BHOILE01_BHDHDN03 | 6 | 0 | 1 | New
HOUETARHNBHDHDN03_OLDD_FBHOILE01_D17 | Residential heating technology - Direct district heating substation - plus connection pipe - apartment complex - existing building - distributed level 0.17 | HOUDHD | HOUETARHN_OLDD_DMD | MKr20 | 2050 | 0.1842 | 0.0012896 | [6 empty] | ETA | D | OLD |  |  | RHNBHDHD | 1 | 0.16667 | HOUETARHNBHDHDN03_OLDD_FBHOILE01 | 0.8 | HOUETARHNBHDHDN03_OLDD | HOUETARHNBHOILE01_OLDD | BHOILE01 | BHDHDN03 | ETA_OLDD | BHOILE01_BHDHDN03 | 6 | 0 | 1 | New
HOUETARHNHPELCN05_OLDI_FBHOILE01_D17 | Residential heating technology - Heat pump, Air-to-water - leasing - apartment complex - existing building - distributed level 0.17 | HOUELC, HOUAMB | HOUETARHN_OLDI_DMD | MKr20 | 2020 | 2.1493 | 0.28261 | 0.3191 | [5 empty] | ETA | I | OLD | 3.1338 |  | RHNHPELC | 1 | 0.16667 | HOUETARHNHPELCN05_OLDI_FBHOILE01 | 0.8 | HOUETARHNHPELCN05_OLDI | HOUETARHNBHOILE01_OLDI | BHOILE01 | HPELCN05 | ETA_OLDI | BHOILE01_HPELCN05 | 4 | -0.25 | 1 | Supported
HOUETARHNHPELCN05_OLDI_FBHOILE01_D17 | Residential heating technology - Heat pump, Air-to-water - leasing - apartment complex - existing building - distributed level 0.17 | HOUELC, HOUAMB | HOUETARHN_OLDI_DMD | MKr20 | 2025 | 1.9246 | 0.2598 | 0.30341 | [5 empty] | ETA | I | OLD | 3.2959 |  | RHNHPELC | 1 | 0.16667 | HOUETARHNHPELCN05_OLDI_FBHOILE01 | 0.8 | HOUETARHNHPELCN05_OLDI | HOUETARHNBHOILE01_OLDI | BHOILE01 | HPELCN05 | ETA_OLDI | BHOILE01_HPELCN05 | 4 | -0.25 | 1 | Supported
HOUETARHNHPELCN05_OLDI_FBHOILE01_D17 | Residential heating technology - Heat pump, Air-to-water - leasing - apartment complex - existing building - distributed level 0.17 | HOUELC, HOUAMB | HOUETARHN_OLDI_DMD | MKr20 | 2030 | 1.6998 | 0.23697 | 0.28919 | [5 empty] | ETA | I | OLD | 3.458 |  | RHNHPELC | 1 | 0.16667 | HOUETARHNHPELCN05_OLDI_FBHOILE01 | 0.8 | HOUETARHNHPELCN05_OLDI | HOUETARHNBHOILE01_OLDI | BHOILE01 | HPELCN05 | ETA_OLDI | BHOILE01_HPELCN05 | 4 | -0.25 | 1 | Supported
HOUETARHNHPELCN05_OLDI_FBHOILE01_D17 | Residential heating technology - Heat pump, Air-to-water - leasing - apartment complex - existing building - distributed level 0.17 | HOUELC, HOUAMB | HOUETARHN_OLDI_DMD | MKr20 | 2040 | 1.5225 | 0.21839 | 0.27624 | [5 empty] | ETA | I | OLD | 3.6201 |  | RHNHPELC | 1 | 0.16667 | HOUETARHNHPELCN05_OLDI_FBHOILE01 | 0.8 | HOUETARHNHPELCN05_OLDI | HOUETARHNBHOILE01_OLDI | BHOILE01 | HPELCN05 | ETA_OLDI | BHOILE01_HPELCN05 | 4 | -0.25 | 1 | Supported
HOUETARHNHPELCN05_OLDI_FBHOILE01_D17 | Residential heating technology - Heat pump, Air-to-water - leasing - apartment complex - existing building - distributed level 0.17 | HOUELC, HOUAMB | HOUETARHN_OLDI_DMD | MKr20 | 2050 | 1.3451 | 0.19981 | 0.2644 | [5 empty] | ETA | I | OLD | 3.7822 |  | RHNHPELC | 1 | 0.16667 | HOUETARHNHPELCN05_OLDI_FBHOILE01 | 0.8 | HOUETARHNHPELCN05_OLDI | HOUETARHNBHOILE01_OLDI | BHOILE01 | HPELCN05 | ETA_OLDI | BHOILE01_HPELCN05 | 4 | -0.25 | 1 | Supported
HOUETARHNHPELCN04_OLDI_FBHOILE01_D17 | Residential heating technology - Heat pump, Ground source - apartment complex - existing building - distributed level 0.17 | HOUELC, HOUAMB | HOUETARHN_OLDI_DMD | MKr20 | 2020 | 4.0051 | 0.041882 | 0.28919 | [5 empty] | ETA | I | OLD | 3.458 |  | RHNHPELC | 1 | 0.16667 | HOUETARHNHPELCN04_OLDI_FBHOILE01 | 0.8 | HOUETARHNHPELCN04_OLDI | HOUETARHNBHOILE01_OLDI | BHOILE01 | HPELCN04 | ETA_OLDI | BHOILE01_HPELCN04 | 4 | -0.25 | 1 | Supported
HOUETARHNHPELCN04_OLDI_FBHOILE01_D17 | Residential heating technology - Heat pump, Ground source - apartment complex - existing building - distributed level 0.17 | HOUELC, HOUAMB | HOUETARHN_OLDI_DMD | MKr20 | 2025 | 3.7047 | 0.04155 | 0.28042 | [5 empty] | ETA | I | OLD | 3.566 |  | RHNHPELC | 1 | 0.16667 | HOUETARHNHPELCN04_OLDI_FBHOILE01 | 0.8 | HOUETARHNHPELCN04_OLDI | HOUETARHNBHOILE01_OLDI | BHOILE01 | HPELCN04 | ETA_OLDI | BHOILE01_HPELCN04 | 4 | -0.25 | 1 | Supported
HOUETARHNHPELCN04_OLDI_FBHOILE01_D17 | Residential heating technology - Heat pump, Ground source - apartment complex - existing building - distributed level 0.17 | HOUELC, HOUAMB | HOUETARHN_OLDI_DMD | MKr20 | 2030 | 3.4043 | 0.041188 | 0.27218 | [5 empty] | ETA | I | OLD | 3.6741 |  | RHNHPELC | 1 | 0.16667 | HOUETARHNHPELCN04_OLDI_FBHOILE01 | 0.8 | HOUETARHNHPELCN04_OLDI | HOUETARHNBHOILE01_OLDI | BHOILE01 | HPELCN04 | ETA_OLDI | BHOILE01_HPELCN04 | 4 | -0.25 | 1 | Supported
HOUETARHNHPELCN04_OLDI_FBHOILE01_D17 | Residential heating technology - Heat pump, Ground source - apartment complex - existing building - distributed level 0.17 | HOUELC, HOUAMB | HOUETARHN_OLDI_DMD | MKr20 | 2040 | 3.149 | 0.040351 | 0.26067 | [5 empty] | ETA | I | OLD | 3.8362 |  | RHNHPELC | 1 | 0.16667 | HOUETARHNHPELCN04_OLDI_FBHOILE01 | 0.8 | HOUETARHNHPELCN04_OLDI | HOUETARHNBHOILE01_OLDI | BHOILE01 | HPELCN04 | ETA_OLDI | BHOILE01_HPELCN04 | 4 | -0.25 | 1 | Supported
HOUETARHNHPELCN04_OLDI_FBHOILE01_D17 | Residential heating technology - Heat pump, Ground source - apartment complex - existing building - distributed level 0.17 | HOUELC, HOUAMB | HOUETARHN_OLDI_DMD | MKr20 | 2050 | 2.8937 | 0.039498 | 0.25705 | [5 empty] | ETA | I | OLD | 3.8902 |  | RHNHPELC | 1 | 0.16667 | HOUETARHNHPELCN04_OLDI_FBHOILE01 | 0.8 | HOUETARHNHPELCN04_OLDI | HOUETARHNBHOILE01_OLDI | BHOILE01 | HPELCN04 | ETA_OLDI | BHOILE01_HPELCN04 | 4 | -0.25 | 1 | Supported
HOUETARHNHPELCN03_OLDI_FBHOILE01_D17 | Residential heating technology - Heat pump, Air-to-water - apartment complex - existing building - distributed level 0.17 | HOUELC, HOUAMB | HOUETARHN_OLDI_DMD | MKr20 | 2020 | 4.2987 | 0.067679 | 0.3191 | [5 empty] | ETA | I | OLD | 3.1338 |  | RHNHPELC | 1 | 0.16667 | HOUETARHNHPELCN03_OLDI_FBHOILE01 | 0.8 | HOUETARHNHPELCN03_OLDI | HOUETARHNBHOILE01_OLDI | BHOILE01 | HPELCN03 | ETA_OLDI | BHOILE01_HPELCN03 | 4 | -0.25 | 1 | Supported
HOUETARHNHPELCN03_OLDI_FBHOILE01_D17 | Residential heating technology - Heat pump, Air-to-water - apartment complex - existing building - distributed level 0.17 | HOUELC, HOUAMB | HOUETARHN_OLDI_DMD | MKr20 | 2025 | 3.8491 | 0.067348 | 0.30341 | [5 empty] | ETA | I | OLD | 3.2959 |  | RHNHPELC | 1 | 0.16667 | HOUETARHNHPELCN03_OLDI_FBHOILE01 | 0.8 | HOUETARHNHPELCN03_OLDI | HOUETARHNBHOILE01_OLDI | BHOILE01 | HPELCN03 | ETA_OLDI | BHOILE01_HPELCN03 | 4 | -0.25 | 1 | Supported
HOUETARHNHPELCN03_OLDI_FBHOILE01_D17 | Residential heating technology - Heat pump, Air-to-water - apartment complex - existing building - distributed level 0.17 | HOUELC, HOUAMB | HOUETARHN_OLDI_DMD | MKr20 | 2030 | 3.3996 | 0.066986 | 0.28919 | [5 empty] | ETA | I | OLD | 3.458 |  | RHNHPELC | 1 | 0.16667 | HOUETARHNHPELCN03_OLDI_FBHOILE01 | 0.8 | HOUETARHNHPELCN03_OLDI | HOUETARHNBHOILE01_OLDI | BHOILE01 | HPELCN03 | ETA_OLDI | BHOILE01_HPELCN03 | 4 | -0.25 | 1 | Supported
HOUETARHNHPELCN03_OLDI_FBHOILE01_D17 | Residential heating technology - Heat pump, Air-to-water - apartment complex - existing building - distributed level 0.17 | HOUELC, HOUAMB | HOUETARHN_OLDI_DMD | MKr20 | 2040 | 3.0449 | 0.066149 | 0.27624 | [5 empty] | ETA | I | OLD | 3.6201 |  | RHNHPELC | 1 | 0.16667 | HOUETARHNHPELCN03_OLDI_FBHOILE01 | 0.8 | HOUETARHNHPELCN03_OLDI | HOUETARHNBHOILE01_OLDI | BHOILE01 | HPELCN03 | ETA_OLDI | BHOILE01_HPELCN03 | 4 | -0.25 | 1 | Supported
HOUETARHNHPELCN03_OLDI_FBHOILE01_D17 | Residential heating technology - Heat pump, Air-to-water - apartment complex - existing building - distributed level 0.17 | HOUELC, HOUAMB | HOUETARHN_OLDI_DMD | MKr20 | 2050 | 2.6902 | 0.065296 | 0.2644 | [5 empty] | ETA | I | OLD | 3.7822 |  | RHNHPELC | 1 | 0.16667 | HOUETARHNHPELCN03_OLDI_FBHOILE01 | 0.8 | HOUETARHNHPELCN03_OLDI | HOUETARHNBHOILE01_OLDI | BHOILE01 | HPELCN03 | ETA_OLDI | BHOILE01_HPELCN03 | 4 | -0.25 | 1 | Supported
HOUETARHNHPELCN02_OLDI_FBHOILE01_D17 | Residential heating technology - Heat pump, Air-to-air - single-family house - existing building - distributed level 0.17 | HOUELC, HOUAMB | HOUETARHN_OLDI_DMD | MKr20 | 2020 | 1.7956 | 0.14453 | 0.1908 | [5 empty] | ETA | I | OLD | 5.241 |  | RHNHPELC | 1 | 0.16667 | HOUETARHNHPELCN02_OLDI_FBHOILE01 | 0.8 | HOUETARHNHPELCN02_OLDI | HOUETARHNBHOILE01_OLDI | BHOILE01 | HPELCN02 | ETA_OLDI | BHOILE01_HPELCN02 | 5 | 0 | 1.1 | Unlikely
HOUETARHNHPELCN02_OLDI_FBHOILE01_D17 | Residential heating technology - Heat pump, Air-to-air - single-family house - existing building - distributed level 0.17 | HOUELC, HOUAMB | HOUETARHN_OLDI_DMD | MKr20 | 2025 | 1.7517 | 0.098193 | 0.18145 | [5 empty] | ETA | I | OLD | 5.5112 |  | RHNHPELC | 1 | 0.16667 | HOUETARHNHPELCN02_OLDI_FBHOILE01 | 0.8 | HOUETARHNHPELCN02_OLDI | HOUETARHNBHOILE01_OLDI | BHOILE01 | HPELCN02 | ETA_OLDI | BHOILE01_HPELCN02 | 5 | 0 | 1.1 | Unlikely
HOUETARHNHPELCN02_OLDI_FBHOILE01_D17 | Residential heating technology - Heat pump, Air-to-air - single-family house - existing building - distributed level 0.17 | HOUELC, HOUAMB | HOUETARHN_OLDI_DMD | MKr20 | 2030 | 1.7078 | 0.096379 | 0.1746 | [5 empty] | ETA | I | OLD | 5.7273 |  | RHNHPELC | 1 | 0.16667 | HOUETARHNHPELCN02_OLDI_FBHOILE01 | 0.8 | HOUETARHNHPELCN02_OLDI | HOUETARHNBHOILE01_OLDI | BHOILE01 | HPELCN02 | ETA_OLDI | BHOILE01_HPELCN02 | 5 | 0 | 1.1 | Unlikely
HOUETARHNHPELCN02_OLDI_FBHOILE01_D17 | Residential heating technology - Heat pump, Air-to-air - single-family house - existing building - distributed level 0.17 | HOUELC, HOUAMB | HOUETARHN_OLDI_DMD | MKr20 | 2040 | 1.6264 | 0.093013 | 0.16825 | [5 empty] | ETA | I | OLD | 5.9434 |  | RHNHPELC | 1 | 0.16667 | HOUETARHNHPELCN02_OLDI_FBHOILE01 | 0.8 | HOUETARHNHPELCN02_OLDI | HOUETARHNBHOILE01_OLDI | BHOILE01 | HPELCN02 | ETA_OLDI | BHOILE01_HPELCN02 | 5 | 0 | 1.1 | Unlikely
HOUETARHNHPELCN02_OLDI_FBHOILE01_D17 | Residential heating technology - Heat pump, Air-to-air - single-family house - existing building - distributed level 0.17 | HOUELC, HOUAMB | HOUETARHN_OLDI_DMD | MKr20 | 2050 | 1.5449 | 0.089647 | 0.16525 | [5 empty] | ETA | I | OLD | 6.0515 |  | RHNHPELC | 1 | 0.16667 | HOUETARHNHPELCN02_OLDI_FBHOILE01 | 0.8 | HOUETARHNHPELCN02_OLDI | HOUETARHNBHOILE01_OLDI | BHOILE01 | HPELCN02 | ETA_OLDI | BHOILE01_HPELCN02 | 5 | 0 | 1.1 | Unlikely
HOUETARHNDIELCN06_OLDI_FBHOILE01_D17 | Residential heating technology - Electric heating - electric panel from Bauhaus - apartment complex - new building - distributed level 0.17 | HOUELC | HOUETARHN_OLDI_DMD | MKr20 | 2020 | 0.50745 | 0 | [6 empty] | ETA | I | OLD |  |  | RHNDIELC | 1 | 0.16667 | HOUETARHNDIELCN06_OLDI_FBHOILE01 | 0.8 | HOUETARHNDIELCN06_OLDI | HOUETARHNBHOILE01_OLDI | BHOILE01 | DIELCN06 | ETA_OLDI | BHOILE01_DIELCN06 | 5 | 0 | 1.1 | Unlikely
HOUETARHNDIELCN06_OLDI_FBHOILE01_D17 | Residential heating technology - Electric heating - electric panel from Bauhaus - apartment complex - new building - distributed level 0.17 | HOUELC | HOUETARHN_OLDI_DMD | MKr20 | 2025 | 0.50745 | 0 | [6 empty] | ETA | I | OLD |  |  | RHNDIELC | 1 | 0.16667 | HOUETARHNDIELCN06_OLDI_FBHOILE01 | 0.8 | HOUETARHNDIELCN06_OLDI | HOUETARHNBHOILE01_OLDI | BHOILE01 | DIELCN06 | ETA_OLDI | BHOILE01_DIELCN06 | 5 | 0 | 1.1 | Unlikely
HOUETARHNDIELCN06_OLDI_FBHOILE01_D17 | Residential heating technology - Electric heating - electric panel from Bauhaus - apartment complex - new building - distributed level 0.17 | HOUELC | HOUETARHN_OLDI_DMD | MKr20 | 2030 | 0.50745 | 0 | [6 empty] | ETA | I | OLD |  |  | RHNDIELC | 1 | 0.16667 | HOUETARHNDIELCN06_OLDI_FBHOILE01 | 0.8 | HOUETARHNDIELCN06_OLDI | HOUETARHNBHOILE01_OLDI | BHOILE01 | DIELCN06 | ETA_OLDI | BHOILE01_DIELCN06 | 5 | 0 | 1.1 | Unlikely
HOUETARHNDIELCN06_OLDI_FBHOILE01_D17 | Residential heating technology - Electric heating - electric panel from Bauhaus - apartment complex - new building - distributed level 0.17 | HOUELC | HOUETARHN_OLDI_DMD | MKr20 | 2040 | 0.50745 | 0 | [6 empty] | ETA | I | OLD |  |  | RHNDIELC | 1 | 0.16667 | HOUETARHNDIELCN06_OLDI_FBHOILE01 | 0.8 | HOUETARHNDIELCN06_OLDI | HOUETARHNBHOILE01_OLDI | BHOILE01 | DIELCN06 | ETA_OLDI | BHOILE01_DIELCN06 | 5 | 0 | 1.1 | Unlikely
HOUETARHNDIELCN06_OLDI_FBHOILE01_D17 | Residential heating technology - Electric heating - electric panel from Bauhaus - apartment complex - new building - distributed level 0.17 | HOUELC | HOUETARHN_OLDI_DMD | MKr20 | 2050 | 0.50745 | 0 | [6 empty] | ETA | I | OLD |  |  | RHNDIELC | 1 | 0.16667 | HOUETARHNDIELCN06_OLDI_FBHOILE01 | 0.8 | HOUETARHNDIELCN06_OLDI | HOUETARHNBHOILE01_OLDI | BHOILE01 | DIELCN06 | ETA_OLDI | BHOILE01_DIELCN06 | 5 | 0 | 1.1 | Unlikely
HOUETARHNDIELCN01_OLDI_FBHOILE01_D17 | Residential heating technology - Electric heating - apartment complex - new building - distributed level 0.17 | HOUELC | HOUETARHN_OLDI_DMD | MKr20 | 2020 | 4.7132 | 0.0019137 | [6 empty] | ETA | I | OLD |  |  | RHNDIELC | 1 | 0.16667 | HOUETARHNDIELCN01_OLDI_FBHOILE01 | 0.8 | HOUETARHNDIELCN01_OLDI | HOUETARHNBHOILE01_OLDI | BHOILE01 | DIELCN01 | ETA_OLDI | BHOILE01_DIELCN01 | 5 | 0 | 1.1 | Unlikely
HOUETARHNDIELCN01_OLDI_FBHOILE01_D17 | Residential heating technology - Electric heating - apartment complex - new building - distributed level 0.17 | HOUELC | HOUETARHN_OLDI_DMD | MKr20 | 2025 | 4.5965 | 0.0018356 | [6 empty] | ETA | I | OLD |  |  | RHNDIELC | 1 | 0.16667 | HOUETARHNDIELCN01_OLDI_FBHOILE01 | 0.8 | HOUETARHNDIELCN01_OLDI | HOUETARHNBHOILE01_OLDI | BHOILE01 | DIELCN01 | ETA_OLDI | BHOILE01_DIELCN01 | 5 | 0 | 1.1 | Unlikely
HOUETARHNDIELCN01_OLDI_FBHOILE01_D17 | Residential heating technology - Electric heating - apartment complex - new building - distributed level 0.17 | HOUELC | HOUETARHN_OLDI_DMD | MKr20 | 2030 | 4.4828 | 0.0017965 | [6 empty] | ETA | I | OLD |  |  | RHNDIELC | 1 | 0.16667 | HOUETARHNDIELCN01_OLDI_FBHOILE01 | 0.8 | HOUETARHNDIELCN01_OLDI | HOUETARHNBHOILE01_OLDI | BHOILE01 | DIELCN01 | ETA_OLDI | BHOILE01_DIELCN01 | 5 | 0 | 1.1 | Unlikely
HOUETARHNDIELCN01_OLDI_FBHOILE01_D17 | Residential heating technology - Electric heating - apartment complex - new building - distributed level 0.17 | HOUELC | HOUETARHN_OLDI_DMD | MKr20 | 2040 | 4.2636 | 0.0017184 | [6 empty] | ETA | I | OLD |  |  | RHNDIELC | 1 | 0.16667 | HOUETARHNDIELCN01_OLDI_FBHOILE01 | 0.8 | HOUETARHNDIELCN01_OLDI | HOUETARHNBHOILE01_OLDI | BHOILE01 | DIELCN01 | ETA_OLDI | BHOILE01_DIELCN01 | 5 | 0 | 1.1 | Unlikely
HOUETARHNDIELCN01_OLDI_FBHOILE01_D17 | Residential heating technology - Electric heating - apartment complex - new building - distributed level 0.17 | HOUELC | HOUETARHN_OLDI_DMD | MKr20 | 2050 | 4.0551 | 0.0016403 | [6 empty] | ETA | I | OLD |  |  | RHNDIELC | 1 | 0.16667 | HOUETARHNDIELCN01_OLDI_FBHOILE01 | 0.8 | HOUETARHNDIELCN01_OLDI | HOUETARHNBHOILE01_OLDI | BHOILE01 | DIELCN01 | ETA_OLDI | BHOILE01_DIELCN01 | 5 | 0 | 1.1 | Unlikely
HOUETARHNBHWPEN01_OLDI_FBHOILE01_D17 | Residential heating technology - Biomass boiler, automatic stoking , wood pellets or wood chips - apartment complex - existing building - distributed level 0.17 | HOUWPE | HOUETARHN_OLDI_DMD | MKr20 | 2020 | 1.3747 | 0.023455 |  | 25 | 14 | 70 | 2 | 4 | ETA | I | OLD |  |  | RHNBHWPE | 1 | 0.16667 | HOUETARHNBHWPEN01_OLDI_FBHOILE01 | 0.8 | HOUETARHNBHWPEN01_OLDI | HOUETARHNBHOILE01_OLDI | BHOILE01 | BHWPEN01 | ETA_OLDI | BHOILE01_BHWPEN01 | 6 | 0 | 1 | New
HOUETARHNBHWPEN01_OLDI_FBHOILE01_D17 | Residential heating technology - Biomass boiler, automatic stoking , wood pellets or wood chips - apartment complex - existing building - distributed level 0.17 | HOUWPE | HOUETARHN_OLDI_DMD | MKr20 | 2025 | 1.3407 | 0.023288 |  | 25 | 14 | 60 | 2 | 4 | ETA | I | OLD |  |  | RHNBHWPE | 1 | 0.16667 | HOUETARHNBHWPEN01_OLDI_FBHOILE01 | 0.8 | HOUETARHNBHWPEN01_OLDI | HOUETARHNBHOILE01_OLDI | BHOILE01 | BHWPEN01 | ETA_OLDI | BHOILE01_BHWPEN01 | 6 | 0 | 1 | New
HOUETARHNBHWPEN01_OLDI_FBHOILE01_D17 | Residential heating technology - Biomass boiler, automatic stoking , wood pellets or wood chips - apartment complex - existing building - distributed level 0.17 | HOUWPE | HOUETARHN_OLDI_DMD | MKr20 | 2030 | 1.3075 | 0.023393 |  | 25 | 11 | 50 | 1 | 4 | ETA | I | OLD |  |  | RHNBHWPE | 1 | 0.16667 | HOUETARHNBHWPEN01_OLDI_FBHOILE01 | 0.8 | HOUETARHNBHWPEN01_OLDI | HOUETARHNBHOILE01_OLDI | BHOILE01 | BHWPEN01 | ETA_OLDI | BHOILE01_BHWPEN01 | 6 | 0 | 1 | New
HOUETARHNBHWPEN01_OLDI_FBHOILE01_D17 | Residential heating technology - Biomass boiler, automatic stoking , wood pellets or wood chips - apartment complex - existing building - distributed level 0.17 | HOUWPE | HOUETARHN_OLDI_DMD | MKr20 | 2040 | 1.2436 | 0.022646 |  | 25 | 9 | 45 | 1 | 4 | ETA | I | OLD |  |  | RHNBHWPE | 1 | 0.16667 | HOUETARHNBHWPEN01_OLDI_FBHOILE01 | 0.8 | HOUETARHNBHWPEN01_OLDI | HOUETARHNBHOILE01_OLDI | BHOILE01 | BHWPEN01 | ETA_OLDI | BHOILE01_BHWPEN01 | 6 | 0 | 1 | New
HOUETARHNBHWPEN01_OLDI_FBHOILE01_D17 | Residential heating technology - Biomass boiler, automatic stoking , wood pellets or wood chips - apartment complex - existing building - distributed level 0.17 | HOUWPE | HOUETARHN_OLDI_DMD | MKr20 | 2050 | 1.1828 | 0.021671 |  | 25 | 9 | 40 | 0 | 4 | ETA | I | OLD |  |  | RHNBHWPE | 1 | 0.16667 | HOUETARHNBHWPEN01_OLDI_FBHOILE01 | 0.8 | HOUETARHNBHWPEN01_OLDI | HOUETARHNBHOILE01_OLDI | BHOILE01 | BHWPEN01 | ETA_OLDI | BHOILE01_BHWPEN01 | 6 | 0 | 1 | New
HOUETARHNBHSOLN01_OLDI_FBHOILE01_D17 | Residential heating technology - Solar heating system - apartment complex - existing building - distributed level 0.17 | HOUSOL | HOUETARHN_OLDI_DMD | MKr20 | 2020 | 3.9769 | 0.018612 | [6 empty] | ETA | I | OLD |  |  | RHNBHSOL | 1 | 0.16667 | HOUETARHNBHSOLN01_OLDI_FBHOILE01 | 0.8 | HOUETARHNBHSOLN01_OLDI | HOUETARHNBHOILE01_OLDI | BHOILE01 | BHSOLN01 | ETA_OLDI | BHOILE01_BHSOLN01 | 5 | 0 | 1.1 | Unlikely
HOUETARHNBHSOLN01_OLDI_FBHOILE01_D17 | Residential heating technology - Solar heating system - apartment complex - existing building - distributed level 0.17 | HOUSOL | HOUETARHN_OLDI_DMD | MKr20 | 2025 | 3.8051 | 0.019728 | [6 empty] | ETA | I | OLD |  |  | RHNBHSOL | 1 | 0.16667 | HOUETARHNBHSOLN01_OLDI_FBHOILE01 | 0.8 | HOUETARHNBHSOLN01_OLDI | HOUETARHNBHOILE01_OLDI | BHOILE01 | BHSOLN01 | ETA_OLDI | BHOILE01_BHSOLN01 | 5 | 0 | 1.1 | Unlikely
HOUETARHNBHSOLN01_OLDI_FBHOILE01_D17 | Residential heating technology - Solar heating system - apartment complex - existing building - distributed level 0.17 | HOUSOL | HOUETARHN_OLDI_DMD | MKr20 | 2030 | 3.6332 | 0.020152 | [6 empty] | ETA | I | OLD |  |  | RHNBHSOL | 1 | 0.16667 | HOUETARHNBHSOLN01_OLDI_FBHOILE01 | 0.8 | HOUETARHNBHSOLN01_OLDI | HOUETARHNBHOILE01_OLDI | BHOILE01 | BHSOLN01 | ETA_OLDI | BHOILE01_BHSOLN01 | 5 | 0 | 1.1 | Unlikely
HOUETARHNBHSOLN01_OLDI_FBHOILE01_D17 | Residential heating technology - Solar heating system - apartment complex - existing building - distributed level 0.17 | HOUSOL | HOUETARHN_OLDI_DMD | MKr20 | 2040 | 3.4614 | 0.019606 | [6 empty] | ETA | I | OLD |  |  | RHNBHSOL | 1 | 0.16667 | HOUETARHNBHSOLN01_OLDI_FBHOILE01 | 0.8 | HOUETARHNBHSOLN01_OLDI | HOUETARHNBHOILE01_OLDI | BHOILE01 | BHSOLN01 | ETA_OLDI | BHOILE01_BHSOLN01 | 5 | 0 | 1.1 | Unlikely
HOUETARHNBHSOLN01_OLDI_FBHOILE01_D17 | Residential heating technology - Solar heating system - apartment complex - existing building - distributed level 0.17 | HOUSOL | HOUETARHN_OLDI_DMD | MKr20 | 2050 | 3.2895 | 0.018612 | [6 empty] | ETA | I | OLD |  |  | RHNBHSOL | 1 | 0.16667 | HOUETARHNBHSOLN01_OLDI_FBHOILE01 | 0.8 | HOUETARHNBHSOLN01_OLDI | HOUETARHNBHOILE01_OLDI | BHOILE01 | BHSOLN01 | ETA_OLDI | BHOILE01_BHSOLN01 | 5 | 0 | 1.1 | Unlikely
HOUETARHNBHOILN01_OLDI_FBHOILE01_D17 | Residential heating technology - Oil boiler (mineral oil fired, < 10 % FAME) - apartment complex - existing building - distributed level 0.17 | HOUOIL, HOUDSB, HOUDSE | HOUETARHN_OLDI_DMD | MKr20 | 2020 | 0.45838 | 0.016228 |  | 6.7 | 5 | 52 | 0 | 0 | ETA | I | OLD |  |  | RHNBHOIL | 1 | 0.16667 | HOUETARHNBHOILN01_OLDI_FBHOILE01 | 0.8 | HOUETARHNBHOILN01_OLDI | HOUETARHNBHOILE01_OLDI | BHOILE01 | BHOILN01 | ETA_OLDI | BHOILE01_BHOILN01 | 2 | 0 | 0.9 | Same
HOUETARHNBHOILN01_OLDI_FBHOILE01_D17 | Residential heating technology - Oil boiler (mineral oil fired, < 10 % FAME) - apartment complex - existing building - distributed level 0.17 | HOUOIL, HOUDSB, HOUDSE | HOUETARHN_OLDI_DMD | MKr20 | 2025 | 0.44704 | 0.016291 |  | 6.7 | 5 | 52 | 0 | 0 | ETA | I | OLD |  |  | RHNBHOIL | 1 | 0.16667 | HOUETARHNBHOILN01_OLDI_FBHOILE01 | 0.8 | HOUETARHNBHOILN01_OLDI | HOUETARHNBHOILE01_OLDI | BHOILE01 | BHOILN01 | ETA_OLDI | BHOILE01_BHOILN01 | 2 | 0 | 0.9 | Same
HOUETARHNBHOILN01_OLDI_FBHOILE01_D17 | Residential heating technology - Oil boiler (mineral oil fired, < 10 % FAME) - apartment complex - existing building - distributed level 0.17 | HOUOIL, HOUDSB, HOUDSE | HOUETARHN_OLDI_DMD | MKr20 | 2030 | 0.43597 | 0.016527 |  | 6.7 | 5 | 52 | 0 | 0 | ETA | I | OLD |  |  | RHNBHOIL | 1 | 0.16667 | HOUETARHNBHOILN01_OLDI_FBHOILE01 | 0.8 | HOUETARHNBHOILN01_OLDI | HOUETARHNBHOILE01_OLDI | BHOILE01 | BHOILN01 | ETA_OLDI | BHOILE01_BHOILN01 | 2 | 0 | 0.9 | Same
HOUETARHNBHOILN01_OLDI_FBHOILE01_D17 | Residential heating technology - Oil boiler (mineral oil fired, < 10 % FAME) - apartment complex - existing building - distributed level 0.17 | HOUOIL, HOUDSB, HOUDSE | HOUETARHN_OLDI_DMD | MKr20 | 2040 | 0.41466 | 0.016678 |  | 6.7 | 5 | 52 | 0 | 0 | ETA | I | OLD |  |  | RHNBHOIL | 1 | 0.16667 | HOUETARHNBHOILN01_OLDI_FBHOILE01 | 0.8 | HOUETARHNBHOILN01_OLDI | HOUETARHNBHOILE01_OLDI | BHOILE01 | BHOILN01 | ETA_OLDI | BHOILE01_BHOILN01 | 2 | 0 | 0.9 | Same
HOUETARHNBHOILN01_OLDI_FBHOILE01_D17 | Residential heating technology - Oil boiler (mineral oil fired, < 10 % FAME) - apartment complex - existing building - distributed level 0.17 | HOUOIL, HOUDSB, HOUDSE | HOUETARHN_OLDI_DMD | MKr20 | 2050 | 0.39439 | 0.016817 |  | 6.7 | 5 | 52 | 0 | 0 | ETA | I | OLD |  |  | RHNBHOIL | 1 | 0.16667 | HOUETARHNBHOILN01_OLDI_FBHOILE01 | 0.8 | HOUETARHNBHOILN01_OLDI | HOUETARHNBHOILE01_OLDI | BHOILE01 | BHOILN01 | ETA_OLDI | BHOILE01_BHOILN01 | 2 | 0 | 0.9 | Same
HOUETARHNBHDHDN09_OLDI_FBHOILE01_D17 | Residential heating technology - Direct district heating substation - plus connection pipe - plus distribution (heating density: low ) - apartment complex - existing building - distributed level 0.17 | HOUDHD | HOUETARHN_OLDI_DMD | MKr20 | 2020 | 0.35974 | 0.0013872 | [6 empty] | ETA | I | OLD |  |  | RHNBHDHD | 1 | 0.16667 | HOUETARHNBHDHDN09_OLDI_FBHOILE01 | 0.8 | HOUETARHNBHDHDN09_OLDI | HOUETARHNBHOILE01_OLDI | BHOILE01 | BHDHDN09 | ETA_OLDI | BHOILE01_BHDHDN09 | 4 | -0.25 | 1 | Supported
HOUETARHNBHDHDN09_OLDI_FBHOILE01_D17 | Residential heating technology - Direct district heating substation - plus connection pipe - plus distribution (heating density: low ) - apartment complex - existing building - distributed level 0.17 | HOUDHD | HOUETARHN_OLDI_DMD | MKr20 | 2025 | 0.35498 | 0.001406 | [6 empty] | ETA | I | OLD |  |  | RHNBHDHD | 1 | 0.16667 | HOUETARHNBHDHDN09_OLDI_FBHOILE01 | 0.8 | HOUETARHNBHDHDN09_OLDI | HOUETARHNBHOILE01_OLDI | BHOILE01 | BHDHDN09 | ETA_OLDI | BHOILE01_BHDHDN09 | 4 | -0.25 | 1 | Supported
HOUETARHNBHDHDN09_OLDI_FBHOILE01_D17 | Residential heating technology - Direct district heating substation - plus connection pipe - plus distribution (heating density: low ) - apartment complex - existing building - distributed level 0.17 | HOUDHD | HOUETARHN_OLDI_DMD | MKr20 | 2030 | 0.35033 | 0.0013853 | [6 empty] | ETA | I | OLD |  |  | RHNBHDHD | 1 | 0.16667 | HOUETARHNBHDHDN09_OLDI_FBHOILE01 | 0.8 | HOUETARHNBHDHDN09_OLDI | HOUETARHNBHOILE01_OLDI | BHOILE01 | BHDHDN09 | ETA_OLDI | BHOILE01_BHDHDN09 | 4 | -0.25 | 1 | Supported
HOUETARHNBHDHDN09_OLDI_FBHOILE01_D17 | Residential heating technology - Direct district heating substation - plus connection pipe - plus distribution (heating density: low ) - apartment complex - existing building - distributed level 0.17 | HOUDHD | HOUETARHN_OLDI_DMD | MKr20 | 2040 | 0.34139 | 0.0013433 | [6 empty] | ETA | I | OLD |  |  | RHNBHDHD | 1 | 0.16667 | HOUETARHNBHDHDN09_OLDI_FBHOILE01 | 0.8 | HOUETARHNBHDHDN09_OLDI | HOUETARHNBHOILE01_OLDI | BHOILE01 | BHDHDN09 | ETA_OLDI | BHOILE01_BHDHDN09 | 4 | -0.25 | 1 | Supported
HOUETARHNBHDHDN09_OLDI_FBHOILE01_D17 | Residential heating technology - Direct district heating substation - plus connection pipe - plus distribution (heating density: low ) - apartment complex - existing building - distributed level 0.17 | HOUDHD | HOUETARHN_OLDI_DMD | MKr20 | 2050 | 0.33288 | 0.0012896 | [6 empty] | ETA | I | OLD |  |  | RHNBHDHD | 1 | 0.16667 | HOUETARHNBHDHDN09_OLDI_FBHOILE01 | 0.8 | HOUETARHNBHDHDN09_OLDI | HOUETARHNBHOILE01_OLDI | BHOILE01 | BHDHDN09 | ETA_OLDI | BHOILE01_BHDHDN09 | 4 | -0.25 | 1 | Supported
HOUETARHNBHDHDN07_OLDI_FBHOILE01_D17 | Residential heating technology - Direct district heating substation - plus connection pipe - plus distribution (heating density: medium ) - apartment complex - existing building - distributed level 0.17 | HOUDHD | HOUETARHN_OLDI_DMD | MKr20 | 2020 | 0.30732 | 0.0013872 | [6 empty] | ETA | I | OLD |  |  | RHNBHDHD | 1 | 0.16667 | HOUETARHNBHDHDN07_OLDI_FBHOILE01 | 0.8 | HOUETARHNBHDHDN07_OLDI | HOUETARHNBHOILE01_OLDI | BHOILE01 | BHDHDN07 | ETA_OLDI | BHOILE01_BHDHDN07 | 4 | -0.25 | 1 | Supported
HOUETARHNBHDHDN07_OLDI_FBHOILE01_D17 | Residential heating technology - Direct district heating substation - plus connection pipe - plus distribution (heating density: medium ) - apartment complex - existing building - distributed level 0.17 | HOUDHD | HOUETARHN_OLDI_DMD | MKr20 | 2025 | 0.30256 | 0.001406 | [6 empty] | ETA | I | OLD |  |  | RHNBHDHD | 1 | 0.16667 | HOUETARHNBHDHDN07_OLDI_FBHOILE01 | 0.8 | HOUETARHNBHDHDN07_OLDI | HOUETARHNBHOILE01_OLDI | BHOILE01 | BHDHDN07 | ETA_OLDI | BHOILE01_BHDHDN07 | 4 | -0.25 | 1 | Supported
HOUETARHNBHDHDN07_OLDI_FBHOILE01_D17 | Residential heating technology - Direct district heating substation - plus connection pipe - plus distribution (heating density: medium ) - apartment complex - existing building - distributed level 0.17 | HOUDHD | HOUETARHN_OLDI_DMD | MKr20 | 2030 | 0.29791 | 0.0013853 | [6 empty] | ETA | I | OLD |  |  | RHNBHDHD | 1 | 0.16667 | HOUETARHNBHDHDN07_OLDI_FBHOILE01 | 0.8 | HOUETARHNBHDHDN07_OLDI | HOUETARHNBHOILE01_OLDI | BHOILE01 | BHDHDN07 | ETA_OLDI | BHOILE01_BHDHDN07 | 4 | -0.25 | 1 | Supported
HOUETARHNBHDHDN07_OLDI_FBHOILE01_D17 | Residential heating technology - Direct district heating substation - plus connection pipe - plus distribution (heating density: medium ) - apartment complex - existing building - distributed level 0.17 | HOUDHD | HOUETARHN_OLDI_DMD | MKr20 | 2040 | 0.28896 | 0.0013433 | [6 empty] | ETA | I | OLD |  |  | RHNBHDHD | 1 | 0.16667 | HOUETARHNBHDHDN07_OLDI_FBHOILE01 | 0.8 | HOUETARHNBHDHDN07_OLDI | HOUETARHNBHOILE01_OLDI | BHOILE01 | BHDHDN07 | ETA_OLDI | BHOILE01_BHDHDN07 | 4 | -0.25 | 1 | Supported
HOUETARHNBHDHDN07_OLDI_FBHOILE01_D17 | Residential heating technology - Direct district heating substation - plus connection pipe - plus distribution (heating density: medium ) - apartment complex - existing building - distributed level 0.17 | HOUDHD | HOUETARHN_OLDI_DMD | MKr20 | 2050 | 0.28046 | 0.0012896 | [6 empty] | ETA | I | OLD |  |  | RHNBHDHD | 1 | 0.16667 | HOUETARHNBHDHDN07_OLDI_FBHOILE01 | 0.8 | HOUETARHNBHDHDN07_OLDI | HOUETARHNBHOILE01_OLDI | BHOILE01 | BHDHDN07 | ETA_OLDI | BHOILE01_BHDHDN07 | 4 | -0.25 | 1 | Supported
HOUETARHNBHDHDN05_OLDI_FBHOILE01_D17 | Residential heating technology - Direct district heating substation - plus connection pipe - plus distribution (heating density: high ) - apartment complex - existing building - distributed level 0.17 | HOUDHD | HOUETARHN_OLDI_DMD | MKr20 | 2020 | 0.2549 | 0.0013872 | [6 empty] | ETA | I | OLD |  |  | RHNBHDHD | 1 | 0.16667 | HOUETARHNBHDHDN05_OLDI_FBHOILE01 | 0.8 | HOUETARHNBHDHDN05_OLDI | HOUETARHNBHOILE01_OLDI | BHOILE01 | BHDHDN05 | ETA_OLDI | BHOILE01_BHDHDN05 | 4 | -0.25 | 1 | Supported
HOUETARHNBHDHDN05_OLDI_FBHOILE01_D17 | Residential heating technology - Direct district heating substation - plus connection pipe - plus distribution (heating density: high ) - apartment complex - existing building - distributed level 0.17 | HOUDHD | HOUETARHN_OLDI_DMD | MKr20 | 2025 | 0.25013 | 0.001406 | [6 empty] | ETA | I | OLD |  |  | RHNBHDHD | 1 | 0.16667 | HOUETARHNBHDHDN05_OLDI_FBHOILE01 | 0.8 | HOUETARHNBHDHDN05_OLDI | HOUETARHNBHOILE01_OLDI | BHOILE01 | BHDHDN05 | ETA_OLDI | BHOILE01_BHDHDN05 | 4 | -0.25 | 1 | Supported
HOUETARHNBHDHDN05_OLDI_FBHOILE01_D17 | Residential heating technology - Direct district heating substation - plus connection pipe - plus distribution (heating density: high ) - apartment complex - existing building - distributed level 0.17 | HOUDHD | HOUETARHN_OLDI_DMD | MKr20 | 2030 | 0.24549 | 0.0013853 | [6 empty] | ETA | I | OLD |  |  | RHNBHDHD | 1 | 0.16667 | HOUETARHNBHDHDN05_OLDI_FBHOILE01 | 0.8 | HOUETARHNBHDHDN05_OLDI | HOUETARHNBHOILE01_OLDI | BHOILE01 | BHDHDN05 | ETA_OLDI | BHOILE01_BHDHDN05 | 4 | -0.25 | 1 | Supported
HOUETARHNBHDHDN05_OLDI_FBHOILE01_D17 | Residential heating technology - Direct district heating substation - plus connection pipe - plus distribution (heating density: high ) - apartment complex - existing building - distributed level 0.17 | HOUDHD | HOUETARHN_OLDI_DMD | MKr20 | 2040 | 0.23654 | 0.0013433 | [6 empty] | ETA | I | OLD |  |  | RHNBHDHD | 1 | 0.16667 | HOUETARHNBHDHDN05_OLDI_FBHOILE01 | 0.8 | HOUETARHNBHDHDN05_OLDI | HOUETARHNBHOILE01_OLDI | BHOILE01 | BHDHDN05 | ETA_OLDI | BHOILE01_BHDHDN05 | 4 | -0.25 | 1 | Supported
HOUETARHNBHDHDN05_OLDI_FBHOILE01_D17 | Residential heating technology - Direct district heating substation - plus connection pipe - plus distribution (heating density: high ) - apartment complex - existing building - distributed level 0.17 | HOUDHD | HOUETARHN_OLDI_DMD | MKr20 | 2050 | 0.22803 | 0.0012896 | [6 empty] | ETA | I | OLD |  |  | RHNBHDHD | 1 | 0.16667 | HOUETARHNBHDHDN05_OLDI_FBHOILE01 | 0.8 | HOUETARHNBHDHDN05_OLDI | HOUETARHNBHOILE01_OLDI | BHOILE01 | BHDHDN05 | ETA_OLDI | BHOILE01_BHDHDN05 | 4 | -0.25 | 1 | Supported
HOUETARHNBHDHCN09_OLDI_FBHOILE01_D17 | Residential heating technology - Direct district heating substation - plus connection pipe - plus distribution (heating density: low ) - apartment complex - existing building - distributed level 0.17 | HOUDHC | HOUETARHN_OLDI_DMD | MKr20 | 2020 | 0.35974 | 0.0013872 | [6 empty] | ETA | I | OLD |  |  | RHNBHDHC | 1 | 0.16667 | HOUETARHNBHDHCN09_OLDI_FBHOILE01 | 0.8 | HOUETARHNBHDHCN09_OLDI | HOUETARHNBHOILE01_OLDI | BHOILE01 | BHDHCN09 | ETA_OLDI | BHOILE01_BHDHCN09 | 4 | -0.25 | 1 | Supported
HOUETARHNBHDHCN09_OLDI_FBHOILE01_D17 | Residential heating technology - Direct district heating substation - plus connection pipe - plus distribution (heating density: low ) - apartment complex - existing building - distributed level 0.17 | HOUDHC | HOUETARHN_OLDI_DMD | MKr20 | 2025 | 0.35498 | 0.001406 | [6 empty] | ETA | I | OLD |  |  | RHNBHDHC | 1 | 0.16667 | HOUETARHNBHDHCN09_OLDI_FBHOILE01 | 0.8 | HOUETARHNBHDHCN09_OLDI | HOUETARHNBHOILE01_OLDI | BHOILE01 | BHDHCN09 | ETA_OLDI | BHOILE01_BHDHCN09 | 4 | -0.25 | 1 | Supported
HOUETARHNBHDHCN09_OLDI_FBHOILE01_D17 | Residential heating technology - Direct district heating substation - plus connection pipe - plus distribution (heating density: low ) - apartment complex - existing building - distributed level 0.17 | HOUDHC | HOUETARHN_OLDI_DMD | MKr20 | 2030 | 0.35033 | 0.0013853 | [6 empty] | ETA | I | OLD |  |  | RHNBHDHC | 1 | 0.16667 | HOUETARHNBHDHCN09_OLDI_FBHOILE01 | 0.8 | HOUETARHNBHDHCN09_OLDI | HOUETARHNBHOILE01_OLDI | BHOILE01 | BHDHCN09 | ETA_OLDI | BHOILE01_BHDHCN09 | 4 | -0.25 | 1 | Supported
HOUETARHNBHDHCN09_OLDI_FBHOILE01_D17 | Residential heating technology - Direct district heating substation - plus connection pipe - plus distribution (heating density: low ) - apartment complex - existing building - distributed level 0.17 | HOUDHC | HOUETARHN_OLDI_DMD | MKr20 | 2040 | 0.34139 | 0.0013433 | [6 empty] | ETA | I | OLD |  |  | RHNBHDHC | 1 | 0.16667 | HOUETARHNBHDHCN09_OLDI_FBHOILE01 | 0.8 | HOUETARHNBHDHCN09_OLDI | HOUETARHNBHOILE01_OLDI | BHOILE01 | BHDHCN09 | ETA_OLDI | BHOILE01_BHDHCN09 | 4 | -0.25 | 1 | Supported
HOUETARHNBHDHCN09_OLDI_FBHOILE01_D17 | Residential heating technology - Direct district heating substation - plus connection pipe - plus distribution (heating density: low ) - apartment complex - existing building - distributed level 0.17 | HOUDHC | HOUETARHN_OLDI_DMD | MKr20 | 2050 | 0.33288 | 0.0012896 | [6 empty] | ETA | I | OLD |  |  | RHNBHDHC | 1 | 0.16667 | HOUETARHNBHDHCN09_OLDI_FBHOILE01 | 0.8 | HOUETARHNBHDHCN09_OLDI | HOUETARHNBHOILE01_OLDI | BHOILE01 | BHDHCN09 | ETA_OLDI | BHOILE01_BHDHCN09 | 4 | -0.25 | 1 | Supported
HOUETARHNBHDHCN07_OLDI_FBHOILE01_D17 | Residential heating technology - Direct district heating substation - plus connection pipe - plus distribution (heating density: medium ) - apartment complex - existing building - distributed level 0.17 | HOUDHC | HOUETARHN_OLDI_DMD | MKr20 | 2020 | 0.30732 | 0.0013872 | [6 empty] | ETA | I | OLD |  |  | RHNBHDHC | 1 | 0.16667 | HOUETARHNBHDHCN07_OLDI_FBHOILE01 | 0.8 | HOUETARHNBHDHCN07_OLDI | HOUETARHNBHOILE01_OLDI | BHOILE01 | BHDHCN07 | ETA_OLDI | BHOILE01_BHDHCN07 | 4 | -0.25 | 1 | Supported
HOUETARHNBHDHCN07_OLDI_FBHOILE01_D17 | Residential heating technology - Direct district heating substation - plus connection pipe - plus distribution (heating density: medium ) - apartment complex - existing building - distributed level 0.17 | HOUDHC | HOUETARHN_OLDI_DMD | MKr20 | 2025 | 0.30256 | 0.001406 | [6 empty] | ETA | I | OLD |  |  | RHNBHDHC | 1 | 0.16667 | HOUETARHNBHDHCN07_OLDI_FBHOILE01 | 0.8 | HOUETARHNBHDHCN07_OLDI | HOUETARHNBHOILE01_OLDI | BHOILE01 | BHDHCN07 | ETA_OLDI | BHOILE01_BHDHCN07 | 4 | -0.25 | 1 | Supported
HOUETARHNBHDHCN07_OLDI_FBHOILE01_D17 | Residential heating technology - Direct district heating substation - plus connection pipe - plus distribution (heating density: medium ) - apartment complex - existing building - distributed level 0.17 | HOUDHC | HOUETARHN_OLDI_DMD | MKr20 | 2030 | 0.29791 | 0.0013853 | [6 empty] | ETA | I | OLD |  |  | RHNBHDHC | 1 | 0.16667 | HOUETARHNBHDHCN07_OLDI_FBHOILE01 | 0.8 | HOUETARHNBHDHCN07_OLDI | HOUETARHNBHOILE01_OLDI | BHOILE01 | BHDHCN07 | ETA_OLDI | BHOILE01_BHDHCN07 | 4 | -0.25 | 1 | Supported
HOUETARHNBHDHCN07_OLDI_FBHOILE01_D17 | Residential heating technology - Direct district heating substation - plus connection pipe - plus distribution (heating density: medium ) - apartment complex - existing building - distributed level 0.17 | HOUDHC | HOUETARHN_OLDI_DMD | MKr20 | 2040 | 0.28896 | 0.0013433 | [6 empty] | ETA | I | OLD |  |  | RHNBHDHC | 1 | 0.16667 | HOUETARHNBHDHCN07_OLDI_FBHOILE01 | 0.8 | HOUETARHNBHDHCN07_OLDI | HOUETARHNBHOILE01_OLDI | BHOILE01 | BHDHCN07 | ETA_OLDI | BHOILE01_BHDHCN07 | 4 | -0.25 | 1 | Supported
HOUETARHNBHDHCN07_OLDI_FBHOILE01_D17 | Residential heating technology - Direct district heating substation - plus connection pipe - plus distribution (heating density: medium ) - apartment complex - existing building - distributed level 0.17 | HOUDHC | HOUETARHN_OLDI_DMD | MKr20 | 2050 | 0.28046 | 0.0012896 | [6 empty] | ETA | I | OLD |  |  | RHNBHDHC | 1 | 0.16667 | HOUETARHNBHDHCN07_OLDI_FBHOILE01 | 0.8 | HOUETARHNBHDHCN07_OLDI | HOUETARHNBHOILE01_OLDI | BHOILE01 | BHDHCN07 | ETA_OLDI | BHOILE01_BHDHCN07 | 4 | -0.25 | 1 | Supported
HOUETARHNBHDHCN05_OLDI_FBHOILE01_D17 | Residential heating technology - Direct district heating substation - plus connection pipe - plus distribution (heating density: high ) - apartment complex - existing building - distributed level 0.17 | HOUDHC | HOUETARHN_OLDI_DMD | MKr20 | 2020 | 0.2549 | 0.0013872 | [6 empty] | ETA | I | OLD |  |  | RHNBHDHC | 1 | 0.16667 | HOUETARHNBHDHCN05_OLDI_FBHOILE01 | 0.8 | HOUETARHNBHDHCN05_OLDI | HOUETARHNBHOILE01_OLDI | BHOILE01 | BHDHCN05 | ETA_OLDI | BHOILE01_BHDHCN05 | 4 | -0.25 | 1 | Supported
HOUETARHNBHDHCN05_OLDI_FBHOILE01_D17 | Residential heating technology - Direct district heating substation - plus connection pipe - plus distribution (heating density: high ) - apartment complex - existing building - distributed level 0.17 | HOUDHC | HOUETARHN_OLDI_DMD | MKr20 | 2025 | 0.25013 | 0.001406 | [6 empty] | ETA | I | OLD |  |  | RHNBHDHC | 1 | 0.16667 | HOUETARHNBHDHCN05_OLDI_FBHOILE01 | 0.8 | HOUETARHNBHDHCN05_OLDI | HOUETARHNBHOILE01_OLDI | BHOILE01 | BHDHCN05 | ETA_OLDI | BHOILE01_BHDHCN05 | 4 | -0.25 | 1 | Supported
HOUETARHNBHDHCN05_OLDI_FBHOILE01_D17 | Residential heating technology - Direct district heating substation - plus connection pipe - plus distribution (heating density: high ) - apartment complex - existing building - distributed level 0.17 | HOUDHC | HOUETARHN_OLDI_DMD | MKr20 | 2030 | 0.24549 | 0.0013853 | [6 empty] | ETA | I | OLD |  |  | RHNBHDHC | 1 | 0.16667 | HOUETARHNBHDHCN05_OLDI_FBHOILE01 | 0.8 | HOUETARHNBHDHCN05_OLDI | HOUETARHNBHOILE01_OLDI | BHOILE01 | BHDHCN05 | ETA_OLDI | BHOILE01_BHDHCN05 | 4 | -0.25 | 1 | Supported
HOUETARHNBHDHCN05_OLDI_FBHOILE01_D17 | Residential heating technology - Direct district heating substation - plus connection pipe - plus distribution (heating density: high ) - apartment complex - existing building - distributed level 0.17 | HOUDHC | HOUETARHN_OLDI_DMD | MKr20 | 2040 | 0.23654 | 0.0013433 | [6 empty] | ETA | I | OLD |  |  | RHNBHDHC | 1 | 0.16667 | HOUETARHNBHDHCN05_OLDI_FBHOILE01 | 0.8 | HOUETARHNBHDHCN05_OLDI | HOUETARHNBHOILE01_OLDI | BHOILE01 | BHDHCN05 | ETA_OLDI | BHOILE01_BHDHCN05 | 4 | -0.25 | 1 | Supported
HOUETARHNBHDHCN05_OLDI_FBHOILE01_D17 | Residential heating technology - Direct district heating substation - plus connection pipe - plus distribution (heating density: high ) - apartment complex - existing building - distributed level 0.17 | HOUDHC | HOUETARHN_OLDI_DMD | MKr20 | 2050 | 0.22803 | 0.0012896 | [6 empty] | ETA | I | OLD |  |  | RHNBHDHC | 1 | 0.16667 | HOUETARHNBHDHCN05_OLDI_FBHOILE01 | 0.8 | HOUETARHNBHDHCN05_OLDI | HOUETARHNBHOILE01_OLDI | BHOILE01 | BHDHCN05 | ETA_OLDI | BHOILE01_BHDHCN05 | 4 | -0.25 | 1 | Supported
HOUETARHNHPELCN05_OLDC_FBHSOLE01_D17 | Residential heating technology - Heat pump, Air-to-water - leasing - apartment complex - existing building - distributed level 0.17 | HOUELC, HOUAMB | HOUETARHN_OLDC_DMD | MKr20 | 2020 | 2.3643 | 0.28261 | 0.3191 | [5 empty] | ETA | C | OLD | 3.1338 |  | RHNHPELC | 1 | 0.16667 | HOUETARHNHPELCN05_OLDC_FBHSOLE01 | 1 | HOUETARHNHPELCN05_OLDC | HOUETARHNBHSOLE01_OLDC | BHSOLE01 | HPELCN05 | ETA_OLDC | BHSOLE01_HPELCN05 | 5 | 0 | 1.1 | Unlikely
HOUETARHNHPELCN05_OLDC_FBHSOLE01_D17 | Residential heating technology - Heat pump, Air-to-water - leasing - apartment complex - existing building - distributed level 0.17 | HOUELC, HOUAMB | HOUETARHN_OLDC_DMD | MKr20 | 2025 | 2.117 | 0.2598 | 0.30341 | [5 empty] | ETA | C | OLD | 3.2959 |  | RHNHPELC | 1 | 0.16667 | HOUETARHNHPELCN05_OLDC_FBHSOLE01 | 1 | HOUETARHNHPELCN05_OLDC | HOUETARHNBHSOLE01_OLDC | BHSOLE01 | HPELCN05 | ETA_OLDC | BHSOLE01_HPELCN05 | 5 | 0 | 1.1 | Unlikely
HOUETARHNHPELCN05_OLDC_FBHSOLE01_D17 | Residential heating technology - Heat pump, Air-to-water - leasing - apartment complex - existing building - distributed level 0.17 | HOUELC, HOUAMB | HOUETARHN_OLDC_DMD | MKr20 | 2030 | 1.8698 | 0.23697 | 0.28919 | [5 empty] | ETA | C | OLD | 3.458 |  | RHNHPELC | 1 | 0.16667 | HOUETARHNHPELCN05_OLDC_FBHSOLE01 | 1 | HOUETARHNHPELCN05_OLDC | HOUETARHNBHSOLE01_OLDC | BHSOLE01 | HPELCN05 | ETA_OLDC | BHSOLE01_HPELCN05 | 5 | 0 | 1.1 | Unlikely
HOUETARHNHPELCN05_OLDC_FBHSOLE01_D17 | Residential heating technology - Heat pump, Air-to-water - leasing - apartment complex - existing building - distributed level 0.17 | HOUELC, HOUAMB | HOUETARHN_OLDC_DMD | MKr20 | 2040 | 1.6747 | 0.21839 | 0.27624 | [5 empty] | ETA | C | OLD | 3.6201 |  | RHNHPELC | 1 | 0.16667 | HOUETARHNHPELCN05_OLDC_FBHSOLE01 | 1 | HOUETARHNHPELCN05_OLDC | HOUETARHNBHSOLE01_OLDC | BHSOLE01 | HPELCN05 | ETA_OLDC | BHSOLE01_HPELCN05 | 5 | 0 | 1.1 | Unlikely
HOUETARHNHPELCN05_OLDC_FBHSOLE01_D17 | Residential heating technology - Heat pump, Air-to-water - leasing - apartment complex - existing building - distributed level 0.17 | HOUELC, HOUAMB | HOUETARHN_OLDC_DMD | MKr20 | 2050 | 1.4796 | 0.19981 | 0.2644 | [5 empty] | ETA | C | OLD | 3.7822 |  | RHNHPELC | 1 | 0.16667 | HOUETARHNHPELCN05_OLDC_FBHSOLE01 | 1 | HOUETARHNHPELCN05_OLDC | HOUETARHNBHSOLE01_OLDC | BHSOLE01 | HPELCN05 | ETA_OLDC | BHSOLE01_HPELCN05 | 5 | 0 | 1.1 | Unlikely
HOUETARHNHPELCN04_OLDC_FBHSOLE01_D17 | Residential heating technology - Heat pump, Ground source - apartment complex - existing building - distributed level 0.17 | HOUELC, HOUAMB | HOUETARHN_OLDC_DMD | MKr20 | 2020 | 4.0051 | 0.041882 | 0.28919 | [5 empty] | ETA | C | OLD | 3.458 |  | RHNHPELC | 1 | 0.16667 | HOUETARHNHPELCN04_OLDC_FBHSOLE01 | 1 | HOUETARHNHPELCN04_OLDC | HOUETARHNBHSOLE01_OLDC | BHSOLE01 | HPELCN04 | ETA_OLDC | BHSOLE01_HPELCN04 | 6 | 0 | 1 | New
HOUETARHNHPELCN04_OLDC_FBHSOLE01_D17 | Residential heating technology - Heat pump, Ground source - apartment complex - existing building - distributed level 0.17 | HOUELC, HOUAMB | HOUETARHN_OLDC_DMD | MKr20 | 2025 | 3.7047 | 0.04155 | 0.28042 | [5 empty] | ETA | C | OLD | 3.566 |  | RHNHPELC | 1 | 0.16667 | HOUETARHNHPELCN04_OLDC_FBHSOLE01 | 1 | HOUETARHNHPELCN04_OLDC | HOUETARHNBHSOLE01_OLDC | BHSOLE01 | HPELCN04 | ETA_OLDC | BHSOLE01_HPELCN04 | 6 | 0 | 1 | New
HOUETARHNHPELCN04_OLDC_FBHSOLE01_D17 | Residential heating technology - Heat pump, Ground source - apartment complex - existing building - distributed level 0.17 | HOUELC, HOUAMB | HOUETARHN_OLDC_DMD | MKr20 | 2030 | 3.4043 | 0.041188 | 0.27218 | [5 empty] | ETA | C | OLD | 3.6741 |  | RHNHPELC | 1 | 0.16667 | HOUETARHNHPELCN04_OLDC_FBHSOLE01 | 1 | HOUETARHNHPELCN04_OLDC | HOUETARHNBHSOLE01_OLDC | BHSOLE01 | HPELCN04 | ETA_OLDC | BHSOLE01_HPELCN04 | 6 | 0 | 1 | New
HOUETARHNHPELCN04_OLDC_FBHSOLE01_D17 | Residential heating technology - Heat pump, Ground source - apartment complex - existing building - distributed level 0.17 | HOUELC, HOUAMB | HOUETARHN_OLDC_DMD | MKr20 | 2040 | 3.149 | 0.040351 | 0.26067 | [5 empty] | ETA | C | OLD | 3.8362 |  | RHNHPELC | 1 | 0.16667 | HOUETARHNHPELCN04_OLDC_FBHSOLE01 | 1 | HOUETARHNHPELCN04_OLDC | HOUETARHNBHSOLE01_OLDC | BHSOLE01 | HPELCN04 | ETA_OLDC | BHSOLE01_HPELCN04 | 6 | 0 | 1 | New
HOUETARHNHPELCN04_OLDC_FBHSOLE01_D17 | Residential heating technology - Heat pump, Ground source - apartment complex - existing building - distributed level 0.17 | HOUELC, HOUAMB | HOUETARHN_OLDC_DMD | MKr20 | 2050 | 2.8937 | 0.039498 | 0.25705 | [5 empty] | ETA | C | OLD | 3.8902 |  | RHNHPELC | 1 | 0.16667 | HOUETARHNHPELCN04_OLDC_FBHSOLE01 | 1 | HOUETARHNHPELCN04_OLDC | HOUETARHNBHSOLE01_OLDC | BHSOLE01 | HPELCN04 | ETA_OLDC | BHSOLE01_HPELCN04 | 6 | 0 | 1 | New
HOUETARHNHPELCN03_OLDC_FBHSOLE01_D17 | Residential heating technology - Heat pump, Air-to-water - apartment complex - existing building - distributed level 0.17 | HOUELC, HOUAMB | HOUETARHN_OLDC_DMD | MKr20 | 2020 | 4.2987 | 0.067679 | 0.3191 | [5 empty] | ETA | C | OLD | 3.1338 |  | RHNHPELC | 1 | 0.16667 | HOUETARHNHPELCN03_OLDC_FBHSOLE01 | 1 | HOUETARHNHPELCN03_OLDC | HOUETARHNBHSOLE01_OLDC | BHSOLE01 | HPELCN03 | ETA_OLDC | BHSOLE01_HPELCN03 | 6 | 0 | 1 | New
HOUETARHNHPELCN03_OLDC_FBHSOLE01_D17 | Residential heating technology - Heat pump, Air-to-water - apartment complex - existing building - distributed level 0.17 | HOUELC, HOUAMB | HOUETARHN_OLDC_DMD | MKr20 | 2025 | 3.8491 | 0.067348 | 0.30341 | [5 empty] | ETA | C | OLD | 3.2959 |  | RHNHPELC | 1 | 0.16667 | HOUETARHNHPELCN03_OLDC_FBHSOLE01 | 1 | HOUETARHNHPELCN03_OLDC | HOUETARHNBHSOLE01_OLDC | BHSOLE01 | HPELCN03 | ETA_OLDC | BHSOLE01_HPELCN03 | 6 | 0 | 1 | New
HOUETARHNHPELCN03_OLDC_FBHSOLE01_D17 | Residential heating technology - Heat pump, Air-to-water - apartment complex - existing building - distributed level 0.17 | HOUELC, HOUAMB | HOUETARHN_OLDC_DMD | MKr20 | 2030 | 3.3996 | 0.066986 | 0.28919 | [5 empty] | ETA | C | OLD | 3.458 |  | RHNHPELC | 1 | 0.16667 | HOUETARHNHPELCN03_OLDC_FBHSOLE01 | 1 | HOUETARHNHPELCN03_OLDC | HOUETARHNBHSOLE01_OLDC | BHSOLE01 | HPELCN03 | ETA_OLDC | BHSOLE01_HPELCN03 | 6 | 0 | 1 | New
HOUETARHNHPELCN03_OLDC_FBHSOLE01_D17 | Residential heating technology - Heat pump, Air-to-water - apartment complex - existing building - distributed level 0.17 | HOUELC, HOUAMB | HOUETARHN_OLDC_DMD | MKr20 | 2040 | 3.0449 | 0.066149 | 0.27624 | [5 empty] | ETA | C | OLD | 3.6201 |  | RHNHPELC | 1 | 0.16667 | HOUETARHNHPELCN03_OLDC_FBHSOLE01 | 1 | HOUETARHNHPELCN03_OLDC | HOUETARHNBHSOLE01_OLDC | BHSOLE01 | HPELCN03 | ETA_OLDC | BHSOLE01_HPELCN03 | 6 | 0 | 1 | New
HOUETARHNHPELCN03_OLDC_FBHSOLE01_D17 | Residential heating technology - Heat pump, Air-to-water - apartment complex - existing building - distributed level 0.17 | HOUELC, HOUAMB | HOUETARHN_OLDC_DMD | MKr20 | 2050 | 2.6902 | 0.065296 | 0.2644 | [5 empty] | ETA | C | OLD | 3.7822 |  | RHNHPELC | 1 | 0.16667 | HOUETARHNHPELCN03_OLDC_FBHSOLE01 | 1 | HOUETARHNHPELCN03_OLDC | HOUETARHNBHSOLE01_OLDC | BHSOLE01 | HPELCN03 | ETA_OLDC | BHSOLE01_HPELCN03 | 6 | 0 | 1 | New
HOUETARHNHPELCN02_OLDC_FBHSOLE01_D17 | Residential heating technology - Heat pump, Air-to-air - single-family house - existing building - distributed level 0.17 | HOUELC, HOUAMB | HOUETARHN_OLDC_DMD | MKr20 | 2020 | 1.7956 | 0.14453 | 0.1908 | [5 empty] | ETA | C | OLD | 5.241 |  | RHNHPELC | 1 | 0.16667 | HOUETARHNHPELCN02_OLDC_FBHSOLE01 | 1 | HOUETARHNHPELCN02_OLDC | HOUETARHNBHSOLE01_OLDC | BHSOLE01 | HPELCN02 | ETA_OLDC | BHSOLE01_HPELCN02 | 5 | 0 | 1.1 | Unlikely
HOUETARHNHPELCN02_OLDC_FBHSOLE01_D17 | Residential heating technology - Heat pump, Air-to-air - single-family house - existing building - distributed level 0.17 | HOUELC, HOUAMB | HOUETARHN_OLDC_DMD | MKr20 | 2025 | 1.7517 | 0.098193 | 0.18145 | [5 empty] | ETA | C | OLD | 5.5112 |  | RHNHPELC | 1 | 0.16667 | HOUETARHNHPELCN02_OLDC_FBHSOLE01 | 1 | HOUETARHNHPELCN02_OLDC | HOUETARHNBHSOLE01_OLDC | BHSOLE01 | HPELCN02 | ETA_OLDC | BHSOLE01_HPELCN02 | 5 | 0 | 1.1 | Unlikely
HOUETARHNHPELCN02_OLDC_FBHSOLE01_D17 | Residential heating technology - Heat pump, Air-to-air - single-family house - existing building - distributed level 0.17 | HOUELC, HOUAMB | HOUETARHN_OLDC_DMD | MKr20 | 2030 | 1.7078 | 0.096379 | 0.1746 | [5 empty] | ETA | C | OLD | 5.7273 |  | RHNHPELC | 1 | 0.16667 | HOUETARHNHPELCN02_OLDC_FBHSOLE01 | 1 | HOUETARHNHPELCN02_OLDC | HOUETARHNBHSOLE01_OLDC | BHSOLE01 | HPELCN02 | ETA_OLDC | BHSOLE01_HPELCN02 | 5 | 0 | 1.1 | Unlikely
HOUETARHNHPELCN02_OLDC_FBHSOLE01_D17 | Residential heating technology - Heat pump, Air-to-air - single-family house - existing building - distributed level 0.17 | HOUELC, HOUAMB | HOUETARHN_OLDC_DMD | MKr20 | 2040 | 1.6264 | 0.093013 | 0.16825 | [5 empty] | ETA | C | OLD | 5.9434 |  | RHNHPELC | 1 | 0.16667 | HOUETARHNHPELCN02_OLDC_FBHSOLE01 | 1 | HOUETARHNHPELCN02_OLDC | HOUETARHNBHSOLE01_OLDC | BHSOLE01 | HPELCN02 | ETA_OLDC | BHSOLE01_HPELCN02 | 5 | 0 | 1.1 | Unlikely
HOUETARHNHPELCN02_OLDC_FBHSOLE01_D17 | Residential heating technology - Heat pump, Air-to-air - single-family house - existing building - distributed level 0.17 | HOUELC, HOUAMB | HOUETARHN_OLDC_DMD | MKr20 | 2050 | 1.5449 | 0.089647 | 0.16525 | [5 empty] | ETA | C | OLD | 6.0515 |  | RHNHPELC | 1 | 0.16667 | HOUETARHNHPELCN02_OLDC_FBHSOLE01 | 1 | HOUETARHNHPELCN02_OLDC | HOUETARHNBHSOLE01_OLDC | BHSOLE01 | HPELCN02 | ETA_OLDC | BHSOLE01_HPELCN02 | 5 | 0 | 1.1 | Unlikely
HOUETARHNDIELCN06_OLDC_FBHSOLE01_D17 | Residential heating technology - Electric heating - electric panel from Bauhaus - apartment complex - new building - distributed level 0.17 | HOUELC | HOUETARHN_OLDC_DMD | MKr20 | 2020 | 0.50745 | 0 | [6 empty] | ETA | C | OLD |  |  | RHNDIELC | 1 | 0.16667 | HOUETARHNDIELCN06_OLDC_FBHSOLE01 | 1 | HOUETARHNDIELCN06_OLDC | HOUETARHNBHSOLE01_OLDC | BHSOLE01 | DIELCN06 | ETA_OLDC | BHSOLE01_DIELCN06 | 5 | 0 | 1.1 | Unlikely
HOUETARHNDIELCN06_OLDC_FBHSOLE01_D17 | Residential heating technology - Electric heating - electric panel from Bauhaus - apartment complex - new building - distributed level 0.17 | HOUELC | HOUETARHN_OLDC_DMD | MKr20 | 2025 | 0.50745 | 0 | [6 empty] | ETA | C | OLD |  |  | RHNDIELC | 1 | 0.16667 | HOUETARHNDIELCN06_OLDC_FBHSOLE01 | 1 | HOUETARHNDIELCN06_OLDC | HOUETARHNBHSOLE01_OLDC | BHSOLE01 | DIELCN06 | ETA_OLDC | BHSOLE01_DIELCN06 | 5 | 0 | 1.1 | Unlikely
HOUETARHNDIELCN06_OLDC_FBHSOLE01_D17 | Residential heating technology - Electric heating - electric panel from Bauhaus - apartment complex - new building - distributed level 0.17 | HOUELC | HOUETARHN_OLDC_DMD | MKr20 | 2030 | 0.50745 | 0 | [6 empty] | ETA | C | OLD |  |  | RHNDIELC | 1 | 0.16667 | HOUETARHNDIELCN06_OLDC_FBHSOLE01 | 1 | HOUETARHNDIELCN06_OLDC | HOUETARHNBHSOLE01_OLDC | BHSOLE01 | DIELCN06 | ETA_OLDC | BHSOLE01_DIELCN06 | 5 | 0 | 1.1 | Unlikely
HOUETARHNDIELCN06_OLDC_FBHSOLE01_D17 | Residential heating technology - Electric heating - electric panel from Bauhaus - apartment complex - new building - distributed level 0.17 | HOUELC | HOUETARHN_OLDC_DMD | MKr20 | 2040 | 0.50745 | 0 | [6 empty] | ETA | C | OLD |  |  | RHNDIELC | 1 | 0.16667 | HOUETARHNDIELCN06_OLDC_FBHSOLE01 | 1 | HOUETARHNDIELCN06_OLDC | HOUETARHNBHSOLE01_OLDC | BHSOLE01 | DIELCN06 | ETA_OLDC | BHSOLE01_DIELCN06 | 5 | 0 | 1.1 | Unlikely
HOUETARHNDIELCN06_OLDC_FBHSOLE01_D17 | Residential heating technology - Electric heating - electric panel from Bauhaus - apartment complex - new building - distributed level 0.17 | HOUELC | HOUETARHN_OLDC_DMD | MKr20 | 2050 | 0.50745 | 0 | [6 empty] | ETA | C | OLD |  |  | RHNDIELC | 1 | 0.16667 | HOUETARHNDIELCN06_OLDC_FBHSOLE01 | 1 | HOUETARHNDIELCN06_OLDC | HOUETARHNBHSOLE01_OLDC | BHSOLE01 | DIELCN06 | ETA_OLDC | BHSOLE01_DIELCN06 | 5 | 0 | 1.1 | Unlikely
HOUETARHNDIELCN01_OLDC_FBHSOLE01_D17 | Residential heating technology - Electric heating - apartment complex - new building - distributed level 0.17 | HOUELC | HOUETARHN_OLDC_DMD | MKr20 | 2020 | 4.7132 | 0.0019137 | [6 empty] | ETA | C | OLD |  |  | RHNDIELC | 1 | 0.16667 | HOUETARHNDIELCN01_OLDC_FBHSOLE01 | 1 | HOUETARHNDIELCN01_OLDC | HOUETARHNBHSOLE01_OLDC | BHSOLE01 | DIELCN01 | ETA_OLDC | BHSOLE01_DIELCN01 | 5 | 0 | 1.1 | Unlikely
HOUETARHNDIELCN01_OLDC_FBHSOLE01_D17 | Residential heating technology - Electric heating - apartment complex - new building - distributed level 0.17 | HOUELC | HOUETARHN_OLDC_DMD | MKr20 | 2025 | 4.5965 | 0.0018356 | [6 empty] | ETA | C | OLD |  |  | RHNDIELC | 1 | 0.16667 | HOUETARHNDIELCN01_OLDC_FBHSOLE01 | 1 | HOUETARHNDIELCN01_OLDC | HOUETARHNBHSOLE01_OLDC | BHSOLE01 | DIELCN01 | ETA_OLDC | BHSOLE01_DIELCN01 | 5 | 0 | 1.1 | Unlikely
HOUETARHNDIELCN01_OLDC_FBHSOLE01_D17 | Residential heating technology - Electric heating - apartment complex - new building - distributed level 0.17 | HOUELC | HOUETARHN_OLDC_DMD | MKr20 | 2030 | 4.4828 | 0.0017965 | [6 empty] | ETA | C | OLD |  |  | RHNDIELC | 1 | 0.16667 | HOUETARHNDIELCN01_OLDC_FBHSOLE01 | 1 | HOUETARHNDIELCN01_OLDC | HOUETARHNBHSOLE01_OLDC | BHSOLE01 | DIELCN01 | ETA_OLDC | BHSOLE01_DIELCN01 | 5 | 0 | 1.1 | Unlikely
HOUETARHNDIELCN01_OLDC_FBHSOLE01_D17 | Residential heating technology - Electric heating - apartment complex - new building - distributed level 0.17 | HOUELC | HOUETARHN_OLDC_DMD | MKr20 | 2040 | 4.2636 | 0.0017184 | [6 empty] | ETA | C | OLD |  |  | RHNDIELC | 1 | 0.16667 | HOUETARHNDIELCN01_OLDC_FBHSOLE01 | 1 | HOUETARHNDIELCN01_OLDC | HOUETARHNBHSOLE01_OLDC | BHSOLE01 | DIELCN01 | ETA_OLDC | BHSOLE01_DIELCN01 | 5 | 0 | 1.1 | Unlikely
HOUETARHNDIELCN01_OLDC_FBHSOLE01_D17 | Residential heating technology - Electric heating - apartment complex - new building - distributed level 0.17 | HOUELC | HOUETARHN_OLDC_DMD | MKr20 | 2050 | 4.0551 | 0.0016403 | [6 empty] | ETA | C | OLD |  |  | RHNDIELC | 1 | 0.16667 | HOUETARHNDIELCN01_OLDC_FBHSOLE01 | 1 | HOUETARHNDIELCN01_OLDC | HOUETARHNBHSOLE01_OLDC | BHSOLE01 | DIELCN01 | ETA_OLDC | BHSOLE01_DIELCN01 | 5 | 0 | 1.1 | Unlikely
HOUETARHNBHWPEN01_OLDC_FBHSOLE01_D17 | Residential heating technology - Biomass boiler, automatic stoking , wood pellets or wood chips - apartment complex - existing building - distributed level 0.17 | HOUWPE | HOUETARHN_OLDC_DMD | MKr20 | 2020 | 1.9659 | 0.035182 |  | 25 | 14 | 70 | 2 | 4 | ETA | C | OLD |  |  | RHNBHWPE | 1 | 0.16667 | HOUETARHNBHWPEN01_OLDC_FBHSOLE01 | 1 | HOUETARHNBHWPEN01_OLDC | HOUETARHNBHSOLE01_OLDC | BHSOLE01 | BHWPEN01 | ETA_OLDC | BHSOLE01_BHWPEN01 | 5 | 0 | 1.1 | Unlikely
HOUETARHNBHWPEN01_OLDC_FBHSOLE01_D17 | Residential heating technology - Biomass boiler, automatic stoking , wood pellets or wood chips - apartment complex - existing building - distributed level 0.17 | HOUWPE | HOUETARHN_OLDC_DMD | MKr20 | 2025 | 1.9172 | 0.034933 |  | 25 | 14 | 60 | 2 | 4 | ETA | C | OLD |  |  | RHNBHWPE | 1 | 0.16667 | HOUETARHNBHWPEN01_OLDC_FBHSOLE01 | 1 | HOUETARHNBHWPEN01_OLDC | HOUETARHNBHSOLE01_OLDC | BHSOLE01 | BHWPEN01 | ETA_OLDC | BHSOLE01_BHWPEN01 | 5 | 0 | 1.1 | Unlikely
HOUETARHNBHWPEN01_OLDC_FBHSOLE01_D17 | Residential heating technology - Biomass boiler, automatic stoking , wood pellets or wood chips - apartment complex - existing building - distributed level 0.17 | HOUWPE | HOUETARHN_OLDC_DMD | MKr20 | 2030 | 1.8698 | 0.035089 |  | 25 | 11 | 50 | 1 | 4 | ETA | C | OLD |  |  | RHNBHWPE | 1 | 0.16667 | HOUETARHNBHWPEN01_OLDC_FBHSOLE01 | 1 | HOUETARHNBHWPEN01_OLDC | HOUETARHNBHSOLE01_OLDC | BHSOLE01 | BHWPEN01 | ETA_OLDC | BHSOLE01_BHWPEN01 | 5 | 0 | 1.1 | Unlikely
HOUETARHNBHWPEN01_OLDC_FBHSOLE01_D17 | Residential heating technology - Biomass boiler, automatic stoking , wood pellets or wood chips - apartment complex - existing building - distributed level 0.17 | HOUWPE | HOUETARHN_OLDC_DMD | MKr20 | 2040 | 1.7783 | 0.033969 |  | 25 | 9 | 45 | 1 | 4 | ETA | C | OLD |  |  | RHNBHWPE | 1 | 0.16667 | HOUETARHNBHWPEN01_OLDC_FBHSOLE01 | 1 | HOUETARHNBHWPEN01_OLDC | HOUETARHNBHSOLE01_OLDC | BHSOLE01 | BHWPEN01 | ETA_OLDC | BHSOLE01_BHWPEN01 | 5 | 0 | 1.1 | Unlikely
HOUETARHNBHWPEN01_OLDC_FBHSOLE01_D17 | Residential heating technology - Biomass boiler, automatic stoking , wood pellets or wood chips - apartment complex - existing building - distributed level 0.17 | HOUWPE | HOUETARHN_OLDC_DMD | MKr20 | 2050 | 1.6914 | 0.032506 |  | 25 | 9 | 40 | 0 | 4 | ETA | C | OLD |  |  | RHNBHWPE | 1 | 0.16667 | HOUETARHNBHWPEN01_OLDC_FBHSOLE01 | 1 | HOUETARHNBHWPEN01_OLDC | HOUETARHNBHSOLE01_OLDC | BHSOLE01 | BHWPEN01 | ETA_OLDC | BHSOLE01_BHWPEN01 | 5 | 0 | 1.1 | Unlikely
HOUETARHNBHSOLN01_OLDC_FBHSOLE01_D17 | Residential heating technology - Solar heating system - apartment complex - existing building - distributed level 0.17 | HOUSOL | HOUETARHN_OLDC_DMD | MKr20 | 2020 | 3.2538 | 0.018612 | [6 empty] | ETA | C | OLD |  |  | RHNBHSOL | 1 | 0.16667 | HOUETARHNBHSOLN01_OLDC_FBHSOLE01 | 1 | HOUETARHNBHSOLN01_OLDC | HOUETARHNBHSOLE01_OLDC | BHSOLE01 | BHSOLN01 | ETA_OLDC | BHSOLE01_BHSOLN01 | 2 | 0 | 0.9 | Same
HOUETARHNBHSOLN01_OLDC_FBHSOLE01_D17 | Residential heating technology - Solar heating system - apartment complex - existing building - distributed level 0.17 | HOUSOL | HOUETARHN_OLDC_DMD | MKr20 | 2025 | 3.1132 | 0.019728 | [6 empty] | ETA | C | OLD |  |  | RHNBHSOL | 1 | 0.16667 | HOUETARHNBHSOLN01_OLDC_FBHSOLE01 | 1 | HOUETARHNBHSOLN01_OLDC | HOUETARHNBHSOLE01_OLDC | BHSOLE01 | BHSOLN01 | ETA_OLDC | BHSOLE01_BHSOLN01 | 2 | 0 | 0.9 | Same
HOUETARHNBHSOLN01_OLDC_FBHSOLE01_D17 | Residential heating technology - Solar heating system - apartment complex - existing building - distributed level 0.17 | HOUSOL | HOUETARHN_OLDC_DMD | MKr20 | 2030 | 2.9726 | 0.020152 | [6 empty] | ETA | C | OLD |  |  | RHNBHSOL | 1 | 0.16667 | HOUETARHNBHSOLN01_OLDC_FBHSOLE01 | 1 | HOUETARHNBHSOLN01_OLDC | HOUETARHNBHSOLE01_OLDC | BHSOLE01 | BHSOLN01 | ETA_OLDC | BHSOLE01_BHSOLN01 | 2 | 0 | 0.9 | Same
HOUETARHNBHSOLN01_OLDC_FBHSOLE01_D17 | Residential heating technology - Solar heating system - apartment complex - existing building - distributed level 0.17 | HOUSOL | HOUETARHN_OLDC_DMD | MKr20 | 2040 | 2.832 | 0.019606 | [6 empty] | ETA | C | OLD |  |  | RHNBHSOL | 1 | 0.16667 | HOUETARHNBHSOLN01_OLDC_FBHSOLE01 | 1 | HOUETARHNBHSOLN01_OLDC | HOUETARHNBHSOLE01_OLDC | BHSOLE01 | BHSOLN01 | ETA_OLDC | BHSOLE01_BHSOLN01 | 2 | 0 | 0.9 | Same
HOUETARHNBHSOLN01_OLDC_FBHSOLE01_D17 | Residential heating technology - Solar heating system - apartment complex - existing building - distributed level 0.17 | HOUSOL | HOUETARHN_OLDC_DMD | MKr20 | 2050 | 2.6914 | 0.018612 | [6 empty] | ETA | C | OLD |  |  | RHNBHSOL | 1 | 0.16667 | HOUETARHNBHSOLN01_OLDC_FBHSOLE01 | 1 | HOUETARHNBHSOLN01_OLDC | HOUETARHNBHSOLE01_OLDC | BHSOLE01 | BHSOLN01 | ETA_OLDC | BHSOLE01_BHSOLN01 | 2 | 0 | 0.9 | Same
HOUETARHNBHDHCN03_OLDC_FBHSOLE01_D17 | Residential heating technology - Direct district heating substation - plus connection pipe - apartment complex - existing building - distributed level 0.17 | HOUDHC | HOUETARHN_OLDC_DMD | MKr20 | 2020 | 0.2059 | 0.0013872 | [6 empty] | ETA | C | OLD |  |  | RHNBHDHC | 1 | 0.16667 | HOUETARHNBHDHCN03_OLDC_FBHSOLE01 | 1 | HOUETARHNBHDHCN03_OLDC | HOUETARHNBHSOLE01_OLDC | BHSOLE01 | BHDHCN03 | ETA_OLDC | BHSOLE01_BHDHCN03 | 6 | 0 | 1 | New
HOUETARHNBHDHCN03_OLDC_FBHSOLE01_D17 | Residential heating technology - Direct district heating substation - plus connection pipe - apartment complex - existing building - distributed level 0.17 | HOUDHC | HOUETARHN_OLDC_DMD | MKr20 | 2025 | 0.20205 | 0.001406 | [6 empty] | ETA | C | OLD |  |  | RHNBHDHC | 1 | 0.16667 | HOUETARHNBHDHCN03_OLDC_FBHSOLE01 | 1 | HOUETARHNBHDHCN03_OLDC | HOUETARHNBHSOLE01_OLDC | BHSOLE01 | BHDHCN03 | ETA_OLDC | BHSOLE01_BHDHCN03 | 6 | 0 | 1 | New
HOUETARHNBHDHCN03_OLDC_FBHSOLE01_D17 | Residential heating technology - Direct district heating substation - plus connection pipe - apartment complex - existing building - distributed level 0.17 | HOUDHC | HOUETARHN_OLDC_DMD | MKr20 | 2030 | 0.1983 | 0.0013853 | [6 empty] | ETA | C | OLD |  |  | RHNBHDHC | 1 | 0.16667 | HOUETARHNBHDHCN03_OLDC_FBHSOLE01 | 1 | HOUETARHNBHDHCN03_OLDC | HOUETARHNBHSOLE01_OLDC | BHSOLE01 | BHDHCN03 | ETA_OLDC | BHSOLE01_BHDHCN03 | 6 | 0 | 1 | New
HOUETARHNBHDHCN03_OLDC_FBHSOLE01_D17 | Residential heating technology - Direct district heating substation - plus connection pipe - apartment complex - existing building - distributed level 0.17 | HOUDHC | HOUETARHN_OLDC_DMD | MKr20 | 2040 | 0.19107 | 0.0013433 | [6 empty] | ETA | C | OLD |  |  | RHNBHDHC | 1 | 0.16667 | HOUETARHNBHDHCN03_OLDC_FBHSOLE01 | 1 | HOUETARHNBHDHCN03_OLDC | HOUETARHNBHSOLE01_OLDC | BHSOLE01 | BHDHCN03 | ETA_OLDC | BHSOLE01_BHDHCN03 | 6 | 0 | 1 | New
HOUETARHNBHDHCN03_OLDC_FBHSOLE01_D17 | Residential heating technology - Direct district heating substation - plus connection pipe - apartment complex - existing building - distributed level 0.17 | HOUDHC | HOUETARHN_OLDC_DMD | MKr20 | 2050 | 0.1842 | 0.0012896 | [6 empty] | ETA | C | OLD |  |  | RHNBHDHC | 1 | 0.16667 | HOUETARHNBHDHCN03_OLDC_FBHSOLE01 | 1 | HOUETARHNBHDHCN03_OLDC | HOUETARHNBHSOLE01_OLDC | BHSOLE01 | BHDHCN03 | ETA_OLDC | BHSOLE01_BHDHCN03 | 6 | 0 | 1 | New
HOUETARHNHPELCN05_OLDD_FBHSOLE01_D17 | Residential heating technology - Heat pump, Air-to-water - leasing - apartment complex - existing building - distributed level 0.17 | HOUELC, HOUAMB | HOUETARHN_OLDD_DMD | MKr20 | 2020 | 2.3643 | 0.28261 | 0.3191 | [5 empty] | ETA | D | OLD | 3.1338 |  | RHNHPELC | 1 | 0.16667 | HOUETARHNHPELCN05_OLDD_FBHSOLE01 | 1 | HOUETARHNHPELCN05_OLDD | HOUETARHNBHSOLE01_OLDD | BHSOLE01 | HPELCN05 | ETA_OLDD | BHSOLE01_HPELCN05 | 5 | 0 | 1.1 | Unlikely
HOUETARHNHPELCN05_OLDD_FBHSOLE01_D17 | Residential heating technology - Heat pump, Air-to-water - leasing - apartment complex - existing building - distributed level 0.17 | HOUELC, HOUAMB | HOUETARHN_OLDD_DMD | MKr20 | 2025 | 2.117 | 0.2598 | 0.30341 | [5 empty] | ETA | D | OLD | 3.2959 |  | RHNHPELC | 1 | 0.16667 | HOUETARHNHPELCN05_OLDD_FBHSOLE01 | 1 | HOUETARHNHPELCN05_OLDD | HOUETARHNBHSOLE01_OLDD | BHSOLE01 | HPELCN05 | ETA_OLDD | BHSOLE01_HPELCN05 | 5 | 0 | 1.1 | Unlikely
HOUETARHNHPELCN05_OLDD_FBHSOLE01_D17 | Residential heating technology - Heat pump, Air-to-water - leasing - apartment complex - existing building - distributed level 0.17 | HOUELC, HOUAMB | HOUETARHN_OLDD_DMD | MKr20 | 2030 | 1.8698 | 0.23697 | 0.28919 | [5 empty] | ETA | D | OLD | 3.458 |  | RHNHPELC | 1 | 0.16667 | HOUETARHNHPELCN05_OLDD_FBHSOLE01 | 1 | HOUETARHNHPELCN05_OLDD | HOUETARHNBHSOLE01_OLDD | BHSOLE01 | HPELCN05 | ETA_OLDD | BHSOLE01_HPELCN05 | 5 | 0 | 1.1 | Unlikely
HOUETARHNHPELCN05_OLDD_FBHSOLE01_D17 | Residential heating technology - Heat pump, Air-to-water - leasing - apartment complex - existing building - distributed level 0.17 | HOUELC, HOUAMB | HOUETARHN_OLDD_DMD | MKr20 | 2040 | 1.6747 | 0.21839 | 0.27624 | [5 empty] | ETA | D | OLD | 3.6201 |  | RHNHPELC | 1 | 0.16667 | HOUETARHNHPELCN05_OLDD_FBHSOLE01 | 1 | HOUETARHNHPELCN05_OLDD | HOUETARHNBHSOLE01_OLDD | BHSOLE01 | HPELCN05 | ETA_OLDD | BHSOLE01_HPELCN05 | 5 | 0 | 1.1 | Unlikely
HOUETARHNHPELCN05_OLDD_FBHSOLE01_D17 | Residential heating technology - Heat pump, Air-to-water - leasing - apartment complex - existing building - distributed level 0.17 | HOUELC, HOUAMB | HOUETARHN_OLDD_DMD | MKr20 | 2050 | 1.4796 | 0.19981 | 0.2644 | [5 empty] | ETA | D | OLD | 3.7822 |  | RHNHPELC | 1 | 0.16667 | HOUETARHNHPELCN05_OLDD_FBHSOLE01 | 1 | HOUETARHNHPELCN05_OLDD | HOUETARHNBHSOLE01_OLDD | BHSOLE01 | HPELCN05 | ETA_OLDD | BHSOLE01_HPELCN05 | 5 | 0 | 1.1 | Unlikely
HOUETARHNHPELCN04_OLDD_FBHSOLE01_D17 | Residential heating technology - Heat pump, Ground source - apartment complex - existing building - distributed level 0.17 | HOUELC, HOUAMB | HOUETARHN_OLDD_DMD | MKr20 | 2020 | 4.0051 | 0.041882 | 0.28919 | [5 empty] | ETA | D | OLD | 3.458 |  | RHNHPELC | 1 | 0.16667 | HOUETARHNHPELCN04_OLDD_FBHSOLE01 | 1 | HOUETARHNHPELCN04_OLDD | HOUETARHNBHSOLE01_OLDD | BHSOLE01 | HPELCN04 | ETA_OLDD | BHSOLE01_HPELCN04 | 6 | 0 | 1 | New
HOUETARHNHPELCN04_OLDD_FBHSOLE01_D17 | Residential heating technology - Heat pump, Ground source - apartment complex - existing building - distributed level 0.17 | HOUELC, HOUAMB | HOUETARHN_OLDD_DMD | MKr20 | 2025 | 3.7047 | 0.04155 | 0.28042 | [5 empty] | ETA | D | OLD | 3.566 |  | RHNHPELC | 1 | 0.16667 | HOUETARHNHPELCN04_OLDD_FBHSOLE01 | 1 | HOUETARHNHPELCN04_OLDD | HOUETARHNBHSOLE01_OLDD | BHSOLE01 | HPELCN04 | ETA_OLDD | BHSOLE01_HPELCN04 | 6 | 0 | 1 | New
HOUETARHNHPELCN04_OLDD_FBHSOLE01_D17 | Residential heating technology - Heat pump, Ground source - apartment complex - existing building - distributed level 0.17 | HOUELC, HOUAMB | HOUETARHN_OLDD_DMD | MKr20 | 2030 | 3.4043 | 0.041188 | 0.27218 | [5 empty] | ETA | D | OLD | 3.6741 |  | RHNHPELC | 1 | 0.16667 | HOUETARHNHPELCN04_OLDD_FBHSOLE01 | 1 | HOUETARHNHPELCN04_OLDD | HOUETARHNBHSOLE01_OLDD | BHSOLE01 | HPELCN04 | ETA_OLDD | BHSOLE01_HPELCN04 | 6 | 0 | 1 | New
HOUETARHNHPELCN04_OLDD_FBHSOLE01_D17 | Residential heating technology - Heat pump, Ground source - apartment complex - existing building - distributed level 0.17 | HOUELC, HOUAMB | HOUETARHN_OLDD_DMD | MKr20 | 2040 | 3.149 | 0.040351 | 0.26067 | [5 empty] | ETA | D | OLD | 3.8362 |  | RHNHPELC | 1 | 0.16667 | HOUETARHNHPELCN04_OLDD_FBHSOLE01 | 1 | HOUETARHNHPELCN04_OLDD | HOUETARHNBHSOLE01_OLDD | BHSOLE01 | HPELCN04 | ETA_OLDD | BHSOLE01_HPELCN04 | 6 | 0 | 1 | New
HOUETARHNHPELCN04_OLDD_FBHSOLE01_D17 | Residential heating technology - Heat pump, Ground source - apartment complex - existing building - distributed level 0.17 | HOUELC, HOUAMB | HOUETARHN_OLDD_DMD | MKr20 | 2050 | 2.8937 | 0.039498 | 0.25705 | [5 empty] | ETA | D | OLD | 3.8902 |  | RHNHPELC | 1 | 0.16667 | HOUETARHNHPELCN04_OLDD_FBHSOLE01 | 1 | HOUETARHNHPELCN04_OLDD | HOUETARHNBHSOLE01_OLDD | BHSOLE01 | HPELCN04 | ETA_OLDD | BHSOLE01_HPELCN04 | 6 | 0 | 1 | New
HOUETARHNHPELCN03_OLDD_FBHSOLE01_D17 | Residential heating technology - Heat pump, Air-to-water - apartment complex - existing building - distributed level 0.17 | HOUELC, HOUAMB | HOUETARHN_OLDD_DMD | MKr20 | 2020 | 4.2987 | 0.067679 | 0.3191 | [5 empty] | ETA | D | OLD | 3.1338 |  | RHNHPELC | 1 | 0.16667 | HOUETARHNHPELCN03_OLDD_FBHSOLE01 | 1 | HOUETARHNHPELCN03_OLDD | HOUETARHNBHSOLE01_OLDD | BHSOLE01 | HPELCN03 | ETA_OLDD | BHSOLE01_HPELCN03 | 6 | 0 | 1 | New
HOUETARHNHPELCN03_OLDD_FBHSOLE01_D17 | Residential heating technology - Heat pump, Air-to-water - apartment complex - existing building - distributed level 0.17 | HOUELC, HOUAMB | HOUETARHN_OLDD_DMD | MKr20 | 2025 | 3.8491 | 0.067348 | 0.30341 | [5 empty] | ETA | D | OLD | 3.2959 |  | RHNHPELC | 1 | 0.16667 | HOUETARHNHPELCN03_OLDD_FBHSOLE01 | 1 | HOUETARHNHPELCN03_OLDD | HOUETARHNBHSOLE01_OLDD | BHSOLE01 | HPELCN03 | ETA_OLDD | BHSOLE01_HPELCN03 | 6 | 0 | 1 | New
HOUETARHNHPELCN03_OLDD_FBHSOLE01_D17 | Residential heating technology - Heat pump, Air-to-water - apartment complex - existing building - distributed level 0.17 | HOUELC, HOUAMB | HOUETARHN_OLDD_DMD | MKr20 | 2030 | 3.3996 | 0.066986 | 0.28919 | [5 empty] | ETA | D | OLD | 3.458 |  | RHNHPELC | 1 | 0.16667 | HOUETARHNHPELCN03_OLDD_FBHSOLE01 | 1 | HOUETARHNHPELCN03_OLDD | HOUETARHNBHSOLE01_OLDD | BHSOLE01 | HPELCN03 | ETA_OLDD | BHSOLE01_HPELCN03 | 6 | 0 | 1 | New
HOUETARHNHPELCN03_OLDD_FBHSOLE01_D17 | Residential heating technology - Heat pump, Air-to-water - apartment complex - existing building - distributed level 0.17 | HOUELC, HOUAMB | HOUETARHN_OLDD_DMD | MKr20 | 2040 | 3.0449 | 0.066149 | 0.27624 | [5 empty] | ETA | D | OLD | 3.6201 |  | RHNHPELC | 1 | 0.16667 | HOUETARHNHPELCN03_OLDD_FBHSOLE01 | 1 | HOUETARHNHPELCN03_OLDD | HOUETARHNBHSOLE01_OLDD | BHSOLE01 | HPELCN03 | ETA_OLDD | BHSOLE01_HPELCN03 | 6 | 0 | 1 | New
HOUETARHNHPELCN03_OLDD_FBHSOLE01_D17 | Residential heating technology - Heat pump, Air-to-water - apartment complex - existing building - distributed level 0.17 | HOUELC, HOUAMB | HOUETARHN_OLDD_DMD | MKr20 | 2050 | 2.6902 | 0.065296 | 0.2644 | [5 empty] | ETA | D | OLD | 3.7822 |  | RHNHPELC | 1 | 0.16667 | HOUETARHNHPELCN03_OLDD_FBHSOLE01 | 1 | HOUETARHNHPELCN03_OLDD | HOUETARHNBHSOLE01_OLDD | BHSOLE01 | HPELCN03 | ETA_OLDD | BHSOLE01_HPELCN03 | 6 | 0 | 1 | New
HOUETARHNHPELCN02_OLDD_FBHSOLE01_D17 | Residential heating technology - Heat pump, Air-to-air - single-family house - existing building - distributed level 0.17 | HOUELC, HOUAMB | HOUETARHN_OLDD_DMD | MKr20 | 2020 | 1.7956 | 0.14453 | 0.1908 | [5 empty] | ETA | D | OLD | 5.241 |  | RHNHPELC | 1 | 0.16667 | HOUETARHNHPELCN02_OLDD_FBHSOLE01 | 1 | HOUETARHNHPELCN02_OLDD | HOUETARHNBHSOLE01_OLDD | BHSOLE01 | HPELCN02 | ETA_OLDD | BHSOLE01_HPELCN02 | 5 | 0 | 1.1 | Unlikely
HOUETARHNHPELCN02_OLDD_FBHSOLE01_D17 | Residential heating technology - Heat pump, Air-to-air - single-family house - existing building - distributed level 0.17 | HOUELC, HOUAMB | HOUETARHN_OLDD_DMD | MKr20 | 2025 | 1.7517 | 0.098193 | 0.18145 | [5 empty] | ETA | D | OLD | 5.5112 |  | RHNHPELC | 1 | 0.16667 | HOUETARHNHPELCN02_OLDD_FBHSOLE01 | 1 | HOUETARHNHPELCN02_OLDD | HOUETARHNBHSOLE01_OLDD | BHSOLE01 | HPELCN02 | ETA_OLDD | BHSOLE01_HPELCN02 | 5 | 0 | 1.1 | Unlikely
HOUETARHNHPELCN02_OLDD_FBHSOLE01_D17 | Residential heating technology - Heat pump, Air-to-air - single-family house - existing building - distributed level 0.17 | HOUELC, HOUAMB | HOUETARHN_OLDD_DMD | MKr20 | 2030 | 1.7078 | 0.096379 | 0.1746 | [5 empty] | ETA | D | OLD | 5.7273 |  | RHNHPELC | 1 | 0.16667 | HOUETARHNHPELCN02_OLDD_FBHSOLE01 | 1 | HOUETARHNHPELCN02_OLDD | HOUETARHNBHSOLE01_OLDD | BHSOLE01 | HPELCN02 | ETA_OLDD | BHSOLE01_HPELCN02 | 5 | 0 | 1.1 | Unlikely
HOUETARHNHPELCN02_OLDD_FBHSOLE01_D17 | Residential heating technology - Heat pump, Air-to-air - single-family house - existing building - distributed level 0.17 | HOUELC, HOUAMB | HOUETARHN_OLDD_DMD | MKr20 | 2040 | 1.6264 | 0.093013 | 0.16825 | [5 empty] | ETA | D | OLD | 5.9434 |  | RHNHPELC | 1 | 0.16667 | HOUETARHNHPELCN02_OLDD_FBHSOLE01 | 1 | HOUETARHNHPELCN02_OLDD | HOUETARHNBHSOLE01_OLDD | BHSOLE01 | HPELCN02 | ETA_OLDD | BHSOLE01_HPELCN02 | 5 | 0 | 1.1 | Unlikely
HOUETARHNHPELCN02_OLDD_FBHSOLE01_D17 | Residential heating technology - Heat pump, Air-to-air - single-family house - existing building - distributed level 0.17 | HOUELC, HOUAMB | HOUETARHN_OLDD_DMD | MKr20 | 2050 | 1.5449 | 0.089647 | 0.16525 | [5 empty] | ETA | D | OLD | 6.0515 |  | RHNHPELC | 1 | 0.16667 | HOUETARHNHPELCN02_OLDD_FBHSOLE01 | 1 | HOUETARHNHPELCN02_OLDD | HOUETARHNBHSOLE01_OLDD | BHSOLE01 | HPELCN02 | ETA_OLDD | BHSOLE01_HPELCN02 | 5 | 0 | 1.1 | Unlikely
HOUETARHNDIELCN06_OLDD_FBHSOLE01_D17 | Residential heating technology - Electric heating - electric panel from Bauhaus - apartment complex - new building - distributed level 0.17 | HOUELC | HOUETARHN_OLDD_DMD | MKr20 | 2020 | 0.50745 | 0 | [6 empty] | ETA | D | OLD |  |  | RHNDIELC | 1 | 0.16667 | HOUETARHNDIELCN06_OLDD_FBHSOLE01 | 1 | HOUETARHNDIELCN06_OLDD | HOUETARHNBHSOLE01_OLDD | BHSOLE01 | DIELCN06 | ETA_OLDD | BHSOLE01_DIELCN06 | 5 | 0 | 1.1 | Unlikely
HOUETARHNDIELCN06_OLDD_FBHSOLE01_D17 | Residential heating technology - Electric heating - electric panel from Bauhaus - apartment complex - new building - distributed level 0.17 | HOUELC | HOUETARHN_OLDD_DMD | MKr20 | 2025 | 0.50745 | 0 | [6 empty] | ETA | D | OLD |  |  | RHNDIELC | 1 | 0.16667 | HOUETARHNDIELCN06_OLDD_FBHSOLE01 | 1 | HOUETARHNDIELCN06_OLDD | HOUETARHNBHSOLE01_OLDD | BHSOLE01 | DIELCN06 | ETA_OLDD | BHSOLE01_DIELCN06 | 5 | 0 | 1.1 | Unlikely
HOUETARHNDIELCN06_OLDD_FBHSOLE01_D17 | Residential heating technology - Electric heating - electric panel from Bauhaus - apartment complex - new building - distributed level 0.17 | HOUELC | HOUETARHN_OLDD_DMD | MKr20 | 2030 | 0.50745 | 0 | [6 empty] | ETA | D | OLD |  |  | RHNDIELC | 1 | 0.16667 | HOUETARHNDIELCN06_OLDD_FBHSOLE01 | 1 | HOUETARHNDIELCN06_OLDD | HOUETARHNBHSOLE01_OLDD | BHSOLE01 | DIELCN06 | ETA_OLDD | BHSOLE01_DIELCN06 | 5 | 0 | 1.1 | Unlikely
HOUETARHNDIELCN06_OLDD_FBHSOLE01_D17 | Residential heating technology - Electric heating - electric panel from Bauhaus - apartment complex - new building - distributed level 0.17 | HOUELC | HOUETARHN_OLDD_DMD | MKr20 | 2040 | 0.50745 | 0 | [6 empty] | ETA | D | OLD |  |  | RHNDIELC | 1 | 0.16667 | HOUETARHNDIELCN06_OLDD_FBHSOLE01 | 1 | HOUETARHNDIELCN06_OLDD | HOUETARHNBHSOLE01_OLDD | BHSOLE01 | DIELCN06 | ETA_OLDD | BHSOLE01_DIELCN06 | 5 | 0 | 1.1 | Unlikely
HOUETARHNDIELCN06_OLDD_FBHSOLE01_D17 | Residential heating technology - Electric heating - electric panel from Bauhaus - apartment complex - new building - distributed level 0.17 | HOUELC | HOUETARHN_OLDD_DMD | MKr20 | 2050 | 0.50745 | 0 | [6 empty] | ETA | D | OLD |  |  | RHNDIELC | 1 | 0.16667 | HOUETARHNDIELCN06_OLDD_FBHSOLE01 | 1 | HOUETARHNDIELCN06_OLDD | HOUETARHNBHSOLE01_OLDD | BHSOLE01 | DIELCN06 | ETA_OLDD | BHSOLE01_DIELCN06 | 5 | 0 | 1.1 | Unlikely
HOUETARHNDIELCN01_OLDD_FBHSOLE01_D17 | Residential heating technology - Electric heating - apartment complex - new building - distributed level 0.17 | HOUELC | HOUETARHN_OLDD_DMD | MKr20 | 2020 | 4.7132 | 0.0019137 | [6 empty] | ETA | D | OLD |  |  | RHNDIELC | 1 | 0.16667 | HOUETARHNDIELCN01_OLDD_FBHSOLE01 | 1 | HOUETARHNDIELCN01_OLDD | HOUETARHNBHSOLE01_OLDD | BHSOLE01 | DIELCN01 | ETA_OLDD | BHSOLE01_DIELCN01 | 5 | 0 | 1.1 | Unlikely
HOUETARHNDIELCN01_OLDD_FBHSOLE01_D17 | Residential heating technology - Electric heating - apartment complex - new building - distributed level 0.17 | HOUELC | HOUETARHN_OLDD_DMD | MKr20 | 2025 | 4.5965 | 0.0018356 | [6 empty] | ETA | D | OLD |  |  | RHNDIELC | 1 | 0.16667 | HOUETARHNDIELCN01_OLDD_FBHSOLE01 | 1 | HOUETARHNDIELCN01_OLDD | HOUETARHNBHSOLE01_OLDD | BHSOLE01 | DIELCN01 | ETA_OLDD | BHSOLE01_DIELCN01 | 5 | 0 | 1.1 | Unlikely
HOUETARHNDIELCN01_OLDD_FBHSOLE01_D17 | Residential heating technology - Electric heating - apartment complex - new building - distributed level 0.17 | HOUELC | HOUETARHN_OLDD_DMD | MKr20 | 2030 | 4.4828 | 0.0017965 | [6 empty] | ETA | D | OLD |  |  | RHNDIELC | 1 | 0.16667 | HOUETARHNDIELCN01_OLDD_FBHSOLE01 | 1 | HOUETARHNDIELCN01_OLDD | HOUETARHNBHSOLE01_OLDD | BHSOLE01 | DIELCN01 | ETA_OLDD | BHSOLE01_DIELCN01 | 5 | 0 | 1.1 | Unlikely
HOUETARHNDIELCN01_OLDD_FBHSOLE01_D17 | Residential heating technology - Electric heating - apartment complex - new building - distributed level 0.17 | HOUELC | HOUETARHN_OLDD_DMD | MKr20 | 2040 | 4.2636 | 0.0017184 | [6 empty] | ETA | D | OLD |  |  | RHNDIELC | 1 | 0.16667 | HOUETARHNDIELCN01_OLDD_FBHSOLE01 | 1 | HOUETARHNDIELCN01_OLDD | HOUETARHNBHSOLE01_OLDD | BHSOLE01 | DIELCN01 | ETA_OLDD | BHSOLE01_DIELCN01 | 5 | 0 | 1.1 | Unlikely
HOUETARHNDIELCN01_OLDD_FBHSOLE01_D17 | Residential heating technology - Electric heating - apartment complex - new building - distributed level 0.17 | HOUELC | HOUETARHN_OLDD_DMD | MKr20 | 2050 | 4.0551 | 0.0016403 | [6 empty] | ETA | D | OLD |  |  | RHNDIELC | 1 | 0.16667 | HOUETARHNDIELCN01_OLDD_FBHSOLE01 | 1 | HOUETARHNDIELCN01_OLDD | HOUETARHNBHSOLE01_OLDD | BHSOLE01 | DIELCN01 | ETA_OLDD | BHSOLE01_DIELCN01 | 5 | 0 | 1.1 | Unlikely
HOUETARHNBHWPEN01_OLDD_FBHSOLE01_D17 | Residential heating technology - Biomass boiler, automatic stoking , wood pellets or wood chips - apartment complex - existing building - distributed level 0.17 | HOUWPE | HOUETARHN_OLDD_DMD | MKr20 | 2020 | 1.9659 | 0.035182 |  | 25 | 14 | 70 | 2 | 4 | ETA | D | OLD |  |  | RHNBHWPE | 1 | 0.16667 | HOUETARHNBHWPEN01_OLDD_FBHSOLE01 | 1 | HOUETARHNBHWPEN01_OLDD | HOUETARHNBHSOLE01_OLDD | BHSOLE01 | BHWPEN01 | ETA_OLDD | BHSOLE01_BHWPEN01 | 5 | 0 | 1.1 | Unlikely
HOUETARHNBHWPEN01_OLDD_FBHSOLE01_D17 | Residential heating technology - Biomass boiler, automatic stoking , wood pellets or wood chips - apartment complex - existing building - distributed level 0.17 | HOUWPE | HOUETARHN_OLDD_DMD | MKr20 | 2025 | 1.9172 | 0.034933 |  | 25 | 14 | 60 | 2 | 4 | ETA | D | OLD |  |  | RHNBHWPE | 1 | 0.16667 | HOUETARHNBHWPEN01_OLDD_FBHSOLE01 | 1 | HOUETARHNBHWPEN01_OLDD | HOUETARHNBHSOLE01_OLDD | BHSOLE01 | BHWPEN01 | ETA_OLDD | BHSOLE01_BHWPEN01 | 5 | 0 | 1.1 | Unlikely
HOUETARHNBHWPEN01_OLDD_FBHSOLE01_D17 | Residential heating technology - Biomass boiler, automatic stoking , wood pellets or wood chips - apartment complex - existing building - distributed level 0.17 | HOUWPE | HOUETARHN_OLDD_DMD | MKr20 | 2030 | 1.8698 | 0.035089 |  | 25 | 11 | 50 | 1 | 4 | ETA | D | OLD |  |  | RHNBHWPE | 1 | 0.16667 | HOUETARHNBHWPEN01_OLDD_FBHSOLE01 | 1 | HOUETARHNBHWPEN01_OLDD | HOUETARHNBHSOLE01_OLDD | BHSOLE01 | BHWPEN01 | ETA_OLDD | BHSOLE01_BHWPEN01 | 5 | 0 | 1.1 | Unlikely
HOUETARHNBHWPEN01_OLDD_FBHSOLE01_D17 | Residential heating technology - Biomass boiler, automatic stoking , wood pellets or wood chips - apartment complex - existing building - distributed level 0.17 | HOUWPE | HOUETARHN_OLDD_DMD | MKr20 | 2040 | 1.7783 | 0.033969 |  | 25 | 9 | 45 | 1 | 4 | ETA | D | OLD |  |  | RHNBHWPE | 1 | 0.16667 | HOUETARHNBHWPEN01_OLDD_FBHSOLE01 | 1 | HOUETARHNBHWPEN01_OLDD | HOUETARHNBHSOLE01_OLDD | BHSOLE01 | BHWPEN01 | ETA_OLDD | BHSOLE01_BHWPEN01 | 5 | 0 | 1.1 | Unlikely
HOUETARHNBHWPEN01_OLDD_FBHSOLE01_D17 | Residential heating technology - Biomass boiler, automatic stoking , wood pellets or wood chips - apartment complex - existing building - distributed level 0.17 | HOUWPE | HOUETARHN_OLDD_DMD | MKr20 | 2050 | 1.6914 | 0.032506 |  | 25 | 9 | 40 | 0 | 4 | ETA | D | OLD |  |  | RHNBHWPE | 1 | 0.16667 | HOUETARHNBHWPEN01_OLDD_FBHSOLE01 | 1 | HOUETARHNBHWPEN01_OLDD | HOUETARHNBHSOLE01_OLDD | BHSOLE01 | BHWPEN01 | ETA_OLDD | BHSOLE01_BHWPEN01 | 5 | 0 | 1.1 | Unlikely
HOUETARHNBHSOLN01_OLDD_FBHSOLE01_D17 | Residential heating technology - Solar heating system - apartment complex - existing building - distributed level 0.17 | HOUSOL | HOUETARHN_OLDD_DMD | MKr20 | 2020 | 3.2538 | 0.018612 | [6 empty] | ETA | D | OLD |  |  | RHNBHSOL | 1 | 0.16667 | HOUETARHNBHSOLN01_OLDD_FBHSOLE01 | 1 | HOUETARHNBHSOLN01_OLDD | HOUETARHNBHSOLE01_OLDD | BHSOLE01 | BHSOLN01 | ETA_OLDD | BHSOLE01_BHSOLN01 | 2 | 0 | 0.9 | Same
HOUETARHNBHSOLN01_OLDD_FBHSOLE01_D17 | Residential heating technology - Solar heating system - apartment complex - existing building - distributed level 0.17 | HOUSOL | HOUETARHN_OLDD_DMD | MKr20 | 2025 | 3.1132 | 0.019728 | [6 empty] | ETA | D | OLD |  |  | RHNBHSOL | 1 | 0.16667 | HOUETARHNBHSOLN01_OLDD_FBHSOLE01 | 1 | HOUETARHNBHSOLN01_OLDD | HOUETARHNBHSOLE01_OLDD | BHSOLE01 | BHSOLN01 | ETA_OLDD | BHSOLE01_BHSOLN01 | 2 | 0 | 0.9 | Same
HOUETARHNBHSOLN01_OLDD_FBHSOLE01_D17 | Residential heating technology - Solar heating system - apartment complex - existing building - distributed level 0.17 | HOUSOL | HOUETARHN_OLDD_DMD | MKr20 | 2030 | 2.9726 | 0.020152 | [6 empty] | ETA | D | OLD |  |  | RHNBHSOL | 1 | 0.16667 | HOUETARHNBHSOLN01_OLDD_FBHSOLE01 | 1 | HOUETARHNBHSOLN01_OLDD | HOUETARHNBHSOLE01_OLDD | BHSOLE01 | BHSOLN01 | ETA_OLDD | BHSOLE01_BHSOLN01 | 2 | 0 | 0.9 | Same
HOUETARHNBHSOLN01_OLDD_FBHSOLE01_D17 | Residential heating technology - Solar heating system - apartment complex - existing building - distributed level 0.17 | HOUSOL | HOUETARHN_OLDD_DMD | MKr20 | 2040 | 2.832 | 0.019606 | [6 empty] | ETA | D | OLD |  |  | RHNBHSOL | 1 | 0.16667 | HOUETARHNBHSOLN01_OLDD_FBHSOLE01 | 1 | HOUETARHNBHSOLN01_OLDD | HOUETARHNBHSOLE01_OLDD | BHSOLE01 | BHSOLN01 | ETA_OLDD | BHSOLE01_BHSOLN01 | 2 | 0 | 0.9 | Same
HOUETARHNBHSOLN01_OLDD_FBHSOLE01_D17 | Residential heating technology - Solar heating system - apartment complex - existing building - distributed level 0.17 | HOUSOL | HOUETARHN_OLDD_DMD | MKr20 | 2050 | 2.6914 | 0.018612 | [6 empty] | ETA | D | OLD |  |  | RHNBHSOL | 1 | 0.16667 | HOUETARHNBHSOLN01_OLDD_FBHSOLE01 | 1 | HOUETARHNBHSOLN01_OLDD | HOUETARHNBHSOLE01_OLDD | BHSOLE01 | BHSOLN01 | ETA_OLDD | BHSOLE01_BHSOLN01 | 2 | 0 | 0.9 | Same
HOUETARHNBHDHDN03_OLDD_FBHSOLE01_D17 | Residential heating technology - Direct district heating substation - plus connection pipe - apartment complex - existing building - distributed level 0.17 | HOUDHD | HOUETARHN_OLDD_DMD | MKr20 | 2020 | 0.2059 | 0.0013872 | [6 empty] | ETA | D | OLD |  |  | RHNBHDHD | 1 | 0.16667 | HOUETARHNBHDHDN03_OLDD_FBHSOLE01 | 1 | HOUETARHNBHDHDN03_OLDD | HOUETARHNBHSOLE01_OLDD | BHSOLE01 | BHDHDN03 | ETA_OLDD | BHSOLE01_BHDHDN03 | 6 | 0 | 1 | New
HOUETARHNBHDHDN03_OLDD_FBHSOLE01_D17 | Residential heating technology - Direct district heating substation - plus connection pipe - apartment complex - existing building - distributed level 0.17 | HOUDHD | HOUETARHN_OLDD_DMD | MKr20 | 2025 | 0.20205 | 0.001406 | [6 empty] | ETA | D | OLD |  |  | RHNBHDHD | 1 | 0.16667 | HOUETARHNBHDHDN03_OLDD_FBHSOLE01 | 1 | HOUETARHNBHDHDN03_OLDD | HOUETARHNBHSOLE01_OLDD | BHSOLE01 | BHDHDN03 | ETA_OLDD | BHSOLE01_BHDHDN03 | 6 | 0 | 1 | New
HOUETARHNBHDHDN03_OLDD_FBHSOLE01_D17 | Residential heating technology - Direct district heating substation - plus connection pipe - apartment complex - existing building - distributed level 0.17 | HOUDHD | HOUETARHN_OLDD_DMD | MKr20 | 2030 | 0.1983 | 0.0013853 | [6 empty] | ETA | D | OLD |  |  | RHNBHDHD | 1 | 0.16667 | HOUETARHNBHDHDN03_OLDD_FBHSOLE01 | 1 | HOUETARHNBHDHDN03_OLDD | HOUETARHNBHSOLE01_OLDD | BHSOLE01 | BHDHDN03 | ETA_OLDD | BHSOLE01_BHDHDN03 | 6 | 0 | 1 | New
HOUETARHNBHDHDN03_OLDD_FBHSOLE01_D17 | Residential heating technology - Direct district heating substation - plus connection pipe - apartment complex - existing building - distributed level 0.17 | HOUDHD | HOUETARHN_OLDD_DMD | MKr20 | 2040 | 0.19107 | 0.0013433 | [6 empty] | ETA | D | OLD |  |  | RHNBHDHD | 1 | 0.16667 | HOUETARHNBHDHDN03_OLDD_FBHSOLE01 | 1 | HOUETARHNBHDHDN03_OLDD | HOUETARHNBHSOLE01_OLDD | BHSOLE01 | BHDHDN03 | ETA_OLDD | BHSOLE01_BHDHDN03 | 6 | 0 | 1 | New
HOUETARHNBHDHDN03_OLDD_FBHSOLE01_D17 | Residential heating technology - Direct district heating substation - plus connection pipe - apartment complex - existing building - distributed level 0.17 | HOUDHD | HOUETARHN_OLDD_DMD | MKr20 | 2050 | 0.1842 | 0.0012896 | [6 empty] | ETA | D | OLD |  |  | RHNBHDHD | 1 | 0.16667 | HOUETARHNBHDHDN03_OLDD_FBHSOLE01 | 1 | HOUETARHNBHDHDN03_OLDD | HOUETARHNBHSOLE01_OLDD | BHSOLE01 | BHDHDN03 | ETA_OLDD | BHSOLE01_BHDHDN03 | 6 | 0 | 1 | New
HOUETARHNHPELCN05_OLDI_FBHSOLE01_D17 | Residential heating technology - Heat pump, Air-to-water - leasing - apartment complex - existing building - distributed level 0.17 | HOUELC, HOUAMB | HOUETARHN_OLDI_DMD | MKr20 | 2020 | 2.3643 | 0.28261 | 0.3191 | [5 empty] | ETA | I | OLD | 3.1338 |  | RHNHPELC | 1 | 0.16667 | HOUETARHNHPELCN05_OLDI_FBHSOLE01 | 1 | HOUETARHNHPELCN05_OLDI | HOUETARHNBHSOLE01_OLDI | BHSOLE01 | HPELCN05 | ETA_OLDI | BHSOLE01_HPELCN05 | 5 | 0 | 1.1 | Unlikely
HOUETARHNHPELCN05_OLDI_FBHSOLE01_D17 | Residential heating technology - Heat pump, Air-to-water - leasing - apartment complex - existing building - distributed level 0.17 | HOUELC, HOUAMB | HOUETARHN_OLDI_DMD | MKr20 | 2025 | 2.117 | 0.2598 | 0.30341 | [5 empty] | ETA | I | OLD | 3.2959 |  | RHNHPELC | 1 | 0.16667 | HOUETARHNHPELCN05_OLDI_FBHSOLE01 | 1 | HOUETARHNHPELCN05_OLDI | HOUETARHNBHSOLE01_OLDI | BHSOLE01 | HPELCN05 | ETA_OLDI | BHSOLE01_HPELCN05 | 5 | 0 | 1.1 | Unlikely
HOUETARHNHPELCN05_OLDI_FBHSOLE01_D17 | Residential heating technology - Heat pump, Air-to-water - leasing - apartment complex - existing building - distributed level 0.17 | HOUELC, HOUAMB | HOUETARHN_OLDI_DMD | MKr20 | 2030 | 1.8698 | 0.23697 | 0.28919 | [5 empty] | ETA | I | OLD | 3.458 |  | RHNHPELC | 1 | 0.16667 | HOUETARHNHPELCN05_OLDI_FBHSOLE01 | 1 | HOUETARHNHPELCN05_OLDI | HOUETARHNBHSOLE01_OLDI | BHSOLE01 | HPELCN05 | ETA_OLDI | BHSOLE01_HPELCN05 | 5 | 0 | 1.1 | Unlikely
HOUETARHNHPELCN05_OLDI_FBHSOLE01_D17 | Residential heating technology - Heat pump, Air-to-water - leasing - apartment complex - existing building - distributed level 0.17 | HOUELC, HOUAMB | HOUETARHN_OLDI_DMD | MKr20 | 2040 | 1.6747 | 0.21839 | 0.27624 | [5 empty] | ETA | I | OLD | 3.6201 |  | RHNHPELC | 1 | 0.16667 | HOUETARHNHPELCN05_OLDI_FBHSOLE01 | 1 | HOUETARHNHPELCN05_OLDI | HOUETARHNBHSOLE01_OLDI | BHSOLE01 | HPELCN05 | ETA_OLDI | BHSOLE01_HPELCN05 | 5 | 0 | 1.1 | Unlikely
HOUETARHNHPELCN05_OLDI_FBHSOLE01_D17 | Residential heating technology - Heat pump, Air-to-water - leasing - apartment complex - existing building - distributed level 0.17 | HOUELC, HOUAMB | HOUETARHN_OLDI_DMD | MKr20 | 2050 | 1.4796 | 0.19981 | 0.2644 | [5 empty] | ETA | I | OLD | 3.7822 |  | RHNHPELC | 1 | 0.16667 | HOUETARHNHPELCN05_OLDI_FBHSOLE01 | 1 | HOUETARHNHPELCN05_OLDI | HOUETARHNBHSOLE01_OLDI | BHSOLE01 | HPELCN05 | ETA_OLDI | BHSOLE01_HPELCN05 | 5 | 0 | 1.1 | Unlikely
HOUETARHNHPELCN04_OLDI_FBHSOLE01_D17 | Residential heating technology - Heat pump, Ground source - apartment complex - existing building - distributed level 0.17 | HOUELC, HOUAMB | HOUETARHN_OLDI_DMD | MKr20 | 2020 | 4.0051 | 0.041882 | 0.28919 | [5 empty] | ETA | I | OLD | 3.458 |  | RHNHPELC | 1 | 0.16667 | HOUETARHNHPELCN04_OLDI_FBHSOLE01 | 1 | HOUETARHNHPELCN04_OLDI | HOUETARHNBHSOLE01_OLDI | BHSOLE01 | HPELCN04 | ETA_OLDI | BHSOLE01_HPELCN04 | 6 | 0 | 1 | New
HOUETARHNHPELCN04_OLDI_FBHSOLE01_D17 | Residential heating technology - Heat pump, Ground source - apartment complex - existing building - distributed level 0.17 | HOUELC, HOUAMB | HOUETARHN_OLDI_DMD | MKr20 | 2025 | 3.7047 | 0.04155 | 0.28042 | [5 empty] | ETA | I | OLD | 3.566 |  | RHNHPELC | 1 | 0.16667 | HOUETARHNHPELCN04_OLDI_FBHSOLE01 | 1 | HOUETARHNHPELCN04_OLDI | HOUETARHNBHSOLE01_OLDI | BHSOLE01 | HPELCN04 | ETA_OLDI | BHSOLE01_HPELCN04 | 6 | 0 | 1 | New
HOUETARHNHPELCN04_OLDI_FBHSOLE01_D17 | Residential heating technology - Heat pump, Ground source - apartment complex - existing building - distributed level 0.17 | HOUELC, HOUAMB | HOUETARHN_OLDI_DMD | MKr20 | 2030 | 3.4043 | 0.041188 | 0.27218 | [5 empty] | ETA | I | OLD | 3.6741 |  | RHNHPELC | 1 | 0.16667 | HOUETARHNHPELCN04_OLDI_FBHSOLE01 | 1 | HOUETARHNHPELCN04_OLDI | HOUETARHNBHSOLE01_OLDI | BHSOLE01 | HPELCN04 | ETA_OLDI | BHSOLE01_HPELCN04 | 6 | 0 | 1 | New
HOUETARHNHPELCN04_OLDI_FBHSOLE01_D17 | Residential heating technology - Heat pump, Ground source - apartment complex - existing building - distributed level 0.17 | HOUELC, HOUAMB | HOUETARHN_OLDI_DMD | MKr20 | 2040 | 3.149 | 0.040351 | 0.26067 | [5 empty] | ETA | I | OLD | 3.8362 |  | RHNHPELC | 1 | 0.16667 | HOUETARHNHPELCN04_OLDI_FBHSOLE01 | 1 | HOUETARHNHPELCN04_OLDI | HOUETARHNBHSOLE01_OLDI | BHSOLE01 | HPELCN04 | ETA_OLDI | BHSOLE01_HPELCN04 | 6 | 0 | 1 | New
HOUETARHNHPELCN04_OLDI_FBHSOLE01_D17 | Residential heating technology - Heat pump, Ground source - apartment complex - existing building - distributed level 0.17 | HOUELC, HOUAMB | HOUETARHN_OLDI_DMD | MKr20 | 2050 | 2.8937 | 0.039498 | 0.25705 | [5 empty] | ETA | I | OLD | 3.8902 |  | RHNHPELC | 1 | 0.16667 | HOUETARHNHPELCN04_OLDI_FBHSOLE01 | 1 | HOUETARHNHPELCN04_OLDI | HOUETARHNBHSOLE01_OLDI | BHSOLE01 | HPELCN04 | ETA_OLDI | BHSOLE01_HPELCN04 | 6 | 0 | 1 | New
HOUETARHNHPELCN03_OLDI_FBHSOLE01_D17 | Residential heating technology - Heat pump, Air-to-water - apartment complex - existing building - distributed level 0.17 | HOUELC, HOUAMB | HOUETARHN_OLDI_DMD | MKr20 | 2020 | 4.2987 | 0.067679 | 0.3191 | [5 empty] | ETA | I | OLD | 3.1338 |  | RHNHPELC | 1 | 0.16667 | HOUETARHNHPELCN03_OLDI_FBHSOLE01 | 1 | HOUETARHNHPELCN03_OLDI | HOUETARHNBHSOLE01_OLDI | BHSOLE01 | HPELCN03 | ETA_OLDI | BHSOLE01_HPELCN03 | 6 | 0 | 1 | New
HOUETARHNHPELCN03_OLDI_FBHSOLE01_D17 | Residential heating technology - Heat pump, Air-to-water - apartment complex - existing building - distributed level 0.17 | HOUELC, HOUAMB | HOUETARHN_OLDI_DMD | MKr20 | 2025 | 3.8491 | 0.067348 | 0.30341 | [5 empty] | ETA | I | OLD | 3.2959 |  | RHNHPELC | 1 | 0.16667 | HOUETARHNHPELCN03_OLDI_FBHSOLE01 | 1 | HOUETARHNHPELCN03_OLDI | HOUETARHNBHSOLE01_OLDI | BHSOLE01 | HPELCN03 | ETA_OLDI | BHSOLE01_HPELCN03 | 6 | 0 | 1 | New
HOUETARHNHPELCN03_OLDI_FBHSOLE01_D17 | Residential heating technology - Heat pump, Air-to-water - apartment complex - existing building - distributed level 0.17 | HOUELC, HOUAMB | HOUETARHN_OLDI_DMD | MKr20 | 2030 | 3.3996 | 0.066986 | 0.28919 | [5 empty] | ETA | I | OLD | 3.458 |  | RHNHPELC | 1 | 0.16667 | HOUETARHNHPELCN03_OLDI_FBHSOLE01 | 1 | HOUETARHNHPELCN03_OLDI | HOUETARHNBHSOLE01_OLDI | BHSOLE01 | HPELCN03 | ETA_OLDI | BHSOLE01_HPELCN03 | 6 | 0 | 1 | New
HOUETARHNHPELCN03_OLDI_FBHSOLE01_D17 | Residential heating technology - Heat pump, Air-to-water - apartment complex - existing building - distributed level 0.17 | HOUELC, HOUAMB | HOUETARHN_OLDI_DMD | MKr20 | 2040 | 3.0449 | 0.066149 | 0.27624 | [5 empty] | ETA | I | OLD | 3.6201 |  | RHNHPELC | 1 | 0.16667 | HOUETARHNHPELCN03_OLDI_FBHSOLE01 | 1 | HOUETARHNHPELCN03_OLDI | HOUETARHNBHSOLE01_OLDI | BHSOLE01 | HPELCN03 | ETA_OLDI | BHSOLE01_HPELCN03 | 6 | 0 | 1 | New
HOUETARHNHPELCN03_OLDI_FBHSOLE01_D17 | Residential heating technology - Heat pump, Air-to-water - apartment complex - existing building - distributed level 0.17 | HOUELC, HOUAMB | HOUETARHN_OLDI_DMD | MKr20 | 2050 | 2.6902 | 0.065296 | 0.2644 | [5 empty] | ETA | I | OLD | 3.7822 |  | RHNHPELC | 1 | 0.16667 | HOUETARHNHPELCN03_OLDI_FBHSOLE01 | 1 | HOUETARHNHPELCN03_OLDI | HOUETARHNBHSOLE01_OLDI | BHSOLE01 | HPELCN03 | ETA_OLDI | BHSOLE01_HPELCN03 | 6 | 0 | 1 | New
HOUETARHNHPELCN02_OLDI_FBHSOLE01_D17 | Residential heating technology - Heat pump, Air-to-air - single-family house - existing building - distributed level 0.17 | HOUELC, HOUAMB | HOUETARHN_OLDI_DMD | MKr20 | 2020 | 1.7956 | 0.14453 | 0.1908 | [5 empty] | ETA | I | OLD | 5.241 |  | RHNHPELC | 1 | 0.16667 | HOUETARHNHPELCN02_OLDI_FBHSOLE01 | 1 | HOUETARHNHPELCN02_OLDI | HOUETARHNBHSOLE01_OLDI | BHSOLE01 | HPELCN02 | ETA_OLDI | BHSOLE01_HPELCN02 | 5 | 0 | 1.1 | Unlikely
HOUETARHNHPELCN02_OLDI_FBHSOLE01_D17 | Residential heating technology - Heat pump, Air-to-air - single-family house - existing building - distributed level 0.17 | HOUELC, HOUAMB | HOUETARHN_OLDI_DMD | MKr20 | 2025 | 1.7517 | 0.098193 | 0.18145 | [5 empty] | ETA | I | OLD | 5.5112 |  | RHNHPELC | 1 | 0.16667 | HOUETARHNHPELCN02_OLDI_FBHSOLE01 | 1 | HOUETARHNHPELCN02_OLDI | HOUETARHNBHSOLE01_OLDI | BHSOLE01 | HPELCN02 | ETA_OLDI | BHSOLE01_HPELCN02 | 5 | 0 | 1.1 | Unlikely
HOUETARHNHPELCN02_OLDI_FBHSOLE01_D17 | Residential heating technology - Heat pump, Air-to-air - single-family house - existing building - distributed level 0.17 | HOUELC, HOUAMB | HOUETARHN_OLDI_DMD | MKr20 | 2030 | 1.7078 | 0.096379 | 0.1746 | [5 empty] | ETA | I | OLD | 5.7273 |  | RHNHPELC | 1 | 0.16667 | HOUETARHNHPELCN02_OLDI_FBHSOLE01 | 1 | HOUETARHNHPELCN02_OLDI | HOUETARHNBHSOLE01_OLDI | BHSOLE01 | HPELCN02 | ETA_OLDI | BHSOLE01_HPELCN02 | 5 | 0 | 1.1 | Unlikely
HOUETARHNHPELCN02_OLDI_FBHSOLE01_D17 | Residential heating technology - Heat pump, Air-to-air - single-family house - existing building - distributed level 0.17 | HOUELC, HOUAMB | HOUETARHN_OLDI_DMD | MKr20 | 2040 | 1.6264 | 0.093013 | 0.16825 | [5 empty] | ETA | I | OLD | 5.9434 |  | RHNHPELC | 1 | 0.16667 | HOUETARHNHPELCN02_OLDI_FBHSOLE01 | 1 | HOUETARHNHPELCN02_OLDI | HOUETARHNBHSOLE01_OLDI | BHSOLE01 | HPELCN02 | ETA_OLDI | BHSOLE01_HPELCN02 | 5 | 0 | 1.1 | Unlikely
HOUETARHNHPELCN02_OLDI_FBHSOLE01_D17 | Residential heating technology - Heat pump, Air-to-air - single-family house - existing building - distributed level 0.17 | HOUELC, HOUAMB | HOUETARHN_OLDI_DMD | MKr20 | 2050 | 1.5449 | 0.089647 | 0.16525 | [5 empty] | ETA | I | OLD | 6.0515 |  | RHNHPELC | 1 | 0.16667 | HOUETARHNHPELCN02_OLDI_FBHSOLE01 | 1 | HOUETARHNHPELCN02_OLDI | HOUETARHNBHSOLE01_OLDI | BHSOLE01 | HPELCN02 | ETA_OLDI | BHSOLE01_HPELCN02 | 5 | 0 | 1.1 | Unlikely
HOUETARHNDIELCN06_OLDI_FBHSOLE01_D17 | Residential heating technology - Electric heating - electric panel from Bauhaus - apartment complex - new building - distributed level 0.17 | HOUELC | HOUETARHN_OLDI_DMD | MKr20 | 2020 | 0.50745 | 0 | [6 empty] | ETA | I | OLD |  |  | RHNDIELC | 1 | 0.16667 | HOUETARHNDIELCN06_OLDI_FBHSOLE01 | 1 | HOUETARHNDIELCN06_OLDI | HOUETARHNBHSOLE01_OLDI | BHSOLE01 | DIELCN06 | ETA_OLDI | BHSOLE01_DIELCN06 | 5 | 0 | 1.1 | Unlikely
HOUETARHNDIELCN06_OLDI_FBHSOLE01_D17 | Residential heating technology - Electric heating - electric panel from Bauhaus - apartment complex - new building - distributed level 0.17 | HOUELC | HOUETARHN_OLDI_DMD | MKr20 | 2025 | 0.50745 | 0 | [6 empty] | ETA | I | OLD |  |  | RHNDIELC | 1 | 0.16667 | HOUETARHNDIELCN06_OLDI_FBHSOLE01 | 1 | HOUETARHNDIELCN06_OLDI | HOUETARHNBHSOLE01_OLDI | BHSOLE01 | DIELCN06 | ETA_OLDI | BHSOLE01_DIELCN06 | 5 | 0 | 1.1 | Unlikely
HOUETARHNDIELCN06_OLDI_FBHSOLE01_D17 | Residential heating technology - Electric heating - electric panel from Bauhaus - apartment complex - new building - distributed level 0.17 | HOUELC | HOUETARHN_OLDI_DMD | MKr20 | 2030 | 0.50745 | 0 | [6 empty] | ETA | I | OLD |  |  | RHNDIELC | 1 | 0.16667 | HOUETARHNDIELCN06_OLDI_FBHSOLE01 | 1 | HOUETARHNDIELCN06_OLDI | HOUETARHNBHSOLE01_OLDI | BHSOLE01 | DIELCN06 | ETA_OLDI | BHSOLE01_DIELCN06 | 5 | 0 | 1.1 | Unlikely
HOUETARHNDIELCN06_OLDI_FBHSOLE01_D17 | Residential heating technology - Electric heating - electric panel from Bauhaus - apartment complex - new building - distributed level 0.17 | HOUELC | HOUETARHN_OLDI_DMD | MKr20 | 2040 | 0.50745 | 0 | [6 empty] | ETA | I | OLD |  |  | RHNDIELC | 1 | 0.16667 | HOUETARHNDIELCN06_OLDI_FBHSOLE01 | 1 | HOUETARHNDIELCN06_OLDI | HOUETARHNBHSOLE01_OLDI | BHSOLE01 | DIELCN06 | ETA_OLDI | BHSOLE01_DIELCN06 | 5 | 0 | 1.1 | Unlikely
HOUETARHNDIELCN06_OLDI_FBHSOLE01_D17 | Residential heating technology - Electric heating - electric panel from Bauhaus - apartment complex - new building - distributed level 0.17 | HOUELC | HOUETARHN_OLDI_DMD | MKr20 | 2050 | 0.50745 | 0 | [6 empty] | ETA | I | OLD |  |  | RHNDIELC | 1 | 0.16667 | HOUETARHNDIELCN06_OLDI_FBHSOLE01 | 1 | HOUETARHNDIELCN06_OLDI | HOUETARHNBHSOLE01_OLDI | BHSOLE01 | DIELCN06 | ETA_OLDI | BHSOLE01_DIELCN06 | 5 | 0 | 1.1 | Unlikely
HOUETARHNDIELCN01_OLDI_FBHSOLE01_D17 | Residential heating technology - Electric heating - apartment complex - new building - distributed level 0.17 | HOUELC | HOUETARHN_OLDI_DMD | MKr20 | 2020 | 4.7132 | 0.0019137 | [6 empty] | ETA | I | OLD |  |  | RHNDIELC | 1 | 0.16667 | HOUETARHNDIELCN01_OLDI_FBHSOLE01 | 1 | HOUETARHNDIELCN01_OLDI | HOUETARHNBHSOLE01_OLDI | BHSOLE01 | DIELCN01 | ETA_OLDI | BHSOLE01_DIELCN01 | 5 | 0 | 1.1 | Unlikely
HOUETARHNDIELCN01_OLDI_FBHSOLE01_D17 | Residential heating technology - Electric heating - apartment complex - new building - distributed level 0.17 | HOUELC | HOUETARHN_OLDI_DMD | MKr20 | 2025 | 4.5965 | 0.0018356 | [6 empty] | ETA | I | OLD |  |  | RHNDIELC | 1 | 0.16667 | HOUETARHNDIELCN01_OLDI_FBHSOLE01 | 1 | HOUETARHNDIELCN01_OLDI | HOUETARHNBHSOLE01_OLDI | BHSOLE01 | DIELCN01 | ETA_OLDI | BHSOLE01_DIELCN01 | 5 | 0 | 1.1 | Unlikely
HOUETARHNDIELCN01_OLDI_FBHSOLE01_D17 | Residential heating technology - Electric heating - apartment complex - new building - distributed level 0.17 | HOUELC | HOUETARHN_OLDI_DMD | MKr20 | 2030 | 4.4828 | 0.0017965 | [6 empty] | ETA | I | OLD |  |  | RHNDIELC | 1 | 0.16667 | HOUETARHNDIELCN01_OLDI_FBHSOLE01 | 1 | HOUETARHNDIELCN01_OLDI | HOUETARHNBHSOLE01_OLDI | BHSOLE01 | DIELCN01 | ETA_OLDI | BHSOLE01_DIELCN01 | 5 | 0 | 1.1 | Unlikely
HOUETARHNDIELCN01_OLDI_FBHSOLE01_D17 | Residential heating technology - Electric heating - apartment complex - new building - distributed level 0.17 | HOUELC | HOUETARHN_OLDI_DMD | MKr20 | 2040 | 4.2636 | 0.0017184 | [6 empty] | ETA | I | OLD |  |  | RHNDIELC | 1 | 0.16667 | HOUETARHNDIELCN01_OLDI_FBHSOLE01 | 1 | HOUETARHNDIELCN01_OLDI | HOUETARHNBHSOLE01_OLDI | BHSOLE01 | DIELCN01 | ETA_OLDI | BHSOLE01_DIELCN01 | 5 | 0 | 1.1 | Unlikely
HOUETARHNDIELCN01_OLDI_FBHSOLE01_D17 | Residential heating technology - Electric heating - apartment complex - new building - distributed level 0.17 | HOUELC | HOUETARHN_OLDI_DMD | MKr20 | 2050 | 4.0551 | 0.0016403 | [6 empty] | ETA | I | OLD |  |  | RHNDIELC | 1 | 0.16667 | HOUETARHNDIELCN01_OLDI_FBHSOLE01 | 1 | HOUETARHNDIELCN01_OLDI | HOUETARHNBHSOLE01_OLDI | BHSOLE01 | DIELCN01 | ETA_OLDI | BHSOLE01_DIELCN01 | 5 | 0 | 1.1 | Unlikely
HOUETARHNBHWPEN01_OLDI_FBHSOLE01_D17 | Residential heating technology - Biomass boiler, automatic stoking , wood pellets or wood chips - apartment complex - existing building - distributed level 0.17 | HOUWPE | HOUETARHN_OLDI_DMD | MKr20 | 2020 | 1.5122 | 0.023455 |  | 25 | 14 | 70 | 2 | 4 | ETA | I | OLD |  |  | RHNBHWPE | 1 | 0.16667 | HOUETARHNBHWPEN01_OLDI_FBHSOLE01 | 1 | HOUETARHNBHWPEN01_OLDI | HOUETARHNBHSOLE01_OLDI | BHSOLE01 | BHWPEN01 | ETA_OLDI | BHSOLE01_BHWPEN01 | 5 | 0 | 1.1 | Unlikely
HOUETARHNBHWPEN01_OLDI_FBHSOLE01_D17 | Residential heating technology - Biomass boiler, automatic stoking , wood pellets or wood chips - apartment complex - existing building - distributed level 0.17 | HOUWPE | HOUETARHN_OLDI_DMD | MKr20 | 2025 | 1.4748 | 0.023288 |  | 25 | 14 | 60 | 2 | 4 | ETA | I | OLD |  |  | RHNBHWPE | 1 | 0.16667 | HOUETARHNBHWPEN01_OLDI_FBHSOLE01 | 1 | HOUETARHNBHWPEN01_OLDI | HOUETARHNBHSOLE01_OLDI | BHSOLE01 | BHWPEN01 | ETA_OLDI | BHSOLE01_BHWPEN01 | 5 | 0 | 1.1 | Unlikely
HOUETARHNBHWPEN01_OLDI_FBHSOLE01_D17 | Residential heating technology - Biomass boiler, automatic stoking , wood pellets or wood chips - apartment complex - existing building - distributed level 0.17 | HOUWPE | HOUETARHN_OLDI_DMD | MKr20 | 2030 | 1.4383 | 0.023393 |  | 25 | 11 | 50 | 1 | 4 | ETA | I | OLD |  |  | RHNBHWPE | 1 | 0.16667 | HOUETARHNBHWPEN01_OLDI_FBHSOLE01 | 1 | HOUETARHNBHWPEN01_OLDI | HOUETARHNBHSOLE01_OLDI | BHSOLE01 | BHWPEN01 | ETA_OLDI | BHSOLE01_BHWPEN01 | 5 | 0 | 1.1 | Unlikely
HOUETARHNBHWPEN01_OLDI_FBHSOLE01_D17 | Residential heating technology - Biomass boiler, automatic stoking , wood pellets or wood chips - apartment complex - existing building - distributed level 0.17 | HOUWPE | HOUETARHN_OLDI_DMD | MKr20 | 2040 | 1.368 | 0.022646 |  | 25 | 9 | 45 | 1 | 4 | ETA | I | OLD |  |  | RHNBHWPE | 1 | 0.16667 | HOUETARHNBHWPEN01_OLDI_FBHSOLE01 | 1 | HOUETARHNBHWPEN01_OLDI | HOUETARHNBHSOLE01_OLDI | BHSOLE01 | BHWPEN01 | ETA_OLDI | BHSOLE01_BHWPEN01 | 5 | 0 | 1.1 | Unlikely
HOUETARHNBHWPEN01_OLDI_FBHSOLE01_D17 | Residential heating technology - Biomass boiler, automatic stoking , wood pellets or wood chips - apartment complex - existing building - distributed level 0.17 | HOUWPE | HOUETARHN_OLDI_DMD | MKr20 | 2050 | 1.3011 | 0.021671 |  | 25 | 9 | 40 | 0 | 4 | ETA | I | OLD |  |  | RHNBHWPE | 1 | 0.16667 | HOUETARHNBHWPEN01_OLDI_FBHSOLE01 | 1 | HOUETARHNBHWPEN01_OLDI | HOUETARHNBHSOLE01_OLDI | BHSOLE01 | BHWPEN01 | ETA_OLDI | BHSOLE01_BHWPEN01 | 5 | 0 | 1.1 | Unlikely
HOUETARHNBHSOLN01_OLDI_FBHSOLE01_D17 | Residential heating technology - Solar heating system - apartment complex - existing building - distributed level 0.17 | HOUSOL | HOUETARHN_OLDI_DMD | MKr20 | 2020 | 3.2538 | 0.018612 | [6 empty] | ETA | I | OLD |  |  | RHNBHSOL | 1 | 0.16667 | HOUETARHNBHSOLN01_OLDI_FBHSOLE01 | 1 | HOUETARHNBHSOLN01_OLDI | HOUETARHNBHSOLE01_OLDI | BHSOLE01 | BHSOLN01 | ETA_OLDI | BHSOLE01_BHSOLN01 | 2 | 0 | 0.9 | Same
HOUETARHNBHSOLN01_OLDI_FBHSOLE01_D17 | Residential heating technology - Solar heating system - apartment complex - existing building - distributed level 0.17 | HOUSOL | HOUETARHN_OLDI_DMD | MKr20 | 2025 | 3.1132 | 0.019728 | [6 empty] | ETA | I | OLD |  |  | RHNBHSOL | 1 | 0.16667 | HOUETARHNBHSOLN01_OLDI_FBHSOLE01 | 1 | HOUETARHNBHSOLN01_OLDI | HOUETARHNBHSOLE01_OLDI | BHSOLE01 | BHSOLN01 | ETA_OLDI | BHSOLE01_BHSOLN01 | 2 | 0 | 0.9 | Same
HOUETARHNBHSOLN01_OLDI_FBHSOLE01_D17 | Residential heating technology - Solar heating system - apartment complex - existing building - distributed level 0.17 | HOUSOL | HOUETARHN_OLDI_DMD | MKr20 | 2030 | 2.9726 | 0.020152 | [6 empty] | ETA | I | OLD |  |  | RHNBHSOL | 1 | 0.16667 | HOUETARHNBHSOLN01_OLDI_FBHSOLE01 | 1 | HOUETARHNBHSOLN01_OLDI | HOUETARHNBHSOLE01_OLDI | BHSOLE01 | BHSOLN01 | ETA_OLDI | BHSOLE01_BHSOLN01 | 2 | 0 | 0.9 | Same
HOUETARHNBHSOLN01_OLDI_FBHSOLE01_D17 | Residential heating technology - Solar heating system - apartment complex - existing building - distributed level 0.17 | HOUSOL | HOUETARHN_OLDI_DMD | MKr20 | 2040 | 2.832 | 0.019606 | [6 empty] | ETA | I | OLD |  |  | RHNBHSOL | 1 | 0.16667 | HOUETARHNBHSOLN01_OLDI_FBHSOLE01 | 1 | HOUETARHNBHSOLN01_OLDI | HOUETARHNBHSOLE01_OLDI | BHSOLE01 | BHSOLN01 | ETA_OLDI | BHSOLE01_BHSOLN01 | 2 | 0 | 0.9 | Same
HOUETARHNBHSOLN01_OLDI_FBHSOLE01_D17 | Residential heating technology - Solar heating system - apartment complex - existing building - distributed level 0.17 | HOUSOL | HOUETARHN_OLDI_DMD | MKr20 | 2050 | 2.6914 | 0.018612 | [6 empty] | ETA | I | OLD |  |  | RHNBHSOL | 1 | 0.16667 | HOUETARHNBHSOLN01_OLDI_FBHSOLE01 | 1 | HOUETARHNBHSOLN01_OLDI | HOUETARHNBHSOLE01_OLDI | BHSOLE01 | BHSOLN01 | ETA_OLDI | BHSOLE01_BHSOLN01 | 2 | 0 | 0.9 | Same
HOUETARHNBHDHDN09_OLDI_FBHSOLE01_D17 | Residential heating technology - Direct district heating substation - plus connection pipe - plus distribution (heating density: low ) - apartment complex - existing building - distributed level 0.17 | HOUDHD | HOUETARHN_OLDI_DMD | MKr20 | 2020 | 0.35974 | 0.0013872 | [6 empty] | ETA | I | OLD |  |  | RHNBHDHD | 1 | 0.16667 | HOUETARHNBHDHDN09_OLDI_FBHSOLE01 | 1 | HOUETARHNBHDHDN09_OLDI | HOUETARHNBHSOLE01_OLDI | BHSOLE01 | BHDHDN09 | ETA_OLDI | BHSOLE01_BHDHDN09 | 6 | 0 | 1 | New
HOUETARHNBHDHDN09_OLDI_FBHSOLE01_D17 | Residential heating technology - Direct district heating substation - plus connection pipe - plus distribution (heating density: low ) - apartment complex - existing building - distributed level 0.17 | HOUDHD | HOUETARHN_OLDI_DMD | MKr20 | 2025 | 0.35498 | 0.001406 | [6 empty] | ETA | I | OLD |  |  | RHNBHDHD | 1 | 0.16667 | HOUETARHNBHDHDN09_OLDI_FBHSOLE01 | 1 | HOUETARHNBHDHDN09_OLDI | HOUETARHNBHSOLE01_OLDI | BHSOLE01 | BHDHDN09 | ETA_OLDI | BHSOLE01_BHDHDN09 | 6 | 0 | 1 | New
HOUETARHNBHDHDN09_OLDI_FBHSOLE01_D17 | Residential heating technology - Direct district heating substation - plus connection pipe - plus distribution (heating density: low ) - apartment complex - existing building - distributed level 0.17 | HOUDHD | HOUETARHN_OLDI_DMD | MKr20 | 2030 | 0.35033 | 0.0013853 | [6 empty] | ETA | I | OLD |  |  | RHNBHDHD | 1 | 0.16667 | HOUETARHNBHDHDN09_OLDI_FBHSOLE01 | 1 | HOUETARHNBHDHDN09_OLDI | HOUETARHNBHSOLE01_OLDI | BHSOLE01 | BHDHDN09 | ETA_OLDI | BHSOLE01_BHDHDN09 | 6 | 0 | 1 | New
HOUETARHNBHDHDN09_OLDI_FBHSOLE01_D17 | Residential heating technology - Direct district heating substation - plus connection pipe - plus distribution (heating density: low ) - apartment complex - existing building - distributed level 0.17 | HOUDHD | HOUETARHN_OLDI_DMD | MKr20 | 2040 | 0.34139 | 0.0013433 | [6 empty] | ETA | I | OLD |  |  | RHNBHDHD | 1 | 0.16667 | HOUETARHNBHDHDN09_OLDI_FBHSOLE01 | 1 | HOUETARHNBHDHDN09_OLDI | HOUETARHNBHSOLE01_OLDI | BHSOLE01 | BHDHDN09 | ETA_OLDI | BHSOLE01_BHDHDN09 | 6 | 0 | 1 | New
HOUETARHNBHDHDN09_OLDI_FBHSOLE01_D17 | Residential heating technology - Direct district heating substation - plus connection pipe - plus distribution (heating density: low ) - apartment complex - existing building - distributed level 0.17 | HOUDHD | HOUETARHN_OLDI_DMD | MKr20 | 2050 | 0.33288 | 0.0012896 | [6 empty] | ETA | I | OLD |  |  | RHNBHDHD | 1 | 0.16667 | HOUETARHNBHDHDN09_OLDI_FBHSOLE01 | 1 | HOUETARHNBHDHDN09_OLDI | HOUETARHNBHSOLE01_OLDI | BHSOLE01 | BHDHDN09 | ETA_OLDI | BHSOLE01_BHDHDN09 | 6 | 0 | 1 | New
HOUETARHNBHDHDN07_OLDI_FBHSOLE01_D17 | Residential heating technology - Direct district heating substation - plus connection pipe - plus distribution (heating density: medium ) - apartment complex - existing building - distributed level 0.17 | HOUDHD | HOUETARHN_OLDI_DMD | MKr20 | 2020 | 0.30732 | 0.0013872 | [6 empty] | ETA | I | OLD |  |  | RHNBHDHD | 1 | 0.16667 | HOUETARHNBHDHDN07_OLDI_FBHSOLE01 | 1 | HOUETARHNBHDHDN07_OLDI | HOUETARHNBHSOLE01_OLDI | BHSOLE01 | BHDHDN07 | ETA_OLDI | BHSOLE01_BHDHDN07 | 6 | 0 | 1 | New
HOUETARHNBHDHDN07_OLDI_FBHSOLE01_D17 | Residential heating technology - Direct district heating substation - plus connection pipe - plus distribution (heating density: medium ) - apartment complex - existing building - distributed level 0.17 | HOUDHD | HOUETARHN_OLDI_DMD | MKr20 | 2025 | 0.30256 | 0.001406 | [6 empty] | ETA | I | OLD |  |  | RHNBHDHD | 1 | 0.16667 | HOUETARHNBHDHDN07_OLDI_FBHSOLE01 | 1 | HOUETARHNBHDHDN07_OLDI | HOUETARHNBHSOLE01_OLDI | BHSOLE01 | BHDHDN07 | ETA_OLDI | BHSOLE01_BHDHDN07 | 6 | 0 | 1 | New
HOUETARHNBHDHDN07_OLDI_FBHSOLE01_D17 | Residential heating technology - Direct district heating substation - plus connection pipe - plus distribution (heating density: medium ) - apartment complex - existing building - distributed level 0.17 | HOUDHD | HOUETARHN_OLDI_DMD | MKr20 | 2030 | 0.29791 | 0.0013853 | [6 empty] | ETA | I | OLD |  |  | RHNBHDHD | 1 | 0.16667 | HOUETARHNBHDHDN07_OLDI_FBHSOLE01 | 1 | HOUETARHNBHDHDN07_OLDI | HOUETARHNBHSOLE01_OLDI | BHSOLE01 | BHDHDN07 | ETA_OLDI | BHSOLE01_BHDHDN07 | 6 | 0 | 1 | New
HOUETARHNBHDHDN07_OLDI_FBHSOLE01_D17 | Residential heating technology - Direct district heating substation - plus connection pipe - plus distribution (heating density: medium ) - apartment complex - existing building - distributed level 0.17 | HOUDHD | HOUETARHN_OLDI_DMD | MKr20 | 2040 | 0.28896 | 0.0013433 | [6 empty] | ETA | I | OLD |  |  | RHNBHDHD | 1 | 0.16667 | HOUETARHNBHDHDN07_OLDI_FBHSOLE01 | 1 | HOUETARHNBHDHDN07_OLDI | HOUETARHNBHSOLE01_OLDI | BHSOLE01 | BHDHDN07 | ETA_OLDI | BHSOLE01_BHDHDN07 | 6 | 0 | 1 | New
HOUETARHNBHDHDN07_OLDI_FBHSOLE01_D17 | Residential heating technology - Direct district heating substation - plus connection pipe - plus distribution (heating density: medium ) - apartment complex - existing building - distributed level 0.17 | HOUDHD | HOUETARHN_OLDI_DMD | MKr20 | 2050 | 0.28046 | 0.0012896 | [6 empty] | ETA | I | OLD |  |  | RHNBHDHD | 1 | 0.16667 | HOUETARHNBHDHDN07_OLDI_FBHSOLE01 | 1 | HOUETARHNBHDHDN07_OLDI | HOUETARHNBHSOLE01_OLDI | BHSOLE01 | BHDHDN07 | ETA_OLDI | BHSOLE01_BHDHDN07 | 6 | 0 | 1 | New
HOUETARHNBHDHDN05_OLDI_FBHSOLE01_D17 | Residential heating technology - Direct district heating substation - plus connection pipe - plus distribution (heating density: high ) - apartment complex - existing building - distributed level 0.17 | HOUDHD | HOUETARHN_OLDI_DMD | MKr20 | 2020 | 0.2549 | 0.0013872 | [6 empty] | ETA | I | OLD |  |  | RHNBHDHD | 1 | 0.16667 | HOUETARHNBHDHDN05_OLDI_FBHSOLE01 | 1 | HOUETARHNBHDHDN05_OLDI | HOUETARHNBHSOLE01_OLDI | BHSOLE01 | BHDHDN05 | ETA_OLDI | BHSOLE01_BHDHDN05 | 6 | 0 | 1 | New
HOUETARHNBHDHDN05_OLDI_FBHSOLE01_D17 | Residential heating technology - Direct district heating substation - plus connection pipe - plus distribution (heating density: high ) - apartment complex - existing building - distributed level 0.17 | HOUDHD | HOUETARHN_OLDI_DMD | MKr20 | 2025 | 0.25013 | 0.001406 | [6 empty] | ETA | I | OLD |  |  | RHNBHDHD | 1 | 0.16667 | HOUETARHNBHDHDN05_OLDI_FBHSOLE01 | 1 | HOUETARHNBHDHDN05_OLDI | HOUETARHNBHSOLE01_OLDI | BHSOLE01 | BHDHDN05 | ETA_OLDI | BHSOLE01_BHDHDN05 | 6 | 0 | 1 | New
HOUETARHNBHDHDN05_OLDI_FBHSOLE01_D17 | Residential heating technology - Direct district heating substation - plus connection pipe - plus distribution (heating density: high ) - apartment complex - existing building - distributed level 0.17 | HOUDHD | HOUETARHN_OLDI_DMD | MKr20 | 2030 | 0.24549 | 0.0013853 | [6 empty] | ETA | I | OLD |  |  | RHNBHDHD | 1 | 0.16667 | HOUETARHNBHDHDN05_OLDI_FBHSOLE01 | 1 | HOUETARHNBHDHDN05_OLDI | HOUETARHNBHSOLE01_OLDI | BHSOLE01 | BHDHDN05 | ETA_OLDI | BHSOLE01_BHDHDN05 | 6 | 0 | 1 | New
HOUETARHNBHDHDN05_OLDI_FBHSOLE01_D17 | Residential heating technology - Direct district heating substation - plus connection pipe - plus distribution (heating density: high ) - apartment complex - existing building - distributed level 0.17 | HOUDHD | HOUETARHN_OLDI_DMD | MKr20 | 2040 | 0.23654 | 0.0013433 | [6 empty] | ETA | I | OLD |  |  | RHNBHDHD | 1 | 0.16667 | HOUETARHNBHDHDN05_OLDI_FBHSOLE01 | 1 | HOUETARHNBHDHDN05_OLDI | HOUETARHNBHSOLE01_OLDI | BHSOLE01 | BHDHDN05 | ETA_OLDI | BHSOLE01_BHDHDN05 | 6 | 0 | 1 | New
HOUETARHNBHDHDN05_OLDI_FBHSOLE01_D17 | Residential heating technology - Direct district heating substation - plus connection pipe - plus distribution (heating density: high ) - apartment complex - existing building - distributed level 0.17 | HOUDHD | HOUETARHN_OLDI_DMD | MKr20 | 2050 | 0.22803 | 0.0012896 | [6 empty] | ETA | I | OLD |  |  | RHNBHDHD | 1 | 0.16667 | HOUETARHNBHDHDN05_OLDI_FBHSOLE01 | 1 | HOUETARHNBHDHDN05_OLDI | HOUETARHNBHSOLE01_OLDI | BHSOLE01 | BHDHDN05 | ETA_OLDI | BHSOLE01_BHDHDN05 | 6 | 0 | 1 | New
HOUETARHNBHDHCN09_OLDI_FBHSOLE01_D17 | Residential heating technology - Direct district heating substation - plus connection pipe - plus distribution (heating density: low ) - apartment complex - existing building - distributed level 0.17 | HOUDHC | HOUETARHN_OLDI_DMD | MKr20 | 2020 | 0.35974 | 0.0013872 | [6 empty] | ETA | I | OLD |  |  | RHNBHDHC | 1 | 0.16667 | HOUETARHNBHDHCN09_OLDI_FBHSOLE01 | 1 | HOUETARHNBHDHCN09_OLDI | HOUETARHNBHSOLE01_OLDI | BHSOLE01 | BHDHCN09 | ETA_OLDI | BHSOLE01_BHDHCN09 | 6 | 0 | 1 | New
HOUETARHNBHDHCN09_OLDI_FBHSOLE01_D17 | Residential heating technology - Direct district heating substation - plus connection pipe - plus distribution (heating density: low ) - apartment complex - existing building - distributed level 0.17 | HOUDHC | HOUETARHN_OLDI_DMD | MKr20 | 2025 | 0.35498 | 0.001406 | [6 empty] | ETA | I | OLD |  |  | RHNBHDHC | 1 | 0.16667 | HOUETARHNBHDHCN09_OLDI_FBHSOLE01 | 1 | HOUETARHNBHDHCN09_OLDI | HOUETARHNBHSOLE01_OLDI | BHSOLE01 | BHDHCN09 | ETA_OLDI | BHSOLE01_BHDHCN09 | 6 | 0 | 1 | New
HOUETARHNBHDHCN09_OLDI_FBHSOLE01_D17 | Residential heating technology - Direct district heating substation - plus connection pipe - plus distribution (heating density: low ) - apartment complex - existing building - distributed level 0.17 | HOUDHC | HOUETARHN_OLDI_DMD | MKr20 | 2030 | 0.35033 | 0.0013853 | [6 empty] | ETA | I | OLD |  |  | RHNBHDHC | 1 | 0.16667 | HOUETARHNBHDHCN09_OLDI_FBHSOLE01 | 1 | HOUETARHNBHDHCN09_OLDI | HOUETARHNBHSOLE01_OLDI | BHSOLE01 | BHDHCN09 | ETA_OLDI | BHSOLE01_BHDHCN09 | 6 | 0 | 1 | New
HOUETARHNBHDHCN09_OLDI_FBHSOLE01_D17 | Residential heating technology - Direct district heating substation - plus connection pipe - plus distribution (heating density: low ) - apartment complex - existing building - distributed level 0.17 | HOUDHC | HOUETARHN_OLDI_DMD | MKr20 | 2040 | 0.34139 | 0.0013433 | [6 empty] | ETA | I | OLD |  |  | RHNBHDHC | 1 | 0.16667 | HOUETARHNBHDHCN09_OLDI_FBHSOLE01 | 1 | HOUETARHNBHDHCN09_OLDI | HOUETARHNBHSOLE01_OLDI | BHSOLE01 | BHDHCN09 | ETA_OLDI | BHSOLE01_BHDHCN09 | 6 | 0 | 1 | New
HOUETARHNBHDHCN09_OLDI_FBHSOLE01_D17 | Residential heating technology - Direct district heating substation - plus connection pipe - plus distribution (heating density: low ) - apartment complex - existing building - distributed level 0.17 | HOUDHC | HOUETARHN_OLDI_DMD | MKr20 | 2050 | 0.33288 | 0.0012896 | [6 empty] | ETA | I | OLD |  |  | RHNBHDHC | 1 | 0.16667 | HOUETARHNBHDHCN09_OLDI_FBHSOLE01 | 1 | HOUETARHNBHDHCN09_OLDI | HOUETARHNBHSOLE01_OLDI | BHSOLE01 | BHDHCN09 | ETA_OLDI | BHSOLE01_BHDHCN09 | 6 | 0 | 1 | New
HOUETARHNBHDHCN07_OLDI_FBHSOLE01_D17 | Residential heating technology - Direct district heating substation - plus connection pipe - plus distribution (heating density: medium ) - apartment complex - existing building - distributed level 0.17 | HOUDHC | HOUETARHN_OLDI_DMD | MKr20 | 2020 | 0.30732 | 0.0013872 | [6 empty] | ETA | I | OLD |  |  | RHNBHDHC | 1 | 0.16667 | HOUETARHNBHDHCN07_OLDI_FBHSOLE01 | 1 | HOUETARHNBHDHCN07_OLDI | HOUETARHNBHSOLE01_OLDI | BHSOLE01 | BHDHCN07 | ETA_OLDI | BHSOLE01_BHDHCN07 | 6 | 0 | 1 | New
HOUETARHNBHDHCN07_OLDI_FBHSOLE01_D17 | Residential heating technology - Direct district heating substation - plus connection pipe - plus distribution (heating density: medium ) - apartment complex - existing building - distributed level 0.17 | HOUDHC | HOUETARHN_OLDI_DMD | MKr20 | 2025 | 0.30256 | 0.001406 | [6 empty] | ETA | I | OLD |  |  | RHNBHDHC | 1 | 0.16667 | HOUETARHNBHDHCN07_OLDI_FBHSOLE01 | 1 | HOUETARHNBHDHCN07_OLDI | HOUETARHNBHSOLE01_OLDI | BHSOLE01 | BHDHCN07 | ETA_OLDI | BHSOLE01_BHDHCN07 | 6 | 0 | 1 | New
HOUETARHNBHDHCN07_OLDI_FBHSOLE01_D17 | Residential heating technology - Direct district heating substation - plus connection pipe - plus distribution (heating density: medium ) - apartment complex - existing building - distributed level 0.17 | HOUDHC | HOUETARHN_OLDI_DMD | MKr20 | 2030 | 0.29791 | 0.0013853 | [6 empty] | ETA | I | OLD |  |  | RHNBHDHC | 1 | 0.16667 | HOUETARHNBHDHCN07_OLDI_FBHSOLE01 | 1 | HOUETARHNBHDHCN07_OLDI | HOUETARHNBHSOLE01_OLDI | BHSOLE01 | BHDHCN07 | ETA_OLDI | BHSOLE01_BHDHCN07 | 6 | 0 | 1 | New
HOUETARHNBHDHCN07_OLDI_FBHSOLE01_D17 | Residential heating technology - Direct district heating substation - plus connection pipe - plus distribution (heating density: medium ) - apartment complex - existing building - distributed level 0.17 | HOUDHC | HOUETARHN_OLDI_DMD | MKr20 | 2040 | 0.28896 | 0.0013433 | [6 empty] | ETA | I | OLD |  |  | RHNBHDHC | 1 | 0.16667 | HOUETARHNBHDHCN07_OLDI_FBHSOLE01 | 1 | HOUETARHNBHDHCN07_OLDI | HOUETARHNBHSOLE01_OLDI | BHSOLE01 | BHDHCN07 | ETA_OLDI | BHSOLE01_BHDHCN07 | 6 | 0 | 1 | New
HOUETARHNBHDHCN07_OLDI_FBHSOLE01_D17 | Residential heating technology - Direct district heating substation - plus connection pipe - plus distribution (heating density: medium ) - apartment complex - existing building - distributed level 0.17 | HOUDHC | HOUETARHN_OLDI_DMD | MKr20 | 2050 | 0.28046 | 0.0012896 | [6 empty] | ETA | I | OLD |  |  | RHNBHDHC | 1 | 0.16667 | HOUETARHNBHDHCN07_OLDI_FBHSOLE01 | 1 | HOUETARHNBHDHCN07_OLDI | HOUETARHNBHSOLE01_OLDI | BHSOLE01 | BHDHCN07 | ETA_OLDI | BHSOLE01_BHDHCN07 | 6 | 0 | 1 | New
HOUETARHNBHDHCN05_OLDI_FBHSOLE01_D17 | Residential heating technology - Direct district heating substation - plus connection pipe - plus distribution (heating density: high ) - apartment complex - existing building - distributed level 0.17 | HOUDHC | HOUETARHN_OLDI_DMD | MKr20 | 2020 | 0.2549 | 0.0013872 | [6 empty] | ETA | I | OLD |  |  | RHNBHDHC | 1 | 0.16667 | HOUETARHNBHDHCN05_OLDI_FBHSOLE01 | 1 | HOUETARHNBHDHCN05_OLDI | HOUETARHNBHSOLE01_OLDI | BHSOLE01 | BHDHCN05 | ETA_OLDI | BHSOLE01_BHDHCN05 | 6 | 0 | 1 | New
HOUETARHNBHDHCN05_OLDI_FBHSOLE01_D17 | Residential heating technology - Direct district heating substation - plus connection pipe - plus distribution (heating density: high ) - apartment complex - existing building - distributed level 0.17 | HOUDHC | HOUETARHN_OLDI_DMD | MKr20 | 2025 | 0.25013 | 0.001406 | [6 empty] | ETA | I | OLD |  |  | RHNBHDHC | 1 | 0.16667 | HOUETARHNBHDHCN05_OLDI_FBHSOLE01 | 1 | HOUETARHNBHDHCN05_OLDI | HOUETARHNBHSOLE01_OLDI | BHSOLE01 | BHDHCN05 | ETA_OLDI | BHSOLE01_BHDHCN05 | 6 | 0 | 1 | New
HOUETARHNBHDHCN05_OLDI_FBHSOLE01_D17 | Residential heating technology - Direct district heating substation - plus connection pipe - plus distribution (heating density: high ) - apartment complex - existing building - distributed level 0.17 | HOUDHC | HOUETARHN_OLDI_DMD | MKr20 | 2030 | 0.24549 | 0.0013853 | [6 empty] | ETA | I | OLD |  |  | RHNBHDHC | 1 | 0.16667 | HOUETARHNBHDHCN05_OLDI_FBHSOLE01 | 1 | HOUETARHNBHDHCN05_OLDI | HOUETARHNBHSOLE01_OLDI | BHSOLE01 | BHDHCN05 | ETA_OLDI | BHSOLE01_BHDHCN05 | 6 | 0 | 1 | New
HOUETARHNBHDHCN05_OLDI_FBHSOLE01_D17 | Residential heating technology - Direct district heating substation - plus connection pipe - plus distribution (heating density: high ) - apartment complex - existing building - distributed level 0.17 | HOUDHC | HOUETARHN_OLDI_DMD | MKr20 | 2040 | 0.23654 | 0.0013433 | [6 empty] | ETA | I | OLD |  |  | RHNBHDHC | 1 | 0.16667 | HOUETARHNBHDHCN05_OLDI_FBHSOLE01 | 1 | HOUETARHNBHDHCN05_OLDI | HOUETARHNBHSOLE01_OLDI | BHSOLE01 | BHDHCN05 | ETA_OLDI | BHSOLE01_BHDHCN05 | 6 | 0 | 1 | New
HOUETARHNBHDHCN05_OLDI_FBHSOLE01_D17 | Residential heating technology - Direct district heating substation - plus connection pipe - plus distribution (heating density: high ) - apartment complex - existing building - distributed level 0.17 | HOUDHC | HOUETARHN_OLDI_DMD | MKr20 | 2050 | 0.22803 | 0.0012896 | [6 empty] | ETA | I | OLD |  |  | RHNBHDHC | 1 | 0.16667 | HOUETARHNBHDHCN05_OLDI_FBHSOLE01 | 1 | HOUETARHNBHDHCN05_OLDI | HOUETARHNBHSOLE01_OLDI | BHSOLE01 | BHDHCN05 | ETA_OLDI | BHSOLE01_BHDHCN05 | 6 | 0 | 1 | New
HOUPARRHNHPELCN07_OLDC_FBHSOLE01_D17 | Residential heating technology - Heat pump, Air-to-water, low-price product - single-family house - existing building - distributed level 0.17 | HOUELC, HOUAMB | HOUPARRHN_OLDC_DMD | MKr20 | 2020 | 8.4408 | 0.32113 | 0.30847 | [5 empty] | PAR | C | OLD | 3.2419 |  | RHNHPELC | 1 | 0.16667 | HOUPARRHNHPELCN07_OLDC_FBHSOLE01 | 1 | HOUPARRHNHPELCN07_OLDC | HOUPARRHNBHSOLE01_OLDC | BHSOLE01 | HPELCN07 | PAR_OLDC | BHSOLE01_HPELCN07 | 5 | 0 | 1.1 | Unlikely
HOUPARRHNHPELCN07_OLDC_FBHSOLE01_D17 | Residential heating technology - Heat pump, Air-to-water, low-price product - single-family house - existing building - distributed level 0.17 | HOUELC, HOUAMB | HOUPARRHN_OLDC_DMD | MKr20 | 2025 | 7.7218 | 0.2463 | 0.29378 | [5 empty] | PAR | C | OLD | 3.4039 |  | RHNHPELC | 1 | 0.16667 | HOUPARRHNHPELCN07_OLDC_FBHSOLE01 | 1 | HOUPARRHNHPELCN07_OLDC | HOUPARRHNBHSOLE01_OLDC | BHSOLE01 | HPELCN07 | PAR_OLDC | BHSOLE01_HPELCN07 | 5 | 0 | 1.1 | Unlikely
HOUPARRHNHPELCN07_OLDC_FBHSOLE01_D17 | Residential heating technology - Heat pump, Air-to-water, low-price product - single-family house - existing building - distributed level 0.17 | HOUELC, HOUAMB | HOUPARRHN_OLDC_DMD | MKr20 | 2030 | 7.0028 | 0.24337 | 0.28042 | [5 empty] | PAR | C | OLD | 3.566 |  | RHNHPELC | 1 | 0.16667 | HOUPARRHNHPELCN07_OLDC_FBHSOLE01 | 1 | HOUPARRHNHPELCN07_OLDC | HOUPARRHNBHSOLE01_OLDC | BHSOLE01 | HPELCN07 | PAR_OLDC | BHSOLE01_HPELCN07 | 5 | 0 | 1.1 | Unlikely
HOUPARRHNHPELCN07_OLDC_FBHSOLE01_D17 | Residential heating technology - Heat pump, Air-to-water, low-price product - single-family house - existing building - distributed level 0.17 | HOUELC, HOUAMB | HOUPARRHN_OLDC_DMD | MKr20 | 2040 | 6.43 | 0.23794 | 0.26823 | [5 empty] | PAR | C | OLD | 3.7281 |  | RHNHPELC | 1 | 0.16667 | HOUPARRHNHPELCN07_OLDC_FBHSOLE01 | 1 | HOUPARRHNHPELCN07_OLDC | HOUPARRHNBHSOLE01_OLDC | BHSOLE01 | HPELCN07 | PAR_OLDC | BHSOLE01_HPELCN07 | 5 | 0 | 1.1 | Unlikely
HOUPARRHNHPELCN07_OLDC_FBHSOLE01_D17 | Residential heating technology - Heat pump, Air-to-water, low-price product - single-family house - existing building - distributed level 0.17 | HOUELC, HOUAMB | HOUPARRHN_OLDC_DMD | MKr20 | 2050 | 5.8571 | 0.2325 | 0.26067 | [5 empty] | PAR | C | OLD | 3.8362 |  | RHNHPELC | 1 | 0.16667 | HOUPARRHNHPELCN07_OLDC_FBHSOLE01 | 1 | HOUPARRHNHPELCN07_OLDC | HOUPARRHNBHSOLE01_OLDC | BHSOLE01 | HPELCN07 | PAR_OLDC | BHSOLE01_HPELCN07 | 5 | 0 | 1.1 | Unlikely
HOUPARRHNHPELCN05_OLDC_FBHSOLE01_D17 | Residential heating technology - Heat pump, Air-to-water - leasing - single-family house - existing building - distributed level 0.17 | HOUELC, HOUAMB | HOUPARRHN_OLDC_DMD | MKr20 | 2020 | 5.3777 | 0.88909 | 0.29378 | [5 empty] | PAR | C | OLD | 3.4039 |  | RHNHPELC | 1 | 0.16667 | HOUPARRHNHPELCN05_OLDC_FBHSOLE01 | 1 | HOUPARRHNHPELCN05_OLDC | HOUPARRHNBHSOLE01_OLDC | BHSOLE01 | HPELCN05 | PAR_OLDC | BHSOLE01_HPELCN05 | 5 | 0 | 1.1 | Unlikely
HOUPARRHNHPELCN05_OLDC_FBHSOLE01_D17 | Residential heating technology - Heat pump, Air-to-water - leasing - single-family house - existing building - distributed level 0.17 | HOUELC, HOUAMB | HOUPARRHN_OLDC_DMD | MKr20 | 2025 | 4.9603 | 0.76684 | 0.28042 | [5 empty] | PAR | C | OLD | 3.566 |  | RHNHPELC | 1 | 0.16667 | HOUPARRHNHPELCN05_OLDC_FBHSOLE01 | 1 | HOUPARRHNHPELCN05_OLDC | HOUPARRHNBHSOLE01_OLDC | BHSOLE01 | HPELCN05 | PAR_OLDC | BHSOLE01_HPELCN05 | 5 | 0 | 1.1 | Unlikely
HOUPARRHNHPELCN05_OLDC_FBHSOLE01_D17 | Residential heating technology - Heat pump, Air-to-water - leasing - single-family house - existing building - distributed level 0.17 | HOUELC, HOUAMB | HOUPARRHN_OLDC_DMD | MKr20 | 2030 | 4.5429 | 0.71648 | 0.26823 | [5 empty] | PAR | C | OLD | 3.7281 |  | RHNHPELC | 1 | 0.16667 | HOUPARRHNHPELCN05_OLDC_FBHSOLE01 | 1 | HOUPARRHNHPELCN05_OLDC | HOUPARRHNBHSOLE01_OLDC | BHSOLE01 | HPELCN05 | PAR_OLDC | BHSOLE01_HPELCN05 | 5 | 0 | 1.1 | Unlikely
HOUPARRHNHPELCN05_OLDC_FBHSOLE01_D17 | Residential heating technology - Heat pump, Air-to-water - leasing - single-family house - existing building - distributed level 0.17 | HOUELC, HOUAMB | HOUPARRHN_OLDC_DMD | MKr20 | 2040 | 4.2044 | 0.67258 | 0.25705 | [5 empty] | PAR | C | OLD | 3.8902 |  | RHNHPELC | 1 | 0.16667 | HOUPARRHNHPELCN05_OLDC_FBHSOLE01 | 1 | HOUPARRHNHPELCN05_OLDC | HOUPARRHNBHSOLE01_OLDC | BHSOLE01 | HPELCN05 | PAR_OLDC | BHSOLE01_HPELCN05 | 5 | 0 | 1.1 | Unlikely
HOUPARRHNHPELCN05_OLDC_FBHSOLE01_D17 | Residential heating technology - Heat pump, Air-to-water - leasing - single-family house - existing building - distributed level 0.17 | HOUELC, HOUAMB | HOUPARRHN_OLDC_DMD | MKr20 | 2050 | 3.8659 | 0.62868 | 0.25011 | [5 empty] | PAR | C | OLD | 3.9983 |  | RHNHPELC | 1 | 0.16667 | HOUPARRHNHPELCN05_OLDC_FBHSOLE01 | 1 | HOUPARRHNHPELCN05_OLDC | HOUPARRHNBHSOLE01_OLDC | BHSOLE01 | HPELCN05 | PAR_OLDC | BHSOLE01_HPELCN05 | 5 | 0 | 1.1 | Unlikely
HOUPARRHNHPELCN04_OLDC_FBHSOLE01_D17 | Residential heating technology - Heat pump, Ground source - single-family house - existing building - distributed level 0.17 | HOUELC, HOUAMB | HOUPARRHN_OLDC_DMD | MKr20 | 2020 | 12.9489 | 0.25642 | 0.26823 | [5 empty] | PAR | C | OLD | 3.7281 |  | RHNHPELC | 1 | 0.16667 | HOUPARRHNHPELCN04_OLDC_FBHSOLE01 | 1 | HOUPARRHNHPELCN04_OLDC | HOUPARRHNBHSOLE01_OLDC | BHSOLE01 | HPELCN04 | PAR_OLDC | BHSOLE01_HPELCN04 | 6 | 0 | 1 | New
HOUPARRHNHPELCN04_OLDC_FBHSOLE01_D17 | Residential heating technology - Heat pump, Ground source - single-family house - existing building - distributed level 0.17 | HOUELC, HOUAMB | HOUPARRHN_OLDC_DMD | MKr20 | 2025 | 12.3015 | 0.1816 | 0.26067 | [5 empty] | PAR | C | OLD | 3.8362 |  | RHNHPELC | 1 | 0.16667 | HOUPARRHNHPELCN04_OLDC_FBHSOLE01 | 1 | HOUPARRHNHPELCN04_OLDC | HOUPARRHNBHSOLE01_OLDC | BHSOLE01 | HPELCN04 | PAR_OLDC | BHSOLE01_HPELCN04 | 6 | 0 | 1 | New
HOUPARRHNHPELCN04_OLDC_FBHSOLE01_D17 | Residential heating technology - Heat pump, Ground source - single-family house - existing building - distributed level 0.17 | HOUELC, HOUAMB | HOUPARRHN_OLDC_DMD | MKr20 | 2030 | 11.654 | 0.17867 | 0.25353 | [5 empty] | PAR | C | OLD | 3.9443 |  | RHNHPELC | 1 | 0.16667 | HOUPARRHNHPELCN04_OLDC_FBHSOLE01 | 1 | HOUPARRHNHPELCN04_OLDC | HOUPARRHNBHSOLE01_OLDC | BHSOLE01 | HPELCN04 | PAR_OLDC | BHSOLE01_HPELCN04 | 6 | 0 | 1 | New
HOUPARRHNHPELCN04_OLDC_FBHSOLE01_D17 | Residential heating technology - Heat pump, Ground source - single-family house - existing building - distributed level 0.17 | HOUELC, HOUAMB | HOUPARRHN_OLDC_DMD | MKr20 | 2040 | 11.0713 | 0.17323 | 0.24353 | [5 empty] | PAR | C | OLD | 4.1064 |  | RHNHPELC | 1 | 0.16667 | HOUPARRHNHPELCN04_OLDC_FBHSOLE01 | 1 | HOUPARRHNHPELCN04_OLDC | HOUPARRHNBHSOLE01_OLDC | BHSOLE01 | HPELCN04 | PAR_OLDC | BHSOLE01_HPELCN04 | 6 | 0 | 1 | New
HOUPARRHNHPELCN04_OLDC_FBHSOLE01_D17 | Residential heating technology - Heat pump, Ground source - single-family house - existing building - distributed level 0.17 | HOUELC, HOUAMB | HOUPARRHN_OLDC_DMD | MKr20 | 2050 | 10.4886 | 0.1678 | 0.24036 | [5 empty] | PAR | C | OLD | 4.1604 |  | RHNHPELC | 1 | 0.16667 | HOUPARRHNHPELCN04_OLDC_FBHSOLE01 | 1 | HOUPARRHNHPELCN04_OLDC | HOUPARRHNBHSOLE01_OLDC | BHSOLE01 | HPELCN04 | PAR_OLDC | BHSOLE01_HPELCN04 | 6 | 0 | 1 | New
HOUPARRHNHPELCN03_OLDC_FBHSOLE01_D17 | Residential heating technology - Heat pump, Air-to-water - single-family house - existing building - distributed level 0.17 | HOUELC, HOUAMB | HOUPARRHN_OLDC_DMD | MKr20 | 2020 | 9.7776 | 0.27799 | 0.29378 | [5 empty] | PAR | C | OLD | 3.4039 |  | RHNHPELC | 1 | 0.16667 | HOUPARRHNHPELCN03_OLDC_FBHSOLE01 | 1 | HOUPARRHNHPELCN03_OLDC | HOUPARRHNBHSOLE01_OLDC | BHSOLE01 | HPELCN03 | PAR_OLDC | BHSOLE01_HPELCN03 | 6 | 0 | 1 | New
HOUPARRHNHPELCN03_OLDC_FBHSOLE01_D17 | Residential heating technology - Heat pump, Air-to-water - single-family house - existing building - distributed level 0.17 | HOUELC, HOUAMB | HOUPARRHN_OLDC_DMD | MKr20 | 2025 | 9.0187 | 0.20317 | 0.28042 | [5 empty] | PAR | C | OLD | 3.566 |  | RHNHPELC | 1 | 0.16667 | HOUPARRHNHPELCN03_OLDC_FBHSOLE01 | 1 | HOUPARRHNHPELCN03_OLDC | HOUPARRHNBHSOLE01_OLDC | BHSOLE01 | HPELCN03 | PAR_OLDC | BHSOLE01_HPELCN03 | 6 | 0 | 1 | New
HOUPARRHNHPELCN03_OLDC_FBHSOLE01_D17 | Residential heating technology - Heat pump, Air-to-water - single-family house - existing building - distributed level 0.17 | HOUELC, HOUAMB | HOUPARRHN_OLDC_DMD | MKr20 | 2030 | 8.2599 | 0.20024 | 0.26823 | [5 empty] | PAR | C | OLD | 3.7281 |  | RHNHPELC | 1 | 0.16667 | HOUPARRHNHPELCN03_OLDC_FBHSOLE01 | 1 | HOUPARRHNHPELCN03_OLDC | HOUPARRHNBHSOLE01_OLDC | BHSOLE01 | HPELCN03 | PAR_OLDC | BHSOLE01_HPELCN03 | 6 | 0 | 1 | New
HOUPARRHNHPELCN03_OLDC_FBHSOLE01_D17 | Residential heating technology - Heat pump, Air-to-water - single-family house - existing building - distributed level 0.17 | HOUELC, HOUAMB | HOUPARRHN_OLDC_DMD | MKr20 | 2040 | 7.6444 | 0.1948 | 0.25705 | [5 empty] | PAR | C | OLD | 3.8902 |  | RHNHPELC | 1 | 0.16667 | HOUPARRHNHPELCN03_OLDC_FBHSOLE01 | 1 | HOUPARRHNHPELCN03_OLDC | HOUPARRHNBHSOLE01_OLDC | BHSOLE01 | HPELCN03 | PAR_OLDC | BHSOLE01_HPELCN03 | 6 | 0 | 1 | New
HOUPARRHNHPELCN03_OLDC_FBHSOLE01_D17 | Residential heating technology - Heat pump, Air-to-water - single-family house - existing building - distributed level 0.17 | HOUELC, HOUAMB | HOUPARRHN_OLDC_DMD | MKr20 | 2050 | 7.029 | 0.18937 | 0.25011 | [5 empty] | PAR | C | OLD | 3.9983 |  | RHNHPELC | 1 | 0.16667 | HOUPARRHNHPELCN03_OLDC_FBHSOLE01 | 1 | HOUPARRHNHPELCN03_OLDC | HOUPARRHNBHSOLE01_OLDC | BHSOLE01 | HPELCN03 | PAR_OLDC | BHSOLE01_HPELCN03 | 6 | 0 | 1 | New
HOUPARRHNHPELCN02_OLDC_FBHSOLE01_D17 | Residential heating technology - Heat pump, Air-to-air - single-family house - existing building - distributed level 0.17 | HOUELC, HOUAMB | HOUPARRHN_OLDC_DMD | MKr20 | 2020 | 1.7956 | 0.14453 | 0.1908 | [5 empty] | PAR | C | OLD | 5.241 |  | RHNHPELC | 1 | 0.16667 | HOUPARRHNHPELCN02_OLDC_FBHSOLE01 | 1 | HOUPARRHNHPELCN02_OLDC | HOUPARRHNBHSOLE01_OLDC | BHSOLE01 | HPELCN02 | PAR_OLDC | BHSOLE01_HPELCN02 | 5 | 0 | 1.1 | Unlikely
HOUPARRHNHPELCN02_OLDC_FBHSOLE01_D17 | Residential heating technology - Heat pump, Air-to-air - single-family house - existing building - distributed level 0.17 | HOUELC, HOUAMB | HOUPARRHN_OLDC_DMD | MKr20 | 2025 | 1.7517 | 0.098193 | 0.18145 | [5 empty] | PAR | C | OLD | 5.5112 |  | RHNHPELC | 1 | 0.16667 | HOUPARRHNHPELCN02_OLDC_FBHSOLE01 | 1 | HOUPARRHNHPELCN02_OLDC | HOUPARRHNBHSOLE01_OLDC | BHSOLE01 | HPELCN02 | PAR_OLDC | BHSOLE01_HPELCN02 | 5 | 0 | 1.1 | Unlikely
HOUPARRHNHPELCN02_OLDC_FBHSOLE01_D17 | Residential heating technology - Heat pump, Air-to-air - single-family house - existing building - distributed level 0.17 | HOUELC, HOUAMB | HOUPARRHN_OLDC_DMD | MKr20 | 2030 | 1.7078 | 0.096379 | 0.1746 | [5 empty] | PAR | C | OLD | 5.7273 |  | RHNHPELC | 1 | 0.16667 | HOUPARRHNHPELCN02_OLDC_FBHSOLE01 | 1 | HOUPARRHNHPELCN02_OLDC | HOUPARRHNBHSOLE01_OLDC | BHSOLE01 | HPELCN02 | PAR_OLDC | BHSOLE01_HPELCN02 | 5 | 0 | 1.1 | Unlikely
HOUPARRHNHPELCN02_OLDC_FBHSOLE01_D17 | Residential heating technology - Heat pump, Air-to-air - single-family house - existing building - distributed level 0.17 | HOUELC, HOUAMB | HOUPARRHN_OLDC_DMD | MKr20 | 2040 | 1.6264 | 0.093013 | 0.16825 | [5 empty] | PAR | C | OLD | 5.9434 |  | RHNHPELC | 1 | 0.16667 | HOUPARRHNHPELCN02_OLDC_FBHSOLE01 | 1 | HOUPARRHNHPELCN02_OLDC | HOUPARRHNBHSOLE01_OLDC | BHSOLE01 | HPELCN02 | PAR_OLDC | BHSOLE01_HPELCN02 | 5 | 0 | 1.1 | Unlikely
HOUPARRHNHPELCN02_OLDC_FBHSOLE01_D17 | Residential heating technology - Heat pump, Air-to-air - single-family house - existing building - distributed level 0.17 | HOUELC, HOUAMB | HOUPARRHN_OLDC_DMD | MKr20 | 2050 | 1.5449 | 0.089647 | 0.16525 | [5 empty] | PAR | C | OLD | 6.0515 |  | RHNHPELC | 1 | 0.16667 | HOUPARRHNHPELCN02_OLDC_FBHSOLE01 | 1 | HOUPARRHNHPELCN02_OLDC | HOUPARRHNBHSOLE01_OLDC | BHSOLE01 | HPELCN02 | PAR_OLDC | BHSOLE01_HPELCN02 | 5 | 0 | 1.1 | Unlikely
HOUPARRHNDIELCN06_OLDC_FBHSOLE01_D17 | Residential heating technology - Electric heating - electric panel from Bauhaus - single-family house - new building - distributed level 0.17 | HOUELC | HOUPARRHN_OLDC_DMD | MKr20 | 2020 | 0.50745 | 0 | [6 empty] | PAR | C | OLD |  |  | RHNDIELC | 1 | 0.16667 | HOUPARRHNDIELCN06_OLDC_FBHSOLE01 | 1 | HOUPARRHNDIELCN06_OLDC | HOUPARRHNBHSOLE01_OLDC | BHSOLE01 | DIELCN06 | PAR_OLDC | BHSOLE01_DIELCN06 | 5 | 0 | 1.1 | Unlikely
HOUPARRHNDIELCN06_OLDC_FBHSOLE01_D17 | Residential heating technology - Electric heating - electric panel from Bauhaus - single-family house - new building - distributed level 0.17 | HOUELC | HOUPARRHN_OLDC_DMD | MKr20 | 2025 | 0.50745 | 0 | [6 empty] | PAR | C | OLD |  |  | RHNDIELC | 1 | 0.16667 | HOUPARRHNDIELCN06_OLDC_FBHSOLE01 | 1 | HOUPARRHNDIELCN06_OLDC | HOUPARRHNBHSOLE01_OLDC | BHSOLE01 | DIELCN06 | PAR_OLDC | BHSOLE01_DIELCN06 | 5 | 0 | 1.1 | Unlikely
HOUPARRHNDIELCN06_OLDC_FBHSOLE01_D17 | Residential heating technology - Electric heating - electric panel from Bauhaus - single-family house - new building - distributed level 0.17 | HOUELC | HOUPARRHN_OLDC_DMD | MKr20 | 2030 | 0.50745 | 0 | [6 empty] | PAR | C | OLD |  |  | RHNDIELC | 1 | 0.16667 | HOUPARRHNDIELCN06_OLDC_FBHSOLE01 | 1 | HOUPARRHNDIELCN06_OLDC | HOUPARRHNBHSOLE01_OLDC | BHSOLE01 | DIELCN06 | PAR_OLDC | BHSOLE01_DIELCN06 | 5 | 0 | 1.1 | Unlikely
HOUPARRHNDIELCN06_OLDC_FBHSOLE01_D17 | Residential heating technology - Electric heating - electric panel from Bauhaus - single-family house - new building - distributed level 0.17 | HOUELC | HOUPARRHN_OLDC_DMD | MKr20 | 2040 | 0.50745 | 0 | [6 empty] | PAR | C | OLD |  |  | RHNDIELC | 1 | 0.16667 | HOUPARRHNDIELCN06_OLDC_FBHSOLE01 | 1 | HOUPARRHNDIELCN06_OLDC | HOUPARRHNBHSOLE01_OLDC | BHSOLE01 | DIELCN06 | PAR_OLDC | BHSOLE01_DIELCN06 | 5 | 0 | 1.1 | Unlikely
HOUPARRHNDIELCN06_OLDC_FBHSOLE01_D17 | Residential heating technology - Electric heating - electric panel from Bauhaus - single-family house - new building - distributed level 0.17 | HOUELC | HOUPARRHN_OLDC_DMD | MKr20 | 2050 | 0.50745 | 0 | [6 empty] | PAR | C | OLD |  |  | RHNDIELC | 1 | 0.16667 | HOUPARRHNDIELCN06_OLDC_FBHSOLE01 | 1 | HOUPARRHNDIELCN06_OLDC | HOUPARRHNBHSOLE01_OLDC | BHSOLE01 | DIELCN06 | PAR_OLDC | BHSOLE01_DIELCN06 | 5 | 0 | 1.1 | Unlikely
HOUPARRHNDIELCN01_OLDC_FBHSOLE01_D17 | Residential heating technology - Electric heating - single-family house - new building - distributed level 0.17 | HOUELC | HOUPARRHN_OLDC_DMD | MKr20 | 2020 | 6.1657 | 0.04999 | [6 empty] | PAR | C | OLD |  |  | RHNDIELC | 1 | 0.16667 | HOUPARRHNDIELCN01_OLDC_FBHSOLE01 | 1 | HOUPARRHNDIELCN01_OLDC | HOUPARRHNBHSOLE01_OLDC | BHSOLE01 | DIELCN01 | PAR_OLDC | BHSOLE01_DIELCN01 | 5 | 0 | 1.1 | Unlikely
HOUPARRHNDIELCN01_OLDC_FBHSOLE01_D17 | Residential heating technology - Electric heating - single-family house - new building - distributed level 0.17 | HOUELC | HOUPARRHN_OLDC_DMD | MKr20 | 2025 | 6.0131 | 0.04999 | [6 empty] | PAR | C | OLD |  |  | RHNDIELC | 1 | 0.16667 | HOUPARRHNDIELCN01_OLDC_FBHSOLE01 | 1 | HOUPARRHNDIELCN01_OLDC | HOUPARRHNBHSOLE01_OLDC | BHSOLE01 | DIELCN01 | PAR_OLDC | BHSOLE01_DIELCN01 | 5 | 0 | 1.1 | Unlikely
HOUPARRHNDIELCN01_OLDC_FBHSOLE01_D17 | Residential heating technology - Electric heating - single-family house - new building - distributed level 0.17 | HOUELC | HOUPARRHN_OLDC_DMD | MKr20 | 2030 | 5.8642 | 0.047907 | [6 empty] | PAR | C | OLD |  |  | RHNDIELC | 1 | 0.16667 | HOUPARRHNDIELCN01_OLDC_FBHSOLE01 | 1 | HOUPARRHNDIELCN01_OLDC | HOUPARRHNBHSOLE01_OLDC | BHSOLE01 | DIELCN01 | PAR_OLDC | BHSOLE01_DIELCN01 | 5 | 0 | 1.1 | Unlikely
HOUPARRHNDIELCN01_OLDC_FBHSOLE01_D17 | Residential heating technology - Electric heating - single-family house - new building - distributed level 0.17 | HOUELC | HOUPARRHN_OLDC_DMD | MKr20 | 2040 | 5.5775 | 0.045824 | [6 empty] | PAR | C | OLD |  |  | RHNDIELC | 1 | 0.16667 | HOUPARRHNDIELCN01_OLDC_FBHSOLE01 | 1 | HOUPARRHNDIELCN01_OLDC | HOUPARRHNBHSOLE01_OLDC | BHSOLE01 | DIELCN01 | PAR_OLDC | BHSOLE01_DIELCN01 | 5 | 0 | 1.1 | Unlikely
HOUPARRHNDIELCN01_OLDC_FBHSOLE01_D17 | Residential heating technology - Electric heating - single-family house - new building - distributed level 0.17 | HOUELC | HOUPARRHN_OLDC_DMD | MKr20 | 2050 | 5.3049 | 0.043741 | [6 empty] | PAR | C | OLD |  |  | RHNDIELC | 1 | 0.16667 | HOUPARRHNDIELCN01_OLDC_FBHSOLE01 | 1 | HOUPARRHNDIELCN01_OLDC | HOUPARRHNBHSOLE01_OLDC | BHSOLE01 | DIELCN01 | PAR_OLDC | BHSOLE01_DIELCN01 | 5 | 0 | 1.1 | Unlikely
HOUPARRHNBHWPEN01_OLDC_FBHSOLE01_D17 | Residential heating technology - Biomass boiler, automatic stoking , wood pellets or wood chips - single-family house - existing building - distributed level 0.17 | HOUWPE | HOUPARRHN_OLDC_DMD | MKr20 | 2020 | 4.3468 | 0.35069 |  | 25 | 14 | 70 | 2 | 4 | PAR | C | OLD |  |  | RHNBHWPE | 1 | 0.16667 | HOUPARRHNBHWPEN01_OLDC_FBHSOLE01 | 1 | HOUPARRHNBHWPEN01_OLDC | HOUPARRHNBHSOLE01_OLDC | BHSOLE01 | BHWPEN01 | PAR_OLDC | BHSOLE01_BHWPEN01 | 5 | 0 | 1.1 | Unlikely
HOUPARRHNBHWPEN01_OLDC_FBHSOLE01_D17 | Residential heating technology - Biomass boiler, automatic stoking , wood pellets or wood chips - single-family house - existing building - distributed level 0.17 | HOUWPE | HOUPARRHN_OLDC_DMD | MKr20 | 2025 | 4.2392 | 0.34462 |  | 25 | 14 | 60 | 2 | 4 | PAR | C | OLD |  |  | RHNBHWPE | 1 | 0.16667 | HOUPARRHNBHWPEN01_OLDC_FBHSOLE01 | 1 | HOUPARRHNBHWPEN01_OLDC | HOUPARRHNBHSOLE01_OLDC | BHSOLE01 | BHWPEN01 | PAR_OLDC | BHSOLE01_BHWPEN01 | 5 | 0 | 1.1 | Unlikely
HOUPARRHNBHWPEN01_OLDC_FBHSOLE01_D17 | Residential heating technology - Biomass boiler, automatic stoking , wood pellets or wood chips - single-family house - existing building - distributed level 0.17 | HOUWPE | HOUPARRHN_OLDC_DMD | MKr20 | 2030 | 4.1343 | 0.34003 |  | 25 | 11 | 50 | 1 | 4 | PAR | C | OLD |  |  | RHNBHWPE | 1 | 0.16667 | HOUPARRHNBHWPEN01_OLDC_FBHSOLE01 | 1 | HOUPARRHNBHWPEN01_OLDC | HOUPARRHNBHSOLE01_OLDC | BHSOLE01 | BHWPEN01 | PAR_OLDC | BHSOLE01_BHWPEN01 | 5 | 0 | 1.1 | Unlikely
HOUPARRHNBHWPEN01_OLDC_FBHSOLE01_D17 | Residential heating technology - Biomass boiler, automatic stoking , wood pellets or wood chips - single-family house - existing building - distributed level 0.17 | HOUWPE | HOUPARRHN_OLDC_DMD | MKr20 | 2040 | 3.9322 | 0.32498 |  | 25 | 9 | 45 | 1 | 4 | PAR | C | OLD |  |  | RHNBHWPE | 1 | 0.16667 | HOUPARRHNBHWPEN01_OLDC_FBHSOLE01 | 1 | HOUPARRHNBHWPEN01_OLDC | HOUPARRHNBHSOLE01_OLDC | BHSOLE01 | BHWPEN01 | PAR_OLDC | BHSOLE01_BHWPEN01 | 5 | 0 | 1.1 | Unlikely
HOUPARRHNBHWPEN01_OLDC_FBHSOLE01_D17 | Residential heating technology - Biomass boiler, automatic stoking , wood pellets or wood chips - single-family house - existing building - distributed level 0.17 | HOUWPE | HOUPARRHN_OLDC_DMD | MKr20 | 2050 | 4.6749 | 0.38824 |  | 25 | 9 | 40 | 0 | 4 | PAR | C | OLD |  |  | RHNBHWPE | 1 | 0.16667 | HOUPARRHNBHWPEN01_OLDC_FBHSOLE01 | 1 | HOUPARRHNBHWPEN01_OLDC | HOUPARRHNBHSOLE01_OLDC | BHSOLE01 | BHWPEN01 | PAR_OLDC | BHSOLE01_BHWPEN01 | 5 | 0 | 1.1 | Unlikely
HOUPARRHNBHSOLN01_OLDC_FBHSOLE01_D17 | Residential heating technology - Solar heating system - single-family house - existing building - distributed level 0.17 | HOUSOL | HOUPARRHN_OLDC_DMD | MKr20 | 2020 | 5.5436 | 0.078035 | [6 empty] | PAR | C | OLD |  |  | RHNBHSOL | 1 | 0.16667 | HOUPARRHNBHSOLN01_OLDC_FBHSOLE01 | 1 | HOUPARRHNBHSOLN01_OLDC | HOUPARRHNBHSOLE01_OLDC | BHSOLE01 | BHSOLN01 | PAR_OLDC | BHSOLE01_BHSOLN01 | 2 | 0 | 0.9 | Same
HOUPARRHNBHSOLN01_OLDC_FBHSOLE01_D17 | Residential heating technology - Solar heating system - single-family house - existing building - distributed level 0.17 | HOUSOL | HOUPARRHN_OLDC_DMD | MKr20 | 2025 | 5.4064 | 0.073274 | [6 empty] | PAR | C | OLD |  |  | RHNBHSOL | 1 | 0.16667 | HOUPARRHNBHSOLN01_OLDC_FBHSOLE01 | 1 | HOUPARRHNBHSOLN01_OLDC | HOUPARRHNBHSOLE01_OLDC | BHSOLE01 | BHSOLN01 | PAR_OLDC | BHSOLE01_BHSOLN01 | 2 | 0 | 0.9 | Same
HOUPARRHNBHSOLN01_OLDC_FBHSOLE01_D17 | Residential heating technology - Solar heating system - single-family house - existing building - distributed level 0.17 | HOUSOL | HOUPARRHN_OLDC_DMD | MKr20 | 2030 | 5.2725 | 0.071489 | [6 empty] | PAR | C | OLD |  |  | RHNBHSOL | 1 | 0.16667 | HOUPARRHNBHSOLN01_OLDC_FBHSOLE01 | 1 | HOUPARRHNBHSOLN01_OLDC | HOUPARRHNBHSOLE01_OLDC | BHSOLE01 | BHSOLN01 | PAR_OLDC | BHSOLE01_BHSOLN01 | 2 | 0 | 0.9 | Same
HOUPARRHNBHSOLN01_OLDC_FBHSOLE01_D17 | Residential heating technology - Solar heating system - single-family house - existing building - distributed level 0.17 | HOUSOL | HOUPARRHN_OLDC_DMD | MKr20 | 2040 | 5.0148 | 0.067621 | [6 empty] | PAR | C | OLD |  |  | RHNBHSOL | 1 | 0.16667 | HOUPARRHNBHSOLN01_OLDC_FBHSOLE01 | 1 | HOUPARRHNBHSOLN01_OLDC | HOUPARRHNBHSOLE01_OLDC | BHSOLE01 | BHSOLN01 | PAR_OLDC | BHSOLE01_BHSOLN01 | 2 | 0 | 0.9 | Same
HOUPARRHNBHSOLN01_OLDC_FBHSOLE01_D17 | Residential heating technology - Solar heating system - single-family house - existing building - distributed level 0.17 | HOUSOL | HOUPARRHN_OLDC_DMD | MKr20 | 2050 | 4.7696 | 0.063752 | [6 empty] | PAR | C | OLD |  |  | RHNBHSOL | 1 | 0.16667 | HOUPARRHNBHSOLN01_OLDC_FBHSOLE01 | 1 | HOUPARRHNBHSOLN01_OLDC | HOUPARRHNBHSOLE01_OLDC | BHSOLE01 | BHSOLN01 | PAR_OLDC | BHSOLE01_BHSOLN01 | 2 | 0 | 0.9 | Same
HOUPARRHNBHDHCN03_OLDC_FBHSOLE01_D17 | Residential heating technology - Direct district heating substation - plus connection pipe - single-family house - existing building - distributed level 0.17 | HOUDHC | HOUPARRHN_OLDC_DMD | MKr20 | 2020 | 2.1747 | 0.025391 | [6 empty] | PAR | C | OLD |  |  | RHNBHDHC | 1 | 0.16667 | HOUPARRHNBHDHCN03_OLDC_FBHSOLE01 | 1 | HOUPARRHNBHDHCN03_OLDC | HOUPARRHNBHSOLE01_OLDC | BHSOLE01 | BHDHCN03 | PAR_OLDC | BHSOLE01_BHDHCN03 | 6 | 0 | 1 | New
HOUPARRHNBHDHCN03_OLDC_FBHSOLE01_D17 | Residential heating technology - Direct district heating substation - plus connection pipe - single-family house - existing building - distributed level 0.17 | HOUDHC | HOUPARRHN_OLDC_DMD | MKr20 | 2025 | 2.1494 | 0.025203 | [6 empty] | PAR | C | OLD |  |  | RHNBHDHC | 1 | 0.16667 | HOUPARRHNBHDHCN03_OLDC_FBHSOLE01 | 1 | HOUPARRHNBHDHCN03_OLDC | HOUPARRHNBHSOLE01_OLDC | BHSOLE01 | BHDHCN03 | PAR_OLDC | BHSOLE01_BHDHCN03 | 6 | 0 | 1 | New
HOUPARRHNBHDHCN03_OLDC_FBHSOLE01_D17 | Residential heating technology - Direct district heating substation - plus connection pipe - single-family house - existing building - distributed level 0.17 | HOUDHC | HOUPARRHN_OLDC_DMD | MKr20 | 2030 | 2.1284 | 0.024753 | [6 empty] | PAR | C | OLD |  |  | RHNBHDHC | 1 | 0.16667 | HOUPARRHNBHDHCN03_OLDC_FBHSOLE01 | 1 | HOUPARRHNBHDHCN03_OLDC | HOUPARRHNBHSOLE01_OLDC | BHSOLE01 | BHDHCN03 | PAR_OLDC | BHSOLE01_BHDHCN03 | 6 | 0 | 1 | New
HOUPARRHNBHDHCN03_OLDC_FBHSOLE01_D17 | Residential heating technology - Direct district heating substation - plus connection pipe - single-family house - existing building - distributed level 0.17 | HOUDHC | HOUPARRHN_OLDC_DMD | MKr20 | 2040 | 2.0905 | 0.023687 | [6 empty] | PAR | C | OLD |  |  | RHNBHDHC | 1 | 0.16667 | HOUPARRHNBHDHCN03_OLDC_FBHSOLE01 | 1 | HOUPARRHNBHDHCN03_OLDC | HOUPARRHNBHSOLE01_OLDC | BHSOLE01 | BHDHCN03 | PAR_OLDC | BHSOLE01_BHDHCN03 | 6 | 0 | 1 | New
HOUPARRHNBHDHCN03_OLDC_FBHSOLE01_D17 | Residential heating technology - Direct district heating substation - plus connection pipe - single-family house - existing building - distributed level 0.17 | HOUDHC | HOUPARRHN_OLDC_DMD | MKr20 | 2050 | 2.0485 | 0.022136 | [6 empty] | PAR | C | OLD |  |  | RHNBHDHC | 1 | 0.16667 | HOUPARRHNBHDHCN03_OLDC_FBHSOLE01 | 1 | HOUPARRHNBHDHCN03_OLDC | HOUPARRHNBHSOLE01_OLDC | BHSOLE01 | BHDHCN03 | PAR_OLDC | BHSOLE01_BHDHCN03 | 6 | 0 | 1 | New
HOUPARRHNHPELCN07_OLDD_FBHSOLE01_D17 | Residential heating technology - Heat pump, Air-to-water, low-price product - single-family house - existing building - distributed level 0.17 | HOUELC, HOUAMB | HOUPARRHN_OLDD_DMD | MKr20 | 2020 | 8.4408 | 0.32113 | 0.30847 | [5 empty] | PAR | D | OLD | 3.2419 |  | RHNHPELC | 1 | 0.16667 | HOUPARRHNHPELCN07_OLDD_FBHSOLE01 | 1 | HOUPARRHNHPELCN07_OLDD | HOUPARRHNBHSOLE01_OLDD | BHSOLE01 | HPELCN07 | PAR_OLDD | BHSOLE01_HPELCN07 | 5 | 0 | 1.1 | Unlikely
HOUPARRHNHPELCN07_OLDD_FBHSOLE01_D17 | Residential heating technology - Heat pump, Air-to-water, low-price product - single-family house - existing building - distributed level 0.17 | HOUELC, HOUAMB | HOUPARRHN_OLDD_DMD | MKr20 | 2025 | 7.7218 | 0.2463 | 0.29378 | [5 empty] | PAR | D | OLD | 3.4039 |  | RHNHPELC | 1 | 0.16667 | HOUPARRHNHPELCN07_OLDD_FBHSOLE01 | 1 | HOUPARRHNHPELCN07_OLDD | HOUPARRHNBHSOLE01_OLDD | BHSOLE01 | HPELCN07 | PAR_OLDD | BHSOLE01_HPELCN07 | 5 | 0 | 1.1 | Unlikely
HOUPARRHNHPELCN07_OLDD_FBHSOLE01_D17 | Residential heating technology - Heat pump, Air-to-water, low-price product - single-family house - existing building - distributed level 0.17 | HOUELC, HOUAMB | HOUPARRHN_OLDD_DMD | MKr20 | 2030 | 7.0028 | 0.24337 | 0.28042 | [5 empty] | PAR | D | OLD | 3.566 |  | RHNHPELC | 1 | 0.16667 | HOUPARRHNHPELCN07_OLDD_FBHSOLE01 | 1 | HOUPARRHNHPELCN07_OLDD | HOUPARRHNBHSOLE01_OLDD | BHSOLE01 | HPELCN07 | PAR_OLDD | BHSOLE01_HPELCN07 | 5 | 0 | 1.1 | Unlikely
HOUPARRHNHPELCN07_OLDD_FBHSOLE01_D17 | Residential heating technology - Heat pump, Air-to-water, low-price product - single-family house - existing building - distributed level 0.17 | HOUELC, HOUAMB | HOUPARRHN_OLDD_DMD | MKr20 | 2040 | 6.43 | 0.23794 | 0.26823 | [5 empty] | PAR | D | OLD | 3.7281 |  | RHNHPELC | 1 | 0.16667 | HOUPARRHNHPELCN07_OLDD_FBHSOLE01 | 1 | HOUPARRHNHPELCN07_OLDD | HOUPARRHNBHSOLE01_OLDD | BHSOLE01 | HPELCN07 | PAR_OLDD | BHSOLE01_HPELCN07 | 5 | 0 | 1.1 | Unlikely
HOUPARRHNHPELCN07_OLDD_FBHSOLE01_D17 | Residential heating technology - Heat pump, Air-to-water, low-price product - single-family house - existing building - distributed level 0.17 | HOUELC, HOUAMB | HOUPARRHN_OLDD_DMD | MKr20 | 2050 | 5.8571 | 0.2325 | 0.26067 | [5 empty] | PAR | D | OLD | 3.8362 |  | RHNHPELC | 1 | 0.16667 | HOUPARRHNHPELCN07_OLDD_FBHSOLE01 | 1 | HOUPARRHNHPELCN07_OLDD | HOUPARRHNBHSOLE01_OLDD | BHSOLE01 | HPELCN07 | PAR_OLDD | BHSOLE01_HPELCN07 | 5 | 0 | 1.1 | Unlikely
HOUPARRHNHPELCN05_OLDD_FBHSOLE01_D17 | Residential heating technology - Heat pump, Air-to-water - leasing - single-family house - existing building - distributed level 0.17 | HOUELC, HOUAMB | HOUPARRHN_OLDD_DMD | MKr20 | 2020 | 5.3777 | 0.88909 | 0.29378 | [5 empty] | PAR | D | OLD | 3.4039 |  | RHNHPELC | 1 | 0.16667 | HOUPARRHNHPELCN05_OLDD_FBHSOLE01 | 1 | HOUPARRHNHPELCN05_OLDD | HOUPARRHNBHSOLE01_OLDD | BHSOLE01 | HPELCN05 | PAR_OLDD | BHSOLE01_HPELCN05 | 5 | 0 | 1.1 | Unlikely
HOUPARRHNHPELCN05_OLDD_FBHSOLE01_D17 | Residential heating technology - Heat pump, Air-to-water - leasing - single-family house - existing building - distributed level 0.17 | HOUELC, HOUAMB | HOUPARRHN_OLDD_DMD | MKr20 | 2025 | 4.9603 | 0.76684 | 0.28042 | [5 empty] | PAR | D | OLD | 3.566 |  | RHNHPELC | 1 | 0.16667 | HOUPARRHNHPELCN05_OLDD_FBHSOLE01 | 1 | HOUPARRHNHPELCN05_OLDD | HOUPARRHNBHSOLE01_OLDD | BHSOLE01 | HPELCN05 | PAR_OLDD | BHSOLE01_HPELCN05 | 5 | 0 | 1.1 | Unlikely
HOUPARRHNHPELCN05_OLDD_FBHSOLE01_D17 | Residential heating technology - Heat pump, Air-to-water - leasing - single-family house - existing building - distributed level 0.17 | HOUELC, HOUAMB | HOUPARRHN_OLDD_DMD | MKr20 | 2030 | 4.5429 | 0.71648 | 0.26823 | [5 empty] | PAR | D | OLD | 3.7281 |  | RHNHPELC | 1 | 0.16667 | HOUPARRHNHPELCN05_OLDD_FBHSOLE01 | 1 | HOUPARRHNHPELCN05_OLDD | HOUPARRHNBHSOLE01_OLDD | BHSOLE01 | HPELCN05 | PAR_OLDD | BHSOLE01_HPELCN05 | 5 | 0 | 1.1 | Unlikely
HOUPARRHNHPELCN05_OLDD_FBHSOLE01_D17 | Residential heating technology - Heat pump, Air-to-water - leasing - single-family house - existing building - distributed level 0.17 | HOUELC, HOUAMB | HOUPARRHN_OLDD_DMD | MKr20 | 2040 | 4.2044 | 0.67258 | 0.25705 | [5 empty] | PAR | D | OLD | 3.8902 |  | RHNHPELC | 1 | 0.16667 | HOUPARRHNHPELCN05_OLDD_FBHSOLE01 | 1 | HOUPARRHNHPELCN05_OLDD | HOUPARRHNBHSOLE01_OLDD | BHSOLE01 | HPELCN05 | PAR_OLDD | BHSOLE01_HPELCN05 | 5 | 0 | 1.1 | Unlikely
HOUPARRHNHPELCN05_OLDD_FBHSOLE01_D17 | Residential heating technology - Heat pump, Air-to-water - leasing - single-family house - existing building - distributed level 0.17 | HOUELC, HOUAMB | HOUPARRHN_OLDD_DMD | MKr20 | 2050 | 3.8659 | 0.62868 | 0.25011 | [5 empty] | PAR | D | OLD | 3.9983 |  | RHNHPELC | 1 | 0.16667 | HOUPARRHNHPELCN05_OLDD_FBHSOLE01 | 1 | HOUPARRHNHPELCN05_OLDD | HOUPARRHNBHSOLE01_OLDD | BHSOLE01 | HPELCN05 | PAR_OLDD | BHSOLE01_HPELCN05 | 5 | 0 | 1.1 | Unlikely
HOUPARRHNHPELCN04_OLDD_FBHSOLE01_D17 | Residential heating technology - Heat pump, Ground source - single-family house - existing building - distributed level 0.17 | HOUELC, HOUAMB | HOUPARRHN_OLDD_DMD | MKr20 | 2020 | 12.9489 | 0.25642 | 0.26823 | [5 empty] | PAR | D | OLD | 3.7281 |  | RHNHPELC | 1 | 0.16667 | HOUPARRHNHPELCN04_OLDD_FBHSOLE01 | 1 | HOUPARRHNHPELCN04_OLDD | HOUPARRHNBHSOLE01_OLDD | BHSOLE01 | HPELCN04 | PAR_OLDD | BHSOLE01_HPELCN04 | 6 | 0 | 1 | New
HOUPARRHNHPELCN04_OLDD_FBHSOLE01_D17 | Residential heating technology - Heat pump, Ground source - single-family house - existing building - distributed level 0.17 | HOUELC, HOUAMB | HOUPARRHN_OLDD_DMD | MKr20 | 2025 | 12.3015 | 0.1816 | 0.26067 | [5 empty] | PAR | D | OLD | 3.8362 |  | RHNHPELC | 1 | 0.16667 | HOUPARRHNHPELCN04_OLDD_FBHSOLE01 | 1 | HOUPARRHNHPELCN04_OLDD | HOUPARRHNBHSOLE01_OLDD | BHSOLE01 | HPELCN04 | PAR_OLDD | BHSOLE01_HPELCN04 | 6 | 0 | 1 | New
HOUPARRHNHPELCN04_OLDD_FBHSOLE01_D17 | Residential heating technology - Heat pump, Ground source - single-family house - existing building - distributed level 0.17 | HOUELC, HOUAMB | HOUPARRHN_OLDD_DMD | MKr20 | 2030 | 11.654 | 0.17867 | 0.25353 | [5 empty] | PAR | D | OLD | 3.9443 |  | RHNHPELC | 1 | 0.16667 | HOUPARRHNHPELCN04_OLDD_FBHSOLE01 | 1 | HOUPARRHNHPELCN04_OLDD | HOUPARRHNBHSOLE01_OLDD | BHSOLE01 | HPELCN04 | PAR_OLDD | BHSOLE01_HPELCN04 | 6 | 0 | 1 | New
HOUPARRHNHPELCN04_OLDD_FBHSOLE01_D17 | Residential heating technology - Heat pump, Ground source - single-family house - existing building - distributed level 0.17 | HOUELC, HOUAMB | HOUPARRHN_OLDD_DMD | MKr20 | 2040 | 11.0713 | 0.17323 | 0.24353 | [5 empty] | PAR | D | OLD | 4.1064 |  | RHNHPELC | 1 | 0.16667 | HOUPARRHNHPELCN04_OLDD_FBHSOLE01 | 1 | HOUPARRHNHPELCN04_OLDD | HOUPARRHNBHSOLE01_OLDD | BHSOLE01 | HPELCN04 | PAR_OLDD | BHSOLE01_HPELCN04 | 6 | 0 | 1 | New
HOUPARRHNHPELCN04_OLDD_FBHSOLE01_D17 | Residential heating technology - Heat pump, Ground source - single-family house - existing building - distributed level 0.17 | HOUELC, HOUAMB | HOUPARRHN_OLDD_DMD | MKr20 | 2050 | 10.4886 | 0.1678 | 0.24036 | [5 empty] | PAR | D | OLD | 4.1604 |  | RHNHPELC | 1 | 0.16667 | HOUPARRHNHPELCN04_OLDD_FBHSOLE01 | 1 | HOUPARRHNHPELCN04_OLDD | HOUPARRHNBHSOLE01_OLDD | BHSOLE01 | HPELCN04 | PAR_OLDD | BHSOLE01_HPELCN04 | 6 | 0 | 1 | New
HOUPARRHNHPELCN03_OLDD_FBHSOLE01_D17 | Residential heating technology - Heat pump, Air-to-water - single-family house - existing building - distributed level 0.17 | HOUELC, HOUAMB | HOUPARRHN_OLDD_DMD | MKr20 | 2020 | 9.7776 | 0.27799 | 0.29378 | [5 empty] | PAR | D | OLD | 3.4039 |  | RHNHPELC | 1 | 0.16667 | HOUPARRHNHPELCN03_OLDD_FBHSOLE01 | 1 | HOUPARRHNHPELCN03_OLDD | HOUPARRHNBHSOLE01_OLDD | BHSOLE01 | HPELCN03 | PAR_OLDD | BHSOLE01_HPELCN03 | 6 | 0 | 1 | New
HOUPARRHNHPELCN03_OLDD_FBHSOLE01_D17 | Residential heating technology - Heat pump, Air-to-water - single-family house - existing building - distributed level 0.17 | HOUELC, HOUAMB | HOUPARRHN_OLDD_DMD | MKr20 | 2025 | 9.0187 | 0.20317 | 0.28042 | [5 empty] | PAR | D | OLD | 3.566 |  | RHNHPELC | 1 | 0.16667 | HOUPARRHNHPELCN03_OLDD_FBHSOLE01 | 1 | HOUPARRHNHPELCN03_OLDD | HOUPARRHNBHSOLE01_OLDD | BHSOLE01 | HPELCN03 | PAR_OLDD | BHSOLE01_HPELCN03 | 6 | 0 | 1 | New
HOUPARRHNHPELCN03_OLDD_FBHSOLE01_D17 | Residential heating technology - Heat pump, Air-to-water - single-family house - existing building - distributed level 0.17 | HOUELC, HOUAMB | HOUPARRHN_OLDD_DMD | MKr20 | 2030 | 8.2599 | 0.20024 | 0.26823 | [5 empty] | PAR | D | OLD | 3.7281 |  | RHNHPELC | 1 | 0.16667 | HOUPARRHNHPELCN03_OLDD_FBHSOLE01 | 1 | HOUPARRHNHPELCN03_OLDD | HOUPARRHNBHSOLE01_OLDD | BHSOLE01 | HPELCN03 | PAR_OLDD | BHSOLE01_HPELCN03 | 6 | 0 | 1 | New
HOUPARRHNHPELCN03_OLDD_FBHSOLE01_D17 | Residential heating technology - Heat pump, Air-to-water - single-family house - existing building - distributed level 0.17 | HOUELC, HOUAMB | HOUPARRHN_OLDD_DMD | MKr20 | 2040 | 7.6444 | 0.1948 | 0.25705 | [5 empty] | PAR | D | OLD | 3.8902 |  | RHNHPELC | 1 | 0.16667 | HOUPARRHNHPELCN03_OLDD_FBHSOLE01 | 1 | HOUPARRHNHPELCN03_OLDD | HOUPARRHNBHSOLE01_OLDD | BHSOLE01 | HPELCN03 | PAR_OLDD | BHSOLE01_HPELCN03 | 6 | 0 | 1 | New
HOUPARRHNHPELCN03_OLDD_FBHSOLE01_D17 | Residential heating technology - Heat pump, Air-to-water - single-family house - existing building - distributed level 0.17 | HOUELC, HOUAMB | HOUPARRHN_OLDD_DMD | MKr20 | 2050 | 7.029 | 0.18937 | 0.25011 | [5 empty] | PAR | D | OLD | 3.9983 |  | RHNHPELC | 1 | 0.16667 | HOUPARRHNHPELCN03_OLDD_FBHSOLE01 | 1 | HOUPARRHNHPELCN03_OLDD | HOUPARRHNBHSOLE01_OLDD | BHSOLE01 | HPELCN03 | PAR_OLDD | BHSOLE01_HPELCN03 | 6 | 0 | 1 | New
HOUPARRHNHPELCN02_OLDD_FBHSOLE01_D17 | Residential heating technology - Heat pump, Air-to-air - single-family house - existing building - distributed level 0.17 | HOUELC, HOUAMB | HOUPARRHN_OLDD_DMD | MKr20 | 2020 | 1.7956 | 0.14453 | 0.1908 | [5 empty] | PAR | D | OLD | 5.241 |  | RHNHPELC | 1 | 0.16667 | HOUPARRHNHPELCN02_OLDD_FBHSOLE01 | 1 | HOUPARRHNHPELCN02_OLDD | HOUPARRHNBHSOLE01_OLDD | BHSOLE01 | HPELCN02 | PAR_OLDD | BHSOLE01_HPELCN02 | 5 | 0 | 1.1 | Unlikely
HOUPARRHNHPELCN02_OLDD_FBHSOLE01_D17 | Residential heating technology - Heat pump, Air-to-air - single-family house - existing building - distributed level 0.17 | HOUELC, HOUAMB | HOUPARRHN_OLDD_DMD | MKr20 | 2025 | 1.7517 | 0.098193 | 0.18145 | [5 empty] | PAR | D | OLD | 5.5112 |  | RHNHPELC | 1 | 0.16667 | HOUPARRHNHPELCN02_OLDD_FBHSOLE01 | 1 | HOUPARRHNHPELCN02_OLDD | HOUPARRHNBHSOLE01_OLDD | BHSOLE01 | HPELCN02 | PAR_OLDD | BHSOLE01_HPELCN02 | 5 | 0 | 1.1 | Unlikely
HOUPARRHNHPELCN02_OLDD_FBHSOLE01_D17 | Residential heating technology - Heat pump, Air-to-air - single-family house - existing building - distributed level 0.17 | HOUELC, HOUAMB | HOUPARRHN_OLDD_DMD | MKr20 | 2030 | 1.7078 | 0.096379 | 0.1746 | [5 empty] | PAR | D | OLD | 5.7273 |  | RHNHPELC | 1 | 0.16667 | HOUPARRHNHPELCN02_OLDD_FBHSOLE01 | 1 | HOUPARRHNHPELCN02_OLDD | HOUPARRHNBHSOLE01_OLDD | BHSOLE01 | HPELCN02 | PAR_OLDD | BHSOLE01_HPELCN02 | 5 | 0 | 1.1 | Unlikely
HOUPARRHNHPELCN02_OLDD_FBHSOLE01_D17 | Residential heating technology - Heat pump, Air-to-air - single-family house - existing building - distributed level 0.17 | HOUELC, HOUAMB | HOUPARRHN_OLDD_DMD | MKr20 | 2040 | 1.6264 | 0.093013 | 0.16825 | [5 empty] | PAR | D | OLD | 5.9434 |  | RHNHPELC | 1 | 0.16667 | HOUPARRHNHPELCN02_OLDD_FBHSOLE01 | 1 | HOUPARRHNHPELCN02_OLDD | HOUPARRHNBHSOLE01_OLDD | BHSOLE01 | HPELCN02 | PAR_OLDD | BHSOLE01_HPELCN02 | 5 | 0 | 1.1 | Unlikely
HOUPARRHNHPELCN02_OLDD_FBHSOLE01_D17 | Residential heating technology - Heat pump, Air-to-air - single-family house - existing building - distributed level 0.17 | HOUELC, HOUAMB | HOUPARRHN_OLDD_DMD | MKr20 | 2050 | 1.5449 | 0.089647 | 0.16525 | [5 empty] | PAR | D | OLD | 6.0515 |  | RHNHPELC | 1 | 0.16667 | HOUPARRHNHPELCN02_OLDD_FBHSOLE01 | 1 | HOUPARRHNHPELCN02_OLDD | HOUPARRHNBHSOLE01_OLDD | BHSOLE01 | HPELCN02 | PAR_OLDD | BHSOLE01_HPELCN02 | 5 | 0 | 1.1 | Unlikely
HOUPARRHNDIELCN06_OLDD_FBHSOLE01_D17 | Residential heating technology - Electric heating - electric panel from Bauhaus - single-family house - new building - distributed level 0.17 | HOUELC | HOUPARRHN_OLDD_DMD | MKr20 | 2020 | 0.50745 | 0 | [6 empty] | PAR | D | OLD |  |  | RHNDIELC | 1 | 0.16667 | HOUPARRHNDIELCN06_OLDD_FBHSOLE01 | 1 | HOUPARRHNDIELCN06_OLDD | HOUPARRHNBHSOLE01_OLDD | BHSOLE01 | DIELCN06 | PAR_OLDD | BHSOLE01_DIELCN06 | 5 | 0 | 1.1 | Unlikely
HOUPARRHNDIELCN06_OLDD_FBHSOLE01_D17 | Residential heating technology - Electric heating - electric panel from Bauhaus - single-family house - new building - distributed level 0.17 | HOUELC | HOUPARRHN_OLDD_DMD | MKr20 | 2025 | 0.50745 | 0 | [6 empty] | PAR | D | OLD |  |  | RHNDIELC | 1 | 0.16667 | HOUPARRHNDIELCN06_OLDD_FBHSOLE01 | 1 | HOUPARRHNDIELCN06_OLDD | HOUPARRHNBHSOLE01_OLDD | BHSOLE01 | DIELCN06 | PAR_OLDD | BHSOLE01_DIELCN06 | 5 | 0 | 1.1 | Unlikely
HOUPARRHNDIELCN06_OLDD_FBHSOLE01_D17 | Residential heating technology - Electric heating - electric panel from Bauhaus - single-family house - new building - distributed level 0.17 | HOUELC | HOUPARRHN_OLDD_DMD | MKr20 | 2030 | 0.50745 | 0 | [6 empty] | PAR | D | OLD |  |  | RHNDIELC | 1 | 0.16667 | HOUPARRHNDIELCN06_OLDD_FBHSOLE01 | 1 | HOUPARRHNDIELCN06_OLDD | HOUPARRHNBHSOLE01_OLDD | BHSOLE01 | DIELCN06 | PAR_OLDD | BHSOLE01_DIELCN06 | 5 | 0 | 1.1 | Unlikely
HOUPARRHNDIELCN06_OLDD_FBHSOLE01_D17 | Residential heating technology - Electric heating - electric panel from Bauhaus - single-family house - new building - distributed level 0.17 | HOUELC | HOUPARRHN_OLDD_DMD | MKr20 | 2040 | 0.50745 | 0 | [6 empty] | PAR | D | OLD |  |  | RHNDIELC | 1 | 0.16667 | HOUPARRHNDIELCN06_OLDD_FBHSOLE01 | 1 | HOUPARRHNDIELCN06_OLDD | HOUPARRHNBHSOLE01_OLDD | BHSOLE01 | DIELCN06 | PAR_OLDD | BHSOLE01_DIELCN06 | 5 | 0 | 1.1 | Unlikely
HOUPARRHNDIELCN06_OLDD_FBHSOLE01_D17 | Residential heating technology - Electric heating - electric panel from Bauhaus - single-family house - new building - distributed level 0.17 | HOUELC | HOUPARRHN_OLDD_DMD | MKr20 | 2050 | 0.50745 | 0 | [6 empty] | PAR | D | OLD |  |  | RHNDIELC | 1 | 0.16667 | HOUPARRHNDIELCN06_OLDD_FBHSOLE01 | 1 | HOUPARRHNDIELCN06_OLDD | HOUPARRHNBHSOLE01_OLDD | BHSOLE01 | DIELCN06 | PAR_OLDD | BHSOLE01_DIELCN06 | 5 | 0 | 1.1 | Unlikely
HOUPARRHNDIELCN01_OLDD_FBHSOLE01_D17 | Residential heating technology - Electric heating - single-family house - new building - distributed level 0.17 | HOUELC | HOUPARRHN_OLDD_DMD | MKr20 | 2020 | 6.1657 | 0.04999 | [6 empty] | PAR | D | OLD |  |  | RHNDIELC | 1 | 0.16667 | HOUPARRHNDIELCN01_OLDD_FBHSOLE01 | 1 | HOUPARRHNDIELCN01_OLDD | HOUPARRHNBHSOLE01_OLDD | BHSOLE01 | DIELCN01 | PAR_OLDD | BHSOLE01_DIELCN01 | 5 | 0 | 1.1 | Unlikely
HOUPARRHNDIELCN01_OLDD_FBHSOLE01_D17 | Residential heating technology - Electric heating - single-family house - new building - distributed level 0.17 | HOUELC | HOUPARRHN_OLDD_DMD | MKr20 | 2025 | 6.0131 | 0.04999 | [6 empty] | PAR | D | OLD |  |  | RHNDIELC | 1 | 0.16667 | HOUPARRHNDIELCN01_OLDD_FBHSOLE01 | 1 | HOUPARRHNDIELCN01_OLDD | HOUPARRHNBHSOLE01_OLDD | BHSOLE01 | DIELCN01 | PAR_OLDD | BHSOLE01_DIELCN01 | 5 | 0 | 1.1 | Unlikely
HOUPARRHNDIELCN01_OLDD_FBHSOLE01_D17 | Residential heating technology - Electric heating - single-family house - new building - distributed level 0.17 | HOUELC | HOUPARRHN_OLDD_DMD | MKr20 | 2030 | 5.8642 | 0.047907 | [6 empty] | PAR | D | OLD |  |  | RHNDIELC | 1 | 0.16667 | HOUPARRHNDIELCN01_OLDD_FBHSOLE01 | 1 | HOUPARRHNDIELCN01_OLDD | HOUPARRHNBHSOLE01_OLDD | BHSOLE01 | DIELCN01 | PAR_OLDD | BHSOLE01_DIELCN01 | 5 | 0 | 1.1 | Unlikely
HOUPARRHNDIELCN01_OLDD_FBHSOLE01_D17 | Residential heating technology - Electric heating - single-family house - new building - distributed level 0.17 | HOUELC | HOUPARRHN_OLDD_DMD | MKr20 | 2040 | 5.5775 | 0.045824 | [6 empty] | PAR | D | OLD |  |  | RHNDIELC | 1 | 0.16667 | HOUPARRHNDIELCN01_OLDD_FBHSOLE01 | 1 | HOUPARRHNDIELCN01_OLDD | HOUPARRHNBHSOLE01_OLDD | BHSOLE01 | DIELCN01 | PAR_OLDD | BHSOLE01_DIELCN01 | 5 | 0 | 1.1 | Unlikely
HOUPARRHNDIELCN01_OLDD_FBHSOLE01_D17 | Residential heating technology - Electric heating - single-family house - new building - distributed level 0.17 | HOUELC | HOUPARRHN_OLDD_DMD | MKr20 | 2050 | 5.3049 | 0.043741 | [6 empty] | PAR | D | OLD |  |  | RHNDIELC | 1 | 0.16667 | HOUPARRHNDIELCN01_OLDD_FBHSOLE01 | 1 | HOUPARRHNDIELCN01_OLDD | HOUPARRHNBHSOLE01_OLDD | BHSOLE01 | DIELCN01 | PAR_OLDD | BHSOLE01_DIELCN01 | 5 | 0 | 1.1 | Unlikely
HOUPARRHNBHWPEN01_OLDD_FBHSOLE01_D17 | Residential heating technology - Biomass boiler, automatic stoking , wood pellets or wood chips - single-family house - existing building - distributed level 0.17 | HOUWPE | HOUPARRHN_OLDD_DMD | MKr20 | 2020 | 4.3468 | 0.35069 |  | 25 | 14 | 70 | 2 | 4 | PAR | D | OLD |  |  | RHNBHWPE | 1 | 0.16667 | HOUPARRHNBHWPEN01_OLDD_FBHSOLE01 | 1 | HOUPARRHNBHWPEN01_OLDD | HOUPARRHNBHSOLE01_OLDD | BHSOLE01 | BHWPEN01 | PAR_OLDD | BHSOLE01_BHWPEN01 | 5 | 0 | 1.1 | Unlikely
HOUPARRHNBHWPEN01_OLDD_FBHSOLE01_D17 | Residential heating technology - Biomass boiler, automatic stoking , wood pellets or wood chips - single-family house - existing building - distributed level 0.17 | HOUWPE | HOUPARRHN_OLDD_DMD | MKr20 | 2025 | 4.2392 | 0.34462 |  | 25 | 14 | 60 | 2 | 4 | PAR | D | OLD |  |  | RHNBHWPE | 1 | 0.16667 | HOUPARRHNBHWPEN01_OLDD_FBHSOLE01 | 1 | HOUPARRHNBHWPEN01_OLDD | HOUPARRHNBHSOLE01_OLDD | BHSOLE01 | BHWPEN01 | PAR_OLDD | BHSOLE01_BHWPEN01 | 5 | 0 | 1.1 | Unlikely
HOUPARRHNBHWPEN01_OLDD_FBHSOLE01_D17 | Residential heating technology - Biomass boiler, automatic stoking , wood pellets or wood chips - single-family house - existing building - distributed level 0.17 | HOUWPE | HOUPARRHN_OLDD_DMD | MKr20 | 2030 | 4.1343 | 0.34003 |  | 25 | 11 | 50 | 1 | 4 | PAR | D | OLD |  |  | RHNBHWPE | 1 | 0.16667 | HOUPARRHNBHWPEN01_OLDD_FBHSOLE01 | 1 | HOUPARRHNBHWPEN01_OLDD | HOUPARRHNBHSOLE01_OLDD | BHSOLE01 | BHWPEN01 | PAR_OLDD | BHSOLE01_BHWPEN01 | 5 | 0 | 1.1 | Unlikely
HOUPARRHNBHWPEN01_OLDD_FBHSOLE01_D17 | Residential heating technology - Biomass boiler, automatic stoking , wood pellets or wood chips - single-family house - existing building - distributed level 0.17 | HOUWPE | HOUPARRHN_OLDD_DMD | MKr20 | 2040 | 3.9322 | 0.32498 |  | 25 | 9 | 45 | 1 | 4 | PAR | D | OLD |  |  | RHNBHWPE | 1 | 0.16667 | HOUPARRHNBHWPEN01_OLDD_FBHSOLE01 | 1 | HOUPARRHNBHWPEN01_OLDD | HOUPARRHNBHSOLE01_OLDD | BHSOLE01 | BHWPEN01 | PAR_OLDD | BHSOLE01_BHWPEN01 | 5 | 0 | 1.1 | Unlikely
HOUPARRHNBHWPEN01_OLDD_FBHSOLE01_D17 | Residential heating technology - Biomass boiler, automatic stoking , wood pellets or wood chips - single-family house - existing building - distributed level 0.17 | HOUWPE | HOUPARRHN_OLDD_DMD | MKr20 | 2050 | 4.6749 | 0.38824 |  | 25 | 9 | 40 | 0 | 4 | PAR | D | OLD |  |  | RHNBHWPE | 1 | 0.16667 | HOUPARRHNBHWPEN01_OLDD_FBHSOLE01 | 1 | HOUPARRHNBHWPEN01_OLDD | HOUPARRHNBHSOLE01_OLDD | BHSOLE01 | BHWPEN01 | PAR_OLDD | BHSOLE01_BHWPEN01 | 5 | 0 | 1.1 | Unlikely
HOUPARRHNBHSOLN01_OLDD_FBHSOLE01_D17 | Residential heating technology - Solar heating system - single-family house - existing building - distributed level 0.17 | HOUSOL | HOUPARRHN_OLDD_DMD | MKr20 | 2020 | 5.5436 | 0.078035 | [6 empty] | PAR | D | OLD |  |  | RHNBHSOL | 1 | 0.16667 | HOUPARRHNBHSOLN01_OLDD_FBHSOLE01 | 1 | HOUPARRHNBHSOLN01_OLDD | HOUPARRHNBHSOLE01_OLDD | BHSOLE01 | BHSOLN01 | PAR_OLDD | BHSOLE01_BHSOLN01 | 2 | 0 | 0.9 | Same
HOUPARRHNBHSOLN01_OLDD_FBHSOLE01_D17 | Residential heating technology - Solar heating system - single-family house - existing building - distributed level 0.17 | HOUSOL | HOUPARRHN_OLDD_DMD | MKr20 | 2025 | 5.4064 | 0.073274 | [6 empty] | PAR | D | OLD |  |  | RHNBHSOL | 1 | 0.16667 | HOUPARRHNBHSOLN01_OLDD_FBHSOLE01 | 1 | HOUPARRHNBHSOLN01_OLDD | HOUPARRHNBHSOLE01_OLDD | BHSOLE01 | BHSOLN01 | PAR_OLDD | BHSOLE01_BHSOLN01 | 2 | 0 | 0.9 | Same
HOUPARRHNBHSOLN01_OLDD_FBHSOLE01_D17 | Residential heating technology - Solar heating system - single-family house - existing building - distributed level 0.17 | HOUSOL | HOUPARRHN_OLDD_DMD | MKr20 | 2030 | 5.2725 | 0.071489 | [6 empty] | PAR | D | OLD |  |  | RHNBHSOL | 1 | 0.16667 | HOUPARRHNBHSOLN01_OLDD_FBHSOLE01 | 1 | HOUPARRHNBHSOLN01_OLDD | HOUPARRHNBHSOLE01_OLDD | BHSOLE01 | BHSOLN01 | PAR_OLDD | BHSOLE01_BHSOLN01 | 2 | 0 | 0.9 | Same
HOUPARRHNBHSOLN01_OLDD_FBHSOLE01_D17 | Residential heating technology - Solar heating system - single-family house - existing building - distributed level 0.17 | HOUSOL | HOUPARRHN_OLDD_DMD | MKr20 | 2040 | 5.0148 | 0.067621 | [6 empty] | PAR | D | OLD |  |  | RHNBHSOL | 1 | 0.16667 | HOUPARRHNBHSOLN01_OLDD_FBHSOLE01 | 1 | HOUPARRHNBHSOLN01_OLDD | HOUPARRHNBHSOLE01_OLDD | BHSOLE01 | BHSOLN01 | PAR_OLDD | BHSOLE01_BHSOLN01 | 2 | 0 | 0.9 | Same
HOUPARRHNBHSOLN01_OLDD_FBHSOLE01_D17 | Residential heating technology - Solar heating system - single-family house - existing building - distributed level 0.17 | HOUSOL | HOUPARRHN_OLDD_DMD | MKr20 | 2050 | 4.7696 | 0.063752 | [6 empty] | PAR | D | OLD |  |  | RHNBHSOL | 1 | 0.16667 | HOUPARRHNBHSOLN01_OLDD_FBHSOLE01 | 1 | HOUPARRHNBHSOLN01_OLDD | HOUPARRHNBHSOLE01_OLDD | BHSOLE01 | BHSOLN01 | PAR_OLDD | BHSOLE01_BHSOLN01 | 2 | 0 | 0.9 | Same
HOUPARRHNBHDHDN03_OLDD_FBHSOLE01_D17 | Residential heating technology - Direct district heating substation - plus connection pipe - single-family house - existing building - distributed level 0.17 | HOUDHD | HOUPARRHN_OLDD_DMD | MKr20 | 2020 | 2.1747 | 0.025391 | [6 empty] | PAR | D | OLD |  |  | RHNBHDHD | 1 | 0.16667 | HOUPARRHNBHDHDN03_OLDD_FBHSOLE01 | 1 | HOUPARRHNBHDHDN03_OLDD | HOUPARRHNBHSOLE01_OLDD | BHSOLE01 | BHDHDN03 | PAR_OLDD | BHSOLE01_BHDHDN03 | 6 | 0 | 1 | New
HOUPARRHNBHDHDN03_OLDD_FBHSOLE01_D17 | Residential heating technology - Direct district heating substation - plus connection pipe - single-family house - existing building - distributed level 0.17 | HOUDHD | HOUPARRHN_OLDD_DMD | MKr20 | 2025 | 2.1494 | 0.025203 | [6 empty] | PAR | D | OLD |  |  | RHNBHDHD | 1 | 0.16667 | HOUPARRHNBHDHDN03_OLDD_FBHSOLE01 | 1 | HOUPARRHNBHDHDN03_OLDD | HOUPARRHNBHSOLE01_OLDD | BHSOLE01 | BHDHDN03 | PAR_OLDD | BHSOLE01_BHDHDN03 | 6 | 0 | 1 | New
HOUPARRHNBHDHDN03_OLDD_FBHSOLE01_D17 | Residential heating technology - Direct district heating substation - plus connection pipe - single-family house - existing building - distributed level 0.17 | HOUDHD | HOUPARRHN_OLDD_DMD | MKr20 | 2030 | 2.1284 | 0.024753 | [6 empty] | PAR | D | OLD |  |  | RHNBHDHD | 1 | 0.16667 | HOUPARRHNBHDHDN03_OLDD_FBHSOLE01 | 1 | HOUPARRHNBHDHDN03_OLDD | HOUPARRHNBHSOLE01_OLDD | BHSOLE01 | BHDHDN03 | PAR_OLDD | BHSOLE01_BHDHDN03 | 6 | 0 | 1 | New
HOUPARRHNBHDHDN03_OLDD_FBHSOLE01_D17 | Residential heating technology - Direct district heating substation - plus connection pipe - single-family house - existing building - distributed level 0.17 | HOUDHD | HOUPARRHN_OLDD_DMD | MKr20 | 2040 | 2.0905 | 0.023687 | [6 empty] | PAR | D | OLD |  |  | RHNBHDHD | 1 | 0.16667 | HOUPARRHNBHDHDN03_OLDD_FBHSOLE01 | 1 | HOUPARRHNBHDHDN03_OLDD | HOUPARRHNBHSOLE01_OLDD | BHSOLE01 | BHDHDN03 | PAR_OLDD | BHSOLE01_BHDHDN03 | 6 | 0 | 1 | New
HOUPARRHNBHDHDN03_OLDD_FBHSOLE01_D17 | Residential heating technology - Direct district heating substation - plus connection pipe - single-family house - existing building - distributed level 0.17 | HOUDHD | HOUPARRHN_OLDD_DMD | MKr20 | 2050 | 2.0485 | 0.022136 | [6 empty] | PAR | D | OLD |  |  | RHNBHDHD | 1 | 0.16667 | HOUPARRHNBHDHDN03_OLDD_FBHSOLE01 | 1 | HOUPARRHNBHDHDN03_OLDD | HOUPARRHNBHSOLE01_OLDD | BHSOLE01 | BHDHDN03 | PAR_OLDD | BHSOLE01_BHDHDN03 | 6 | 0 | 1 | New
HOUPARRHNHPELCN07_OLDI_FBHSOLE01_D17 | Residential heating technology - Heat pump, Air-to-water, low-price product - single-family house - existing building - distributed level 0.17 | HOUELC, HOUAMB | HOUPARRHN_OLDI_DMD | MKr20 | 2020 | 8.4408 | 0.32113 | 0.30847 | [5 empty] | PAR | I | OLD | 3.2419 |  | RHNHPELC | 1 | 0.16667 | HOUPARRHNHPELCN07_OLDI_FBHSOLE01 | 1 | HOUPARRHNHPELCN07_OLDI | HOUPARRHNBHSOLE01_OLDI | BHSOLE01 | HPELCN07 | PAR_OLDI | BHSOLE01_HPELCN07 | 5 | 0 | 1.1 | Unlikely
HOUPARRHNHPELCN07_OLDI_FBHSOLE01_D17 | Residential heating technology - Heat pump, Air-to-water, low-price product - single-family house - existing building - distributed level 0.17 | HOUELC, HOUAMB | HOUPARRHN_OLDI_DMD | MKr20 | 2025 | 7.7218 | 0.2463 | 0.29378 | [5 empty] | PAR | I | OLD | 3.4039 |  | RHNHPELC | 1 | 0.16667 | HOUPARRHNHPELCN07_OLDI_FBHSOLE01 | 1 | HOUPARRHNHPELCN07_OLDI | HOUPARRHNBHSOLE01_OLDI | BHSOLE01 | HPELCN07 | PAR_OLDI | BHSOLE01_HPELCN07 | 5 | 0 | 1.1 | Unlikely
HOUPARRHNHPELCN07_OLDI_FBHSOLE01_D17 | Residential heating technology - Heat pump, Air-to-water, low-price product - single-family house - existing building - distributed level 0.17 | HOUELC, HOUAMB | HOUPARRHN_OLDI_DMD | MKr20 | 2030 | 7.0028 | 0.24337 | 0.28042 | [5 empty] | PAR | I | OLD | 3.566 |  | RHNHPELC | 1 | 0.16667 | HOUPARRHNHPELCN07_OLDI_FBHSOLE01 | 1 | HOUPARRHNHPELCN07_OLDI | HOUPARRHNBHSOLE01_OLDI | BHSOLE01 | HPELCN07 | PAR_OLDI | BHSOLE01_HPELCN07 | 5 | 0 | 1.1 | Unlikely
HOUPARRHNHPELCN07_OLDI_FBHSOLE01_D17 | Residential heating technology - Heat pump, Air-to-water, low-price product - single-family house - existing building - distributed level 0.17 | HOUELC, HOUAMB | HOUPARRHN_OLDI_DMD | MKr20 | 2040 | 6.43 | 0.23794 | 0.26823 | [5 empty] | PAR | I | OLD | 3.7281 |  | RHNHPELC | 1 | 0.16667 | HOUPARRHNHPELCN07_OLDI_FBHSOLE01 | 1 | HOUPARRHNHPELCN07_OLDI | HOUPARRHNBHSOLE01_OLDI | BHSOLE01 | HPELCN07 | PAR_OLDI | BHSOLE01_HPELCN07 | 5 | 0 | 1.1 | Unlikely
HOUPARRHNHPELCN07_OLDI_FBHSOLE01_D17 | Residential heating technology - Heat pump, Air-to-water, low-price product - single-family house - existing building - distributed level 0.17 | HOUELC, HOUAMB | HOUPARRHN_OLDI_DMD | MKr20 | 2050 | 5.8571 | 0.2325 | 0.26067 | [5 empty] | PAR | I | OLD | 3.8362 |  | RHNHPELC | 1 | 0.16667 | HOUPARRHNHPELCN07_OLDI_FBHSOLE01 | 1 | HOUPARRHNHPELCN07_OLDI | HOUPARRHNBHSOLE01_OLDI | BHSOLE01 | HPELCN07 | PAR_OLDI | BHSOLE01_HPELCN07 | 5 | 0 | 1.1 | Unlikely
HOUPARRHNHPELCN05_OLDI_FBHSOLE01_D17 | Residential heating technology - Heat pump, Air-to-water - leasing - single-family house - existing building - distributed level 0.17 | HOUELC, HOUAMB | HOUPARRHN_OLDI_DMD | MKr20 | 2020 | 5.3777 | 0.88909 | 0.29378 | [5 empty] | PAR | I | OLD | 3.4039 |  | RHNHPELC | 1 | 0.16667 | HOUPARRHNHPELCN05_OLDI_FBHSOLE01 | 1 | HOUPARRHNHPELCN05_OLDI | HOUPARRHNBHSOLE01_OLDI | BHSOLE01 | HPELCN05 | PAR_OLDI | BHSOLE01_HPELCN05 | 5 | 0 | 1.1 | Unlikely
HOUPARRHNHPELCN05_OLDI_FBHSOLE01_D17 | Residential heating technology - Heat pump, Air-to-water - leasing - single-family house - existing building - distributed level 0.17 | HOUELC, HOUAMB | HOUPARRHN_OLDI_DMD | MKr20 | 2025 | 4.9603 | 0.76684 | 0.28042 | [5 empty] | PAR | I | OLD | 3.566 |  | RHNHPELC | 1 | 0.16667 | HOUPARRHNHPELCN05_OLDI_FBHSOLE01 | 1 | HOUPARRHNHPELCN05_OLDI | HOUPARRHNBHSOLE01_OLDI | BHSOLE01 | HPELCN05 | PAR_OLDI | BHSOLE01_HPELCN05 | 5 | 0 | 1.1 | Unlikely
HOUPARRHNHPELCN05_OLDI_FBHSOLE01_D17 | Residential heating technology - Heat pump, Air-to-water - leasing - single-family house - existing building - distributed level 0.17 | HOUELC, HOUAMB | HOUPARRHN_OLDI_DMD | MKr20 | 2030 | 4.5429 | 0.71648 | 0.26823 | [5 empty] | PAR | I | OLD | 3.7281 |  | RHNHPELC | 1 | 0.16667 | HOUPARRHNHPELCN05_OLDI_FBHSOLE01 | 1 | HOUPARRHNHPELCN05_OLDI | HOUPARRHNBHSOLE01_OLDI | BHSOLE01 | HPELCN05 | PAR_OLDI | BHSOLE01_HPELCN05 | 5 | 0 | 1.1 | Unlikely
HOUPARRHNHPELCN05_OLDI_FBHSOLE01_D17 | Residential heating technology - Heat pump, Air-to-water - leasing - single-family house - existing building - distributed level 0.17 | HOUELC, HOUAMB | HOUPARRHN_OLDI_DMD | MKr20 | 2040 | 4.2044 | 0.67258 | 0.25705 | [5 empty] | PAR | I | OLD | 3.8902 |  | RHNHPELC | 1 | 0.16667 | HOUPARRHNHPELCN05_OLDI_FBHSOLE01 | 1 | HOUPARRHNHPELCN05_OLDI | HOUPARRHNBHSOLE01_OLDI | BHSOLE01 | HPELCN05 | PAR_OLDI | BHSOLE01_HPELCN05 | 5 | 0 | 1.1 | Unlikely
HOUPARRHNHPELCN05_OLDI_FBHSOLE01_D17 | Residential heating technology - Heat pump, Air-to-water - leasing - single-family house - existing building - distributed level 0.17 | HOUELC, HOUAMB | HOUPARRHN_OLDI_DMD | MKr20 | 2050 | 3.8659 | 0.62868 | 0.25011 | [5 empty] | PAR | I | OLD | 3.9983 |  | RHNHPELC | 1 | 0.16667 | HOUPARRHNHPELCN05_OLDI_FBHSOLE01 | 1 | HOUPARRHNHPELCN05_OLDI | HOUPARRHNBHSOLE01_OLDI | BHSOLE01 | HPELCN05 | PAR_OLDI | BHSOLE01_HPELCN05 | 5 | 0 | 1.1 | Unlikely
HOUPARRHNHPELCN04_OLDI_FBHSOLE01_D17 | Residential heating technology - Heat pump, Ground source - single-family house - existing building - distributed level 0.17 | HOUELC, HOUAMB | HOUPARRHN_OLDI_DMD | MKr20 | 2020 | 12.9489 | 0.25642 | 0.26823 | [5 empty] | PAR | I | OLD | 3.7281 |  | RHNHPELC | 1 | 0.16667 | HOUPARRHNHPELCN04_OLDI_FBHSOLE01 | 1 | HOUPARRHNHPELCN04_OLDI | HOUPARRHNBHSOLE01_OLDI | BHSOLE01 | HPELCN04 | PAR_OLDI | BHSOLE01_HPELCN04 | 6 | 0 | 1 | New
HOUPARRHNHPELCN04_OLDI_FBHSOLE01_D17 | Residential heating technology - Heat pump, Ground source - single-family house - existing building - distributed level 0.17 | HOUELC, HOUAMB | HOUPARRHN_OLDI_DMD | MKr20 | 2025 | 12.3015 | 0.1816 | 0.26067 | [5 empty] | PAR | I | OLD | 3.8362 |  | RHNHPELC | 1 | 0.16667 | HOUPARRHNHPELCN04_OLDI_FBHSOLE01 | 1 | HOUPARRHNHPELCN04_OLDI | HOUPARRHNBHSOLE01_OLDI | BHSOLE01 | HPELCN04 | PAR_OLDI | BHSOLE01_HPELCN04 | 6 | 0 | 1 | New
HOUPARRHNHPELCN04_OLDI_FBHSOLE01_D17 | Residential heating technology - Heat pump, Ground source - single-family house - existing building - distributed level 0.17 | HOUELC, HOUAMB | HOUPARRHN_OLDI_DMD | MKr20 | 2030 | 11.654 | 0.17867 | 0.25353 | [5 empty] | PAR | I | OLD | 3.9443 |  | RHNHPELC | 1 | 0.16667 | HOUPARRHNHPELCN04_OLDI_FBHSOLE01 | 1 | HOUPARRHNHPELCN04_OLDI | HOUPARRHNBHSOLE01_OLDI | BHSOLE01 | HPELCN04 | PAR_OLDI | BHSOLE01_HPELCN04 | 6 | 0 | 1 | New
HOUPARRHNHPELCN04_OLDI_FBHSOLE01_D17 | Residential heating technology - Heat pump, Ground source - single-family house - existing building - distributed level 0.17 | HOUELC, HOUAMB | HOUPARRHN_OLDI_DMD | MKr20 | 2040 | 11.0713 | 0.17323 | 0.24353 | [5 empty] | PAR | I | OLD | 4.1064 |  | RHNHPELC | 1 | 0.16667 | HOUPARRHNHPELCN04_OLDI_FBHSOLE01 | 1 | HOUPARRHNHPELCN04_OLDI | HOUPARRHNBHSOLE01_OLDI | BHSOLE01 | HPELCN04 | PAR_OLDI | BHSOLE01_HPELCN04 | 6 | 0 | 1 | New
HOUPARRHNHPELCN04_OLDI_FBHSOLE01_D17 | Residential heating technology - Heat pump, Ground source - single-family house - existing building - distributed level 0.17 | HOUELC, HOUAMB | HOUPARRHN_OLDI_DMD | MKr20 | 2050 | 10.4886 | 0.1678 | 0.24036 | [5 empty] | PAR | I | OLD | 4.1604 |  | RHNHPELC | 1 | 0.16667 | HOUPARRHNHPELCN04_OLDI_FBHSOLE01 | 1 | HOUPARRHNHPELCN04_OLDI | HOUPARRHNBHSOLE01_OLDI | BHSOLE01 | HPELCN04 | PAR_OLDI | BHSOLE01_HPELCN04 | 6 | 0 | 1 | New
HOUPARRHNHPELCN03_OLDI_FBHSOLE01_D17 | Residential heating technology - Heat pump, Air-to-water - single-family house - existing building - distributed level 0.17 | HOUELC, HOUAMB | HOUPARRHN_OLDI_DMD | MKr20 | 2020 | 9.7776 | 0.27799 | 0.29378 | [5 empty] | PAR | I | OLD | 3.4039 |  | RHNHPELC | 1 | 0.16667 | HOUPARRHNHPELCN03_OLDI_FBHSOLE01 | 1 | HOUPARRHNHPELCN03_OLDI | HOUPARRHNBHSOLE01_OLDI | BHSOLE01 | HPELCN03 | PAR_OLDI | BHSOLE01_HPELCN03 | 6 | 0 | 1 | New
HOUPARRHNHPELCN03_OLDI_FBHSOLE01_D17 | Residential heating technology - Heat pump, Air-to-water - single-family house - existing building - distributed level 0.17 | HOUELC, HOUAMB | HOUPARRHN_OLDI_DMD | MKr20 | 2025 | 9.0187 | 0.20317 | 0.28042 | [5 empty] | PAR | I | OLD | 3.566 |  | RHNHPELC | 1 | 0.16667 | HOUPARRHNHPELCN03_OLDI_FBHSOLE01 | 1 | HOUPARRHNHPELCN03_OLDI | HOUPARRHNBHSOLE01_OLDI | BHSOLE01 | HPELCN03 | PAR_OLDI | BHSOLE01_HPELCN03 | 6 | 0 | 1 | New
HOUPARRHNHPELCN03_OLDI_FBHSOLE01_D17 | Residential heating technology - Heat pump, Air-to-water - single-family house - existing building - distributed level 0.17 | HOUELC, HOUAMB | HOUPARRHN_OLDI_DMD | MKr20 | 2030 | 8.2599 | 0.20024 | 0.26823 | [5 empty] | PAR | I | OLD | 3.7281 |  | RHNHPELC | 1 | 0.16667 | HOUPARRHNHPELCN03_OLDI_FBHSOLE01 | 1 | HOUPARRHNHPELCN03_OLDI | HOUPARRHNBHSOLE01_OLDI | BHSOLE01 | HPELCN03 | PAR_OLDI | BHSOLE01_HPELCN03 | 6 | 0 | 1 | New
HOUPARRHNHPELCN03_OLDI_FBHSOLE01_D17 | Residential heating technology - Heat pump, Air-to-water - single-family house - existing building - distributed level 0.17 | HOUELC, HOUAMB | HOUPARRHN_OLDI_DMD | MKr20 | 2040 | 7.6444 | 0.1948 | 0.25705 | [5 empty] | PAR | I | OLD | 3.8902 |  | RHNHPELC | 1 | 0.16667 | HOUPARRHNHPELCN03_OLDI_FBHSOLE01 | 1 | HOUPARRHNHPELCN03_OLDI | HOUPARRHNBHSOLE01_OLDI | BHSOLE01 | HPELCN03 | PAR_OLDI | BHSOLE01_HPELCN03 | 6 | 0 | 1 | New
HOUPARRHNHPELCN03_OLDI_FBHSOLE01_D17 | Residential heating technology - Heat pump, Air-to-water - single-family house - existing building - distributed level 0.17 | HOUELC, HOUAMB | HOUPARRHN_OLDI_DMD | MKr20 | 2050 | 7.029 | 0.18937 | 0.25011 | [5 empty] | PAR | I | OLD | 3.9983 |  | RHNHPELC | 1 | 0.16667 | HOUPARRHNHPELCN03_OLDI_FBHSOLE01 | 1 | HOUPARRHNHPELCN03_OLDI | HOUPARRHNBHSOLE01_OLDI | BHSOLE01 | HPELCN03 | PAR_OLDI | BHSOLE01_HPELCN03 | 6 | 0 | 1 | New
HOUPARRHNHPELCN02_OLDI_FBHSOLE01_D17 | Residential heating technology - Heat pump, Air-to-air - single-family house - existing building - distributed level 0.17 | HOUELC, HOUAMB | HOUPARRHN_OLDI_DMD | MKr20 | 2020 | 1.7956 | 0.14453 | 0.1908 | [5 empty] | PAR | I | OLD | 5.241 |  | RHNHPELC | 1 | 0.16667 | HOUPARRHNHPELCN02_OLDI_FBHSOLE01 | 1 | HOUPARRHNHPELCN02_OLDI | HOUPARRHNBHSOLE01_OLDI | BHSOLE01 | HPELCN02 | PAR_OLDI | BHSOLE01_HPELCN02 | 5 | 0 | 1.1 | Unlikely
HOUPARRHNHPELCN02_OLDI_FBHSOLE01_D17 | Residential heating technology - Heat pump, Air-to-air - single-family house - existing building - distributed level 0.17 | HOUELC, HOUAMB | HOUPARRHN_OLDI_DMD | MKr20 | 2025 | 1.7517 | 0.098193 | 0.18145 | [5 empty] | PAR | I | OLD | 5.5112 |  | RHNHPELC | 1 | 0.16667 | HOUPARRHNHPELCN02_OLDI_FBHSOLE01 | 1 | HOUPARRHNHPELCN02_OLDI | HOUPARRHNBHSOLE01_OLDI | BHSOLE01 | HPELCN02 | PAR_OLDI | BHSOLE01_HPELCN02 | 5 | 0 | 1.1 | Unlikely
HOUPARRHNHPELCN02_OLDI_FBHSOLE01_D17 | Residential heating technology - Heat pump, Air-to-air - single-family house - existing building - distributed level 0.17 | HOUELC, HOUAMB | HOUPARRHN_OLDI_DMD | MKr20 | 2030 | 1.7078 | 0.096379 | 0.1746 | [5 empty] | PAR | I | OLD | 5.7273 |  | RHNHPELC | 1 | 0.16667 | HOUPARRHNHPELCN02_OLDI_FBHSOLE01 | 1 | HOUPARRHNHPELCN02_OLDI | HOUPARRHNBHSOLE01_OLDI | BHSOLE01 | HPELCN02 | PAR_OLDI | BHSOLE01_HPELCN02 | 5 | 0 | 1.1 | Unlikely
HOUPARRHNHPELCN02_OLDI_FBHSOLE01_D17 | Residential heating technology - Heat pump, Air-to-air - single-family house - existing building - distributed level 0.17 | HOUELC, HOUAMB | HOUPARRHN_OLDI_DMD | MKr20 | 2040 | 1.6264 | 0.093013 | 0.16825 | [5 empty] | PAR | I | OLD | 5.9434 |  | RHNHPELC | 1 | 0.16667 | HOUPARRHNHPELCN02_OLDI_FBHSOLE01 | 1 | HOUPARRHNHPELCN02_OLDI | HOUPARRHNBHSOLE01_OLDI | BHSOLE01 | HPELCN02 | PAR_OLDI | BHSOLE01_HPELCN02 | 5 | 0 | 1.1 | Unlikely
HOUPARRHNHPELCN02_OLDI_FBHSOLE01_D17 | Residential heating technology - Heat pump, Air-to-air - single-family house - existing building - distributed level 0.17 | HOUELC, HOUAMB | HOUPARRHN_OLDI_DMD | MKr20 | 2050 | 1.5449 | 0.089647 | 0.16525 | [5 empty] | PAR | I | OLD | 6.0515 |  | RHNHPELC | 1 | 0.16667 | HOUPARRHNHPELCN02_OLDI_FBHSOLE01 | 1 | HOUPARRHNHPELCN02_OLDI | HOUPARRHNBHSOLE01_OLDI | BHSOLE01 | HPELCN02 | PAR_OLDI | BHSOLE01_HPELCN02 | 5 | 0 | 1.1 | Unlikely
HOUPARRHNDIELCN06_OLDI_FBHSOLE01_D17 | Residential heating technology - Electric heating - electric panel from Bauhaus - single-family house - new building - distributed level 0.17 | HOUELC | HOUPARRHN_OLDI_DMD | MKr20 | 2020 | 0.50745 | 0 | [6 empty] | PAR | I | OLD |  |  | RHNDIELC | 1 | 0.16667 | HOUPARRHNDIELCN06_OLDI_FBHSOLE01 | 1 | HOUPARRHNDIELCN06_OLDI | HOUPARRHNBHSOLE01_OLDI | BHSOLE01 | DIELCN06 | PAR_OLDI | BHSOLE01_DIELCN06 | 5 | 0 | 1.1 | Unlikely
HOUPARRHNDIELCN06_OLDI_FBHSOLE01_D17 | Residential heating technology - Electric heating - electric panel from Bauhaus - single-family house - new building - distributed level 0.17 | HOUELC | HOUPARRHN_OLDI_DMD | MKr20 | 2025 | 0.50745 | 0 | [6 empty] | PAR | I | OLD |  |  | RHNDIELC | 1 | 0.16667 | HOUPARRHNDIELCN06_OLDI_FBHSOLE01 | 1 | HOUPARRHNDIELCN06_OLDI | HOUPARRHNBHSOLE01_OLDI | BHSOLE01 | DIELCN06 | PAR_OLDI | BHSOLE01_DIELCN06 | 5 | 0 | 1.1 | Unlikely
HOUPARRHNDIELCN06_OLDI_FBHSOLE01_D17 | Residential heating technology - Electric heating - electric panel from Bauhaus - single-family house - new building - distributed level 0.17 | HOUELC | HOUPARRHN_OLDI_DMD | MKr20 | 2030 | 0.50745 | 0 | [6 empty] | PAR | I | OLD |  |  | RHNDIELC | 1 | 0.16667 | HOUPARRHNDIELCN06_OLDI_FBHSOLE01 | 1 | HOUPARRHNDIELCN06_OLDI | HOUPARRHNBHSOLE01_OLDI | BHSOLE01 | DIELCN06 | PAR_OLDI | BHSOLE01_DIELCN06 | 5 | 0 | 1.1 | Unlikely
HOUPARRHNDIELCN06_OLDI_FBHSOLE01_D17 | Residential heating technology - Electric heating - electric panel from Bauhaus - single-family house - new building - distributed level 0.17 | HOUELC | HOUPARRHN_OLDI_DMD | MKr20 | 2040 | 0.50745 | 0 | [6 empty] | PAR | I | OLD |  |  | RHNDIELC | 1 | 0.16667 | HOUPARRHNDIELCN06_OLDI_FBHSOLE01 | 1 | HOUPARRHNDIELCN06_OLDI | HOUPARRHNBHSOLE01_OLDI | BHSOLE01 | DIELCN06 | PAR_OLDI | BHSOLE01_DIELCN06 | 5 | 0 | 1.1 | Unlikely
HOUPARRHNDIELCN06_OLDI_FBHSOLE01_D17 | Residential heating technology - Electric heating - electric panel from Bauhaus - single-family house - new building - distributed level 0.17 | HOUELC | HOUPARRHN_OLDI_DMD | MKr20 | 2050 | 0.50745 | 0 | [6 empty] | PAR | I | OLD |  |  | RHNDIELC | 1 | 0.16667 | HOUPARRHNDIELCN06_OLDI_FBHSOLE01 | 1 | HOUPARRHNDIELCN06_OLDI | HOUPARRHNBHSOLE01_OLDI | BHSOLE01 | DIELCN06 | PAR_OLDI | BHSOLE01_DIELCN06 | 5 | 0 | 1.1 | Unlikely
HOUPARRHNDIELCN01_OLDI_FBHSOLE01_D17 | Residential heating technology - Electric heating - single-family house - new building - distributed level 0.17 | HOUELC | HOUPARRHN_OLDI_DMD | MKr20 | 2020 | 6.1657 | 0.04999 | [6 empty] | PAR | I | OLD |  |  | RHNDIELC | 1 | 0.16667 | HOUPARRHNDIELCN01_OLDI_FBHSOLE01 | 1 | HOUPARRHNDIELCN01_OLDI | HOUPARRHNBHSOLE01_OLDI | BHSOLE01 | DIELCN01 | PAR_OLDI | BHSOLE01_DIELCN01 | 5 | 0 | 1.1 | Unlikely
HOUPARRHNDIELCN01_OLDI_FBHSOLE01_D17 | Residential heating technology - Electric heating - single-family house - new building - distributed level 0.17 | HOUELC | HOUPARRHN_OLDI_DMD | MKr20 | 2025 | 6.0131 | 0.04999 | [6 empty] | PAR | I | OLD |  |  | RHNDIELC | 1 | 0.16667 | HOUPARRHNDIELCN01_OLDI_FBHSOLE01 | 1 | HOUPARRHNDIELCN01_OLDI | HOUPARRHNBHSOLE01_OLDI | BHSOLE01 | DIELCN01 | PAR_OLDI | BHSOLE01_DIELCN01 | 5 | 0 | 1.1 | Unlikely
HOUPARRHNDIELCN01_OLDI_FBHSOLE01_D17 | Residential heating technology - Electric heating - single-family house - new building - distributed level 0.17 | HOUELC | HOUPARRHN_OLDI_DMD | MKr20 | 2030 | 5.8642 | 0.047907 | [6 empty] | PAR | I | OLD |  |  | RHNDIELC | 1 | 0.16667 | HOUPARRHNDIELCN01_OLDI_FBHSOLE01 | 1 | HOUPARRHNDIELCN01_OLDI | HOUPARRHNBHSOLE01_OLDI | BHSOLE01 | DIELCN01 | PAR_OLDI | BHSOLE01_DIELCN01 | 5 | 0 | 1.1 | Unlikely
HOUPARRHNDIELCN01_OLDI_FBHSOLE01_D17 | Residential heating technology - Electric heating - single-family house - new building - distributed level 0.17 | HOUELC | HOUPARRHN_OLDI_DMD | MKr20 | 2040 | 5.5775 | 0.045824 | [6 empty] | PAR | I | OLD |  |  | RHNDIELC | 1 | 0.16667 | HOUPARRHNDIELCN01_OLDI_FBHSOLE01 | 1 | HOUPARRHNDIELCN01_OLDI | HOUPARRHNBHSOLE01_OLDI | BHSOLE01 | DIELCN01 | PAR_OLDI | BHSOLE01_DIELCN01 | 5 | 0 | 1.1 | Unlikely
HOUPARRHNDIELCN01_OLDI_FBHSOLE01_D17 | Residential heating technology - Electric heating - single-family house - new building - distributed level 0.17 | HOUELC | HOUPARRHN_OLDI_DMD | MKr20 | 2050 | 5.3049 | 0.043741 | [6 empty] | PAR | I | OLD |  |  | RHNDIELC | 1 | 0.16667 | HOUPARRHNDIELCN01_OLDI_FBHSOLE01 | 1 | HOUPARRHNDIELCN01_OLDI | HOUPARRHNBHSOLE01_OLDI | BHSOLE01 | DIELCN01 | PAR_OLDI | BHSOLE01_DIELCN01 | 5 | 0 | 1.1 | Unlikely
HOUPARRHNBHWPEN01_OLDI_FBHSOLE01_D17 | Residential heating technology - Biomass boiler, automatic stoking , wood pellets or wood chips - single-family house - existing building - distributed level 0.17 | HOUWPE | HOUPARRHN_OLDI_DMD | MKr20 | 2020 | 3.3437 | 0.23379 |  | 25 | 14 | 70 | 2 | 4 | PAR | I | OLD |  |  | RHNBHWPE | 1 | 0.16667 | HOUPARRHNBHWPEN01_OLDI_FBHSOLE01 | 1 | HOUPARRHNBHWPEN01_OLDI | HOUPARRHNBHSOLE01_OLDI | BHSOLE01 | BHWPEN01 | PAR_OLDI | BHSOLE01_BHWPEN01 | 5 | 0 | 1.1 | Unlikely
HOUPARRHNBHWPEN01_OLDI_FBHSOLE01_D17 | Residential heating technology - Biomass boiler, automatic stoking , wood pellets or wood chips - single-family house - existing building - distributed level 0.17 | HOUWPE | HOUPARRHN_OLDI_DMD | MKr20 | 2025 | 3.2609 | 0.22975 |  | 25 | 14 | 60 | 2 | 4 | PAR | I | OLD |  |  | RHNBHWPE | 1 | 0.16667 | HOUPARRHNBHWPEN01_OLDI_FBHSOLE01 | 1 | HOUPARRHNBHWPEN01_OLDI | HOUPARRHNBHSOLE01_OLDI | BHSOLE01 | BHWPEN01 | PAR_OLDI | BHSOLE01_BHWPEN01 | 5 | 0 | 1.1 | Unlikely
HOUPARRHNBHWPEN01_OLDI_FBHSOLE01_D17 | Residential heating technology - Biomass boiler, automatic stoking , wood pellets or wood chips - single-family house - existing building - distributed level 0.17 | HOUWPE | HOUPARRHN_OLDI_DMD | MKr20 | 2030 | 3.1802 | 0.22668 |  | 25 | 11 | 50 | 1 | 4 | PAR | I | OLD |  |  | RHNBHWPE | 1 | 0.16667 | HOUPARRHNBHWPEN01_OLDI_FBHSOLE01 | 1 | HOUPARRHNBHWPEN01_OLDI | HOUPARRHNBHSOLE01_OLDI | BHSOLE01 | BHWPEN01 | PAR_OLDI | BHSOLE01_BHWPEN01 | 5 | 0 | 1.1 | Unlikely
HOUPARRHNBHWPEN01_OLDI_FBHSOLE01_D17 | Residential heating technology - Biomass boiler, automatic stoking , wood pellets or wood chips - single-family house - existing building - distributed level 0.17 | HOUWPE | HOUPARRHN_OLDI_DMD | MKr20 | 2040 | 3.0247 | 0.21665 |  | 25 | 9 | 45 | 1 | 4 | PAR | I | OLD |  |  | RHNBHWPE | 1 | 0.16667 | HOUPARRHNBHWPEN01_OLDI_FBHSOLE01 | 1 | HOUPARRHNBHWPEN01_OLDI | HOUPARRHNBHSOLE01_OLDI | BHSOLE01 | BHWPEN01 | PAR_OLDI | BHSOLE01_BHWPEN01 | 5 | 0 | 1.1 | Unlikely
HOUPARRHNBHWPEN01_OLDI_FBHSOLE01_D17 | Residential heating technology - Biomass boiler, automatic stoking , wood pellets or wood chips - single-family house - existing building - distributed level 0.17 | HOUWPE | HOUPARRHN_OLDI_DMD | MKr20 | 2050 | 3.5961 | 0.25883 |  | 25 | 9 | 40 | 0 | 4 | PAR | I | OLD |  |  | RHNBHWPE | 1 | 0.16667 | HOUPARRHNBHWPEN01_OLDI_FBHSOLE01 | 1 | HOUPARRHNBHWPEN01_OLDI | HOUPARRHNBHSOLE01_OLDI | BHSOLE01 | BHWPEN01 | PAR_OLDI | BHSOLE01_BHWPEN01 | 5 | 0 | 1.1 | Unlikely
HOUPARRHNBHSOLN01_OLDI_FBHSOLE01_D17 | Residential heating technology - Solar heating system - single-family house - existing building - distributed level 0.17 | HOUSOL | HOUPARRHN_OLDI_DMD | MKr20 | 2020 | 5.5436 | 0.078035 | [6 empty] | PAR | I | OLD |  |  | RHNBHSOL | 1 | 0.16667 | HOUPARRHNBHSOLN01_OLDI_FBHSOLE01 | 1 | HOUPARRHNBHSOLN01_OLDI | HOUPARRHNBHSOLE01_OLDI | BHSOLE01 | BHSOLN01 | PAR_OLDI | BHSOLE01_BHSOLN01 | 2 | 0 | 0.9 | Same
HOUPARRHNBHSOLN01_OLDI_FBHSOLE01_D17 | Residential heating technology - Solar heating system - single-family house - existing building - distributed level 0.17 | HOUSOL | HOUPARRHN_OLDI_DMD | MKr20 | 2025 | 5.4064 | 0.073274 | [6 empty] | PAR | I | OLD |  |  | RHNBHSOL | 1 | 0.16667 | HOUPARRHNBHSOLN01_OLDI_FBHSOLE01 | 1 | HOUPARRHNBHSOLN01_OLDI | HOUPARRHNBHSOLE01_OLDI | BHSOLE01 | BHSOLN01 | PAR_OLDI | BHSOLE01_BHSOLN01 | 2 | 0 | 0.9 | Same
HOUPARRHNBHSOLN01_OLDI_FBHSOLE01_D17 | Residential heating technology - Solar heating system - single-family house - existing building - distributed level 0.17 | HOUSOL | HOUPARRHN_OLDI_DMD | MKr20 | 2030 | 5.2725 | 0.071489 | [6 empty] | PAR | I | OLD |  |  | RHNBHSOL | 1 | 0.16667 | HOUPARRHNBHSOLN01_OLDI_FBHSOLE01 | 1 | HOUPARRHNBHSOLN01_OLDI | HOUPARRHNBHSOLE01_OLDI | BHSOLE01 | BHSOLN01 | PAR_OLDI | BHSOLE01_BHSOLN01 | 2 | 0 | 0.9 | Same
HOUPARRHNBHSOLN01_OLDI_FBHSOLE01_D17 | Residential heating technology - Solar heating system - single-family house - existing building - distributed level 0.17 | HOUSOL | HOUPARRHN_OLDI_DMD | MKr20 | 2040 | 5.0148 | 0.067621 | [6 empty] | PAR | I | OLD |  |  | RHNBHSOL | 1 | 0.16667 | HOUPARRHNBHSOLN01_OLDI_FBHSOLE01 | 1 | HOUPARRHNBHSOLN01_OLDI | HOUPARRHNBHSOLE01_OLDI | BHSOLE01 | BHSOLN01 | PAR_OLDI | BHSOLE01_BHSOLN01 | 2 | 0 | 0.9 | Same
HOUPARRHNBHSOLN01_OLDI_FBHSOLE01_D17 | Residential heating technology - Solar heating system - single-family house - existing building - distributed level 0.17 | HOUSOL | HOUPARRHN_OLDI_DMD | MKr20 | 2050 | 4.7696 | 0.063752 | [6 empty] | PAR | I | OLD |  |  | RHNBHSOL | 1 | 0.16667 | HOUPARRHNBHSOLN01_OLDI_FBHSOLE01 | 1 | HOUPARRHNBHSOLN01_OLDI | HOUPARRHNBHSOLE01_OLDI | BHSOLE01 | BHSOLN01 | PAR_OLDI | BHSOLE01_BHSOLN01 | 2 | 0 | 0.9 | Same
HOUPARRHNBHDHDN09_OLDI_FBHSOLE01_D17 | Residential heating technology - Direct district heating substation - plus connection pipe - plus distribution (heating density: low ) - single-family house - existing building - distributed level 0.17 | HOUDHD | HOUPARRHN_OLDI_DMD | MKr20 | 2020 | 8.7732 | 0.025391 | [6 empty] | PAR | I | OLD |  |  | RHNBHDHD | 1 | 0.16667 | HOUPARRHNBHDHDN09_OLDI_FBHSOLE01 | 1 | HOUPARRHNBHDHDN09_OLDI | HOUPARRHNBHSOLE01_OLDI | BHSOLE01 | BHDHDN09 | PAR_OLDI | BHSOLE01_BHDHDN09 | 6 | 0 | 1 | New
HOUPARRHNBHDHDN09_OLDI_FBHSOLE01_D17 | Residential heating technology - Direct district heating substation - plus connection pipe - plus distribution (heating density: low ) - single-family house - existing building - distributed level 0.17 | HOUDHD | HOUPARRHN_OLDI_DMD | MKr20 | 2025 | 8.742 | 0.025203 | [6 empty] | PAR | I | OLD |  |  | RHNBHDHD | 1 | 0.16667 | HOUPARRHNBHDHDN09_OLDI_FBHSOLE01 | 1 | HOUPARRHNBHDHDN09_OLDI | HOUPARRHNBHSOLE01_OLDI | BHSOLE01 | BHDHDN09 | PAR_OLDI | BHSOLE01_BHDHDN09 | 6 | 0 | 1 | New
HOUPARRHNBHDHDN09_OLDI_FBHSOLE01_D17 | Residential heating technology - Direct district heating substation - plus connection pipe - plus distribution (heating density: low ) - single-family house - existing building - distributed level 0.17 | HOUDHD | HOUPARRHN_OLDI_DMD | MKr20 | 2030 | 8.7159 | 0.024753 | [6 empty] | PAR | I | OLD |  |  | RHNBHDHD | 1 | 0.16667 | HOUPARRHNBHDHDN09_OLDI_FBHSOLE01 | 1 | HOUPARRHNBHDHDN09_OLDI | HOUPARRHNBHSOLE01_OLDI | BHSOLE01 | BHDHDN09 | PAR_OLDI | BHSOLE01_BHDHDN09 | 6 | 0 | 1 | New
HOUPARRHNBHDHDN09_OLDI_FBHSOLE01_D17 | Residential heating technology - Direct district heating substation - plus connection pipe - plus distribution (heating density: low ) - single-family house - existing building - distributed level 0.17 | HOUDHD | HOUPARRHN_OLDI_DMD | MKr20 | 2040 | 8.6691 | 0.023687 | [6 empty] | PAR | I | OLD |  |  | RHNBHDHD | 1 | 0.16667 | HOUPARRHNBHDHDN09_OLDI_FBHSOLE01 | 1 | HOUPARRHNBHDHDN09_OLDI | HOUPARRHNBHSOLE01_OLDI | BHSOLE01 | BHDHDN09 | PAR_OLDI | BHSOLE01_BHDHDN09 | 6 | 0 | 1 | New
HOUPARRHNBHDHDN09_OLDI_FBHSOLE01_D17 | Residential heating technology - Direct district heating substation - plus connection pipe - plus distribution (heating density: low ) - single-family house - existing building - distributed level 0.17 | HOUDHD | HOUPARRHN_OLDI_DMD | MKr20 | 2050 | 8.617 | 0.022136 | [6 empty] | PAR | I | OLD |  |  | RHNBHDHD | 1 | 0.16667 | HOUPARRHNBHDHDN09_OLDI_FBHSOLE01 | 1 | HOUPARRHNBHDHDN09_OLDI | HOUPARRHNBHSOLE01_OLDI | BHSOLE01 | BHDHDN09 | PAR_OLDI | BHSOLE01_BHDHDN09 | 6 | 0 | 1 | New
HOUPARRHNBHDHDN07_OLDI_FBHSOLE01_D17 | Residential heating technology - Direct district heating substation - plus connection pipe - plus distribution (heating density: medium ) - single-family house - existing building - distributed level 0.17 | HOUDHD | HOUPARRHN_OLDI_DMD | MKr20 | 2020 | 3.5309 | 0.025391 | [6 empty] | PAR | I | OLD |  |  | RHNBHDHD | 1 | 0.16667 | HOUPARRHNBHDHDN07_OLDI_FBHSOLE01 | 1 | HOUPARRHNBHDHDN07_OLDI | HOUPARRHNBHSOLE01_OLDI | BHSOLE01 | BHDHDN07 | PAR_OLDI | BHSOLE01_BHDHDN07 | 6 | 0 | 1 | New
HOUPARRHNBHDHDN07_OLDI_FBHSOLE01_D17 | Residential heating technology - Direct district heating substation - plus connection pipe - plus distribution (heating density: medium ) - single-family house - existing building - distributed level 0.17 | HOUDHD | HOUPARRHN_OLDI_DMD | MKr20 | 2025 | 3.4997 | 0.025203 | [6 empty] | PAR | I | OLD |  |  | RHNBHDHD | 1 | 0.16667 | HOUPARRHNBHDHDN07_OLDI_FBHSOLE01 | 1 | HOUPARRHNBHDHDN07_OLDI | HOUPARRHNBHSOLE01_OLDI | BHSOLE01 | BHDHDN07 | PAR_OLDI | BHSOLE01_BHDHDN07 | 6 | 0 | 1 | New
HOUPARRHNBHDHDN07_OLDI_FBHSOLE01_D17 | Residential heating technology - Direct district heating substation - plus connection pipe - plus distribution (heating density: medium ) - single-family house - existing building - distributed level 0.17 | HOUDHD | HOUPARRHN_OLDI_DMD | MKr20 | 2030 | 3.4737 | 0.024753 | [6 empty] | PAR | I | OLD |  |  | RHNBHDHD | 1 | 0.16667 | HOUPARRHNBHDHDN07_OLDI_FBHSOLE01 | 1 | HOUPARRHNBHDHDN07_OLDI | HOUPARRHNBHSOLE01_OLDI | BHSOLE01 | BHDHDN07 | PAR_OLDI | BHSOLE01_BHDHDN07 | 6 | 0 | 1 | New
HOUPARRHNBHDHDN07_OLDI_FBHSOLE01_D17 | Residential heating technology - Direct district heating substation - plus connection pipe - plus distribution (heating density: medium ) - single-family house - existing building - distributed level 0.17 | HOUDHD | HOUPARRHN_OLDI_DMD | MKr20 | 2040 | 3.4268 | 0.023687 | [6 empty] | PAR | I | OLD |  |  | RHNBHDHD | 1 | 0.16667 | HOUPARRHNBHDHDN07_OLDI_FBHSOLE01 | 1 | HOUPARRHNBHDHDN07_OLDI | HOUPARRHNBHSOLE01_OLDI | BHSOLE01 | BHDHDN07 | PAR_OLDI | BHSOLE01_BHDHDN07 | 6 | 0 | 1 | New
HOUPARRHNBHDHDN07_OLDI_FBHSOLE01_D17 | Residential heating technology - Direct district heating substation - plus connection pipe - plus distribution (heating density: medium ) - single-family house - existing building - distributed level 0.17 | HOUDHD | HOUPARRHN_OLDI_DMD | MKr20 | 2050 | 3.3747 | 0.022136 | [6 empty] | PAR | I | OLD |  |  | RHNBHDHD | 1 | 0.16667 | HOUPARRHNBHDHDN07_OLDI_FBHSOLE01 | 1 | HOUPARRHNBHDHDN07_OLDI | HOUPARRHNBHSOLE01_OLDI | BHSOLE01 | BHDHDN07 | PAR_OLDI | BHSOLE01_BHDHDN07 | 6 | 0 | 1 | New
HOUPARRHNBHDHDN05_OLDI_FBHSOLE01_D17 | Residential heating technology - Direct district heating substation - plus connection pipe - plus distribution (heating density: high ) - single-family house - existing building - distributed level 0.17 | HOUDHD | HOUPARRHN_OLDI_DMD | MKr20 | 2020 | 2.6922 | 0.025391 | [6 empty] | PAR | I | OLD |  |  | RHNBHDHD | 1 | 0.16667 | HOUPARRHNBHDHDN05_OLDI_FBHSOLE01 | 1 | HOUPARRHNBHDHDN05_OLDI | HOUPARRHNBHSOLE01_OLDI | BHSOLE01 | BHDHDN05 | PAR_OLDI | BHSOLE01_BHDHDN05 | 6 | 0 | 1 | New
HOUPARRHNBHDHDN05_OLDI_FBHSOLE01_D17 | Residential heating technology - Direct district heating substation - plus connection pipe - plus distribution (heating density: high ) - single-family house - existing building - distributed level 0.17 | HOUDHD | HOUPARRHN_OLDI_DMD | MKr20 | 2025 | 2.6609 | 0.025203 | [6 empty] | PAR | I | OLD |  |  | RHNBHDHD | 1 | 0.16667 | HOUPARRHNBHDHDN05_OLDI_FBHSOLE01 | 1 | HOUPARRHNBHDHDN05_OLDI | HOUPARRHNBHSOLE01_OLDI | BHSOLE01 | BHDHDN05 | PAR_OLDI | BHSOLE01_BHDHDN05 | 6 | 0 | 1 | New
HOUPARRHNBHDHDN05_OLDI_FBHSOLE01_D17 | Residential heating technology - Direct district heating substation - plus connection pipe - plus distribution (heating density: high ) - single-family house - existing building - distributed level 0.17 | HOUDHD | HOUPARRHN_OLDI_DMD | MKr20 | 2030 | 2.6349 | 0.024753 | [6 empty] | PAR | I | OLD |  |  | RHNBHDHD | 1 | 0.16667 | HOUPARRHNBHDHDN05_OLDI_FBHSOLE01 | 1 | HOUPARRHNBHDHDN05_OLDI | HOUPARRHNBHSOLE01_OLDI | BHSOLE01 | BHDHDN05 | PAR_OLDI | BHSOLE01_BHDHDN05 | 6 | 0 | 1 | New
HOUPARRHNBHDHDN05_OLDI_FBHSOLE01_D17 | Residential heating technology - Direct district heating substation - plus connection pipe - plus distribution (heating density: high ) - single-family house - existing building - distributed level 0.17 | HOUDHD | HOUPARRHN_OLDI_DMD | MKr20 | 2040 | 2.588 | 0.023687 | [6 empty] | PAR | I | OLD |  |  | RHNBHDHD | 1 | 0.16667 | HOUPARRHNBHDHDN05_OLDI_FBHSOLE01 | 1 | HOUPARRHNBHDHDN05_OLDI | HOUPARRHNBHSOLE01_OLDI | BHSOLE01 | BHDHDN05 | PAR_OLDI | BHSOLE01_BHDHDN05 | 6 | 0 | 1 | New
HOUPARRHNBHDHDN05_OLDI_FBHSOLE01_D17 | Residential heating technology - Direct district heating substation - plus connection pipe - plus distribution (heating density: high ) - single-family house - existing building - distributed level 0.17 | HOUDHD | HOUPARRHN_OLDI_DMD | MKr20 | 2050 | 2.536 | 0.022136 | [6 empty] | PAR | I | OLD |  |  | RHNBHDHD | 1 | 0.16667 | HOUPARRHNBHDHDN05_OLDI_FBHSOLE01 | 1 | HOUPARRHNBHDHDN05_OLDI | HOUPARRHNBHSOLE01_OLDI | BHSOLE01 | BHDHDN05 | PAR_OLDI | BHSOLE01_BHDHDN05 | 6 | 0 | 1 | New
HOUPARRHNBHDHCN09_OLDI_FBHSOLE01_D17 | Residential heating technology - Direct district heating substation - plus connection pipe - plus distribution (heating density: low ) - single-family house - existing building - distributed level 0.17 | HOUDHC | HOUPARRHN_OLDI_DMD | MKr20 | 2020 | 8.7732 | 0.025391 | [6 empty] | PAR | I | OLD |  |  | RHNBHDHC | 1 | 0.16667 | HOUPARRHNBHDHCN09_OLDI_FBHSOLE01 | 1 | HOUPARRHNBHDHCN09_OLDI | HOUPARRHNBHSOLE01_OLDI | BHSOLE01 | BHDHCN09 | PAR_OLDI | BHSOLE01_BHDHCN09 | 6 | 0 | 1 | New
HOUPARRHNBHDHCN09_OLDI_FBHSOLE01_D17 | Residential heating technology - Direct district heating substation - plus connection pipe - plus distribution (heating density: low ) - single-family house - existing building - distributed level 0.17 | HOUDHC | HOUPARRHN_OLDI_DMD | MKr20 | 2025 | 8.742 | 0.025203 | [6 empty] | PAR | I | OLD |  |  | RHNBHDHC | 1 | 0.16667 | HOUPARRHNBHDHCN09_OLDI_FBHSOLE01 | 1 | HOUPARRHNBHDHCN09_OLDI | HOUPARRHNBHSOLE01_OLDI | BHSOLE01 | BHDHCN09 | PAR_OLDI | BHSOLE01_BHDHCN09 | 6 | 0 | 1 | New
HOUPARRHNBHDHCN09_OLDI_FBHSOLE01_D17 | Residential heating technology - Direct district heating substation - plus connection pipe - plus distribution (heating density: low ) - single-family house - existing building - distributed level 0.17 | HOUDHC | HOUPARRHN_OLDI_DMD | MKr20 | 2030 | 8.7159 | 0.024753 | [6 empty] | PAR | I | OLD |  |  | RHNBHDHC | 1 | 0.16667 | HOUPARRHNBHDHCN09_OLDI_FBHSOLE01 | 1 | HOUPARRHNBHDHCN09_OLDI | HOUPARRHNBHSOLE01_OLDI | BHSOLE01 | BHDHCN09 | PAR_OLDI | BHSOLE01_BHDHCN09 | 6 | 0 | 1 | New
HOUPARRHNBHDHCN09_OLDI_FBHSOLE01_D17 | Residential heating technology - Direct district heating substation - plus connection pipe - plus distribution (heating density: low ) - single-family house - existing building - distributed level 0.17 | HOUDHC | HOUPARRHN_OLDI_DMD | MKr20 | 2040 | 8.6691 | 0.023687 | [6 empty] | PAR | I | OLD |  |  | RHNBHDHC | 1 | 0.16667 | HOUPARRHNBHDHCN09_OLDI_FBHSOLE01 | 1 | HOUPARRHNBHDHCN09_OLDI | HOUPARRHNBHSOLE01_OLDI | BHSOLE01 | BHDHCN09 | PAR_OLDI | BHSOLE01_BHDHCN09 | 6 | 0 | 1 | New
HOUPARRHNBHDHCN09_OLDI_FBHSOLE01_D17 | Residential heating technology - Direct district heating substation - plus connection pipe - plus distribution (heating density: low ) - single-family house - existing building - distributed level 0.17 | HOUDHC | HOUPARRHN_OLDI_DMD | MKr20 | 2050 | 8.617 | 0.022136 | [6 empty] | PAR | I | OLD |  |  | RHNBHDHC | 1 | 0.16667 | HOUPARRHNBHDHCN09_OLDI_FBHSOLE01 | 1 | HOUPARRHNBHDHCN09_OLDI | HOUPARRHNBHSOLE01_OLDI | BHSOLE01 | BHDHCN09 | PAR_OLDI | BHSOLE01_BHDHCN09 | 6 | 0 | 1 | New
HOUPARRHNBHDHCN07_OLDI_FBHSOLE01_D17 | Residential heating technology - Direct district heating substation - plus connection pipe - plus distribution (heating density: medium ) - single-family house - existing building - distributed level 0.17 | HOUDHC | HOUPARRHN_OLDI_DMD | MKr20 | 2020 | 3.5309 | 0.025391 | [6 empty] | PAR | I | OLD |  |  | RHNBHDHC | 1 | 0.16667 | HOUPARRHNBHDHCN07_OLDI_FBHSOLE01 | 1 | HOUPARRHNBHDHCN07_OLDI | HOUPARRHNBHSOLE01_OLDI | BHSOLE01 | BHDHCN07 | PAR_OLDI | BHSOLE01_BHDHCN07 | 6 | 0 | 1 | New
HOUPARRHNBHDHCN07_OLDI_FBHSOLE01_D17 | Residential heating technology - Direct district heating substation - plus connection pipe - plus distribution (heating density: medium ) - single-family house - existing building - distributed level 0.17 | HOUDHC | HOUPARRHN_OLDI_DMD | MKr20 | 2025 | 3.4997 | 0.025203 | [6 empty] | PAR | I | OLD |  |  | RHNBHDHC | 1 | 0.16667 | HOUPARRHNBHDHCN07_OLDI_FBHSOLE01 | 1 | HOUPARRHNBHDHCN07_OLDI | HOUPARRHNBHSOLE01_OLDI | BHSOLE01 | BHDHCN07 | PAR_OLDI | BHSOLE01_BHDHCN07 | 6 | 0 | 1 | New
HOUPARRHNBHDHCN07_OLDI_FBHSOLE01_D17 | Residential heating technology - Direct district heating substation - plus connection pipe - plus distribution (heating density: medium ) - single-family house - existing building - distributed level 0.17 | HOUDHC | HOUPARRHN_OLDI_DMD | MKr20 | 2030 | 3.4737 | 0.024753 | [6 empty] | PAR | I | OLD |  |  | RHNBHDHC | 1 | 0.16667 | HOUPARRHNBHDHCN07_OLDI_FBHSOLE01 | 1 | HOUPARRHNBHDHCN07_OLDI | HOUPARRHNBHSOLE01_OLDI | BHSOLE01 | BHDHCN07 | PAR_OLDI | BHSOLE01_BHDHCN07 | 6 | 0 | 1 | New
HOUPARRHNBHDHCN07_OLDI_FBHSOLE01_D17 | Residential heating technology - Direct district heating substation - plus connection pipe - plus distribution (heating density: medium ) - single-family house - existing building - distributed level 0.17 | HOUDHC | HOUPARRHN_OLDI_DMD | MKr20 | 2040 | 3.4268 | 0.023687 | [6 empty] | PAR | I | OLD |  |  | RHNBHDHC | 1 | 0.16667 | HOUPARRHNBHDHCN07_OLDI_FBHSOLE01 | 1 | HOUPARRHNBHDHCN07_OLDI | HOUPARRHNBHSOLE01_OLDI | BHSOLE01 | BHDHCN07 | PAR_OLDI | BHSOLE01_BHDHCN07 | 6 | 0 | 1 | New
HOUPARRHNBHDHCN07_OLDI_FBHSOLE01_D17 | Residential heating technology - Direct district heating substation - plus connection pipe - plus distribution (heating density: medium ) - single-family house - existing building - distributed level 0.17 | HOUDHC | HOUPARRHN_OLDI_DMD | MKr20 | 2050 | 3.3747 | 0.022136 | [6 empty] | PAR | I | OLD |  |  | RHNBHDHC | 1 | 0.16667 | HOUPARRHNBHDHCN07_OLDI_FBHSOLE01 | 1 | HOUPARRHNBHDHCN07_OLDI | HOUPARRHNBHSOLE01_OLDI | BHSOLE01 | BHDHCN07 | PAR_OLDI | BHSOLE01_BHDHCN07 | 6 | 0 | 1 | New
HOUPARRHNBHDHCN05_OLDI_FBHSOLE01_D17 | Residential heating technology - Direct district heating substation - plus connection pipe - plus distribution (heating density: high ) - single-family house - existing building - distributed level 0.17 | HOUDHC | HOUPARRHN_OLDI_DMD | MKr20 | 2020 | 2.6922 | 0.025391 | [6 empty] | PAR | I | OLD |  |  | RHNBHDHC | 1 | 0.16667 | HOUPARRHNBHDHCN05_OLDI_FBHSOLE01 | 1 | HOUPARRHNBHDHCN05_OLDI | HOUPARRHNBHSOLE01_OLDI | BHSOLE01 | BHDHCN05 | PAR_OLDI | BHSOLE01_BHDHCN05 | 6 | 0 | 1 | New
HOUPARRHNBHDHCN05_OLDI_FBHSOLE01_D17 | Residential heating technology - Direct district heating substation - plus connection pipe - plus distribution (heating density: high ) - single-family house - existing building - distributed level 0.17 | HOUDHC | HOUPARRHN_OLDI_DMD | MKr20 | 2025 | 2.6609 | 0.025203 | [6 empty] | PAR | I | OLD |  |  | RHNBHDHC | 1 | 0.16667 | HOUPARRHNBHDHCN05_OLDI_FBHSOLE01 | 1 | HOUPARRHNBHDHCN05_OLDI | HOUPARRHNBHSOLE01_OLDI | BHSOLE01 | BHDHCN05 | PAR_OLDI | BHSOLE01_BHDHCN05 | 6 | 0 | 1 | New
HOUPARRHNBHDHCN05_OLDI_FBHSOLE01_D17 | Residential heating technology - Direct district heating substation - plus connection pipe - plus distribution (heating density: high ) - single-family house - existing building - distributed level 0.17 | HOUDHC | HOUPARRHN_OLDI_DMD | MKr20 | 2030 | 2.6349 | 0.024753 | [6 empty] | PAR | I | OLD |  |  | RHNBHDHC | 1 | 0.16667 | HOUPARRHNBHDHCN05_OLDI_FBHSOLE01 | 1 | HOUPARRHNBHDHCN05_OLDI | HOUPARRHNBHSOLE01_OLDI | BHSOLE01 | BHDHCN05 | PAR_OLDI | BHSOLE01_BHDHCN05 | 6 | 0 | 1 | New
HOUPARRHNBHDHCN05_OLDI_FBHSOLE01_D17 | Residential heating technology - Direct district heating substation - plus connection pipe - plus distribution (heating density: high ) - single-family house - existing building - distributed level 0.17 | HOUDHC | HOUPARRHN_OLDI_DMD | MKr20 | 2040 | 2.588 | 0.023687 | [6 empty] | PAR | I | OLD |  |  | RHNBHDHC | 1 | 0.16667 | HOUPARRHNBHDHCN05_OLDI_FBHSOLE01 | 1 | HOUPARRHNBHDHCN05_OLDI | HOUPARRHNBHSOLE01_OLDI | BHSOLE01 | BHDHCN05 | PAR_OLDI | BHSOLE01_BHDHCN05 | 6 | 0 | 1 | New
HOUPARRHNBHDHCN05_OLDI_FBHSOLE01_D17 | Residential heating technology - Direct district heating substation - plus connection pipe - plus distribution (heating density: high ) - single-family house - existing building - distributed level 0.17 | HOUDHC | HOUPARRHN_OLDI_DMD | MKr20 | 2050 | 2.536 | 0.022136 | [6 empty] | PAR | I | OLD |  |  | RHNBHDHC | 1 | 0.16667 | HOUPARRHNBHDHCN05_OLDI_FBHSOLE01 | 1 | HOUPARRHNBHDHCN05_OLDI | HOUPARRHNBHSOLE01_OLDI | BHSOLE01 | BHDHCN05 | PAR_OLDI | BHSOLE01_BHDHCN05 | 6 | 0 | 1 | New
HOUPARRHNHPELCN07_OLDC_FHPELCE02_D17 | Residential heating technology - Heat pump, Air-to-water, low-price product - single-family house - existing building - distributed level 0.17 | HOUELC, HOUAMB | HOUPARRHN_OLDC_DMD | MKr20 | 2020 | 8.4408 | 0.32113 | 0.30847 | [5 empty] | PAR | C | OLD | 3.2419 |  | RHNHPELC | 1 | 0.16667 | HOUPARRHNHPELCN07_OLDC_FHPELCE02 | 1 | HOUPARRHNHPELCN07_OLDC | HOUPARRHNHPELCE02_OLDC | HPELCE02 | HPELCN07 | PAR_OLDC | HPELCE02_HPELCN07 | 5 | 0 | 1.1 | Unlikely
HOUPARRHNHPELCN07_OLDC_FHPELCE02_D17 | Residential heating technology - Heat pump, Air-to-water, low-price product - single-family house - existing building - distributed level 0.17 | HOUELC, HOUAMB | HOUPARRHN_OLDC_DMD | MKr20 | 2025 | 7.7218 | 0.2463 | 0.29378 | [5 empty] | PAR | C | OLD | 3.4039 |  | RHNHPELC | 1 | 0.16667 | HOUPARRHNHPELCN07_OLDC_FHPELCE02 | 1 | HOUPARRHNHPELCN07_OLDC | HOUPARRHNHPELCE02_OLDC | HPELCE02 | HPELCN07 | PAR_OLDC | HPELCE02_HPELCN07 | 5 | 0 | 1.1 | Unlikely
HOUPARRHNHPELCN07_OLDC_FHPELCE02_D17 | Residential heating technology - Heat pump, Air-to-water, low-price product - single-family house - existing building - distributed level 0.17 | HOUELC, HOUAMB | HOUPARRHN_OLDC_DMD | MKr20 | 2030 | 7.0028 | 0.24337 | 0.28042 | [5 empty] | PAR | C | OLD | 3.566 |  | RHNHPELC | 1 | 0.16667 | HOUPARRHNHPELCN07_OLDC_FHPELCE02 | 1 | HOUPARRHNHPELCN07_OLDC | HOUPARRHNHPELCE02_OLDC | HPELCE02 | HPELCN07 | PAR_OLDC | HPELCE02_HPELCN07 | 5 | 0 | 1.1 | Unlikely
HOUPARRHNHPELCN07_OLDC_FHPELCE02_D17 | Residential heating technology - Heat pump, Air-to-water, low-price product - single-family house - existing building - distributed level 0.17 | HOUELC, HOUAMB | HOUPARRHN_OLDC_DMD | MKr20 | 2040 | 6.43 | 0.23794 | 0.26823 | [5 empty] | PAR | C | OLD | 3.7281 |  | RHNHPELC | 1 | 0.16667 | HOUPARRHNHPELCN07_OLDC_FHPELCE02 | 1 | HOUPARRHNHPELCN07_OLDC | HOUPARRHNHPELCE02_OLDC | HPELCE02 | HPELCN07 | PAR_OLDC | HPELCE02_HPELCN07 | 5 | 0 | 1.1 | Unlikely
HOUPARRHNHPELCN07_OLDC_FHPELCE02_D17 | Residential heating technology - Heat pump, Air-to-water, low-price product - single-family house - existing building - distributed level 0.17 | HOUELC, HOUAMB | HOUPARRHN_OLDC_DMD | MKr20 | 2050 | 5.8571 | 0.2325 | 0.26067 | [5 empty] | PAR | C | OLD | 3.8362 |  | RHNHPELC | 1 | 0.16667 | HOUPARRHNHPELCN07_OLDC_FHPELCE02 | 1 | HOUPARRHNHPELCN07_OLDC | HOUPARRHNHPELCE02_OLDC | HPELCE02 | HPELCN07 | PAR_OLDC | HPELCE02_HPELCN07 | 5 | 0 | 1.1 | Unlikely
HOUPARRHNHPELCN05_OLDC_FHPELCE02_D17 | Residential heating technology - Heat pump, Air-to-water - leasing - single-family house - existing building - distributed level 0.17 | HOUELC, HOUAMB | HOUPARRHN_OLDC_DMD | MKr20 | 2020 | 5.3777 | 0.88909 | 0.29378 | [5 empty] | PAR | C | OLD | 3.4039 |  | RHNHPELC | 1 | 0.16667 | HOUPARRHNHPELCN05_OLDC_FHPELCE02 | 1 | HOUPARRHNHPELCN05_OLDC | HOUPARRHNHPELCE02_OLDC | HPELCE02 | HPELCN05 | PAR_OLDC | HPELCE02_HPELCN05 | 5 | 0 | 1.1 | Unlikely
HOUPARRHNHPELCN05_OLDC_FHPELCE02_D17 | Residential heating technology - Heat pump, Air-to-water - leasing - single-family house - existing building - distributed level 0.17 | HOUELC, HOUAMB | HOUPARRHN_OLDC_DMD | MKr20 | 2025 | 4.9603 | 0.76684 | 0.28042 | [5 empty] | PAR | C | OLD | 3.566 |  | RHNHPELC | 1 | 0.16667 | HOUPARRHNHPELCN05_OLDC_FHPELCE02 | 1 | HOUPARRHNHPELCN05_OLDC | HOUPARRHNHPELCE02_OLDC | HPELCE02 | HPELCN05 | PAR_OLDC | HPELCE02_HPELCN05 | 5 | 0 | 1.1 | Unlikely
HOUPARRHNHPELCN05_OLDC_FHPELCE02_D17 | Residential heating technology - Heat pump, Air-to-water - leasing - single-family house - existing building - distributed level 0.17 | HOUELC, HOUAMB | HOUPARRHN_OLDC_DMD | MKr20 | 2030 | 4.5429 | 0.71648 | 0.26823 | [5 empty] | PAR | C | OLD | 3.7281 |  | RHNHPELC | 1 | 0.16667 | HOUPARRHNHPELCN05_OLDC_FHPELCE02 | 1 | HOUPARRHNHPELCN05_OLDC | HOUPARRHNHPELCE02_OLDC | HPELCE02 | HPELCN05 | PAR_OLDC | HPELCE02_HPELCN05 | 5 | 0 | 1.1 | Unlikely
HOUPARRHNHPELCN05_OLDC_FHPELCE02_D17 | Residential heating technology - Heat pump, Air-to-water - leasing - single-family house - existing building - distributed level 0.17 | HOUELC, HOUAMB | HOUPARRHN_OLDC_DMD | MKr20 | 2040 | 4.2044 | 0.67258 | 0.25705 | [5 empty] | PAR | C | OLD | 3.8902 |  | RHNHPELC | 1 | 0.16667 | HOUPARRHNHPELCN05_OLDC_FHPELCE02 | 1 | HOUPARRHNHPELCN05_OLDC | HOUPARRHNHPELCE02_OLDC | HPELCE02 | HPELCN05 | PAR_OLDC | HPELCE02_HPELCN05 | 5 | 0 | 1.1 | Unlikely
HOUPARRHNHPELCN05_OLDC_FHPELCE02_D17 | Residential heating technology - Heat pump, Air-to-water - leasing - single-family house - existing building - distributed level 0.17 | HOUELC, HOUAMB | HOUPARRHN_OLDC_DMD | MKr20 | 2050 | 3.8659 | 0.62868 | 0.25011 | [5 empty] | PAR | C | OLD | 3.9983 |  | RHNHPELC | 1 | 0.16667 | HOUPARRHNHPELCN05_OLDC_FHPELCE02 | 1 | HOUPARRHNHPELCN05_OLDC | HOUPARRHNHPELCE02_OLDC | HPELCE02 | HPELCN05 | PAR_OLDC | HPELCE02_HPELCN05 | 5 | 0 | 1.1 | Unlikely
HOUPARRHNHPELCN04_OLDC_FHPELCE02_D17 | Residential heating technology - Heat pump, Ground source - single-family house - existing building - distributed level 0.17 | HOUELC, HOUAMB | HOUPARRHN_OLDC_DMD | MKr20 | 2020 | 12.9489 | 0.25642 | 0.26823 | [5 empty] | PAR | C | OLD | 3.7281 |  | RHNHPELC | 1 | 0.16667 | HOUPARRHNHPELCN04_OLDC_FHPELCE02 | 1 | HOUPARRHNHPELCN04_OLDC | HOUPARRHNHPELCE02_OLDC | HPELCE02 | HPELCN04 | PAR_OLDC | HPELCE02_HPELCN04 | 6 | 0 | 1 | New
HOUPARRHNHPELCN04_OLDC_FHPELCE02_D17 | Residential heating technology - Heat pump, Ground source - single-family house - existing building - distributed level 0.17 | HOUELC, HOUAMB | HOUPARRHN_OLDC_DMD | MKr20 | 2025 | 12.3015 | 0.1816 | 0.26067 | [5 empty] | PAR | C | OLD | 3.8362 |  | RHNHPELC | 1 | 0.16667 | HOUPARRHNHPELCN04_OLDC_FHPELCE02 | 1 | HOUPARRHNHPELCN04_OLDC | HOUPARRHNHPELCE02_OLDC | HPELCE02 | HPELCN04 | PAR_OLDC | HPELCE02_HPELCN04 | 6 | 0 | 1 | New
HOUPARRHNHPELCN04_OLDC_FHPELCE02_D17 | Residential heating technology - Heat pump, Ground source - single-family house - existing building - distributed level 0.17 | HOUELC, HOUAMB | HOUPARRHN_OLDC_DMD | MKr20 | 2030 | 11.654 | 0.17867 | 0.25353 | [5 empty] | PAR | C | OLD | 3.9443 |  | RHNHPELC | 1 | 0.16667 | HOUPARRHNHPELCN04_OLDC_FHPELCE02 | 1 | HOUPARRHNHPELCN04_OLDC | HOUPARRHNHPELCE02_OLDC | HPELCE02 | HPELCN04 | PAR_OLDC | HPELCE02_HPELCN04 | 6 | 0 | 1 | New
HOUPARRHNHPELCN04_OLDC_FHPELCE02_D17 | Residential heating technology - Heat pump, Ground source - single-family house - existing building - distributed level 0.17 | HOUELC, HOUAMB | HOUPARRHN_OLDC_DMD | MKr20 | 2040 | 11.0713 | 0.17323 | 0.24353 | [5 empty] | PAR | C | OLD | 4.1064 |  | RHNHPELC | 1 | 0.16667 | HOUPARRHNHPELCN04_OLDC_FHPELCE02 | 1 | HOUPARRHNHPELCN04_OLDC | HOUPARRHNHPELCE02_OLDC | HPELCE02 | HPELCN04 | PAR_OLDC | HPELCE02_HPELCN04 | 6 | 0 | 1 | New
HOUPARRHNHPELCN04_OLDC_FHPELCE02_D17 | Residential heating technology - Heat pump, Ground source - single-family house - existing building - distributed level 0.17 | HOUELC, HOUAMB | HOUPARRHN_OLDC_DMD | MKr20 | 2050 | 10.4886 | 0.1678 | 0.24036 | [5 empty] | PAR | C | OLD | 4.1604 |  | RHNHPELC | 1 | 0.16667 | HOUPARRHNHPELCN04_OLDC_FHPELCE02 | 1 | HOUPARRHNHPELCN04_OLDC | HOUPARRHNHPELCE02_OLDC | HPELCE02 | HPELCN04 | PAR_OLDC | HPELCE02_HPELCN04 | 6 | 0 | 1 | New
HOUPARRHNHPELCN03_OLDC_FHPELCE02_D17 | Residential heating technology - Heat pump, Air-to-water - single-family house - existing building - distributed level 0.17 | HOUELC, HOUAMB | HOUPARRHN_OLDC_DMD | MKr20 | 2020 | 9.7776 | 0.27799 | 0.29378 | [5 empty] | PAR | C | OLD | 3.4039 |  | RHNHPELC | 1 | 0.16667 | HOUPARRHNHPELCN03_OLDC_FHPELCE02 | 1 | HOUPARRHNHPELCN03_OLDC | HOUPARRHNHPELCE02_OLDC | HPELCE02 | HPELCN03 | PAR_OLDC | HPELCE02_HPELCN03 | 6 | 0 | 1 | New
HOUPARRHNHPELCN03_OLDC_FHPELCE02_D17 | Residential heating technology - Heat pump, Air-to-water - single-family house - existing building - distributed level 0.17 | HOUELC, HOUAMB | HOUPARRHN_OLDC_DMD | MKr20 | 2025 | 9.0187 | 0.20317 | 0.28042 | [5 empty] | PAR | C | OLD | 3.566 |  | RHNHPELC | 1 | 0.16667 | HOUPARRHNHPELCN03_OLDC_FHPELCE02 | 1 | HOUPARRHNHPELCN03_OLDC | HOUPARRHNHPELCE02_OLDC | HPELCE02 | HPELCN03 | PAR_OLDC | HPELCE02_HPELCN03 | 6 | 0 | 1 | New
HOUPARRHNHPELCN03_OLDC_FHPELCE02_D17 | Residential heating technology - Heat pump, Air-to-water - single-family house - existing building - distributed level 0.17 | HOUELC, HOUAMB | HOUPARRHN_OLDC_DMD | MKr20 | 2030 | 8.2599 | 0.20024 | 0.26823 | [5 empty] | PAR | C | OLD | 3.7281 |  | RHNHPELC | 1 | 0.16667 | HOUPARRHNHPELCN03_OLDC_FHPELCE02 | 1 | HOUPARRHNHPELCN03_OLDC | HOUPARRHNHPELCE02_OLDC | HPELCE02 | HPELCN03 | PAR_OLDC | HPELCE02_HPELCN03 | 6 | 0 | 1 | New
HOUPARRHNHPELCN03_OLDC_FHPELCE02_D17 | Residential heating technology - Heat pump, Air-to-water - single-family house - existing building - distributed level 0.17 | HOUELC, HOUAMB | HOUPARRHN_OLDC_DMD | MKr20 | 2040 | 7.6444 | 0.1948 | 0.25705 | [5 empty] | PAR | C | OLD | 3.8902 |  | RHNHPELC | 1 | 0.16667 | HOUPARRHNHPELCN03_OLDC_FHPELCE02 | 1 | HOUPARRHNHPELCN03_OLDC | HOUPARRHNHPELCE02_OLDC | HPELCE02 | HPELCN03 | PAR_OLDC | HPELCE02_HPELCN03 | 6 | 0 | 1 | New
HOUPARRHNHPELCN03_OLDC_FHPELCE02_D17 | Residential heating technology - Heat pump, Air-to-water - single-family house - existing building - distributed level 0.17 | HOUELC, HOUAMB | HOUPARRHN_OLDC_DMD | MKr20 | 2050 | 7.029 | 0.18937 | 0.25011 | [5 empty] | PAR | C | OLD | 3.9983 |  | RHNHPELC | 1 | 0.16667 | HOUPARRHNHPELCN03_OLDC_FHPELCE02 | 1 | HOUPARRHNHPELCN03_OLDC | HOUPARRHNHPELCE02_OLDC | HPELCE02 | HPELCN03 | PAR_OLDC | HPELCE02_HPELCN03 | 6 | 0 | 1 | New
HOUPARRHNHPELCN02_OLDC_FHPELCE02_D17 | Residential heating technology - Heat pump, Air-to-air - single-family house - existing building - distributed level 0.17 | HOUELC, HOUAMB | HOUPARRHN_OLDC_DMD | MKr20 | 2020 | 1.4691 | 0.14453 | 0.1908 | [5 empty] | PAR | C | OLD | 5.241 |  | RHNHPELC | 1 | 0.16667 | HOUPARRHNHPELCN02_OLDC_FHPELCE02 | 1 | HOUPARRHNHPELCN02_OLDC | HOUPARRHNHPELCE02_OLDC | HPELCE02 | HPELCN02 | PAR_OLDC | HPELCE02_HPELCN02 | 2 | 0 | 0.9 | Same
HOUPARRHNHPELCN02_OLDC_FHPELCE02_D17 | Residential heating technology - Heat pump, Air-to-air - single-family house - existing building - distributed level 0.17 | HOUELC, HOUAMB | HOUPARRHN_OLDC_DMD | MKr20 | 2025 | 1.4332 | 0.098193 | 0.18145 | [5 empty] | PAR | C | OLD | 5.5112 |  | RHNHPELC | 1 | 0.16667 | HOUPARRHNHPELCN02_OLDC_FHPELCE02 | 1 | HOUPARRHNHPELCN02_OLDC | HOUPARRHNHPELCE02_OLDC | HPELCE02 | HPELCN02 | PAR_OLDC | HPELCE02_HPELCN02 | 2 | 0 | 0.9 | Same
HOUPARRHNHPELCN02_OLDC_FHPELCE02_D17 | Residential heating technology - Heat pump, Air-to-air - single-family house - existing building - distributed level 0.17 | HOUELC, HOUAMB | HOUPARRHN_OLDC_DMD | MKr20 | 2030 | 1.3973 | 0.096379 | 0.1746 | [5 empty] | PAR | C | OLD | 5.7273 |  | RHNHPELC | 1 | 0.16667 | HOUPARRHNHPELCN02_OLDC_FHPELCE02 | 1 | HOUPARRHNHPELCN02_OLDC | HOUPARRHNHPELCE02_OLDC | HPELCE02 | HPELCN02 | PAR_OLDC | HPELCE02_HPELCN02 | 2 | 0 | 0.9 | Same
HOUPARRHNHPELCN02_OLDC_FHPELCE02_D17 | Residential heating technology - Heat pump, Air-to-air - single-family house - existing building - distributed level 0.17 | HOUELC, HOUAMB | HOUPARRHN_OLDC_DMD | MKr20 | 2040 | 1.3307 | 0.093013 | 0.16825 | [5 empty] | PAR | C | OLD | 5.9434 |  | RHNHPELC | 1 | 0.16667 | HOUPARRHNHPELCN02_OLDC_FHPELCE02 | 1 | HOUPARRHNHPELCN02_OLDC | HOUPARRHNHPELCE02_OLDC | HPELCE02 | HPELCN02 | PAR_OLDC | HPELCE02_HPELCN02 | 2 | 0 | 0.9 | Same
HOUPARRHNHPELCN02_OLDC_FHPELCE02_D17 | Residential heating technology - Heat pump, Air-to-air - single-family house - existing building - distributed level 0.17 | HOUELC, HOUAMB | HOUPARRHN_OLDC_DMD | MKr20 | 2050 | 1.264 | 0.089647 | 0.16525 | [5 empty] | PAR | C | OLD | 6.0515 |  | RHNHPELC | 1 | 0.16667 | HOUPARRHNHPELCN02_OLDC_FHPELCE02 | 1 | HOUPARRHNHPELCN02_OLDC | HOUPARRHNHPELCE02_OLDC | HPELCE02 | HPELCN02 | PAR_OLDC | HPELCE02_HPELCN02 | 2 | 0 | 0.9 | Same
HOUPARRHNDIELCN06_OLDC_FHPELCE02_D17 | Residential heating technology - Electric heating - electric panel from Bauhaus - single-family house - new building - distributed level 0.17 | HOUELC | HOUPARRHN_OLDC_DMD | MKr20 | 2020 | 0.50745 | 0 | [6 empty] | PAR | C | OLD |  |  | RHNDIELC | 1 | 0.16667 | HOUPARRHNDIELCN06_OLDC_FHPELCE02 | 1 | HOUPARRHNDIELCN06_OLDC | HOUPARRHNHPELCE02_OLDC | HPELCE02 | DIELCN06 | PAR_OLDC | HPELCE02_DIELCN06 | 5 | 0 | 1.1 | Unlikely
HOUPARRHNDIELCN06_OLDC_FHPELCE02_D17 | Residential heating technology - Electric heating - electric panel from Bauhaus - single-family house - new building - distributed level 0.17 | HOUELC | HOUPARRHN_OLDC_DMD | MKr20 | 2025 | 0.50745 | 0 | [6 empty] | PAR | C | OLD |  |  | RHNDIELC | 1 | 0.16667 | HOUPARRHNDIELCN06_OLDC_FHPELCE02 | 1 | HOUPARRHNDIELCN06_OLDC | HOUPARRHNHPELCE02_OLDC | HPELCE02 | DIELCN06 | PAR_OLDC | HPELCE02_DIELCN06 | 5 | 0 | 1.1 | Unlikely
HOUPARRHNDIELCN06_OLDC_FHPELCE02_D17 | Residential heating technology - Electric heating - electric panel from Bauhaus - single-family house - new building - distributed level 0.17 | HOUELC | HOUPARRHN_OLDC_DMD | MKr20 | 2030 | 0.50745 | 0 | [6 empty] | PAR | C | OLD |  |  | RHNDIELC | 1 | 0.16667 | HOUPARRHNDIELCN06_OLDC_FHPELCE02 | 1 | HOUPARRHNDIELCN06_OLDC | HOUPARRHNHPELCE02_OLDC | HPELCE02 | DIELCN06 | PAR_OLDC | HPELCE02_DIELCN06 | 5 | 0 | 1.1 | Unlikely
HOUPARRHNDIELCN06_OLDC_FHPELCE02_D17 | Residential heating technology - Electric heating - electric panel from Bauhaus - single-family house - new building - distributed level 0.17 | HOUELC | HOUPARRHN_OLDC_DMD | MKr20 | 2040 | 0.50745 | 0 | [6 empty] | PAR | C | OLD |  |  | RHNDIELC | 1 | 0.16667 | HOUPARRHNDIELCN06_OLDC_FHPELCE02 | 1 | HOUPARRHNDIELCN06_OLDC | HOUPARRHNHPELCE02_OLDC | HPELCE02 | DIELCN06 | PAR_OLDC | HPELCE02_DIELCN06 | 5 | 0 | 1.1 | Unlikely
HOUPARRHNDIELCN06_OLDC_FHPELCE02_D17 | Residential heating technology - Electric heating - electric panel from Bauhaus - single-family house - new building - distributed level 0.17 | HOUELC | HOUPARRHN_OLDC_DMD | MKr20 | 2050 | 0.50745 | 0 | [6 empty] | PAR | C | OLD |  |  | RHNDIELC | 1 | 0.16667 | HOUPARRHNDIELCN06_OLDC_FHPELCE02 | 1 | HOUPARRHNDIELCN06_OLDC | HOUPARRHNHPELCE02_OLDC | HPELCE02 | DIELCN06 | PAR_OLDC | HPELCE02_DIELCN06 | 5 | 0 | 1.1 | Unlikely
HOUPARRHNDIELCN01_OLDC_FHPELCE02_D17 | Residential heating technology - Electric heating - single-family house - new building - distributed level 0.17 | HOUELC | HOUPARRHN_OLDC_DMD | MKr20 | 2020 | 6.1657 | 0.04999 | [6 empty] | PAR | C | OLD |  |  | RHNDIELC | 1 | 0.16667 | HOUPARRHNDIELCN01_OLDC_FHPELCE02 | 1 | HOUPARRHNDIELCN01_OLDC | HOUPARRHNHPELCE02_OLDC | HPELCE02 | DIELCN01 | PAR_OLDC | HPELCE02_DIELCN01 | 5 | 0 | 1.1 | Unlikely
HOUPARRHNDIELCN01_OLDC_FHPELCE02_D17 | Residential heating technology - Electric heating - single-family house - new building - distributed level 0.17 | HOUELC | HOUPARRHN_OLDC_DMD | MKr20 | 2025 | 6.0131 | 0.04999 | [6 empty] | PAR | C | OLD |  |  | RHNDIELC | 1 | 0.16667 | HOUPARRHNDIELCN01_OLDC_FHPELCE02 | 1 | HOUPARRHNDIELCN01_OLDC | HOUPARRHNHPELCE02_OLDC | HPELCE02 | DIELCN01 | PAR_OLDC | HPELCE02_DIELCN01 | 5 | 0 | 1.1 | Unlikely
HOUPARRHNDIELCN01_OLDC_FHPELCE02_D17 | Residential heating technology - Electric heating - single-family house - new building - distributed level 0.17 | HOUELC | HOUPARRHN_OLDC_DMD | MKr20 | 2030 | 5.8642 | 0.047907 | [6 empty] | PAR | C | OLD |  |  | RHNDIELC | 1 | 0.16667 | HOUPARRHNDIELCN01_OLDC_FHPELCE02 | 1 | HOUPARRHNDIELCN01_OLDC | HOUPARRHNHPELCE02_OLDC | HPELCE02 | DIELCN01 | PAR_OLDC | HPELCE02_DIELCN01 | 5 | 0 | 1.1 | Unlikely
HOUPARRHNDIELCN01_OLDC_FHPELCE02_D17 | Residential heating technology - Electric heating - single-family house - new building - distributed level 0.17 | HOUELC | HOUPARRHN_OLDC_DMD | MKr20 | 2040 | 5.5775 | 0.045824 | [6 empty] | PAR | C | OLD |  |  | RHNDIELC | 1 | 0.16667 | HOUPARRHNDIELCN01_OLDC_FHPELCE02 | 1 | HOUPARRHNDIELCN01_OLDC | HOUPARRHNHPELCE02_OLDC | HPELCE02 | DIELCN01 | PAR_OLDC | HPELCE02_DIELCN01 | 5 | 0 | 1.1 | Unlikely
HOUPARRHNDIELCN01_OLDC_FHPELCE02_D17 | Residential heating technology - Electric heating - single-family house - new building - distributed level 0.17 | HOUELC | HOUPARRHN_OLDC_DMD | MKr20 | 2050 | 5.3049 | 0.043741 | [6 empty] | PAR | C | OLD |  |  | RHNDIELC | 1 | 0.16667 | HOUPARRHNDIELCN01_OLDC_FHPELCE02 | 1 | HOUPARRHNDIELCN01_OLDC | HOUPARRHNHPELCE02_OLDC | HPELCE02 | DIELCN01 | PAR_OLDC | HPELCE02_DIELCN01 | 5 | 0 | 1.1 | Unlikely
HOUPARRHNBHWPEN01_OLDC_FHPELCE02_D17 | Residential heating technology - Biomass boiler, automatic stoking , wood pellets or wood chips - single-family house - existing building - distributed level 0.17 | HOUWPE | HOUPARRHN_OLDC_DMD | MKr20 | 2020 | 4.3468 | 0.35069 |  | 25 | 14 | 70 | 2 | 4 | PAR | C | OLD |  |  | RHNBHWPE | 1 | 0.16667 | HOUPARRHNBHWPEN01_OLDC_FHPELCE02 | 1 | HOUPARRHNBHWPEN01_OLDC | HOUPARRHNHPELCE02_OLDC | HPELCE02 | BHWPEN01 | PAR_OLDC | HPELCE02_BHWPEN01 | 5 | 0 | 1.1 | Unlikely
HOUPARRHNBHWPEN01_OLDC_FHPELCE02_D17 | Residential heating technology - Biomass boiler, automatic stoking , wood pellets or wood chips - single-family house - existing building - distributed level 0.17 | HOUWPE | HOUPARRHN_OLDC_DMD | MKr20 | 2025 | 4.2392 | 0.34462 |  | 25 | 14 | 60 | 2 | 4 | PAR | C | OLD |  |  | RHNBHWPE | 1 | 0.16667 | HOUPARRHNBHWPEN01_OLDC_FHPELCE02 | 1 | HOUPARRHNBHWPEN01_OLDC | HOUPARRHNHPELCE02_OLDC | HPELCE02 | BHWPEN01 | PAR_OLDC | HPELCE02_BHWPEN01 | 5 | 0 | 1.1 | Unlikely
HOUPARRHNBHWPEN01_OLDC_FHPELCE02_D17 | Residential heating technology - Biomass boiler, automatic stoking , wood pellets or wood chips - single-family house - existing building - distributed level 0.17 | HOUWPE | HOUPARRHN_OLDC_DMD | MKr20 | 2030 | 4.1343 | 0.34003 |  | 25 | 11 | 50 | 1 | 4 | PAR | C | OLD |  |  | RHNBHWPE | 1 | 0.16667 | HOUPARRHNBHWPEN01_OLDC_FHPELCE02 | 1 | HOUPARRHNBHWPEN01_OLDC | HOUPARRHNHPELCE02_OLDC | HPELCE02 | BHWPEN01 | PAR_OLDC | HPELCE02_BHWPEN01 | 5 | 0 | 1.1 | Unlikely
HOUPARRHNBHWPEN01_OLDC_FHPELCE02_D17 | Residential heating technology - Biomass boiler, automatic stoking , wood pellets or wood chips - single-family house - existing building - distributed level 0.17 | HOUWPE | HOUPARRHN_OLDC_DMD | MKr20 | 2040 | 3.9322 | 0.32498 |  | 25 | 9 | 45 | 1 | 4 | PAR | C | OLD |  |  | RHNBHWPE | 1 | 0.16667 | HOUPARRHNBHWPEN01_OLDC_FHPELCE02 | 1 | HOUPARRHNBHWPEN01_OLDC | HOUPARRHNHPELCE02_OLDC | HPELCE02 | BHWPEN01 | PAR_OLDC | HPELCE02_BHWPEN01 | 5 | 0 | 1.1 | Unlikely
HOUPARRHNBHWPEN01_OLDC_FHPELCE02_D17 | Residential heating technology - Biomass boiler, automatic stoking , wood pellets or wood chips - single-family house - existing building - distributed level 0.17 | HOUWPE | HOUPARRHN_OLDC_DMD | MKr20 | 2050 | 4.6749 | 0.38824 |  | 25 | 9 | 40 | 0 | 4 | PAR | C | OLD |  |  | RHNBHWPE | 1 | 0.16667 | HOUPARRHNBHWPEN01_OLDC_FHPELCE02 | 1 | HOUPARRHNBHWPEN01_OLDC | HOUPARRHNHPELCE02_OLDC | HPELCE02 | BHWPEN01 | PAR_OLDC | HPELCE02_BHWPEN01 | 5 | 0 | 1.1 | Unlikely
HOUPARRHNBHDHCN03_OLDC_FHPELCE02_D17 | Residential heating technology - Direct district heating substation - plus connection pipe - single-family house - existing building - distributed level 0.17 | HOUDHC | HOUPARRHN_OLDC_DMD | MKr20 | 2020 | 2.3921 | 0.025391 | [6 empty] | PAR | C | OLD |  |  | RHNBHDHC | 1 | 0.16667 | HOUPARRHNBHDHCN03_OLDC_FHPELCE02 | 1 | HOUPARRHNBHDHCN03_OLDC | HOUPARRHNHPELCE02_OLDC | HPELCE02 | BHDHCN03 | PAR_OLDC | HPELCE02_BHDHCN03 | 5 | 0 | 1.1 | Unlikely
HOUPARRHNBHDHCN03_OLDC_FHPELCE02_D17 | Residential heating technology - Direct district heating substation - plus connection pipe - single-family house - existing building - distributed level 0.17 | HOUDHC | HOUPARRHN_OLDC_DMD | MKr20 | 2025 | 2.3644 | 0.025203 | [6 empty] | PAR | C | OLD |  |  | RHNBHDHC | 1 | 0.16667 | HOUPARRHNBHDHCN03_OLDC_FHPELCE02 | 1 | HOUPARRHNBHDHCN03_OLDC | HOUPARRHNHPELCE02_OLDC | HPELCE02 | BHDHCN03 | PAR_OLDC | HPELCE02_BHDHCN03 | 5 | 0 | 1.1 | Unlikely
HOUPARRHNBHDHCN03_OLDC_FHPELCE02_D17 | Residential heating technology - Direct district heating substation - plus connection pipe - single-family house - existing building - distributed level 0.17 | HOUDHC | HOUPARRHN_OLDC_DMD | MKr20 | 2030 | 2.3412 | 0.024753 | [6 empty] | PAR | C | OLD |  |  | RHNBHDHC | 1 | 0.16667 | HOUPARRHNBHDHCN03_OLDC_FHPELCE02 | 1 | HOUPARRHNBHDHCN03_OLDC | HOUPARRHNHPELCE02_OLDC | HPELCE02 | BHDHCN03 | PAR_OLDC | HPELCE02_BHDHCN03 | 5 | 0 | 1.1 | Unlikely
HOUPARRHNBHDHCN03_OLDC_FHPELCE02_D17 | Residential heating technology - Direct district heating substation - plus connection pipe - single-family house - existing building - distributed level 0.17 | HOUDHC | HOUPARRHN_OLDC_DMD | MKr20 | 2040 | 2.2996 | 0.023687 | [6 empty] | PAR | C | OLD |  |  | RHNBHDHC | 1 | 0.16667 | HOUPARRHNBHDHCN03_OLDC_FHPELCE02 | 1 | HOUPARRHNBHDHCN03_OLDC | HOUPARRHNHPELCE02_OLDC | HPELCE02 | BHDHCN03 | PAR_OLDC | HPELCE02_BHDHCN03 | 5 | 0 | 1.1 | Unlikely
HOUPARRHNBHDHCN03_OLDC_FHPELCE02_D17 | Residential heating technology - Direct district heating substation - plus connection pipe - single-family house - existing building - distributed level 0.17 | HOUDHC | HOUPARRHN_OLDC_DMD | MKr20 | 2050 | 2.2533 | 0.022136 | [6 empty] | PAR | C | OLD |  |  | RHNBHDHC | 1 | 0.16667 | HOUPARRHNBHDHCN03_OLDC_FHPELCE02 | 1 | HOUPARRHNBHDHCN03_OLDC | HOUPARRHNHPELCE02_OLDC | HPELCE02 | BHDHCN03 | PAR_OLDC | HPELCE02_BHDHCN03 | 5 | 0 | 1.1 | Unlikely
HOUPARRHNHPELCN07_OLDD_FHPELCE02_D17 | Residential heating technology - Heat pump, Air-to-water, low-price product - single-family house - existing building - distributed level 0.17 | HOUELC, HOUAMB | HOUPARRHN_OLDD_DMD | MKr20 | 2020 | 8.4408 | 0.32113 | 0.30847 | [5 empty] | PAR | D | OLD | 3.2419 |  | RHNHPELC | 1 | 0.16667 | HOUPARRHNHPELCN07_OLDD_FHPELCE02 | 1 | HOUPARRHNHPELCN07_OLDD | HOUPARRHNHPELCE02_OLDD | HPELCE02 | HPELCN07 | PAR_OLDD | HPELCE02_HPELCN07 | 5 | 0 | 1.1 | Unlikely
HOUPARRHNHPELCN07_OLDD_FHPELCE02_D17 | Residential heating technology - Heat pump, Air-to-water, low-price product - single-family house - existing building - distributed level 0.17 | HOUELC, HOUAMB | HOUPARRHN_OLDD_DMD | MKr20 | 2025 | 7.7218 | 0.2463 | 0.29378 | [5 empty] | PAR | D | OLD | 3.4039 |  | RHNHPELC | 1 | 0.16667 | HOUPARRHNHPELCN07_OLDD_FHPELCE02 | 1 | HOUPARRHNHPELCN07_OLDD | HOUPARRHNHPELCE02_OLDD | HPELCE02 | HPELCN07 | PAR_OLDD | HPELCE02_HPELCN07 | 5 | 0 | 1.1 | Unlikely
HOUPARRHNHPELCN07_OLDD_FHPELCE02_D17 | Residential heating technology - Heat pump, Air-to-water, low-price product - single-family house - existing building - distributed level 0.17 | HOUELC, HOUAMB | HOUPARRHN_OLDD_DMD | MKr20 | 2030 | 7.0028 | 0.24337 | 0.28042 | [5 empty] | PAR | D | OLD | 3.566 |  | RHNHPELC | 1 | 0.16667 | HOUPARRHNHPELCN07_OLDD_FHPELCE02 | 1 | HOUPARRHNHPELCN07_OLDD | HOUPARRHNHPELCE02_OLDD | HPELCE02 | HPELCN07 | PAR_OLDD | HPELCE02_HPELCN07 | 5 | 0 | 1.1 | Unlikely
HOUPARRHNHPELCN07_OLDD_FHPELCE02_D17 | Residential heating technology - Heat pump, Air-to-water, low-price product - single-family house - existing building - distributed level 0.17 | HOUELC, HOUAMB | HOUPARRHN_OLDD_DMD | MKr20 | 2040 | 6.43 | 0.23794 | 0.26823 | [5 empty] | PAR | D | OLD | 3.7281 |  | RHNHPELC | 1 | 0.16667 | HOUPARRHNHPELCN07_OLDD_FHPELCE02 | 1 | HOUPARRHNHPELCN07_OLDD | HOUPARRHNHPELCE02_OLDD | HPELCE02 | HPELCN07 | PAR_OLDD | HPELCE02_HPELCN07 | 5 | 0 | 1.1 | Unlikely
HOUPARRHNHPELCN07_OLDD_FHPELCE02_D17 | Residential heating technology - Heat pump, Air-to-water, low-price product - single-family house - existing building - distributed level 0.17 | HOUELC, HOUAMB | HOUPARRHN_OLDD_DMD | MKr20 | 2050 | 5.8571 | 0.2325 | 0.26067 | [5 empty] | PAR | D | OLD | 3.8362 |  | RHNHPELC | 1 | 0.16667 | HOUPARRHNHPELCN07_OLDD_FHPELCE02 | 1 | HOUPARRHNHPELCN07_OLDD | HOUPARRHNHPELCE02_OLDD | HPELCE02 | HPELCN07 | PAR_OLDD | HPELCE02_HPELCN07 | 5 | 0 | 1.1 | Unlikely
HOUPARRHNHPELCN05_OLDD_FHPELCE02_D17 | Residential heating technology - Heat pump, Air-to-water - leasing - single-family house - existing building - distributed level 0.17 | HOUELC, HOUAMB | HOUPARRHN_OLDD_DMD | MKr20 | 2020 | 5.3777 | 0.88909 | 0.29378 | [5 empty] | PAR | D | OLD | 3.4039 |  | RHNHPELC | 1 | 0.16667 | HOUPARRHNHPELCN05_OLDD_FHPELCE02 | 1 | HOUPARRHNHPELCN05_OLDD | HOUPARRHNHPELCE02_OLDD | HPELCE02 | HPELCN05 | PAR_OLDD | HPELCE02_HPELCN05 | 5 | 0 | 1.1 | Unlikely
HOUPARRHNHPELCN05_OLDD_FHPELCE02_D17 | Residential heating technology - Heat pump, Air-to-water - leasing - single-family house - existing building - distributed level 0.17 | HOUELC, HOUAMB | HOUPARRHN_OLDD_DMD | MKr20 | 2025 | 4.9603 | 0.76684 | 0.28042 | [5 empty] | PAR | D | OLD | 3.566 |  | RHNHPELC | 1 | 0.16667 | HOUPARRHNHPELCN05_OLDD_FHPELCE02 | 1 | HOUPARRHNHPELCN05_OLDD | HOUPARRHNHPELCE02_OLDD | HPELCE02 | HPELCN05 | PAR_OLDD | HPELCE02_HPELCN05 | 5 | 0 | 1.1 | Unlikely
HOUPARRHNHPELCN05_OLDD_FHPELCE02_D17 | Residential heating technology - Heat pump, Air-to-water - leasing - single-family house - existing building - distributed level 0.17 | HOUELC, HOUAMB | HOUPARRHN_OLDD_DMD | MKr20 | 2030 | 4.5429 | 0.71648 | 0.26823 | [5 empty] | PAR | D | OLD | 3.7281 |  | RHNHPELC | 1 | 0.16667 | HOUPARRHNHPELCN05_OLDD_FHPELCE02 | 1 | HOUPARRHNHPELCN05_OLDD | HOUPARRHNHPELCE02_OLDD | HPELCE02 | HPELCN05 | PAR_OLDD | HPELCE02_HPELCN05 | 5 | 0 | 1.1 | Unlikely
HOUPARRHNHPELCN05_OLDD_FHPELCE02_D17 | Residential heating technology - Heat pump, Air-to-water - leasing - single-family house - existing building - distributed level 0.17 | HOUELC, HOUAMB | HOUPARRHN_OLDD_DMD | MKr20 | 2040 | 4.2044 | 0.67258 | 0.25705 | [5 empty] | PAR | D | OLD | 3.8902 |  | RHNHPELC | 1 | 0.16667 | HOUPARRHNHPELCN05_OLDD_FHPELCE02 | 1 | HOUPARRHNHPELCN05_OLDD | HOUPARRHNHPELCE02_OLDD | HPELCE02 | HPELCN05 | PAR_OLDD | HPELCE02_HPELCN05 | 5 | 0 | 1.1 | Unlikely
HOUPARRHNHPELCN05_OLDD_FHPELCE02_D17 | Residential heating technology - Heat pump, Air-to-water - leasing - single-family house - existing building - distributed level 0.17 | HOUELC, HOUAMB | HOUPARRHN_OLDD_DMD | MKr20 | 2050 | 3.8659 | 0.62868 | 0.25011 | [5 empty] | PAR | D | OLD | 3.9983 |  | RHNHPELC | 1 | 0.16667 | HOUPARRHNHPELCN05_OLDD_FHPELCE02 | 1 | HOUPARRHNHPELCN05_OLDD | HOUPARRHNHPELCE02_OLDD | HPELCE02 | HPELCN05 | PAR_OLDD | HPELCE02_HPELCN05 | 5 | 0 | 1.1 | Unlikely
HOUPARRHNHPELCN04_OLDD_FHPELCE02_D17 | Residential heating technology - Heat pump, Ground source - single-family house - existing building - distributed level 0.17 | HOUELC, HOUAMB | HOUPARRHN_OLDD_DMD | MKr20 | 2020 | 12.9489 | 0.25642 | 0.26823 | [5 empty] | PAR | D | OLD | 3.7281 |  | RHNHPELC | 1 | 0.16667 | HOUPARRHNHPELCN04_OLDD_FHPELCE02 | 1 | HOUPARRHNHPELCN04_OLDD | HOUPARRHNHPELCE02_OLDD | HPELCE02 | HPELCN04 | PAR_OLDD | HPELCE02_HPELCN04 | 6 | 0 | 1 | New
HOUPARRHNHPELCN04_OLDD_FHPELCE02_D17 | Residential heating technology - Heat pump, Ground source - single-family house - existing building - distributed level 0.17 | HOUELC, HOUAMB | HOUPARRHN_OLDD_DMD | MKr20 | 2025 | 12.3015 | 0.1816 | 0.26067 | [5 empty] | PAR | D | OLD | 3.8362 |  | RHNHPELC | 1 | 0.16667 | HOUPARRHNHPELCN04_OLDD_FHPELCE02 | 1 | HOUPARRHNHPELCN04_OLDD | HOUPARRHNHPELCE02_OLDD | HPELCE02 | HPELCN04 | PAR_OLDD | HPELCE02_HPELCN04 | 6 | 0 | 1 | New
HOUPARRHNHPELCN04_OLDD_FHPELCE02_D17 | Residential heating technology - Heat pump, Ground source - single-family house - existing building - distributed level 0.17 | HOUELC, HOUAMB | HOUPARRHN_OLDD_DMD | MKr20 | 2030 | 11.654 | 0.17867 | 0.25353 | [5 empty] | PAR | D | OLD | 3.9443 |  | RHNHPELC | 1 | 0.16667 | HOUPARRHNHPELCN04_OLDD_FHPELCE02 | 1 | HOUPARRHNHPELCN04_OLDD | HOUPARRHNHPELCE02_OLDD | HPELCE02 | HPELCN04 | PAR_OLDD | HPELCE02_HPELCN04 | 6 | 0 | 1 | New
HOUPARRHNHPELCN04_OLDD_FHPELCE02_D17 | Residential heating technology - Heat pump, Ground source - single-family house - existing building - distributed level 0.17 | HOUELC, HOUAMB | HOUPARRHN_OLDD_DMD | MKr20 | 2040 | 11.0713 | 0.17323 | 0.24353 | [5 empty] | PAR | D | OLD | 4.1064 |  | RHNHPELC | 1 | 0.16667 | HOUPARRHNHPELCN04_OLDD_FHPELCE02 | 1 | HOUPARRHNHPELCN04_OLDD | HOUPARRHNHPELCE02_OLDD | HPELCE02 | HPELCN04 | PAR_OLDD | HPELCE02_HPELCN04 | 6 | 0 | 1 | New
HOUPARRHNHPELCN04_OLDD_FHPELCE02_D17 | Residential heating technology - Heat pump, Ground source - single-family house - existing building - distributed level 0.17 | HOUELC, HOUAMB | HOUPARRHN_OLDD_DMD | MKr20 | 2050 | 10.4886 | 0.1678 | 0.24036 | [5 empty] | PAR | D | OLD | 4.1604 |  | RHNHPELC | 1 | 0.16667 | HOUPARRHNHPELCN04_OLDD_FHPELCE02 | 1 | HOUPARRHNHPELCN04_OLDD | HOUPARRHNHPELCE02_OLDD | HPELCE02 | HPELCN04 | PAR_OLDD | HPELCE02_HPELCN04 | 6 | 0 | 1 | New
HOUPARRHNHPELCN03_OLDD_FHPELCE02_D17 | Residential heating technology - Heat pump, Air-to-water - single-family house - existing building - distributed level 0.17 | HOUELC, HOUAMB | HOUPARRHN_OLDD_DMD | MKr20 | 2020 | 9.7776 | 0.27799 | 0.29378 | [5 empty] | PAR | D | OLD | 3.4039 |  | RHNHPELC | 1 | 0.16667 | HOUPARRHNHPELCN03_OLDD_FHPELCE02 | 1 | HOUPARRHNHPELCN03_OLDD | HOUPARRHNHPELCE02_OLDD | HPELCE02 | HPELCN03 | PAR_OLDD | HPELCE02_HPELCN03 | 6 | 0 | 1 | New
HOUPARRHNHPELCN03_OLDD_FHPELCE02_D17 | Residential heating technology - Heat pump, Air-to-water - single-family house - existing building - distributed level 0.17 | HOUELC, HOUAMB | HOUPARRHN_OLDD_DMD | MKr20 | 2025 | 9.0187 | 0.20317 | 0.28042 | [5 empty] | PAR | D | OLD | 3.566 |  | RHNHPELC | 1 | 0.16667 | HOUPARRHNHPELCN03_OLDD_FHPELCE02 | 1 | HOUPARRHNHPELCN03_OLDD | HOUPARRHNHPELCE02_OLDD | HPELCE02 | HPELCN03 | PAR_OLDD | HPELCE02_HPELCN03 | 6 | 0 | 1 | New
HOUPARRHNHPELCN03_OLDD_FHPELCE02_D17 | Residential heating technology - Heat pump, Air-to-water - single-family house - existing building - distributed level 0.17 | HOUELC, HOUAMB | HOUPARRHN_OLDD_DMD | MKr20 | 2030 | 8.2599 | 0.20024 | 0.26823 | [5 empty] | PAR | D | OLD | 3.7281 |  | RHNHPELC | 1 | 0.16667 | HOUPARRHNHPELCN03_OLDD_FHPELCE02 | 1 | HOUPARRHNHPELCN03_OLDD | HOUPARRHNHPELCE02_OLDD | HPELCE02 | HPELCN03 | PAR_OLDD | HPELCE02_HPELCN03 | 6 | 0 | 1 | New
HOUPARRHNHPELCN03_OLDD_FHPELCE02_D17 | Residential heating technology - Heat pump, Air-to-water - single-family house - existing building - distributed level 0.17 | HOUELC, HOUAMB | HOUPARRHN_OLDD_DMD | MKr20 | 2040 | 7.6444 | 0.1948 | 0.25705 | [5 empty] | PAR | D | OLD | 3.8902 |  | RHNHPELC | 1 | 0.16667 | HOUPARRHNHPELCN03_OLDD_FHPELCE02 | 1 | HOUPARRHNHPELCN03_OLDD | HOUPARRHNHPELCE02_OLDD | HPELCE02 | HPELCN03 | PAR_OLDD | HPELCE02_HPELCN03 | 6 | 0 | 1 | New
HOUPARRHNHPELCN03_OLDD_FHPELCE02_D17 | Residential heating technology - Heat pump, Air-to-water - single-family house - existing building - distributed level 0.17 | HOUELC, HOUAMB | HOUPARRHN_OLDD_DMD | MKr20 | 2050 | 7.029 | 0.18937 | 0.25011 | [5 empty] | PAR | D | OLD | 3.9983 |  | RHNHPELC | 1 | 0.16667 | HOUPARRHNHPELCN03_OLDD_FHPELCE02 | 1 | HOUPARRHNHPELCN03_OLDD | HOUPARRHNHPELCE02_OLDD | HPELCE02 | HPELCN03 | PAR_OLDD | HPELCE02_HPELCN03 | 6 | 0 | 1 | New
HOUPARRHNHPELCN02_OLDD_FHPELCE02_D17 | Residential heating technology - Heat pump, Air-to-air - single-family house - existing building - distributed level 0.17 | HOUELC, HOUAMB | HOUPARRHN_OLDD_DMD | MKr20 | 2020 | 1.4691 | 0.14453 | 0.1908 | [5 empty] | PAR | D | OLD | 5.241 |  | RHNHPELC | 1 | 0.16667 | HOUPARRHNHPELCN02_OLDD_FHPELCE02 | 1 | HOUPARRHNHPELCN02_OLDD | HOUPARRHNHPELCE02_OLDD | HPELCE02 | HPELCN02 | PAR_OLDD | HPELCE02_HPELCN02 | 2 | 0 | 0.9 | Same
HOUPARRHNHPELCN02_OLDD_FHPELCE02_D17 | Residential heating technology - Heat pump, Air-to-air - single-family house - existing building - distributed level 0.17 | HOUELC, HOUAMB | HOUPARRHN_OLDD_DMD | MKr20 | 2025 | 1.4332 | 0.098193 | 0.18145 | [5 empty] | PAR | D | OLD | 5.5112 |  | RHNHPELC | 1 | 0.16667 | HOUPARRHNHPELCN02_OLDD_FHPELCE02 | 1 | HOUPARRHNHPELCN02_OLDD | HOUPARRHNHPELCE02_OLDD | HPELCE02 | HPELCN02 | PAR_OLDD | HPELCE02_HPELCN02 | 2 | 0 | 0.9 | Same
HOUPARRHNHPELCN02_OLDD_FHPELCE02_D17 | Residential heating technology - Heat pump, Air-to-air - single-family house - existing building - distributed level 0.17 | HOUELC, HOUAMB | HOUPARRHN_OLDD_DMD | MKr20 | 2030 | 1.3973 | 0.096379 | 0.1746 | [5 empty] | PAR | D | OLD | 5.7273 |  | RHNHPELC | 1 | 0.16667 | HOUPARRHNHPELCN02_OLDD_FHPELCE02 | 1 | HOUPARRHNHPELCN02_OLDD | HOUPARRHNHPELCE02_OLDD | HPELCE02 | HPELCN02 | PAR_OLDD | HPELCE02_HPELCN02 | 2 | 0 | 0.9 | Same
HOUPARRHNHPELCN02_OLDD_FHPELCE02_D17 | Residential heating technology - Heat pump, Air-to-air - single-family house - existing building - distributed level 0.17 | HOUELC, HOUAMB | HOUPARRHN_OLDD_DMD | MKr20 | 2040 | 1.3307 | 0.093013 | 0.16825 | [5 empty] | PAR | D | OLD | 5.9434 |  | RHNHPELC | 1 | 0.16667 | HOUPARRHNHPELCN02_OLDD_FHPELCE02 | 1 | HOUPARRHNHPELCN02_OLDD | HOUPARRHNHPELCE02_OLDD | HPELCE02 | HPELCN02 | PAR_OLDD | HPELCE02_HPELCN02 | 2 | 0 | 0.9 | Same
HOUPARRHNHPELCN02_OLDD_FHPELCE02_D17 | Residential heating technology - Heat pump, Air-to-air - single-family house - existing building - distributed level 0.17 | HOUELC, HOUAMB | HOUPARRHN_OLDD_DMD | MKr20 | 2050 | 1.264 | 0.089647 | 0.16525 | [5 empty] | PAR | D | OLD | 6.0515 |  | RHNHPELC | 1 | 0.16667 | HOUPARRHNHPELCN02_OLDD_FHPELCE02 | 1 | HOUPARRHNHPELCN02_OLDD | HOUPARRHNHPELCE02_OLDD | HPELCE02 | HPELCN02 | PAR_OLDD | HPELCE02_HPELCN02 | 2 | 0 | 0.9 | Same
HOUPARRHNDIELCN06_OLDD_FHPELCE02_D17 | Residential heating technology - Electric heating - electric panel from Bauhaus - single-family house - new building - distributed level 0.17 | HOUELC | HOUPARRHN_OLDD_DMD | MKr20 | 2020 | 0.50745 | 0 | [6 empty] | PAR | D | OLD |  |  | RHNDIELC | 1 | 0.16667 | HOUPARRHNDIELCN06_OLDD_FHPELCE02 | 1 | HOUPARRHNDIELCN06_OLDD | HOUPARRHNHPELCE02_OLDD | HPELCE02 | DIELCN06 | PAR_OLDD | HPELCE02_DIELCN06 | 5 | 0 | 1.1 | Unlikely
HOUPARRHNDIELCN06_OLDD_FHPELCE02_D17 | Residential heating technology - Electric heating - electric panel from Bauhaus - single-family house - new building - distributed level 0.17 | HOUELC | HOUPARRHN_OLDD_DMD | MKr20 | 2025 | 0.50745 | 0 | [6 empty] | PAR | D | OLD |  |  | RHNDIELC | 1 | 0.16667 | HOUPARRHNDIELCN06_OLDD_FHPELCE02 | 1 | HOUPARRHNDIELCN06_OLDD | HOUPARRHNHPELCE02_OLDD | HPELCE02 | DIELCN06 | PAR_OLDD | HPELCE02_DIELCN06 | 5 | 0 | 1.1 | Unlikely
HOUPARRHNDIELCN06_OLDD_FHPELCE02_D17 | Residential heating technology - Electric heating - electric panel from Bauhaus - single-family house - new building - distributed level 0.17 | HOUELC | HOUPARRHN_OLDD_DMD | MKr20 | 2030 | 0.50745 | 0 | [6 empty] | PAR | D | OLD |  |  | RHNDIELC | 1 | 0.16667 | HOUPARRHNDIELCN06_OLDD_FHPELCE02 | 1 | HOUPARRHNDIELCN06_OLDD | HOUPARRHNHPELCE02_OLDD | HPELCE02 | DIELCN06 | PAR_OLDD | HPELCE02_DIELCN06 | 5 | 0 | 1.1 | Unlikely
HOUPARRHNDIELCN06_OLDD_FHPELCE02_D17 | Residential heating technology - Electric heating - electric panel from Bauhaus - single-family house - new building - distributed level 0.17 | HOUELC | HOUPARRHN_OLDD_DMD | MKr20 | 2040 | 0.50745 | 0 | [6 empty] | PAR | D | OLD |  |  | RHNDIELC | 1 | 0.16667 | HOUPARRHNDIELCN06_OLDD_FHPELCE02 | 1 | HOUPARRHNDIELCN06_OLDD | HOUPARRHNHPELCE02_OLDD | HPELCE02 | DIELCN06 | PAR_OLDD | HPELCE02_DIELCN06 | 5 | 0 | 1.1 | Unlikely
HOUPARRHNDIELCN06_OLDD_FHPELCE02_D17 | Residential heating technology - Electric heating - electric panel from Bauhaus - single-family house - new building - distributed level 0.17 | HOUELC | HOUPARRHN_OLDD_DMD | MKr20 | 2050 | 0.50745 | 0 | [6 empty] | PAR | D | OLD |  |  | RHNDIELC | 1 | 0.16667 | HOUPARRHNDIELCN06_OLDD_FHPELCE02 | 1 | HOUPARRHNDIELCN06_OLDD | HOUPARRHNHPELCE02_OLDD | HPELCE02 | DIELCN06 | PAR_OLDD | HPELCE02_DIELCN06 | 5 | 0 | 1.1 | Unlikely
HOUPARRHNDIELCN01_OLDD_FHPELCE02_D17 | Residential heating technology - Electric heating - single-family house - new building - distributed level 0.17 | HOUELC | HOUPARRHN_OLDD_DMD | MKr20 | 2020 | 6.1657 | 0.04999 | [6 empty] | PAR | D | OLD |  |  | RHNDIELC | 1 | 0.16667 | HOUPARRHNDIELCN01_OLDD_FHPELCE02 | 1 | HOUPARRHNDIELCN01_OLDD | HOUPARRHNHPELCE02_OLDD | HPELCE02 | DIELCN01 | PAR_OLDD | HPELCE02_DIELCN01 | 5 | 0 | 1.1 | Unlikely
HOUPARRHNDIELCN01_OLDD_FHPELCE02_D17 | Residential heating technology - Electric heating - single-family house - new building - distributed level 0.17 | HOUELC | HOUPARRHN_OLDD_DMD | MKr20 | 2025 | 6.0131 | 0.04999 | [6 empty] | PAR | D | OLD |  |  | RHNDIELC | 1 | 0.16667 | HOUPARRHNDIELCN01_OLDD_FHPELCE02 | 1 | HOUPARRHNDIELCN01_OLDD | HOUPARRHNHPELCE02_OLDD | HPELCE02 | DIELCN01 | PAR_OLDD | HPELCE02_DIELCN01 | 5 | 0 | 1.1 | Unlikely
HOUPARRHNDIELCN01_OLDD_FHPELCE02_D17 | Residential heating technology - Electric heating - single-family house - new building - distributed level 0.17 | HOUELC | HOUPARRHN_OLDD_DMD | MKr20 | 2030 | 5.8642 | 0.047907 | [6 empty] | PAR | D | OLD |  |  | RHNDIELC | 1 | 0.16667 | HOUPARRHNDIELCN01_OLDD_FHPELCE02 | 1 | HOUPARRHNDIELCN01_OLDD | HOUPARRHNHPELCE02_OLDD | HPELCE02 | DIELCN01 | PAR_OLDD | HPELCE02_DIELCN01 | 5 | 0 | 1.1 | Unlikely
HOUPARRHNDIELCN01_OLDD_FHPELCE02_D17 | Residential heating technology - Electric heating - single-family house - new building - distributed level 0.17 | HOUELC | HOUPARRHN_OLDD_DMD | MKr20 | 2040 | 5.5775 | 0.045824 | [6 empty] | PAR | D | OLD |  |  | RHNDIELC | 1 | 0.16667 | HOUPARRHNDIELCN01_OLDD_FHPELCE02 | 1 | HOUPARRHNDIELCN01_OLDD | HOUPARRHNHPELCE02_OLDD | HPELCE02 | DIELCN01 | PAR_OLDD | HPELCE02_DIELCN01 | 5 | 0 | 1.1 | Unlikely
HOUPARRHNDIELCN01_OLDD_FHPELCE02_D17 | Residential heating technology - Electric heating - single-family house - new building - distributed level 0.17 | HOUELC | HOUPARRHN_OLDD_DMD | MKr20 | 2050 | 5.3049 | 0.043741 | [6 empty] | PAR | D | OLD |  |  | RHNDIELC | 1 | 0.16667 | HOUPARRHNDIELCN01_OLDD_FHPELCE02 | 1 | HOUPARRHNDIELCN01_OLDD | HOUPARRHNHPELCE02_OLDD | HPELCE02 | DIELCN01 | PAR_OLDD | HPELCE02_DIELCN01 | 5 | 0 | 1.1 | Unlikely
HOUPARRHNBHWPEN01_OLDD_FHPELCE02_D17 | Residential heating technology - Biomass boiler, automatic stoking , wood pellets or wood chips - single-family house - existing building - distributed level 0.17 | HOUWPE | HOUPARRHN_OLDD_DMD | MKr20 | 2020 | 4.3468 | 0.35069 |  | 25 | 14 | 70 | 2 | 4 | PAR | D | OLD |  |  | RHNBHWPE | 1 | 0.16667 | HOUPARRHNBHWPEN01_OLDD_FHPELCE02 | 1 | HOUPARRHNBHWPEN01_OLDD | HOUPARRHNHPELCE02_OLDD | HPELCE02 | BHWPEN01 | PAR_OLDD | HPELCE02_BHWPEN01 | 5 | 0 | 1.1 | Unlikely
HOUPARRHNBHWPEN01_OLDD_FHPELCE02_D17 | Residential heating technology - Biomass boiler, automatic stoking , wood pellets or wood chips - single-family house - existing building - distributed level 0.17 | HOUWPE | HOUPARRHN_OLDD_DMD | MKr20 | 2025 | 4.2392 | 0.34462 |  | 25 | 14 | 60 | 2 | 4 | PAR | D | OLD |  |  | RHNBHWPE | 1 | 0.16667 | HOUPARRHNBHWPEN01_OLDD_FHPELCE02 | 1 | HOUPARRHNBHWPEN01_OLDD | HOUPARRHNHPELCE02_OLDD | HPELCE02 | BHWPEN01 | PAR_OLDD | HPELCE02_BHWPEN01 | 5 | 0 | 1.1 | Unlikely
HOUPARRHNBHWPEN01_OLDD_FHPELCE02_D17 | Residential heating technology - Biomass boiler, automatic stoking , wood pellets or wood chips - single-family house - existing building - distributed level 0.17 | HOUWPE | HOUPARRHN_OLDD_DMD | MKr20 | 2030 | 4.1343 | 0.34003 |  | 25 | 11 | 50 | 1 | 4 | PAR | D | OLD |  |  | RHNBHWPE | 1 | 0.16667 | HOUPARRHNBHWPEN01_OLDD_FHPELCE02 | 1 | HOUPARRHNBHWPEN01_OLDD | HOUPARRHNHPELCE02_OLDD | HPELCE02 | BHWPEN01 | PAR_OLDD | HPELCE02_BHWPEN01 | 5 | 0 | 1.1 | Unlikely
HOUPARRHNBHWPEN01_OLDD_FHPELCE02_D17 | Residential heating technology - Biomass boiler, automatic stoking , wood pellets or wood chips - single-family house - existing building - distributed level 0.17 | HOUWPE | HOUPARRHN_OLDD_DMD | MKr20 | 2040 | 3.9322 | 0.32498 |  | 25 | 9 | 45 | 1 | 4 | PAR | D | OLD |  |  | RHNBHWPE | 1 | 0.16667 | HOUPARRHNBHWPEN01_OLDD_FHPELCE02 | 1 | HOUPARRHNBHWPEN01_OLDD | HOUPARRHNHPELCE02_OLDD | HPELCE02 | BHWPEN01 | PAR_OLDD | HPELCE02_BHWPEN01 | 5 | 0 | 1.1 | Unlikely
HOUPARRHNBHWPEN01_OLDD_FHPELCE02_D17 | Residential heating technology - Biomass boiler, automatic stoking , wood pellets or wood chips - single-family house - existing building - distributed level 0.17 | HOUWPE | HOUPARRHN_OLDD_DMD | MKr20 | 2050 | 4.6749 | 0.38824 |  | 25 | 9 | 40 | 0 | 4 | PAR | D | OLD |  |  | RHNBHWPE | 1 | 0.16667 | HOUPARRHNBHWPEN01_OLDD_FHPELCE02 | 1 | HOUPARRHNBHWPEN01_OLDD | HOUPARRHNHPELCE02_OLDD | HPELCE02 | BHWPEN01 | PAR_OLDD | HPELCE02_BHWPEN01 | 5 | 0 | 1.1 | Unlikely
HOUPARRHNBHDHDN03_OLDD_FHPELCE02_D17 | Residential heating technology - Direct district heating substation - plus connection pipe - single-family house - existing building - distributed level 0.17 | HOUDHD | HOUPARRHN_OLDD_DMD | MKr20 | 2020 | 2.3921 | 0.025391 | [6 empty] | PAR | D | OLD |  |  | RHNBHDHD | 1 | 0.16667 | HOUPARRHNBHDHDN03_OLDD_FHPELCE02 | 1 | HOUPARRHNBHDHDN03_OLDD | HOUPARRHNHPELCE02_OLDD | HPELCE02 | BHDHDN03 | PAR_OLDD | HPELCE02_BHDHDN03 | 5 | 0 | 1.1 | Unlikely
HOUPARRHNBHDHDN03_OLDD_FHPELCE02_D17 | Residential heating technology - Direct district heating substation - plus connection pipe - single-family house - existing building - distributed level 0.17 | HOUDHD | HOUPARRHN_OLDD_DMD | MKr20 | 2025 | 2.3644 | 0.025203 | [6 empty] | PAR | D | OLD |  |  | RHNBHDHD | 1 | 0.16667 | HOUPARRHNBHDHDN03_OLDD_FHPELCE02 | 1 | HOUPARRHNBHDHDN03_OLDD | HOUPARRHNHPELCE02_OLDD | HPELCE02 | BHDHDN03 | PAR_OLDD | HPELCE02_BHDHDN03 | 5 | 0 | 1.1 | Unlikely
HOUPARRHNBHDHDN03_OLDD_FHPELCE02_D17 | Residential heating technology - Direct district heating substation - plus connection pipe - single-family house - existing building - distributed level 0.17 | HOUDHD | HOUPARRHN_OLDD_DMD | MKr20 | 2030 | 2.3412 | 0.024753 | [6 empty] | PAR | D | OLD |  |  | RHNBHDHD | 1 | 0.16667 | HOUPARRHNBHDHDN03_OLDD_FHPELCE02 | 1 | HOUPARRHNBHDHDN03_OLDD | HOUPARRHNHPELCE02_OLDD | HPELCE02 | BHDHDN03 | PAR_OLDD | HPELCE02_BHDHDN03 | 5 | 0 | 1.1 | Unlikely
HOUPARRHNBHDHDN03_OLDD_FHPELCE02_D17 | Residential heating technology - Direct district heating substation - plus connection pipe - single-family house - existing building - distributed level 0.17 | HOUDHD | HOUPARRHN_OLDD_DMD | MKr20 | 2040 | 2.2996 | 0.023687 | [6 empty] | PAR | D | OLD |  |  | RHNBHDHD | 1 | 0.16667 | HOUPARRHNBHDHDN03_OLDD_FHPELCE02 | 1 | HOUPARRHNBHDHDN03_OLDD | HOUPARRHNHPELCE02_OLDD | HPELCE02 | BHDHDN03 | PAR_OLDD | HPELCE02_BHDHDN03 | 5 | 0 | 1.1 | Unlikely
HOUPARRHNBHDHDN03_OLDD_FHPELCE02_D17 | Residential heating technology - Direct district heating substation - plus connection pipe - single-family house - existing building - distributed level 0.17 | HOUDHD | HOUPARRHN_OLDD_DMD | MKr20 | 2050 | 2.2533 | 0.022136 | [6 empty] | PAR | D | OLD |  |  | RHNBHDHD | 1 | 0.16667 | HOUPARRHNBHDHDN03_OLDD_FHPELCE02 | 1 | HOUPARRHNBHDHDN03_OLDD | HOUPARRHNHPELCE02_OLDD | HPELCE02 | BHDHDN03 | PAR_OLDD | HPELCE02_BHDHDN03 | 5 | 0 | 1.1 | Unlikely
HOUPARRHNHPELCN07_OLDI_FHPELCE02_D17 | Residential heating technology - Heat pump, Air-to-water, low-price product - single-family house - existing building - distributed level 0.17 | HOUELC, HOUAMB | HOUPARRHN_OLDI_DMD | MKr20 | 2020 | 8.4408 | 0.32113 | 0.30847 | [5 empty] | PAR | I | OLD | 3.2419 |  | RHNHPELC | 1 | 0.16667 | HOUPARRHNHPELCN07_OLDI_FHPELCE02 | 1 | HOUPARRHNHPELCN07_OLDI | HOUPARRHNHPELCE02_OLDI | HPELCE02 | HPELCN07 | PAR_OLDI | HPELCE02_HPELCN07 | 5 | 0 | 1.1 | Unlikely
HOUPARRHNHPELCN07_OLDI_FHPELCE02_D17 | Residential heating technology - Heat pump, Air-to-water, low-price product - single-family house - existing building - distributed level 0.17 | HOUELC, HOUAMB | HOUPARRHN_OLDI_DMD | MKr20 | 2025 | 7.7218 | 0.2463 | 0.29378 | [5 empty] | PAR | I | OLD | 3.4039 |  | RHNHPELC | 1 | 0.16667 | HOUPARRHNHPELCN07_OLDI_FHPELCE02 | 1 | HOUPARRHNHPELCN07_OLDI | HOUPARRHNHPELCE02_OLDI | HPELCE02 | HPELCN07 | PAR_OLDI | HPELCE02_HPELCN07 | 5 | 0 | 1.1 | Unlikely
HOUPARRHNHPELCN07_OLDI_FHPELCE02_D17 | Residential heating technology - Heat pump, Air-to-water, low-price product - single-family house - existing building - distributed level 0.17 | HOUELC, HOUAMB | HOUPARRHN_OLDI_DMD | MKr20 | 2030 | 7.0028 | 0.24337 | 0.28042 | [5 empty] | PAR | I | OLD | 3.566 |  | RHNHPELC | 1 | 0.16667 | HOUPARRHNHPELCN07_OLDI_FHPELCE02 | 1 | HOUPARRHNHPELCN07_OLDI | HOUPARRHNHPELCE02_OLDI | HPELCE02 | HPELCN07 | PAR_OLDI | HPELCE02_HPELCN07 | 5 | 0 | 1.1 | Unlikely
HOUPARRHNHPELCN07_OLDI_FHPELCE02_D17 | Residential heating technology - Heat pump, Air-to-water, low-price product - single-family house - existing building - distributed level 0.17 | HOUELC, HOUAMB | HOUPARRHN_OLDI_DMD | MKr20 | 2040 | 6.43 | 0.23794 | 0.26823 | [5 empty] | PAR | I | OLD | 3.7281 |  | RHNHPELC | 1 | 0.16667 | HOUPARRHNHPELCN07_OLDI_FHPELCE02 | 1 | HOUPARRHNHPELCN07_OLDI | HOUPARRHNHPELCE02_OLDI | HPELCE02 | HPELCN07 | PAR_OLDI | HPELCE02_HPELCN07 | 5 | 0 | 1.1 | Unlikely
HOUPARRHNHPELCN07_OLDI_FHPELCE02_D17 | Residential heating technology - Heat pump, Air-to-water, low-price product - single-family house - existing building - distributed level 0.17 | HOUELC, HOUAMB | HOUPARRHN_OLDI_DMD | MKr20 | 2050 | 5.8571 | 0.2325 | 0.26067 | [5 empty] | PAR | I | OLD | 3.8362 |  | RHNHPELC | 1 | 0.16667 | HOUPARRHNHPELCN07_OLDI_FHPELCE02 | 1 | HOUPARRHNHPELCN07_OLDI | HOUPARRHNHPELCE02_OLDI | HPELCE02 | HPELCN07 | PAR_OLDI | HPELCE02_HPELCN07 | 5 | 0 | 1.1 | Unlikely
HOUPARRHNHPELCN05_OLDI_FHPELCE02_D17 | Residential heating technology - Heat pump, Air-to-water - leasing - single-family house - existing building - distributed level 0.17 | HOUELC, HOUAMB | HOUPARRHN_OLDI_DMD | MKr20 | 2020 | 5.3777 | 0.88909 | 0.29378 | [5 empty] | PAR | I | OLD | 3.4039 |  | RHNHPELC | 1 | 0.16667 | HOUPARRHNHPELCN05_OLDI_FHPELCE02 | 1 | HOUPARRHNHPELCN05_OLDI | HOUPARRHNHPELCE02_OLDI | HPELCE02 | HPELCN05 | PAR_OLDI | HPELCE02_HPELCN05 | 5 | 0 | 1.1 | Unlikely
HOUPARRHNHPELCN05_OLDI_FHPELCE02_D17 | Residential heating technology - Heat pump, Air-to-water - leasing - single-family house - existing building - distributed level 0.17 | HOUELC, HOUAMB | HOUPARRHN_OLDI_DMD | MKr20 | 2025 | 4.9603 | 0.76684 | 0.28042 | [5 empty] | PAR | I | OLD | 3.566 |  | RHNHPELC | 1 | 0.16667 | HOUPARRHNHPELCN05_OLDI_FHPELCE02 | 1 | HOUPARRHNHPELCN05_OLDI | HOUPARRHNHPELCE02_OLDI | HPELCE02 | HPELCN05 | PAR_OLDI | HPELCE02_HPELCN05 | 5 | 0 | 1.1 | Unlikely
HOUPARRHNHPELCN05_OLDI_FHPELCE02_D17 | Residential heating technology - Heat pump, Air-to-water - leasing - single-family house - existing building - distributed level 0.17 | HOUELC, HOUAMB | HOUPARRHN_OLDI_DMD | MKr20 | 2030 | 4.5429 | 0.71648 | 0.26823 | [5 empty] | PAR | I | OLD | 3.7281 |  | RHNHPELC | 1 | 0.16667 | HOUPARRHNHPELCN05_OLDI_FHPELCE02 | 1 | HOUPARRHNHPELCN05_OLDI | HOUPARRHNHPELCE02_OLDI | HPELCE02 | HPELCN05 | PAR_OLDI | HPELCE02_HPELCN05 | 5 | 0 | 1.1 | Unlikely
HOUPARRHNHPELCN05_OLDI_FHPELCE02_D17 | Residential heating technology - Heat pump, Air-to-water - leasing - single-family house - existing building - distributed level 0.17 | HOUELC, HOUAMB | HOUPARRHN_OLDI_DMD | MKr20 | 2040 | 4.2044 | 0.67258 | 0.25705 | [5 empty] | PAR | I | OLD | 3.8902 |  | RHNHPELC | 1 | 0.16667 | HOUPARRHNHPELCN05_OLDI_FHPELCE02 | 1 | HOUPARRHNHPELCN05_OLDI | HOUPARRHNHPELCE02_OLDI | HPELCE02 | HPELCN05 | PAR_OLDI | HPELCE02_HPELCN05 | 5 | 0 | 1.1 | Unlikely
HOUPARRHNHPELCN05_OLDI_FHPELCE02_D17 | Residential heating technology - Heat pump, Air-to-water - leasing - single-family house - existing building - distributed level 0.17 | HOUELC, HOUAMB | HOUPARRHN_OLDI_DMD | MKr20 | 2050 | 3.8659 | 0.62868 | 0.25011 | [5 empty] | PAR | I | OLD | 3.9983 |  | RHNHPELC | 1 | 0.16667 | HOUPARRHNHPELCN05_OLDI_FHPELCE02 | 1 | HOUPARRHNHPELCN05_OLDI | HOUPARRHNHPELCE02_OLDI | HPELCE02 | HPELCN05 | PAR_OLDI | HPELCE02_HPELCN05 | 5 | 0 | 1.1 | Unlikely
HOUPARRHNHPELCN04_OLDI_FHPELCE02_D17 | Residential heating technology - Heat pump, Ground source - single-family house - existing building - distributed level 0.17 | HOUELC, HOUAMB | HOUPARRHN_OLDI_DMD | MKr20 | 2020 | 12.9489 | 0.25642 | 0.26823 | [5 empty] | PAR | I | OLD | 3.7281 |  | RHNHPELC | 1 | 0.16667 | HOUPARRHNHPELCN04_OLDI_FHPELCE02 | 1 | HOUPARRHNHPELCN04_OLDI | HOUPARRHNHPELCE02_OLDI | HPELCE02 | HPELCN04 | PAR_OLDI | HPELCE02_HPELCN04 | 6 | 0 | 1 | New
HOUPARRHNHPELCN04_OLDI_FHPELCE02_D17 | Residential heating technology - Heat pump, Ground source - single-family house - existing building - distributed level 0.17 | HOUELC, HOUAMB | HOUPARRHN_OLDI_DMD | MKr20 | 2025 | 12.3015 | 0.1816 | 0.26067 | [5 empty] | PAR | I | OLD | 3.8362 |  | RHNHPELC | 1 | 0.16667 | HOUPARRHNHPELCN04_OLDI_FHPELCE02 | 1 | HOUPARRHNHPELCN04_OLDI | HOUPARRHNHPELCE02_OLDI | HPELCE02 | HPELCN04 | PAR_OLDI | HPELCE02_HPELCN04 | 6 | 0 | 1 | New
HOUPARRHNHPELCN04_OLDI_FHPELCE02_D17 | Residential heating technology - Heat pump, Ground source - single-family house - existing building - distributed level 0.17 | HOUELC, HOUAMB | HOUPARRHN_OLDI_DMD | MKr20 | 2030 | 11.654 | 0.17867 | 0.25353 | [5 empty] | PAR | I | OLD | 3.9443 |  | RHNHPELC | 1 | 0.16667 | HOUPARRHNHPELCN04_OLDI_FHPELCE02 | 1 | HOUPARRHNHPELCN04_OLDI | HOUPARRHNHPELCE02_OLDI | HPELCE02 | HPELCN04 | PAR_OLDI | HPELCE02_HPELCN04 | 6 | 0 | 1 | New
HOUPARRHNHPELCN04_OLDI_FHPELCE02_D17 | Residential heating technology - Heat pump, Ground source - single-family house - existing building - distributed level 0.17 | HOUELC, HOUAMB | HOUPARRHN_OLDI_DMD | MKr20 | 2040 | 11.0713 | 0.17323 | 0.24353 | [5 empty] | PAR | I | OLD | 4.1064 |  | RHNHPELC | 1 | 0.16667 | HOUPARRHNHPELCN04_OLDI_FHPELCE02 | 1 | HOUPARRHNHPELCN04_OLDI | HOUPARRHNHPELCE02_OLDI | HPELCE02 | HPELCN04 | PAR_OLDI | HPELCE02_HPELCN04 | 6 | 0 | 1 | New
HOUPARRHNHPELCN04_OLDI_FHPELCE02_D17 | Residential heating technology - Heat pump, Ground source - single-family house - existing building - distributed level 0.17 | HOUELC, HOUAMB | HOUPARRHN_OLDI_DMD | MKr20 | 2050 | 10.4886 | 0.1678 | 0.24036 | [5 empty] | PAR | I | OLD | 4.1604 |  | RHNHPELC | 1 | 0.16667 | HOUPARRHNHPELCN04_OLDI_FHPELCE02 | 1 | HOUPARRHNHPELCN04_OLDI | HOUPARRHNHPELCE02_OLDI | HPELCE02 | HPELCN04 | PAR_OLDI | HPELCE02_HPELCN04 | 6 | 0 | 1 | New
HOUPARRHNHPELCN03_OLDI_FHPELCE02_D17 | Residential heating technology - Heat pump, Air-to-water - single-family house - existing building - distributed level 0.17 | HOUELC, HOUAMB | HOUPARRHN_OLDI_DMD | MKr20 | 2020 | 9.7776 | 0.27799 | 0.29378 | [5 empty] | PAR | I | OLD | 3.4039 |  | RHNHPELC | 1 | 0.16667 | HOUPARRHNHPELCN03_OLDI_FHPELCE02 | 1 | HOUPARRHNHPELCN03_OLDI | HOUPARRHNHPELCE02_OLDI | HPELCE02 | HPELCN03 | PAR_OLDI | HPELCE02_HPELCN03 | 6 | 0 | 1 | New
HOUPARRHNHPELCN03_OLDI_FHPELCE02_D17 | Residential heating technology - Heat pump, Air-to-water - single-family house - existing building - distributed level 0.17 | HOUELC, HOUAMB | HOUPARRHN_OLDI_DMD | MKr20 | 2025 | 9.0187 | 0.20317 | 0.28042 | [5 empty] | PAR | I | OLD | 3.566 |  | RHNHPELC | 1 | 0.16667 | HOUPARRHNHPELCN03_OLDI_FHPELCE02 | 1 | HOUPARRHNHPELCN03_OLDI | HOUPARRHNHPELCE02_OLDI | HPELCE02 | HPELCN03 | PAR_OLDI | HPELCE02_HPELCN03 | 6 | 0 | 1 | New
HOUPARRHNHPELCN03_OLDI_FHPELCE02_D17 | Residential heating technology - Heat pump, Air-to-water - single-family house - existing building - distributed level 0.17 | HOUELC, HOUAMB | HOUPARRHN_OLDI_DMD | MKr20 | 2030 | 8.2599 | 0.20024 | 0.26823 | [5 empty] | PAR | I | OLD | 3.7281 |  | RHNHPELC | 1 | 0.16667 | HOUPARRHNHPELCN03_OLDI_FHPELCE02 | 1 | HOUPARRHNHPELCN03_OLDI | HOUPARRHNHPELCE02_OLDI | HPELCE02 | HPELCN03 | PAR_OLDI | HPELCE02_HPELCN03 | 6 | 0 | 1 | New
HOUPARRHNHPELCN03_OLDI_FHPELCE02_D17 | Residential heating technology - Heat pump, Air-to-water - single-family house - existing building - distributed level 0.17 | HOUELC, HOUAMB | HOUPARRHN_OLDI_DMD | MKr20 | 2040 | 7.6444 | 0.1948 | 0.25705 | [5 empty] | PAR | I | OLD | 3.8902 |  | RHNHPELC | 1 | 0.16667 | HOUPARRHNHPELCN03_OLDI_FHPELCE02 | 1 | HOUPARRHNHPELCN03_OLDI | HOUPARRHNHPELCE02_OLDI | HPELCE02 | HPELCN03 | PAR_OLDI | HPELCE02_HPELCN03 | 6 | 0 | 1 | New
HOUPARRHNHPELCN03_OLDI_FHPELCE02_D17 | Residential heating technology - Heat pump, Air-to-water - single-family house - existing building - distributed level 0.17 | HOUELC, HOUAMB | HOUPARRHN_OLDI_DMD | MKr20 | 2050 | 7.029 | 0.18937 | 0.25011 | [5 empty] | PAR | I | OLD | 3.9983 |  | RHNHPELC | 1 | 0.16667 | HOUPARRHNHPELCN03_OLDI_FHPELCE02 | 1 | HOUPARRHNHPELCN03_OLDI | HOUPARRHNHPELCE02_OLDI | HPELCE02 | HPELCN03 | PAR_OLDI | HPELCE02_HPELCN03 | 6 | 0 | 1 | New
HOUPARRHNHPELCN02_OLDI_FHPELCE02_D17 | Residential heating technology - Heat pump, Air-to-air - single-family house - existing building - distributed level 0.17 | HOUELC, HOUAMB | HOUPARRHN_OLDI_DMD | MKr20 | 2020 | 1.4691 | 0.14453 | 0.1908 | [5 empty] | PAR | I | OLD | 5.241 |  | RHNHPELC | 1 | 0.16667 | HOUPARRHNHPELCN02_OLDI_FHPELCE02 | 1 | HOUPARRHNHPELCN02_OLDI | HOUPARRHNHPELCE02_OLDI | HPELCE02 | HPELCN02 | PAR_OLDI | HPELCE02_HPELCN02 | 2 | 0 | 0.9 | Same
HOUPARRHNHPELCN02_OLDI_FHPELCE02_D17 | Residential heating technology - Heat pump, Air-to-air - single-family house - existing building - distributed level 0.17 | HOUELC, HOUAMB | HOUPARRHN_OLDI_DMD | MKr20 | 2025 | 1.4332 | 0.098193 | 0.18145 | [5 empty] | PAR | I | OLD | 5.5112 |  | RHNHPELC | 1 | 0.16667 | HOUPARRHNHPELCN02_OLDI_FHPELCE02 | 1 | HOUPARRHNHPELCN02_OLDI | HOUPARRHNHPELCE02_OLDI | HPELCE02 | HPELCN02 | PAR_OLDI | HPELCE02_HPELCN02 | 2 | 0 | 0.9 | Same
HOUPARRHNHPELCN02_OLDI_FHPELCE02_D17 | Residential heating technology - Heat pump, Air-to-air - single-family house - existing building - distributed level 0.17 | HOUELC, HOUAMB | HOUPARRHN_OLDI_DMD | MKr20 | 2030 | 1.3973 | 0.096379 | 0.1746 | [5 empty] | PAR | I | OLD | 5.7273 |  | RHNHPELC | 1 | 0.16667 | HOUPARRHNHPELCN02_OLDI_FHPELCE02 | 1 | HOUPARRHNHPELCN02_OLDI | HOUPARRHNHPELCE02_OLDI | HPELCE02 | HPELCN02 | PAR_OLDI | HPELCE02_HPELCN02 | 2 | 0 | 0.9 | Same
HOUPARRHNHPELCN02_OLDI_FHPELCE02_D17 | Residential heating technology - Heat pump, Air-to-air - single-family house - existing building - distributed level 0.17 | HOUELC, HOUAMB | HOUPARRHN_OLDI_DMD | MKr20 | 2040 | 1.3307 | 0.093013 | 0.16825 | [5 empty] | PAR | I | OLD | 5.9434 |  | RHNHPELC | 1 | 0.16667 | HOUPARRHNHPELCN02_OLDI_FHPELCE02 | 1 | HOUPARRHNHPELCN02_OLDI | HOUPARRHNHPELCE02_OLDI | HPELCE02 | HPELCN02 | PAR_OLDI | HPELCE02_HPELCN02 | 2 | 0 | 0.9 | Same
HOUPARRHNHPELCN02_OLDI_FHPELCE02_D17 | Residential heating technology - Heat pump, Air-to-air - single-family house - existing building - distributed level 0.17 | HOUELC, HOUAMB | HOUPARRHN_OLDI_DMD | MKr20 | 2050 | 1.264 | 0.089647 | 0.16525 | [5 empty] | PAR | I | OLD | 6.0515 |  | RHNHPELC | 1 | 0.16667 | HOUPARRHNHPELCN02_OLDI_FHPELCE02 | 1 | HOUPARRHNHPELCN02_OLDI | HOUPARRHNHPELCE02_OLDI | HPELCE02 | HPELCN02 | PAR_OLDI | HPELCE02_HPELCN02 | 2 | 0 | 0.9 | Same
HOUPARRHNDIELCN06_OLDI_FHPELCE02_D17 | Residential heating technology - Electric heating - electric panel from Bauhaus - single-family house - new building - distributed level 0.17 | HOUELC | HOUPARRHN_OLDI_DMD | MKr20 | 2020 | 0.50745 | 0 | [6 empty] | PAR | I | OLD |  |  | RHNDIELC | 1 | 0.16667 | HOUPARRHNDIELCN06_OLDI_FHPELCE02 | 1 | HOUPARRHNDIELCN06_OLDI | HOUPARRHNHPELCE02_OLDI | HPELCE02 | DIELCN06 | PAR_OLDI | HPELCE02_DIELCN06 | 5 | 0 | 1.1 | Unlikely
HOUPARRHNDIELCN06_OLDI_FHPELCE02_D17 | Residential heating technology - Electric heating - electric panel from Bauhaus - single-family house - new building - distributed level 0.17 | HOUELC | HOUPARRHN_OLDI_DMD | MKr20 | 2025 | 0.50745 | 0 | [6 empty] | PAR | I | OLD |  |  | RHNDIELC | 1 | 0.16667 | HOUPARRHNDIELCN06_OLDI_FHPELCE02 | 1 | HOUPARRHNDIELCN06_OLDI | HOUPARRHNHPELCE02_OLDI | HPELCE02 | DIELCN06 | PAR_OLDI | HPELCE02_DIELCN06 | 5 | 0 | 1.1 | Unlikely
HOUPARRHNDIELCN06_OLDI_FHPELCE02_D17 | Residential heating technology - Electric heating - electric panel from Bauhaus - single-family house - new building - distributed level 0.17 | HOUELC | HOUPARRHN_OLDI_DMD | MKr20 | 2030 | 0.50745 | 0 | [6 empty] | PAR | I | OLD |  |  | RHNDIELC | 1 | 0.16667 | HOUPARRHNDIELCN06_OLDI_FHPELCE02 | 1 | HOUPARRHNDIELCN06_OLDI | HOUPARRHNHPELCE02_OLDI | HPELCE02 | DIELCN06 | PAR_OLDI | HPELCE02_DIELCN06 | 5 | 0 | 1.1 | Unlikely
HOUPARRHNDIELCN06_OLDI_FHPELCE02_D17 | Residential heating technology - Electric heating - electric panel from Bauhaus - single-family house - new building - distributed level 0.17 | HOUELC | HOUPARRHN_OLDI_DMD | MKr20 | 2040 | 0.50745 | 0 | [6 empty] | PAR | I | OLD |  |  | RHNDIELC | 1 | 0.16667 | HOUPARRHNDIELCN06_OLDI_FHPELCE02 | 1 | HOUPARRHNDIELCN06_OLDI | HOUPARRHNHPELCE02_OLDI | HPELCE02 | DIELCN06 | PAR_OLDI | HPELCE02_DIELCN06 | 5 | 0 | 1.1 | Unlikely
HOUPARRHNDIELCN06_OLDI_FHPELCE02_D17 | Residential heating technology - Electric heating - electric panel from Bauhaus - single-family house - new building - distributed level 0.17 | HOUELC | HOUPARRHN_OLDI_DMD | MKr20 | 2050 | 0.50745 | 0 | [6 empty] | PAR | I | OLD |  |  | RHNDIELC | 1 | 0.16667 | HOUPARRHNDIELCN06_OLDI_FHPELCE02 | 1 | HOUPARRHNDIELCN06_OLDI | HOUPARRHNHPELCE02_OLDI | HPELCE02 | DIELCN06 | PAR_OLDI | HPELCE02_DIELCN06 | 5 | 0 | 1.1 | Unlikely
HOUPARRHNDIELCN01_OLDI_FHPELCE02_D17 | Residential heating technology - Electric heating - single-family house - new building - distributed level 0.17 | HOUELC | HOUPARRHN_OLDI_DMD | MKr20 | 2020 | 6.1657 | 0.04999 | [6 empty] | PAR | I | OLD |  |  | RHNDIELC | 1 | 0.16667 | HOUPARRHNDIELCN01_OLDI_FHPELCE02 | 1 | HOUPARRHNDIELCN01_OLDI | HOUPARRHNHPELCE02_OLDI | HPELCE02 | DIELCN01 | PAR_OLDI | HPELCE02_DIELCN01 | 5 | 0 | 1.1 | Unlikely
HOUPARRHNDIELCN01_OLDI_FHPELCE02_D17 | Residential heating technology - Electric heating - single-family house - new building - distributed level 0.17 | HOUELC | HOUPARRHN_OLDI_DMD | MKr20 | 2025 | 6.0131 | 0.04999 | [6 empty] | PAR | I | OLD |  |  | RHNDIELC | 1 | 0.16667 | HOUPARRHNDIELCN01_OLDI_FHPELCE02 | 1 | HOUPARRHNDIELCN01_OLDI | HOUPARRHNHPELCE02_OLDI | HPELCE02 | DIELCN01 | PAR_OLDI | HPELCE02_DIELCN01 | 5 | 0 | 1.1 | Unlikely
HOUPARRHNDIELCN01_OLDI_FHPELCE02_D17 | Residential heating technology - Electric heating - single-family house - new building - distributed level 0.17 | HOUELC | HOUPARRHN_OLDI_DMD | MKr20 | 2030 | 5.8642 | 0.047907 | [6 empty] | PAR | I | OLD |  |  | RHNDIELC | 1 | 0.16667 | HOUPARRHNDIELCN01_OLDI_FHPELCE02 | 1 | HOUPARRHNDIELCN01_OLDI | HOUPARRHNHPELCE02_OLDI | HPELCE02 | DIELCN01 | PAR_OLDI | HPELCE02_DIELCN01 | 5 | 0 | 1.1 | Unlikely
HOUPARRHNDIELCN01_OLDI_FHPELCE02_D17 | Residential heating technology - Electric heating - single-family house - new building - distributed level 0.17 | HOUELC | HOUPARRHN_OLDI_DMD | MKr20 | 2040 | 5.5775 | 0.045824 | [6 empty] | PAR | I | OLD |  |  | RHNDIELC | 1 | 0.16667 | HOUPARRHNDIELCN01_OLDI_FHPELCE02 | 1 | HOUPARRHNDIELCN01_OLDI | HOUPARRHNHPELCE02_OLDI | HPELCE02 | DIELCN01 | PAR_OLDI | HPELCE02_DIELCN01 | 5 | 0 | 1.1 | Unlikely
HOUPARRHNDIELCN01_OLDI_FHPELCE02_D17 | Residential heating technology - Electric heating - single-family house - new building - distributed level 0.17 | HOUELC | HOUPARRHN_OLDI_DMD | MKr20 | 2050 | 5.3049 | 0.043741 | [6 empty] | PAR | I | OLD |  |  | RHNDIELC | 1 | 0.16667 | HOUPARRHNDIELCN01_OLDI_FHPELCE02 | 1 | HOUPARRHNDIELCN01_OLDI | HOUPARRHNHPELCE02_OLDI | HPELCE02 | DIELCN01 | PAR_OLDI | HPELCE02_DIELCN01 | 5 | 0 | 1.1 | Unlikely
HOUPARRHNBHWPEN01_OLDI_FHPELCE02_D17 | Residential heating technology - Biomass boiler, automatic stoking , wood pellets or wood chips - single-family house - existing building - distributed level 0.17 | HOUWPE | HOUPARRHN_OLDI_DMD | MKr20 | 2020 | 3.3437 | 0.23379 |  | 25 | 14 | 70 | 2 | 4 | PAR | I | OLD |  |  | RHNBHWPE | 1 | 0.16667 | HOUPARRHNBHWPEN01_OLDI_FHPELCE02 | 1 | HOUPARRHNBHWPEN01_OLDI | HOUPARRHNHPELCE02_OLDI | HPELCE02 | BHWPEN01 | PAR_OLDI | HPELCE02_BHWPEN01 | 5 | 0 | 1.1 | Unlikely
HOUPARRHNBHWPEN01_OLDI_FHPELCE02_D17 | Residential heating technology - Biomass boiler, automatic stoking , wood pellets or wood chips - single-family house - existing building - distributed level 0.17 | HOUWPE | HOUPARRHN_OLDI_DMD | MKr20 | 2025 | 3.2609 | 0.22975 |  | 25 | 14 | 60 | 2 | 4 | PAR | I | OLD |  |  | RHNBHWPE | 1 | 0.16667 | HOUPARRHNBHWPEN01_OLDI_FHPELCE02 | 1 | HOUPARRHNBHWPEN01_OLDI | HOUPARRHNHPELCE02_OLDI | HPELCE02 | BHWPEN01 | PAR_OLDI | HPELCE02_BHWPEN01 | 5 | 0 | 1.1 | Unlikely
HOUPARRHNBHWPEN01_OLDI_FHPELCE02_D17 | Residential heating technology - Biomass boiler, automatic stoking , wood pellets or wood chips - single-family house - existing building - distributed level 0.17 | HOUWPE | HOUPARRHN_OLDI_DMD | MKr20 | 2030 | 3.1802 | 0.22668 |  | 25 | 11 | 50 | 1 | 4 | PAR | I | OLD |  |  | RHNBHWPE | 1 | 0.16667 | HOUPARRHNBHWPEN01_OLDI_FHPELCE02 | 1 | HOUPARRHNBHWPEN01_OLDI | HOUPARRHNHPELCE02_OLDI | HPELCE02 | BHWPEN01 | PAR_OLDI | HPELCE02_BHWPEN01 | 5 | 0 | 1.1 | Unlikely
HOUPARRHNBHWPEN01_OLDI_FHPELCE02_D17 | Residential heating technology - Biomass boiler, automatic stoking , wood pellets or wood chips - single-family house - existing building - distributed level 0.17 | HOUWPE | HOUPARRHN_OLDI_DMD | MKr20 | 2040 | 3.0247 | 0.21665 |  | 25 | 9 | 45 | 1 | 4 | PAR | I | OLD |  |  | RHNBHWPE | 1 | 0.16667 | HOUPARRHNBHWPEN01_OLDI_FHPELCE02 | 1 | HOUPARRHNBHWPEN01_OLDI | HOUPARRHNHPELCE02_OLDI | HPELCE02 | BHWPEN01 | PAR_OLDI | HPELCE02_BHWPEN01 | 5 | 0 | 1.1 | Unlikely
HOUPARRHNBHWPEN01_OLDI_FHPELCE02_D17 | Residential heating technology - Biomass boiler, automatic stoking , wood pellets or wood chips - single-family house - existing building - distributed level 0.17 | HOUWPE | HOUPARRHN_OLDI_DMD | MKr20 | 2050 | 3.5961 | 0.25883 |  | 25 | 9 | 40 | 0 | 4 | PAR | I | OLD |  |  | RHNBHWPE | 1 | 0.16667 | HOUPARRHNBHWPEN01_OLDI_FHPELCE02 | 1 | HOUPARRHNBHWPEN01_OLDI | HOUPARRHNHPELCE02_OLDI | HPELCE02 | BHWPEN01 | PAR_OLDI | HPELCE02_BHWPEN01 | 5 | 0 | 1.1 | Unlikely
HOUPARRHNBHDHDN09_OLDI_FHPELCE02_D17 | Residential heating technology - Direct district heating substation - plus connection pipe - plus distribution (heating density: low ) - single-family house - existing building - distributed level 0.17 | HOUDHD | HOUPARRHN_OLDI_DMD | MKr20 | 2020 | 9.6505 | 0.025391 | [6 empty] | PAR | I | OLD |  |  | RHNBHDHD | 1 | 0.16667 | HOUPARRHNBHDHDN09_OLDI_FHPELCE02 | 1 | HOUPARRHNBHDHDN09_OLDI | HOUPARRHNHPELCE02_OLDI | HPELCE02 | BHDHDN09 | PAR_OLDI | HPELCE02_BHDHDN09 | 5 | 0 | 1.1 | Unlikely
HOUPARRHNBHDHDN09_OLDI_FHPELCE02_D17 | Residential heating technology - Direct district heating substation - plus connection pipe - plus distribution (heating density: low ) - single-family house - existing building - distributed level 0.17 | HOUDHD | HOUPARRHN_OLDI_DMD | MKr20 | 2025 | 9.6162 | 0.025203 | [6 empty] | PAR | I | OLD |  |  | RHNBHDHD | 1 | 0.16667 | HOUPARRHNBHDHDN09_OLDI_FHPELCE02 | 1 | HOUPARRHNBHDHDN09_OLDI | HOUPARRHNHPELCE02_OLDI | HPELCE02 | BHDHDN09 | PAR_OLDI | HPELCE02_BHDHDN09 | 5 | 0 | 1.1 | Unlikely
HOUPARRHNBHDHDN09_OLDI_FHPELCE02_D17 | Residential heating technology - Direct district heating substation - plus connection pipe - plus distribution (heating density: low ) - single-family house - existing building - distributed level 0.17 | HOUDHD | HOUPARRHN_OLDI_DMD | MKr20 | 2030 | 9.5875 | 0.024753 | [6 empty] | PAR | I | OLD |  |  | RHNBHDHD | 1 | 0.16667 | HOUPARRHNBHDHDN09_OLDI_FHPELCE02 | 1 | HOUPARRHNBHDHDN09_OLDI | HOUPARRHNHPELCE02_OLDI | HPELCE02 | BHDHDN09 | PAR_OLDI | HPELCE02_BHDHDN09 | 5 | 0 | 1.1 | Unlikely
HOUPARRHNBHDHDN09_OLDI_FHPELCE02_D17 | Residential heating technology - Direct district heating substation - plus connection pipe - plus distribution (heating density: low ) - single-family house - existing building - distributed level 0.17 | HOUDHD | HOUPARRHN_OLDI_DMD | MKr20 | 2040 | 9.536 | 0.023687 | [6 empty] | PAR | I | OLD |  |  | RHNBHDHD | 1 | 0.16667 | HOUPARRHNBHDHDN09_OLDI_FHPELCE02 | 1 | HOUPARRHNBHDHDN09_OLDI | HOUPARRHNHPELCE02_OLDI | HPELCE02 | BHDHDN09 | PAR_OLDI | HPELCE02_BHDHDN09 | 5 | 0 | 1.1 | Unlikely
HOUPARRHNBHDHDN09_OLDI_FHPELCE02_D17 | Residential heating technology - Direct district heating substation - plus connection pipe - plus distribution (heating density: low ) - single-family house - existing building - distributed level 0.17 | HOUDHD | HOUPARRHN_OLDI_DMD | MKr20 | 2050 | 9.4787 | 0.022136 | [6 empty] | PAR | I | OLD |  |  | RHNBHDHD | 1 | 0.16667 | HOUPARRHNBHDHDN09_OLDI_FHPELCE02 | 1 | HOUPARRHNBHDHDN09_OLDI | HOUPARRHNHPELCE02_OLDI | HPELCE02 | BHDHDN09 | PAR_OLDI | HPELCE02_BHDHDN09 | 5 | 0 | 1.1 | Unlikely
HOUPARRHNBHDHDN07_OLDI_FHPELCE02_D17 | Residential heating technology - Direct district heating substation - plus connection pipe - plus distribution (heating density: medium ) - single-family house - existing building - distributed level 0.17 | HOUDHD | HOUPARRHN_OLDI_DMD | MKr20 | 2020 | 3.884 | 0.025391 | [6 empty] | PAR | I | OLD |  |  | RHNBHDHD | 1 | 0.16667 | HOUPARRHNBHDHDN07_OLDI_FHPELCE02 | 1 | HOUPARRHNBHDHDN07_OLDI | HOUPARRHNHPELCE02_OLDI | HPELCE02 | BHDHDN07 | PAR_OLDI | HPELCE02_BHDHDN07 | 5 | 0 | 1.1 | Unlikely
HOUPARRHNBHDHDN07_OLDI_FHPELCE02_D17 | Residential heating technology - Direct district heating substation - plus connection pipe - plus distribution (heating density: medium ) - single-family house - existing building - distributed level 0.17 | HOUDHD | HOUPARRHN_OLDI_DMD | MKr20 | 2025 | 3.8497 | 0.025203 | [6 empty] | PAR | I | OLD |  |  | RHNBHDHD | 1 | 0.16667 | HOUPARRHNBHDHDN07_OLDI_FHPELCE02 | 1 | HOUPARRHNBHDHDN07_OLDI | HOUPARRHNHPELCE02_OLDI | HPELCE02 | BHDHDN07 | PAR_OLDI | HPELCE02_BHDHDN07 | 5 | 0 | 1.1 | Unlikely
HOUPARRHNBHDHDN07_OLDI_FHPELCE02_D17 | Residential heating technology - Direct district heating substation - plus connection pipe - plus distribution (heating density: medium ) - single-family house - existing building - distributed level 0.17 | HOUDHD | HOUPARRHN_OLDI_DMD | MKr20 | 2030 | 3.821 | 0.024753 | [6 empty] | PAR | I | OLD |  |  | RHNBHDHD | 1 | 0.16667 | HOUPARRHNBHDHDN07_OLDI_FHPELCE02 | 1 | HOUPARRHNBHDHDN07_OLDI | HOUPARRHNHPELCE02_OLDI | HPELCE02 | BHDHDN07 | PAR_OLDI | HPELCE02_BHDHDN07 | 5 | 0 | 1.1 | Unlikely
HOUPARRHNBHDHDN07_OLDI_FHPELCE02_D17 | Residential heating technology - Direct district heating substation - plus connection pipe - plus distribution (heating density: medium ) - single-family house - existing building - distributed level 0.17 | HOUDHD | HOUPARRHN_OLDI_DMD | MKr20 | 2040 | 3.7695 | 0.023687 | [6 empty] | PAR | I | OLD |  |  | RHNBHDHD | 1 | 0.16667 | HOUPARRHNBHDHDN07_OLDI_FHPELCE02 | 1 | HOUPARRHNBHDHDN07_OLDI | HOUPARRHNHPELCE02_OLDI | HPELCE02 | BHDHDN07 | PAR_OLDI | HPELCE02_BHDHDN07 | 5 | 0 | 1.1 | Unlikely
HOUPARRHNBHDHDN07_OLDI_FHPELCE02_D17 | Residential heating technology - Direct district heating substation - plus connection pipe - plus distribution (heating density: medium ) - single-family house - existing building - distributed level 0.17 | HOUDHD | HOUPARRHN_OLDI_DMD | MKr20 | 2050 | 3.7122 | 0.022136 | [6 empty] | PAR | I | OLD |  |  | RHNBHDHD | 1 | 0.16667 | HOUPARRHNBHDHDN07_OLDI_FHPELCE02 | 1 | HOUPARRHNBHDHDN07_OLDI | HOUPARRHNHPELCE02_OLDI | HPELCE02 | BHDHDN07 | PAR_OLDI | HPELCE02_BHDHDN07 | 5 | 0 | 1.1 | Unlikely
HOUPARRHNBHDHDN05_OLDI_FHPELCE02_D17 | Residential heating technology - Direct district heating substation - plus connection pipe - plus distribution (heating density: high ) - single-family house - existing building - distributed level 0.17 | HOUDHD | HOUPARRHN_OLDI_DMD | MKr20 | 2020 | 2.9614 | 0.025391 | [6 empty] | PAR | I | OLD |  |  | RHNBHDHD | 1 | 0.16667 | HOUPARRHNBHDHDN05_OLDI_FHPELCE02 | 1 | HOUPARRHNBHDHDN05_OLDI | HOUPARRHNHPELCE02_OLDI | HPELCE02 | BHDHDN05 | PAR_OLDI | HPELCE02_BHDHDN05 | 5 | 0 | 1.1 | Unlikely
HOUPARRHNBHDHDN05_OLDI_FHPELCE02_D17 | Residential heating technology - Direct district heating substation - plus connection pipe - plus distribution (heating density: high ) - single-family house - existing building - distributed level 0.17 | HOUDHD | HOUPARRHN_OLDI_DMD | MKr20 | 2025 | 2.927 | 0.025203 | [6 empty] | PAR | I | OLD |  |  | RHNBHDHD | 1 | 0.16667 | HOUPARRHNBHDHDN05_OLDI_FHPELCE02 | 1 | HOUPARRHNBHDHDN05_OLDI | HOUPARRHNHPELCE02_OLDI | HPELCE02 | BHDHDN05 | PAR_OLDI | HPELCE02_BHDHDN05 | 5 | 0 | 1.1 | Unlikely
HOUPARRHNBHDHDN05_OLDI_FHPELCE02_D17 | Residential heating technology - Direct district heating substation - plus connection pipe - plus distribution (heating density: high ) - single-family house - existing building - distributed level 0.17 | HOUDHD | HOUPARRHN_OLDI_DMD | MKr20 | 2030 | 2.8984 | 0.024753 | [6 empty] | PAR | I | OLD |  |  | RHNBHDHD | 1 | 0.16667 | HOUPARRHNBHDHDN05_OLDI_FHPELCE02 | 1 | HOUPARRHNBHDHDN05_OLDI | HOUPARRHNHPELCE02_OLDI | HPELCE02 | BHDHDN05 | PAR_OLDI | HPELCE02_BHDHDN05 | 5 | 0 | 1.1 | Unlikely
HOUPARRHNBHDHDN05_OLDI_FHPELCE02_D17 | Residential heating technology - Direct district heating substation - plus connection pipe - plus distribution (heating density: high ) - single-family house - existing building - distributed level 0.17 | HOUDHD | HOUPARRHN_OLDI_DMD | MKr20 | 2040 | 2.8468 | 0.023687 | [6 empty] | PAR | I | OLD |  |  | RHNBHDHD | 1 | 0.16667 | HOUPARRHNBHDHDN05_OLDI_FHPELCE02 | 1 | HOUPARRHNBHDHDN05_OLDI | HOUPARRHNHPELCE02_OLDI | HPELCE02 | BHDHDN05 | PAR_OLDI | HPELCE02_BHDHDN05 | 5 | 0 | 1.1 | Unlikely
HOUPARRHNBHDHDN05_OLDI_FHPELCE02_D17 | Residential heating technology - Direct district heating substation - plus connection pipe - plus distribution (heating density: high ) - single-family house - existing building - distributed level 0.17 | HOUDHD | HOUPARRHN_OLDI_DMD | MKr20 | 2050 | 2.7896 | 0.022136 | [6 empty] | PAR | I | OLD |  |  | RHNBHDHD | 1 | 0.16667 | HOUPARRHNBHDHDN05_OLDI_FHPELCE02 | 1 | HOUPARRHNBHDHDN05_OLDI | HOUPARRHNHPELCE02_OLDI | HPELCE02 | BHDHDN05 | PAR_OLDI | HPELCE02_BHDHDN05 | 5 | 0 | 1.1 | Unlikely
HOUPARRHNBHDHCN09_OLDI_FHPELCE02_D17 | Residential heating technology - Direct district heating substation - plus connection pipe - plus distribution (heating density: low ) - single-family house - existing building - distributed level 0.17 | HOUDHC | HOUPARRHN_OLDI_DMD | MKr20 | 2020 | 9.6505 | 0.025391 | [6 empty] | PAR | I | OLD |  |  | RHNBHDHC | 1 | 0.16667 | HOUPARRHNBHDHCN09_OLDI_FHPELCE02 | 1 | HOUPARRHNBHDHCN09_OLDI | HOUPARRHNHPELCE02_OLDI | HPELCE02 | BHDHCN09 | PAR_OLDI | HPELCE02_BHDHCN09 | 5 | 0 | 1.1 | Unlikely
HOUPARRHNBHDHCN09_OLDI_FHPELCE02_D17 | Residential heating technology - Direct district heating substation - plus connection pipe - plus distribution (heating density: low ) - single-family house - existing building - distributed level 0.17 | HOUDHC | HOUPARRHN_OLDI_DMD | MKr20 | 2025 | 9.6162 | 0.025203 | [6 empty] | PAR | I | OLD |  |  | RHNBHDHC | 1 | 0.16667 | HOUPARRHNBHDHCN09_OLDI_FHPELCE02 | 1 | HOUPARRHNBHDHCN09_OLDI | HOUPARRHNHPELCE02_OLDI | HPELCE02 | BHDHCN09 | PAR_OLDI | HPELCE02_BHDHCN09 | 5 | 0 | 1.1 | Unlikely
HOUPARRHNBHDHCN09_OLDI_FHPELCE02_D17 | Residential heating technology - Direct district heating substation - plus connection pipe - plus distribution (heating density: low ) - single-family house - existing building - distributed level 0.17 | HOUDHC | HOUPARRHN_OLDI_DMD | MKr20 | 2030 | 9.5875 | 0.024753 | [6 empty] | PAR | I | OLD |  |  | RHNBHDHC | 1 | 0.16667 | HOUPARRHNBHDHCN09_OLDI_FHPELCE02 | 1 | HOUPARRHNBHDHCN09_OLDI | HOUPARRHNHPELCE02_OLDI | HPELCE02 | BHDHCN09 | PAR_OLDI | HPELCE02_BHDHCN09 | 5 | 0 | 1.1 | Unlikely
HOUPARRHNBHDHCN09_OLDI_FHPELCE02_D17 | Residential heating technology - Direct district heating substation - plus connection pipe - plus distribution (heating density: low ) - single-family house - existing building - distributed level 0.17 | HOUDHC | HOUPARRHN_OLDI_DMD | MKr20 | 2040 | 9.536 | 0.023687 | [6 empty] | PAR | I | OLD |  |  | RHNBHDHC | 1 | 0.16667 | HOUPARRHNBHDHCN09_OLDI_FHPELCE02 | 1 | HOUPARRHNBHDHCN09_OLDI | HOUPARRHNHPELCE02_OLDI | HPELCE02 | BHDHCN09 | PAR_OLDI | HPELCE02_BHDHCN09 | 5 | 0 | 1.1 | Unlikely
HOUPARRHNBHDHCN09_OLDI_FHPELCE02_D17 | Residential heating technology - Direct district heating substation - plus connection pipe - plus distribution (heating density: low ) - single-family house - existing building - distributed level 0.17 | HOUDHC | HOUPARRHN_OLDI_DMD | MKr20 | 2050 | 9.4787 | 0.022136 | [6 empty] | PAR | I | OLD |  |  | RHNBHDHC | 1 | 0.16667 | HOUPARRHNBHDHCN09_OLDI_FHPELCE02 | 1 | HOUPARRHNBHDHCN09_OLDI | HOUPARRHNHPELCE02_OLDI | HPELCE02 | BHDHCN09 | PAR_OLDI | HPELCE02_BHDHCN09 | 5 | 0 | 1.1 | Unlikely
HOUPARRHNBHDHCN07_OLDI_FHPELCE02_D17 | Residential heating technology - Direct district heating substation - plus connection pipe - plus distribution (heating density: medium ) - single-family house - existing building - distributed level 0.17 | HOUDHC | HOUPARRHN_OLDI_DMD | MKr20 | 2020 | 3.884 | 0.025391 | [6 empty] | PAR | I | OLD |  |  | RHNBHDHC | 1 | 0.16667 | HOUPARRHNBHDHCN07_OLDI_FHPELCE02 | 1 | HOUPARRHNBHDHCN07_OLDI | HOUPARRHNHPELCE02_OLDI | HPELCE02 | BHDHCN07 | PAR_OLDI | HPELCE02_BHDHCN07 | 5 | 0 | 1.1 | Unlikely
HOUPARRHNBHDHCN07_OLDI_FHPELCE02_D17 | Residential heating technology - Direct district heating substation - plus connection pipe - plus distribution (heating density: medium ) - single-family house - existing building - distributed level 0.17 | HOUDHC | HOUPARRHN_OLDI_DMD | MKr20 | 2025 | 3.8497 | 0.025203 | [6 empty] | PAR | I | OLD |  |  | RHNBHDHC | 1 | 0.16667 | HOUPARRHNBHDHCN07_OLDI_FHPELCE02 | 1 | HOUPARRHNBHDHCN07_OLDI | HOUPARRHNHPELCE02_OLDI | HPELCE02 | BHDHCN07 | PAR_OLDI | HPELCE02_BHDHCN07 | 5 | 0 | 1.1 | Unlikely
HOUPARRHNBHDHCN07_OLDI_FHPELCE02_D17 | Residential heating technology - Direct district heating substation - plus connection pipe - plus distribution (heating density: medium ) - single-family house - existing building - distributed level 0.17 | HOUDHC | HOUPARRHN_OLDI_DMD | MKr20 | 2030 | 3.821 | 0.024753 | [6 empty] | PAR | I | OLD |  |  | RHNBHDHC | 1 | 0.16667 | HOUPARRHNBHDHCN07_OLDI_FHPELCE02 | 1 | HOUPARRHNBHDHCN07_OLDI | HOUPARRHNHPELCE02_OLDI | HPELCE02 | BHDHCN07 | PAR_OLDI | HPELCE02_BHDHCN07 | 5 | 0 | 1.1 | Unlikely
HOUPARRHNBHDHCN07_OLDI_FHPELCE02_D17 | Residential heating technology - Direct district heating substation - plus connection pipe - plus distribution (heating density: medium ) - single-family house - existing building - distributed level 0.17 | HOUDHC | HOUPARRHN_OLDI_DMD | MKr20 | 2040 | 3.7695 | 0.023687 | [6 empty] | PAR | I | OLD |  |  | RHNBHDHC | 1 | 0.16667 | HOUPARRHNBHDHCN07_OLDI_FHPELCE02 | 1 | HOUPARRHNBHDHCN07_OLDI | HOUPARRHNHPELCE02_OLDI | HPELCE02 | BHDHCN07 | PAR_OLDI | HPELCE02_BHDHCN07 | 5 | 0 | 1.1 | Unlikely
HOUPARRHNBHDHCN07_OLDI_FHPELCE02_D17 | Residential heating technology - Direct district heating substation - plus connection pipe - plus distribution (heating density: medium ) - single-family house - existing building - distributed level 0.17 | HOUDHC | HOUPARRHN_OLDI_DMD | MKr20 | 2050 | 3.7122 | 0.022136 | [6 empty] | PAR | I | OLD |  |  | RHNBHDHC | 1 | 0.16667 | HOUPARRHNBHDHCN07_OLDI_FHPELCE02 | 1 | HOUPARRHNBHDHCN07_OLDI | HOUPARRHNHPELCE02_OLDI | HPELCE02 | BHDHCN07 | PAR_OLDI | HPELCE02_BHDHCN07 | 5 | 0 | 1.1 | Unlikely
HOUPARRHNBHDHCN05_OLDI_FHPELCE02_D17 | Residential heating technology - Direct district heating substation - plus connection pipe - plus distribution (heating density: high ) - single-family house - existing building - distributed level 0.17 | HOUDHC | HOUPARRHN_OLDI_DMD | MKr20 | 2020 | 2.9614 | 0.025391 | [6 empty] | PAR | I | OLD |  |  | RHNBHDHC | 1 | 0.16667 | HOUPARRHNBHDHCN05_OLDI_FHPELCE02 | 1 | HOUPARRHNBHDHCN05_OLDI | HOUPARRHNHPELCE02_OLDI | HPELCE02 | BHDHCN05 | PAR_OLDI | HPELCE02_BHDHCN05 | 5 | 0 | 1.1 | Unlikely
HOUPARRHNBHDHCN05_OLDI_FHPELCE02_D17 | Residential heating technology - Direct district heating substation - plus connection pipe - plus distribution (heating density: high ) - single-family house - existing building - distributed level 0.17 | HOUDHC | HOUPARRHN_OLDI_DMD | MKr20 | 2025 | 2.927 | 0.025203 | [6 empty] | PAR | I | OLD |  |  | RHNBHDHC | 1 | 0.16667 | HOUPARRHNBHDHCN05_OLDI_FHPELCE02 | 1 | HOUPARRHNBHDHCN05_OLDI | HOUPARRHNHPELCE02_OLDI | HPELCE02 | BHDHCN05 | PAR_OLDI | HPELCE02_BHDHCN05 | 5 | 0 | 1.1 | Unlikely
HOUPARRHNBHDHCN05_OLDI_FHPELCE02_D17 | Residential heating technology - Direct district heating substation - plus connection pipe - plus distribution (heating density: high ) - single-family house - existing building - distributed level 0.17 | HOUDHC | HOUPARRHN_OLDI_DMD | MKr20 | 2030 | 2.8984 | 0.024753 | [6 empty] | PAR | I | OLD |  |  | RHNBHDHC | 1 | 0.16667 | HOUPARRHNBHDHCN05_OLDI_FHPELCE02 | 1 | HOUPARRHNBHDHCN05_OLDI | HOUPARRHNHPELCE02_OLDI | HPELCE02 | BHDHCN05 | PAR_OLDI | HPELCE02_BHDHCN05 | 5 | 0 | 1.1 | Unlikely
HOUPARRHNBHDHCN05_OLDI_FHPELCE02_D17 | Residential heating technology - Direct district heating substation - plus connection pipe - plus distribution (heating density: high ) - single-family house - existing building - distributed level 0.17 | HOUDHC | HOUPARRHN_OLDI_DMD | MKr20 | 2040 | 2.8468 | 0.023687 | [6 empty] | PAR | I | OLD |  |  | RHNBHDHC | 1 | 0.16667 | HOUPARRHNBHDHCN05_OLDI_FHPELCE02 | 1 | HOUPARRHNBHDHCN05_OLDI | HOUPARRHNHPELCE02_OLDI | HPELCE02 | BHDHCN05 | PAR_OLDI | HPELCE02_BHDHCN05 | 5 | 0 | 1.1 | Unlikely
HOUPARRHNBHDHCN05_OLDI_FHPELCE02_D17 | Residential heating technology - Direct district heating substation - plus connection pipe - plus distribution (heating density: high ) - single-family house - existing building - distributed level 0.17 | HOUDHC | HOUPARRHN_OLDI_DMD | MKr20 | 2050 | 2.7896 | 0.022136 | [6 empty] | PAR | I | OLD |  |  | RHNBHDHC | 1 | 0.16667 | HOUPARRHNBHDHCN05_OLDI_FHPELCE02 | 1 | HOUPARRHNBHDHCN05_OLDI | HOUPARRHNHPELCE02_OLDI | HPELCE02 | BHDHCN05 | PAR_OLDI | HPELCE02_BHDHCN05 | 5 | 0 | 1.1 | Unlikely
HOUPARRHNHPELCN07_OLDC_FHPELCE03_D17 | Residential heating technology - Heat pump, Air-to-water, low-price product - single-family house - existing building - distributed level 0.17 | HOUELC, HOUAMB | HOUPARRHN_OLDC_DMD | MKr20 | 2020 | 6.9061 | 0.32113 | 0.30847 | [5 empty] | PAR | C | OLD | 3.2419 |  | RHNHPELC | 1 | 0.16667 | HOUPARRHNHPELCN07_OLDC_FHPELCE03 | 1 | HOUPARRHNHPELCN07_OLDC | HOUPARRHNHPELCE03_OLDC | HPELCE03 | HPELCN07 | PAR_OLDC | HPELCE03_HPELCN07 | 2 | 0 | 0.9 | Same
HOUPARRHNHPELCN07_OLDC_FHPELCE03_D17 | Residential heating technology - Heat pump, Air-to-water, low-price product - single-family house - existing building - distributed level 0.17 | HOUELC, HOUAMB | HOUPARRHN_OLDC_DMD | MKr20 | 2025 | 6.3179 | 0.2463 | 0.29378 | [5 empty] | PAR | C | OLD | 3.4039 |  | RHNHPELC | 1 | 0.16667 | HOUPARRHNHPELCN07_OLDC_FHPELCE03 | 1 | HOUPARRHNHPELCN07_OLDC | HOUPARRHNHPELCE03_OLDC | HPELCE03 | HPELCN07 | PAR_OLDC | HPELCE03_HPELCN07 | 2 | 0 | 0.9 | Same
HOUPARRHNHPELCN07_OLDC_FHPELCE03_D17 | Residential heating technology - Heat pump, Air-to-water, low-price product - single-family house - existing building - distributed level 0.17 | HOUELC, HOUAMB | HOUPARRHN_OLDC_DMD | MKr20 | 2030 | 5.7296 | 0.24337 | 0.28042 | [5 empty] | PAR | C | OLD | 3.566 |  | RHNHPELC | 1 | 0.16667 | HOUPARRHNHPELCN07_OLDC_FHPELCE03 | 1 | HOUPARRHNHPELCN07_OLDC | HOUPARRHNHPELCE03_OLDC | HPELCE03 | HPELCN07 | PAR_OLDC | HPELCE03_HPELCN07 | 2 | 0 | 0.9 | Same
HOUPARRHNHPELCN07_OLDC_FHPELCE03_D17 | Residential heating technology - Heat pump, Air-to-water, low-price product - single-family house - existing building - distributed level 0.17 | HOUELC, HOUAMB | HOUPARRHN_OLDC_DMD | MKr20 | 2040 | 5.2609 | 0.23794 | 0.26823 | [5 empty] | PAR | C | OLD | 3.7281 |  | RHNHPELC | 1 | 0.16667 | HOUPARRHNHPELCN07_OLDC_FHPELCE03 | 1 | HOUPARRHNHPELCN07_OLDC | HOUPARRHNHPELCE03_OLDC | HPELCE03 | HPELCN07 | PAR_OLDC | HPELCE03_HPELCN07 | 2 | 0 | 0.9 | Same
HOUPARRHNHPELCN07_OLDC_FHPELCE03_D17 | Residential heating technology - Heat pump, Air-to-water, low-price product - single-family house - existing building - distributed level 0.17 | HOUELC, HOUAMB | HOUPARRHN_OLDC_DMD | MKr20 | 2050 | 4.7922 | 0.2325 | 0.26067 | [5 empty] | PAR | C | OLD | 3.8362 |  | RHNHPELC | 1 | 0.16667 | HOUPARRHNHPELCN07_OLDC_FHPELCE03 | 1 | HOUPARRHNHPELCN07_OLDC | HOUPARRHNHPELCE03_OLDC | HPELCE03 | HPELCN07 | PAR_OLDC | HPELCE03_HPELCN07 | 2 | 0 | 0.9 | Same
HOUPARRHNHPELCN05_OLDC_FHPELCE03_D17 | Residential heating technology - Heat pump, Air-to-water - leasing - single-family house - existing building - distributed level 0.17 | HOUELC, HOUAMB | HOUPARRHN_OLDC_DMD | MKr20 | 2020 | 4.3999 | 0.88909 | 0.29378 | [5 empty] | PAR | C | OLD | 3.4039 |  | RHNHPELC | 1 | 0.16667 | HOUPARRHNHPELCN05_OLDC_FHPELCE03 | 1 | HOUPARRHNHPELCN05_OLDC | HOUPARRHNHPELCE03_OLDC | HPELCE03 | HPELCN05 | PAR_OLDC | HPELCE03_HPELCN05 | 2 | 0 | 0.9 | Same
HOUPARRHNHPELCN05_OLDC_FHPELCE03_D17 | Residential heating technology - Heat pump, Air-to-water - leasing - single-family house - existing building - distributed level 0.17 | HOUELC, HOUAMB | HOUPARRHN_OLDC_DMD | MKr20 | 2025 | 4.0584 | 0.76684 | 0.28042 | [5 empty] | PAR | C | OLD | 3.566 |  | RHNHPELC | 1 | 0.16667 | HOUPARRHNHPELCN05_OLDC_FHPELCE03 | 1 | HOUPARRHNHPELCN05_OLDC | HOUPARRHNHPELCE03_OLDC | HPELCE03 | HPELCN05 | PAR_OLDC | HPELCE03_HPELCN05 | 2 | 0 | 0.9 | Same
HOUPARRHNHPELCN05_OLDC_FHPELCE03_D17 | Residential heating technology - Heat pump, Air-to-water - leasing - single-family house - existing building - distributed level 0.17 | HOUELC, HOUAMB | HOUPARRHN_OLDC_DMD | MKr20 | 2030 | 3.717 | 0.71648 | 0.26823 | [5 empty] | PAR | C | OLD | 3.7281 |  | RHNHPELC | 1 | 0.16667 | HOUPARRHNHPELCN05_OLDC_FHPELCE03 | 1 | HOUPARRHNHPELCN05_OLDC | HOUPARRHNHPELCE03_OLDC | HPELCE03 | HPELCN05 | PAR_OLDC | HPELCE03_HPELCN05 | 2 | 0 | 0.9 | Same
HOUPARRHNHPELCN05_OLDC_FHPELCE03_D17 | Residential heating technology - Heat pump, Air-to-water - leasing - single-family house - existing building - distributed level 0.17 | HOUELC, HOUAMB | HOUPARRHN_OLDC_DMD | MKr20 | 2040 | 3.44 | 0.67258 | 0.25705 | [5 empty] | PAR | C | OLD | 3.8902 |  | RHNHPELC | 1 | 0.16667 | HOUPARRHNHPELCN05_OLDC_FHPELCE03 | 1 | HOUPARRHNHPELCN05_OLDC | HOUPARRHNHPELCE03_OLDC | HPELCE03 | HPELCN05 | PAR_OLDC | HPELCE03_HPELCN05 | 2 | 0 | 0.9 | Same
HOUPARRHNHPELCN05_OLDC_FHPELCE03_D17 | Residential heating technology - Heat pump, Air-to-water - leasing - single-family house - existing building - distributed level 0.17 | HOUELC, HOUAMB | HOUPARRHN_OLDC_DMD | MKr20 | 2050 | 3.163 | 0.62868 | 0.25011 | [5 empty] | PAR | C | OLD | 3.9983 |  | RHNHPELC | 1 | 0.16667 | HOUPARRHNHPELCN05_OLDC_FHPELCE03 | 1 | HOUPARRHNHPELCN05_OLDC | HOUPARRHNHPELCE03_OLDC | HPELCE03 | HPELCN05 | PAR_OLDC | HPELCE03_HPELCN05 | 2 | 0 | 0.9 | Same
HOUPARRHNHPELCN04_OLDC_FHPELCE03_D17 | Residential heating technology - Heat pump, Ground source - single-family house - existing building - distributed level 0.17 | HOUELC, HOUAMB | HOUPARRHN_OLDC_DMD | MKr20 | 2020 | 12.3015 | 0.25642 | 0.26823 | [5 empty] | PAR | C | OLD | 3.7281 |  | RHNHPELC | 1 | 0.16667 | HOUPARRHNHPELCN04_OLDC_FHPELCE03 | 1 | HOUPARRHNHPELCN04_OLDC | HOUPARRHNHPELCE03_OLDC | HPELCE03 | HPELCN04 | PAR_OLDC | HPELCE03_HPELCN04 | 3 | 0 | 0.95 | Similar
HOUPARRHNHPELCN04_OLDC_FHPELCE03_D17 | Residential heating technology - Heat pump, Ground source - single-family house - existing building - distributed level 0.17 | HOUELC, HOUAMB | HOUPARRHN_OLDC_DMD | MKr20 | 2025 | 11.6864 | 0.1816 | 0.26067 | [5 empty] | PAR | C | OLD | 3.8362 |  | RHNHPELC | 1 | 0.16667 | HOUPARRHNHPELCN04_OLDC_FHPELCE03 | 1 | HOUPARRHNHPELCN04_OLDC | HOUPARRHNHPELCE03_OLDC | HPELCE03 | HPELCN04 | PAR_OLDC | HPELCE03_HPELCN04 | 3 | 0 | 0.95 | Similar
HOUPARRHNHPELCN04_OLDC_FHPELCE03_D17 | Residential heating technology - Heat pump, Ground source - single-family house - existing building - distributed level 0.17 | HOUELC, HOUAMB | HOUPARRHN_OLDC_DMD | MKr20 | 2030 | 11.0713 | 0.17867 | 0.25353 | [5 empty] | PAR | C | OLD | 3.9443 |  | RHNHPELC | 1 | 0.16667 | HOUPARRHNHPELCN04_OLDC_FHPELCE03 | 1 | HOUPARRHNHPELCN04_OLDC | HOUPARRHNHPELCE03_OLDC | HPELCE03 | HPELCN04 | PAR_OLDC | HPELCE03_HPELCN04 | 3 | 0 | 0.95 | Similar
HOUPARRHNHPELCN04_OLDC_FHPELCE03_D17 | Residential heating technology - Heat pump, Ground source - single-family house - existing building - distributed level 0.17 | HOUELC, HOUAMB | HOUPARRHN_OLDC_DMD | MKr20 | 2040 | 10.5177 | 0.17323 | 0.24353 | [5 empty] | PAR | C | OLD | 4.1064 |  | RHNHPELC | 1 | 0.16667 | HOUPARRHNHPELCN04_OLDC_FHPELCE03 | 1 | HOUPARRHNHPELCN04_OLDC | HOUPARRHNHPELCE03_OLDC | HPELCE03 | HPELCN04 | PAR_OLDC | HPELCE03_HPELCN04 | 3 | 0 | 0.95 | Similar
HOUPARRHNHPELCN04_OLDC_FHPELCE03_D17 | Residential heating technology - Heat pump, Ground source - single-family house - existing building - distributed level 0.17 | HOUELC, HOUAMB | HOUPARRHN_OLDC_DMD | MKr20 | 2050 | 9.9642 | 0.1678 | 0.24036 | [5 empty] | PAR | C | OLD | 4.1604 |  | RHNHPELC | 1 | 0.16667 | HOUPARRHNHPELCN04_OLDC_FHPELCE03 | 1 | HOUPARRHNHPELCN04_OLDC | HOUPARRHNHPELCE03_OLDC | HPELCE03 | HPELCN04 | PAR_OLDC | HPELCE03_HPELCN04 | 3 | 0 | 0.95 | Similar
HOUPARRHNHPELCN03_OLDC_FHPELCE03_D17 | Residential heating technology - Heat pump, Air-to-water - single-family house - existing building - distributed level 0.17 | HOUELC, HOUAMB | HOUPARRHN_OLDC_DMD | MKr20 | 2020 | 8.7998 | 0.27799 | 0.29378 | [5 empty] | PAR | C | OLD | 3.4039 |  | RHNHPELC | 1 | 0.16667 | HOUPARRHNHPELCN03_OLDC_FHPELCE03 | 1 | HOUPARRHNHPELCN03_OLDC | HOUPARRHNHPELCE03_OLDC | HPELCE03 | HPELCN03 | PAR_OLDC | HPELCE03_HPELCN03 | 2 | 0 | 0.9 | Same
HOUPARRHNHPELCN03_OLDC_FHPELCE03_D17 | Residential heating technology - Heat pump, Air-to-water - single-family house - existing building - distributed level 0.17 | HOUELC, HOUAMB | HOUPARRHN_OLDC_DMD | MKr20 | 2025 | 8.1169 | 0.20317 | 0.28042 | [5 empty] | PAR | C | OLD | 3.566 |  | RHNHPELC | 1 | 0.16667 | HOUPARRHNHPELCN03_OLDC_FHPELCE03 | 1 | HOUPARRHNHPELCN03_OLDC | HOUPARRHNHPELCE03_OLDC | HPELCE03 | HPELCN03 | PAR_OLDC | HPELCE03_HPELCN03 | 2 | 0 | 0.9 | Same
HOUPARRHNHPELCN03_OLDC_FHPELCE03_D17 | Residential heating technology - Heat pump, Air-to-water - single-family house - existing building - distributed level 0.17 | HOUELC, HOUAMB | HOUPARRHN_OLDC_DMD | MKr20 | 2030 | 7.4339 | 0.20024 | 0.26823 | [5 empty] | PAR | C | OLD | 3.7281 |  | RHNHPELC | 1 | 0.16667 | HOUPARRHNHPELCN03_OLDC_FHPELCE03 | 1 | HOUPARRHNHPELCN03_OLDC | HOUPARRHNHPELCE03_OLDC | HPELCE03 | HPELCN03 | PAR_OLDC | HPELCE03_HPELCN03 | 2 | 0 | 0.9 | Same
HOUPARRHNHPELCN03_OLDC_FHPELCE03_D17 | Residential heating technology - Heat pump, Air-to-water - single-family house - existing building - distributed level 0.17 | HOUELC, HOUAMB | HOUPARRHN_OLDC_DMD | MKr20 | 2040 | 6.88 | 0.1948 | 0.25705 | [5 empty] | PAR | C | OLD | 3.8902 |  | RHNHPELC | 1 | 0.16667 | HOUPARRHNHPELCN03_OLDC_FHPELCE03 | 1 | HOUPARRHNHPELCN03_OLDC | HOUPARRHNHPELCE03_OLDC | HPELCE03 | HPELCN03 | PAR_OLDC | HPELCE03_HPELCN03 | 2 | 0 | 0.9 | Same
HOUPARRHNHPELCN03_OLDC_FHPELCE03_D17 | Residential heating technology - Heat pump, Air-to-water - single-family house - existing building - distributed level 0.17 | HOUELC, HOUAMB | HOUPARRHN_OLDC_DMD | MKr20 | 2050 | 6.3261 | 0.18937 | 0.25011 | [5 empty] | PAR | C | OLD | 3.9983 |  | RHNHPELC | 1 | 0.16667 | HOUPARRHNHPELCN03_OLDC_FHPELCE03 | 1 | HOUPARRHNHPELCN03_OLDC | HOUPARRHNHPELCE03_OLDC | HPELCE03 | HPELCN03 | PAR_OLDC | HPELCE03_HPELCN03 | 2 | 0 | 0.9 | Same
HOUPARRHNHPELCN02_OLDC_FHPELCE03_D17 | Residential heating technology - Heat pump, Air-to-air - single-family house - existing building - distributed level 0.17 | HOUELC, HOUAMB | HOUPARRHN_OLDC_DMD | MKr20 | 2020 | 1.7956 | 0.14453 | 0.1908 | [5 empty] | PAR | C | OLD | 5.241 |  | RHNHPELC | 1 | 0.16667 | HOUPARRHNHPELCN02_OLDC_FHPELCE03 | 1 | HOUPARRHNHPELCN02_OLDC | HOUPARRHNHPELCE03_OLDC | HPELCE03 | HPELCN02 | PAR_OLDC | HPELCE03_HPELCN02 | 5 | 0 | 1.1 | Unlikely
HOUPARRHNHPELCN02_OLDC_FHPELCE03_D17 | Residential heating technology - Heat pump, Air-to-air - single-family house - existing building - distributed level 0.17 | HOUELC, HOUAMB | HOUPARRHN_OLDC_DMD | MKr20 | 2025 | 1.7517 | 0.098193 | 0.18145 | [5 empty] | PAR | C | OLD | 5.5112 |  | RHNHPELC | 1 | 0.16667 | HOUPARRHNHPELCN02_OLDC_FHPELCE03 | 1 | HOUPARRHNHPELCN02_OLDC | HOUPARRHNHPELCE03_OLDC | HPELCE03 | HPELCN02 | PAR_OLDC | HPELCE03_HPELCN02 | 5 | 0 | 1.1 | Unlikely
HOUPARRHNHPELCN02_OLDC_FHPELCE03_D17 | Residential heating technology - Heat pump, Air-to-air - single-family house - existing building - distributed level 0.17 | HOUELC, HOUAMB | HOUPARRHN_OLDC_DMD | MKr20 | 2030 | 1.7078 | 0.096379 | 0.1746 | [5 empty] | PAR | C | OLD | 5.7273 |  | RHNHPELC | 1 | 0.16667 | HOUPARRHNHPELCN02_OLDC_FHPELCE03 | 1 | HOUPARRHNHPELCN02_OLDC | HOUPARRHNHPELCE03_OLDC | HPELCE03 | HPELCN02 | PAR_OLDC | HPELCE03_HPELCN02 | 5 | 0 | 1.1 | Unlikely
HOUPARRHNHPELCN02_OLDC_FHPELCE03_D17 | Residential heating technology - Heat pump, Air-to-air - single-family house - existing building - distributed level 0.17 | HOUELC, HOUAMB | HOUPARRHN_OLDC_DMD | MKr20 | 2040 | 1.6264 | 0.093013 | 0.16825 | [5 empty] | PAR | C | OLD | 5.9434 |  | RHNHPELC | 1 | 0.16667 | HOUPARRHNHPELCN02_OLDC_FHPELCE03 | 1 | HOUPARRHNHPELCN02_OLDC | HOUPARRHNHPELCE03_OLDC | HPELCE03 | HPELCN02 | PAR_OLDC | HPELCE03_HPELCN02 | 5 | 0 | 1.1 | Unlikely
HOUPARRHNHPELCN02_OLDC_FHPELCE03_D17 | Residential heating technology - Heat pump, Air-to-air - single-family house - existing building - distributed level 0.17 | HOUELC, HOUAMB | HOUPARRHN_OLDC_DMD | MKr20 | 2050 | 1.5449 | 0.089647 | 0.16525 | [5 empty] | PAR | C | OLD | 6.0515 |  | RHNHPELC | 1 | 0.16667 | HOUPARRHNHPELCN02_OLDC_FHPELCE03 | 1 | HOUPARRHNHPELCN02_OLDC | HOUPARRHNHPELCE03_OLDC | HPELCE03 | HPELCN02 | PAR_OLDC | HPELCE03_HPELCN02 | 5 | 0 | 1.1 | Unlikely
HOUPARRHNDIELCN06_OLDC_FHPELCE03_D17 | Residential heating technology - Electric heating - electric panel from Bauhaus - single-family house - new building - distributed level 0.17 | HOUELC | HOUPARRHN_OLDC_DMD | MKr20 | 2020 | 0.50745 | 0 | [6 empty] | PAR | C | OLD |  |  | RHNDIELC | 1 | 0.16667 | HOUPARRHNDIELCN06_OLDC_FHPELCE03 | 1 | HOUPARRHNDIELCN06_OLDC | HOUPARRHNHPELCE03_OLDC | HPELCE03 | DIELCN06 | PAR_OLDC | HPELCE03_DIELCN06 | 5 | 0 | 1.1 | Unlikely
HOUPARRHNDIELCN06_OLDC_FHPELCE03_D17 | Residential heating technology - Electric heating - electric panel from Bauhaus - single-family house - new building - distributed level 0.17 | HOUELC | HOUPARRHN_OLDC_DMD | MKr20 | 2025 | 0.50745 | 0 | [6 empty] | PAR | C | OLD |  |  | RHNDIELC | 1 | 0.16667 | HOUPARRHNDIELCN06_OLDC_FHPELCE03 | 1 | HOUPARRHNDIELCN06_OLDC | HOUPARRHNHPELCE03_OLDC | HPELCE03 | DIELCN06 | PAR_OLDC | HPELCE03_DIELCN06 | 5 | 0 | 1.1 | Unlikely
HOUPARRHNDIELCN06_OLDC_FHPELCE03_D17 | Residential heating technology - Electric heating - electric panel from Bauhaus - single-family house - new building - distributed level 0.17 | HOUELC | HOUPARRHN_OLDC_DMD | MKr20 | 2030 | 0.50745 | 0 | [6 empty] | PAR | C | OLD |  |  | RHNDIELC | 1 | 0.16667 | HOUPARRHNDIELCN06_OLDC_FHPELCE03 | 1 | HOUPARRHNDIELCN06_OLDC | HOUPARRHNHPELCE03_OLDC | HPELCE03 | DIELCN06 | PAR_OLDC | HPELCE03_DIELCN06 | 5 | 0 | 1.1 | Unlikely
HOUPARRHNDIELCN06_OLDC_FHPELCE03_D17 | Residential heating technology - Electric heating - electric panel from Bauhaus - single-family house - new building - distributed level 0.17 | HOUELC | HOUPARRHN_OLDC_DMD | MKr20 | 2040 | 0.50745 | 0 | [6 empty] | PAR | C | OLD |  |  | RHNDIELC | 1 | 0.16667 | HOUPARRHNDIELCN06_OLDC_FHPELCE03 | 1 | HOUPARRHNDIELCN06_OLDC | HOUPARRHNHPELCE03_OLDC | HPELCE03 | DIELCN06 | PAR_OLDC | HPELCE03_DIELCN06 | 5 | 0 | 1.1 | Unlikely
HOUPARRHNDIELCN06_OLDC_FHPELCE03_D17 | Residential heating technology - Electric heating - electric panel from Bauhaus - single-family house - new building - distributed level 0.17 | HOUELC | HOUPARRHN_OLDC_DMD | MKr20 | 2050 | 0.50745 | 0 | [6 empty] | PAR | C | OLD |  |  | RHNDIELC | 1 | 0.16667 | HOUPARRHNDIELCN06_OLDC_FHPELCE03 | 1 | HOUPARRHNDIELCN06_OLDC | HOUPARRHNHPELCE03_OLDC | HPELCE03 | DIELCN06 | PAR_OLDC | HPELCE03_DIELCN06 | 5 | 0 | 1.1 | Unlikely
HOUPARRHNDIELCN01_OLDC_FHPELCE03_D17 | Residential heating technology - Electric heating - single-family house - new building - distributed level 0.17 | HOUELC | HOUPARRHN_OLDC_DMD | MKr20 | 2020 | 6.1657 | 0.04999 | [6 empty] | PAR | C | OLD |  |  | RHNDIELC | 1 | 0.16667 | HOUPARRHNDIELCN01_OLDC_FHPELCE03 | 1 | HOUPARRHNDIELCN01_OLDC | HOUPARRHNHPELCE03_OLDC | HPELCE03 | DIELCN01 | PAR_OLDC | HPELCE03_DIELCN01 | 5 | 0 | 1.1 | Unlikely
HOUPARRHNDIELCN01_OLDC_FHPELCE03_D17 | Residential heating technology - Electric heating - single-family house - new building - distributed level 0.17 | HOUELC | HOUPARRHN_OLDC_DMD | MKr20 | 2025 | 6.0131 | 0.04999 | [6 empty] | PAR | C | OLD |  |  | RHNDIELC | 1 | 0.16667 | HOUPARRHNDIELCN01_OLDC_FHPELCE03 | 1 | HOUPARRHNDIELCN01_OLDC | HOUPARRHNHPELCE03_OLDC | HPELCE03 | DIELCN01 | PAR_OLDC | HPELCE03_DIELCN01 | 5 | 0 | 1.1 | Unlikely
HOUPARRHNDIELCN01_OLDC_FHPELCE03_D17 | Residential heating technology - Electric heating - single-family house - new building - distributed level 0.17 | HOUELC | HOUPARRHN_OLDC_DMD | MKr20 | 2030 | 5.8642 | 0.047907 | [6 empty] | PAR | C | OLD |  |  | RHNDIELC | 1 | 0.16667 | HOUPARRHNDIELCN01_OLDC_FHPELCE03 | 1 | HOUPARRHNDIELCN01_OLDC | HOUPARRHNHPELCE03_OLDC | HPELCE03 | DIELCN01 | PAR_OLDC | HPELCE03_DIELCN01 | 5 | 0 | 1.1 | Unlikely
HOUPARRHNDIELCN01_OLDC_FHPELCE03_D17 | Residential heating technology - Electric heating - single-family house - new building - distributed level 0.17 | HOUELC | HOUPARRHN_OLDC_DMD | MKr20 | 2040 | 5.5775 | 0.045824 | [6 empty] | PAR | C | OLD |  |  | RHNDIELC | 1 | 0.16667 | HOUPARRHNDIELCN01_OLDC_FHPELCE03 | 1 | HOUPARRHNDIELCN01_OLDC | HOUPARRHNHPELCE03_OLDC | HPELCE03 | DIELCN01 | PAR_OLDC | HPELCE03_DIELCN01 | 5 | 0 | 1.1 | Unlikely
HOUPARRHNDIELCN01_OLDC_FHPELCE03_D17 | Residential heating technology - Electric heating - single-family house - new building - distributed level 0.17 | HOUELC | HOUPARRHN_OLDC_DMD | MKr20 | 2050 | 5.3049 | 0.043741 | [6 empty] | PAR | C | OLD |  |  | RHNDIELC | 1 | 0.16667 | HOUPARRHNDIELCN01_OLDC_FHPELCE03 | 1 | HOUPARRHNDIELCN01_OLDC | HOUPARRHNHPELCE03_OLDC | HPELCE03 | DIELCN01 | PAR_OLDC | HPELCE03_DIELCN01 | 5 | 0 | 1.1 | Unlikely
HOUPARRHNBHSOLN01_OLDC_FHPELCE03_D17 | Residential heating technology - Solar heating system - single-family house - existing building - distributed level 0.17 | HOUSOL | HOUPARRHN_OLDC_DMD | MKr20 | 2020 | 6.7755 | 0.078035 | [6 empty] | PAR | C | OLD |  |  | RHNBHSOL | 1 | 0.16667 | HOUPARRHNBHSOLN01_OLDC_FHPELCE03 | 1 | HOUPARRHNBHSOLN01_OLDC | HOUPARRHNHPELCE03_OLDC | HPELCE03 | BHSOLN01 | PAR_OLDC | HPELCE03_BHSOLN01 | 5 | 0 | 1.1 | Unlikely
HOUPARRHNBHSOLN01_OLDC_FHPELCE03_D17 | Residential heating technology - Solar heating system - single-family house - existing building - distributed level 0.17 | HOUSOL | HOUPARRHN_OLDC_DMD | MKr20 | 2025 | 6.6078 | 0.073274 | [6 empty] | PAR | C | OLD |  |  | RHNBHSOL | 1 | 0.16667 | HOUPARRHNBHSOLN01_OLDC_FHPELCE03 | 1 | HOUPARRHNBHSOLN01_OLDC | HOUPARRHNHPELCE03_OLDC | HPELCE03 | BHSOLN01 | PAR_OLDC | HPELCE03_BHSOLN01 | 5 | 0 | 1.1 | Unlikely
HOUPARRHNBHSOLN01_OLDC_FHPELCE03_D17 | Residential heating technology - Solar heating system - single-family house - existing building - distributed level 0.17 | HOUSOL | HOUPARRHN_OLDC_DMD | MKr20 | 2030 | 6.4442 | 0.071489 | [6 empty] | PAR | C | OLD |  |  | RHNBHSOL | 1 | 0.16667 | HOUPARRHNBHSOLN01_OLDC_FHPELCE03 | 1 | HOUPARRHNBHSOLN01_OLDC | HOUPARRHNHPELCE03_OLDC | HPELCE03 | BHSOLN01 | PAR_OLDC | HPELCE03_BHSOLN01 | 5 | 0 | 1.1 | Unlikely
HOUPARRHNBHSOLN01_OLDC_FHPELCE03_D17 | Residential heating technology - Solar heating system - single-family house - existing building - distributed level 0.17 | HOUSOL | HOUPARRHN_OLDC_DMD | MKr20 | 2040 | 6.1292 | 0.067621 | [6 empty] | PAR | C | OLD |  |  | RHNBHSOL | 1 | 0.16667 | HOUPARRHNBHSOLN01_OLDC_FHPELCE03 | 1 | HOUPARRHNBHSOLN01_OLDC | HOUPARRHNHPELCE03_OLDC | HPELCE03 | BHSOLN01 | PAR_OLDC | HPELCE03_BHSOLN01 | 5 | 0 | 1.1 | Unlikely
HOUPARRHNBHSOLN01_OLDC_FHPELCE03_D17 | Residential heating technology - Solar heating system - single-family house - existing building - distributed level 0.17 | HOUSOL | HOUPARRHN_OLDC_DMD | MKr20 | 2050 | 5.8295 | 0.063752 | [6 empty] | PAR | C | OLD |  |  | RHNBHSOL | 1 | 0.16667 | HOUPARRHNBHSOLN01_OLDC_FHPELCE03 | 1 | HOUPARRHNBHSOLN01_OLDC | HOUPARRHNHPELCE03_OLDC | HPELCE03 | BHSOLN01 | PAR_OLDC | HPELCE03_BHSOLN01 | 5 | 0 | 1.1 | Unlikely
HOUPARRHNBHDHCN03_OLDC_FHPELCE03_D17 | Residential heating technology - Direct district heating substation - plus connection pipe - single-family house - existing building - distributed level 0.17 | HOUDHC | HOUPARRHN_OLDC_DMD | MKr20 | 2020 | 2.1747 | 0.025391 | [6 empty] | PAR | C | OLD |  |  | RHNBHDHC | 1 | 0.16667 | HOUPARRHNBHDHCN03_OLDC_FHPELCE03 | 1 | HOUPARRHNBHDHCN03_OLDC | HOUPARRHNHPELCE03_OLDC | HPELCE03 | BHDHCN03 | PAR_OLDC | HPELCE03_BHDHCN03 | 6 | 0 | 1 | New
HOUPARRHNBHDHCN03_OLDC_FHPELCE03_D17 | Residential heating technology - Direct district heating substation - plus connection pipe - single-family house - existing building - distributed level 0.17 | HOUDHC | HOUPARRHN_OLDC_DMD | MKr20 | 2025 | 2.1494 | 0.025203 | [6 empty] | PAR | C | OLD |  |  | RHNBHDHC | 1 | 0.16667 | HOUPARRHNBHDHCN03_OLDC_FHPELCE03 | 1 | HOUPARRHNBHDHCN03_OLDC | HOUPARRHNHPELCE03_OLDC | HPELCE03 | BHDHCN03 | PAR_OLDC | HPELCE03_BHDHCN03 | 6 | 0 | 1 | New
HOUPARRHNBHDHCN03_OLDC_FHPELCE03_D17 | Residential heating technology - Direct district heating substation - plus connection pipe - single-family house - existing building - distributed level 0.17 | HOUDHC | HOUPARRHN_OLDC_DMD | MKr20 | 2030 | 2.1284 | 0.024753 | [6 empty] | PAR | C | OLD |  |  | RHNBHDHC | 1 | 0.16667 | HOUPARRHNBHDHCN03_OLDC_FHPELCE03 | 1 | HOUPARRHNBHDHCN03_OLDC | HOUPARRHNHPELCE03_OLDC | HPELCE03 | BHDHCN03 | PAR_OLDC | HPELCE03_BHDHCN03 | 6 | 0 | 1 | New
HOUPARRHNBHDHCN03_OLDC_FHPELCE03_D17 | Residential heating technology - Direct district heating substation - plus connection pipe - single-family house - existing building - distributed level 0.17 | HOUDHC | HOUPARRHN_OLDC_DMD | MKr20 | 2040 | 2.0905 | 0.023687 | [6 empty] | PAR | C | OLD |  |  | RHNBHDHC | 1 | 0.16667 | HOUPARRHNBHDHCN03_OLDC_FHPELCE03 | 1 | HOUPARRHNBHDHCN03_OLDC | HOUPARRHNHPELCE03_OLDC | HPELCE03 | BHDHCN03 | PAR_OLDC | HPELCE03_BHDHCN03 | 6 | 0 | 1 | New
HOUPARRHNBHDHCN03_OLDC_FHPELCE03_D17 | Residential heating technology - Direct district heating substation - plus connection pipe - single-family house - existing building - distributed level 0.17 | HOUDHC | HOUPARRHN_OLDC_DMD | MKr20 | 2050 | 2.0485 | 0.022136 | [6 empty] | PAR | C | OLD |  |  | RHNBHDHC | 1 | 0.16667 | HOUPARRHNBHDHCN03_OLDC_FHPELCE03 | 1 | HOUPARRHNBHDHCN03_OLDC | HOUPARRHNHPELCE03_OLDC | HPELCE03 | BHDHCN03 | PAR_OLDC | HPELCE03_BHDHCN03 | 6 | 0 | 1 | New
HOUPARRHNHPELCN07_OLDD_FHPELCE03_D17 | Residential heating technology - Heat pump, Air-to-water, low-price product - single-family house - existing building - distributed level 0.17 | HOUELC, HOUAMB | HOUPARRHN_OLDD_DMD | MKr20 | 2020 | 6.9061 | 0.32113 | 0.30847 | [5 empty] | PAR | D | OLD | 3.2419 |  | RHNHPELC | 1 | 0.16667 | HOUPARRHNHPELCN07_OLDD_FHPELCE03 | 1 | HOUPARRHNHPELCN07_OLDD | HOUPARRHNHPELCE03_OLDD | HPELCE03 | HPELCN07 | PAR_OLDD | HPELCE03_HPELCN07 | 2 | 0 | 0.9 | Same
HOUPARRHNHPELCN07_OLDD_FHPELCE03_D17 | Residential heating technology - Heat pump, Air-to-water, low-price product - single-family house - existing building - distributed level 0.17 | HOUELC, HOUAMB | HOUPARRHN_OLDD_DMD | MKr20 | 2025 | 6.3179 | 0.2463 | 0.29378 | [5 empty] | PAR | D | OLD | 3.4039 |  | RHNHPELC | 1 | 0.16667 | HOUPARRHNHPELCN07_OLDD_FHPELCE03 | 1 | HOUPARRHNHPELCN07_OLDD | HOUPARRHNHPELCE03_OLDD | HPELCE03 | HPELCN07 | PAR_OLDD | HPELCE03_HPELCN07 | 2 | 0 | 0.9 | Same
HOUPARRHNHPELCN07_OLDD_FHPELCE03_D17 | Residential heating technology - Heat pump, Air-to-water, low-price product - single-family house - existing building - distributed level 0.17 | HOUELC, HOUAMB | HOUPARRHN_OLDD_DMD | MKr20 | 2030 | 5.7296 | 0.24337 | 0.28042 | [5 empty] | PAR | D | OLD | 3.566 |  | RHNHPELC | 1 | 0.16667 | HOUPARRHNHPELCN07_OLDD_FHPELCE03 | 1 | HOUPARRHNHPELCN07_OLDD | HOUPARRHNHPELCE03_OLDD | HPELCE03 | HPELCN07 | PAR_OLDD | HPELCE03_HPELCN07 | 2 | 0 | 0.9 | Same
HOUPARRHNHPELCN07_OLDD_FHPELCE03_D17 | Residential heating technology - Heat pump, Air-to-water, low-price product - single-family house - existing building - distributed level 0.17 | HOUELC, HOUAMB | HOUPARRHN_OLDD_DMD | MKr20 | 2040 | 5.2609 | 0.23794 | 0.26823 | [5 empty] | PAR | D | OLD | 3.7281 |  | RHNHPELC | 1 | 0.16667 | HOUPARRHNHPELCN07_OLDD_FHPELCE03 | 1 | HOUPARRHNHPELCN07_OLDD | HOUPARRHNHPELCE03_OLDD | HPELCE03 | HPELCN07 | PAR_OLDD | HPELCE03_HPELCN07 | 2 | 0 | 0.9 | Same
HOUPARRHNHPELCN07_OLDD_FHPELCE03_D17 | Residential heating technology - Heat pump, Air-to-water, low-price product - single-family house - existing building - distributed level 0.17 | HOUELC, HOUAMB | HOUPARRHN_OLDD_DMD | MKr20 | 2050 | 4.7922 | 0.2325 | 0.26067 | [5 empty] | PAR | D | OLD | 3.8362 |  | RHNHPELC | 1 | 0.16667 | HOUPARRHNHPELCN07_OLDD_FHPELCE03 | 1 | HOUPARRHNHPELCN07_OLDD | HOUPARRHNHPELCE03_OLDD | HPELCE03 | HPELCN07 | PAR_OLDD | HPELCE03_HPELCN07 | 2 | 0 | 0.9 | Same
HOUPARRHNHPELCN05_OLDD_FHPELCE03_D17 | Residential heating technology - Heat pump, Air-to-water - leasing - single-family house - existing building - distributed level 0.17 | HOUELC, HOUAMB | HOUPARRHN_OLDD_DMD | MKr20 | 2020 | 4.3999 | 0.88909 | 0.29378 | [5 empty] | PAR | D | OLD | 3.4039 |  | RHNHPELC | 1 | 0.16667 | HOUPARRHNHPELCN05_OLDD_FHPELCE03 | 1 | HOUPARRHNHPELCN05_OLDD | HOUPARRHNHPELCE03_OLDD | HPELCE03 | HPELCN05 | PAR_OLDD | HPELCE03_HPELCN05 | 2 | 0 | 0.9 | Same
HOUPARRHNHPELCN05_OLDD_FHPELCE03_D17 | Residential heating technology - Heat pump, Air-to-water - leasing - single-family house - existing building - distributed level 0.17 | HOUELC, HOUAMB | HOUPARRHN_OLDD_DMD | MKr20 | 2025 | 4.0584 | 0.76684 | 0.28042 | [5 empty] | PAR | D | OLD | 3.566 |  | RHNHPELC | 1 | 0.16667 | HOUPARRHNHPELCN05_OLDD_FHPELCE03 | 1 | HOUPARRHNHPELCN05_OLDD | HOUPARRHNHPELCE03_OLDD | HPELCE03 | HPELCN05 | PAR_OLDD | HPELCE03_HPELCN05 | 2 | 0 | 0.9 | Same
HOUPARRHNHPELCN05_OLDD_FHPELCE03_D17 | Residential heating technology - Heat pump, Air-to-water - leasing - single-family house - existing building - distributed level 0.17 | HOUELC, HOUAMB | HOUPARRHN_OLDD_DMD | MKr20 | 2030 | 3.717 | 0.71648 | 0.26823 | [5 empty] | PAR | D | OLD | 3.7281 |  | RHNHPELC | 1 | 0.16667 | HOUPARRHNHPELCN05_OLDD_FHPELCE03 | 1 | HOUPARRHNHPELCN05_OLDD | HOUPARRHNHPELCE03_OLDD | HPELCE03 | HPELCN05 | PAR_OLDD | HPELCE03_HPELCN05 | 2 | 0 | 0.9 | Same
HOUPARRHNHPELCN05_OLDD_FHPELCE03_D17 | Residential heating technology - Heat pump, Air-to-water - leasing - single-family house - existing building - distributed level 0.17 | HOUELC, HOUAMB | HOUPARRHN_OLDD_DMD | MKr20 | 2040 | 3.44 | 0.67258 | 0.25705 | [5 empty] | PAR | D | OLD | 3.8902 |  | RHNHPELC | 1 | 0.16667 | HOUPARRHNHPELCN05_OLDD_FHPELCE03 | 1 | HOUPARRHNHPELCN05_OLDD | HOUPARRHNHPELCE03_OLDD | HPELCE03 | HPELCN05 | PAR_OLDD | HPELCE03_HPELCN05 | 2 | 0 | 0.9 | Same
HOUPARRHNHPELCN05_OLDD_FHPELCE03_D17 | Residential heating technology - Heat pump, Air-to-water - leasing - single-family house - existing building - distributed level 0.17 | HOUELC, HOUAMB | HOUPARRHN_OLDD_DMD | MKr20 | 2050 | 3.163 | 0.62868 | 0.25011 | [5 empty] | PAR | D | OLD | 3.9983 |  | RHNHPELC | 1 | 0.16667 | HOUPARRHNHPELCN05_OLDD_FHPELCE03 | 1 | HOUPARRHNHPELCN05_OLDD | HOUPARRHNHPELCE03_OLDD | HPELCE03 | HPELCN05 | PAR_OLDD | HPELCE03_HPELCN05 | 2 | 0 | 0.9 | Same
HOUPARRHNHPELCN04_OLDD_FHPELCE03_D17 | Residential heating technology - Heat pump, Ground source - single-family house - existing building - distributed level 0.17 | HOUELC, HOUAMB | HOUPARRHN_OLDD_DMD | MKr20 | 2020 | 12.3015 | 0.25642 | 0.26823 | [5 empty] | PAR | D | OLD | 3.7281 |  | RHNHPELC | 1 | 0.16667 | HOUPARRHNHPELCN04_OLDD_FHPELCE03 | 1 | HOUPARRHNHPELCN04_OLDD | HOUPARRHNHPELCE03_OLDD | HPELCE03 | HPELCN04 | PAR_OLDD | HPELCE03_HPELCN04 | 3 | 0 | 0.95 | Similar
HOUPARRHNHPELCN04_OLDD_FHPELCE03_D17 | Residential heating technology - Heat pump, Ground source - single-family house - existing building - distributed level 0.17 | HOUELC, HOUAMB | HOUPARRHN_OLDD_DMD | MKr20 | 2025 | 11.6864 | 0.1816 | 0.26067 | [5 empty] | PAR | D | OLD | 3.8362 |  | RHNHPELC | 1 | 0.16667 | HOUPARRHNHPELCN04_OLDD_FHPELCE03 | 1 | HOUPARRHNHPELCN04_OLDD | HOUPARRHNHPELCE03_OLDD | HPELCE03 | HPELCN04 | PAR_OLDD | HPELCE03_HPELCN04 | 3 | 0 | 0.95 | Similar
HOUPARRHNHPELCN04_OLDD_FHPELCE03_D17 | Residential heating technology - Heat pump, Ground source - single-family house - existing building - distributed level 0.17 | HOUELC, HOUAMB | HOUPARRHN_OLDD_DMD | MKr20 | 2030 | 11.0713 | 0.17867 | 0.25353 | [5 empty] | PAR | D | OLD | 3.9443 |  | RHNHPELC | 1 | 0.16667 | HOUPARRHNHPELCN04_OLDD_FHPELCE03 | 1 | HOUPARRHNHPELCN04_OLDD | HOUPARRHNHPELCE03_OLDD | HPELCE03 | HPELCN04 | PAR_OLDD | HPELCE03_HPELCN04 | 3 | 0 | 0.95 | Similar
HOUPARRHNHPELCN04_OLDD_FHPELCE03_D17 | Residential heating technology - Heat pump, Ground source - single-family house - existing building - distributed level 0.17 | HOUELC, HOUAMB | HOUPARRHN_OLDD_DMD | MKr20 | 2040 | 10.5177 | 0.17323 | 0.24353 | [5 empty] | PAR | D | OLD | 4.1064 |  | RHNHPELC | 1 | 0.16667 | HOUPARRHNHPELCN04_OLDD_FHPELCE03 | 1 | HOUPARRHNHPELCN04_OLDD | HOUPARRHNHPELCE03_OLDD | HPELCE03 | HPELCN04 | PAR_OLDD | HPELCE03_HPELCN04 | 3 | 0 | 0.95 | Similar
HOUPARRHNHPELCN04_OLDD_FHPELCE03_D17 | Residential heating technology - Heat pump, Ground source - single-family house - existing building - distributed level 0.17 | HOUELC, HOUAMB | HOUPARRHN_OLDD_DMD | MKr20 | 2050 | 9.9642 | 0.1678 | 0.24036 | [5 empty] | PAR | D | OLD | 4.1604 |  | RHNHPELC | 1 | 0.16667 | HOUPARRHNHPELCN04_OLDD_FHPELCE03 | 1 | HOUPARRHNHPELCN04_OLDD | HOUPARRHNHPELCE03_OLDD | HPELCE03 | HPELCN04 | PAR_OLDD | HPELCE03_HPELCN04 | 3 | 0 | 0.95 | Similar
HOUPARRHNHPELCN03_OLDD_FHPELCE03_D17 | Residential heating technology - Heat pump, Air-to-water - single-family house - existing building - distributed level 0.17 | HOUELC, HOUAMB | HOUPARRHN_OLDD_DMD | MKr20 | 2020 | 8.7998 | 0.27799 | 0.29378 | [5 empty] | PAR | D | OLD | 3.4039 |  | RHNHPELC | 1 | 0.16667 | HOUPARRHNHPELCN03_OLDD_FHPELCE03 | 1 | HOUPARRHNHPELCN03_OLDD | HOUPARRHNHPELCE03_OLDD | HPELCE03 | HPELCN03 | PAR_OLDD | HPELCE03_HPELCN03 | 2 | 0 | 0.9 | Same
HOUPARRHNHPELCN03_OLDD_FHPELCE03_D17 | Residential heating technology - Heat pump, Air-to-water - single-family house - existing building - distributed level 0.17 | HOUELC, HOUAMB | HOUPARRHN_OLDD_DMD | MKr20 | 2025 | 8.1169 | 0.20317 | 0.28042 | [5 empty] | PAR | D | OLD | 3.566 |  | RHNHPELC | 1 | 0.16667 | HOUPARRHNHPELCN03_OLDD_FHPELCE03 | 1 | HOUPARRHNHPELCN03_OLDD | HOUPARRHNHPELCE03_OLDD | HPELCE03 | HPELCN03 | PAR_OLDD | HPELCE03_HPELCN03 | 2 | 0 | 0.9 | Same
HOUPARRHNHPELCN03_OLDD_FHPELCE03_D17 | Residential heating technology - Heat pump, Air-to-water - single-family house - existing building - distributed level 0.17 | HOUELC, HOUAMB | HOUPARRHN_OLDD_DMD | MKr20 | 2030 | 7.4339 | 0.20024 | 0.26823 | [5 empty] | PAR | D | OLD | 3.7281 |  | RHNHPELC | 1 | 0.16667 | HOUPARRHNHPELCN03_OLDD_FHPELCE03 | 1 | HOUPARRHNHPELCN03_OLDD | HOUPARRHNHPELCE03_OLDD | HPELCE03 | HPELCN03 | PAR_OLDD | HPELCE03_HPELCN03 | 2 | 0 | 0.9 | Same
HOUPARRHNHPELCN03_OLDD_FHPELCE03_D17 | Residential heating technology - Heat pump, Air-to-water - single-family house - existing building - distributed level 0.17 | HOUELC, HOUAMB | HOUPARRHN_OLDD_DMD | MKr20 | 2040 | 6.88 | 0.1948 | 0.25705 | [5 empty] | PAR | D | OLD | 3.8902 |  | RHNHPELC | 1 | 0.16667 | HOUPARRHNHPELCN03_OLDD_FHPELCE03 | 1 | HOUPARRHNHPELCN03_OLDD | HOUPARRHNHPELCE03_OLDD | HPELCE03 | HPELCN03 | PAR_OLDD | HPELCE03_HPELCN03 | 2 | 0 | 0.9 | Same
HOUPARRHNHPELCN03_OLDD_FHPELCE03_D17 | Residential heating technology - Heat pump, Air-to-water - single-family house - existing building - distributed level 0.17 | HOUELC, HOUAMB | HOUPARRHN_OLDD_DMD | MKr20 | 2050 | 6.3261 | 0.18937 | 0.25011 | [5 empty] | PAR | D | OLD | 3.9983 |  | RHNHPELC | 1 | 0.16667 | HOUPARRHNHPELCN03_OLDD_FHPELCE03 | 1 | HOUPARRHNHPELCN03_OLDD | HOUPARRHNHPELCE03_OLDD | HPELCE03 | HPELCN03 | PAR_OLDD | HPELCE03_HPELCN03 | 2 | 0 | 0.9 | Same
HOUPARRHNHPELCN02_OLDD_FHPELCE03_D17 | Residential heating technology - Heat pump, Air-to-air - single-family house - existing building - distributed level 0.17 | HOUELC, HOUAMB | HOUPARRHN_OLDD_DMD | MKr20 | 2020 | 1.7956 | 0.14453 | 0.1908 | [5 empty] | PAR | D | OLD | 5.241 |  | RHNHPELC | 1 | 0.16667 | HOUPARRHNHPELCN02_OLDD_FHPELCE03 | 1 | HOUPARRHNHPELCN02_OLDD | HOUPARRHNHPELCE03_OLDD | HPELCE03 | HPELCN02 | PAR_OLDD | HPELCE03_HPELCN02 | 5 | 0 | 1.1 | Unlikely
HOUPARRHNHPELCN02_OLDD_FHPELCE03_D17 | Residential heating technology - Heat pump, Air-to-air - single-family house - existing building - distributed level 0.17 | HOUELC, HOUAMB | HOUPARRHN_OLDD_DMD | MKr20 | 2025 | 1.7517 | 0.098193 | 0.18145 | [5 empty] | PAR | D | OLD | 5.5112 |  | RHNHPELC | 1 | 0.16667 | HOUPARRHNHPELCN02_OLDD_FHPELCE03 | 1 | HOUPARRHNHPELCN02_OLDD | HOUPARRHNHPELCE03_OLDD | HPELCE03 | HPELCN02 | PAR_OLDD | HPELCE03_HPELCN02 | 5 | 0 | 1.1 | Unlikely
HOUPARRHNHPELCN02_OLDD_FHPELCE03_D17 | Residential heating technology - Heat pump, Air-to-air - single-family house - existing building - distributed level 0.17 | HOUELC, HOUAMB | HOUPARRHN_OLDD_DMD | MKr20 | 2030 | 1.7078 | 0.096379 | 0.1746 | [5 empty] | PAR | D | OLD | 5.7273 |  | RHNHPELC | 1 | 0.16667 | HOUPARRHNHPELCN02_OLDD_FHPELCE03 | 1 | HOUPARRHNHPELCN02_OLDD | HOUPARRHNHPELCE03_OLDD | HPELCE03 | HPELCN02 | PAR_OLDD | HPELCE03_HPELCN02 | 5 | 0 | 1.1 | Unlikely
HOUPARRHNHPELCN02_OLDD_FHPELCE03_D17 | Residential heating technology - Heat pump, Air-to-air - single-family house - existing building - distributed level 0.17 | HOUELC, HOUAMB | HOUPARRHN_OLDD_DMD | MKr20 | 2040 | 1.6264 | 0.093013 | 0.16825 | [5 empty] | PAR | D | OLD | 5.9434 |  | RHNHPELC | 1 | 0.16667 | HOUPARRHNHPELCN02_OLDD_FHPELCE03 | 1 | HOUPARRHNHPELCN02_OLDD | HOUPARRHNHPELCE03_OLDD | HPELCE03 | HPELCN02 | PAR_OLDD | HPELCE03_HPELCN02 | 5 | 0 | 1.1 | Unlikely
HOUPARRHNHPELCN02_OLDD_FHPELCE03_D17 | Residential heating technology - Heat pump, Air-to-air - single-family house - existing building - distributed level 0.17 | HOUELC, HOUAMB | HOUPARRHN_OLDD_DMD | MKr20 | 2050 | 1.5449 | 0.089647 | 0.16525 | [5 empty] | PAR | D | OLD | 6.0515 |  | RHNHPELC | 1 | 0.16667 | HOUPARRHNHPELCN02_OLDD_FHPELCE03 | 1 | HOUPARRHNHPELCN02_OLDD | HOUPARRHNHPELCE03_OLDD | HPELCE03 | HPELCN02 | PAR_OLDD | HPELCE03_HPELCN02 | 5 | 0 | 1.1 | Unlikely
HOUPARRHNDIELCN06_OLDD_FHPELCE03_D17 | Residential heating technology - Electric heating - electric panel from Bauhaus - single-family house - new building - distributed level 0.17 | HOUELC | HOUPARRHN_OLDD_DMD | MKr20 | 2020 | 0.50745 | 0 | [6 empty] | PAR | D | OLD |  |  | RHNDIELC | 1 | 0.16667 | HOUPARRHNDIELCN06_OLDD_FHPELCE03 | 1 | HOUPARRHNDIELCN06_OLDD | HOUPARRHNHPELCE03_OLDD | HPELCE03 | DIELCN06 | PAR_OLDD | HPELCE03_DIELCN06 | 5 | 0 | 1.1 | Unlikely
HOUPARRHNDIELCN06_OLDD_FHPELCE03_D17 | Residential heating technology - Electric heating - electric panel from Bauhaus - single-family house - new building - distributed level 0.17 | HOUELC | HOUPARRHN_OLDD_DMD | MKr20 | 2025 | 0.50745 | 0 | [6 empty] | PAR | D | OLD |  |  | RHNDIELC | 1 | 0.16667 | HOUPARRHNDIELCN06_OLDD_FHPELCE03 | 1 | HOUPARRHNDIELCN06_OLDD | HOUPARRHNHPELCE03_OLDD | HPELCE03 | DIELCN06 | PAR_OLDD | HPELCE03_DIELCN06 | 5 | 0 | 1.1 | Unlikely
HOUPARRHNDIELCN06_OLDD_FHPELCE03_D17 | Residential heating technology - Electric heating - electric panel from Bauhaus - single-family house - new building - distributed level 0.17 | HOUELC | HOUPARRHN_OLDD_DMD | MKr20 | 2030 | 0.50745 | 0 | [6 empty] | PAR | D | OLD |  |  | RHNDIELC | 1 | 0.16667 | HOUPARRHNDIELCN06_OLDD_FHPELCE03 | 1 | HOUPARRHNDIELCN06_OLDD | HOUPARRHNHPELCE03_OLDD | HPELCE03 | DIELCN06 | PAR_OLDD | HPELCE03_DIELCN06 | 5 | 0 | 1.1 | Unlikely
HOUPARRHNDIELCN06_OLDD_FHPELCE03_D17 | Residential heating technology - Electric heating - electric panel from Bauhaus - single-family house - new building - distributed level 0.17 | HOUELC | HOUPARRHN_OLDD_DMD | MKr20 | 2040 | 0.50745 | 0 | [6 empty] | PAR | D | OLD |  |  | RHNDIELC | 1 | 0.16667 | HOUPARRHNDIELCN06_OLDD_FHPELCE03 | 1 | HOUPARRHNDIELCN06_OLDD | HOUPARRHNHPELCE03_OLDD | HPELCE03 | DIELCN06 | PAR_OLDD | HPELCE03_DIELCN06 | 5 | 0 | 1.1 | Unlikely
HOUPARRHNDIELCN06_OLDD_FHPELCE03_D17 | Residential heating technology - Electric heating - electric panel from Bauhaus - single-family house - new building - distributed level 0.17 | HOUELC | HOUPARRHN_OLDD_DMD | MKr20 | 2050 | 0.50745 | 0 | [6 empty] | PAR | D | OLD |  |  | RHNDIELC | 1 | 0.16667 | HOUPARRHNDIELCN06_OLDD_FHPELCE03 | 1 | HOUPARRHNDIELCN06_OLDD | HOUPARRHNHPELCE03_OLDD | HPELCE03 | DIELCN06 | PAR_OLDD | HPELCE03_DIELCN06 | 5 | 0 | 1.1 | Unlikely
HOUPARRHNDIELCN01_OLDD_FHPELCE03_D17 | Residential heating technology - Electric heating - single-family house - new building - distributed level 0.17 | HOUELC | HOUPARRHN_OLDD_DMD | MKr20 | 2020 | 6.1657 | 0.04999 | [6 empty] | PAR | D | OLD |  |  | RHNDIELC | 1 | 0.16667 | HOUPARRHNDIELCN01_OLDD_FHPELCE03 | 1 | HOUPARRHNDIELCN01_OLDD | HOUPARRHNHPELCE03_OLDD | HPELCE03 | DIELCN01 | PAR_OLDD | HPELCE03_DIELCN01 | 5 | 0 | 1.1 | Unlikely
HOUPARRHNDIELCN01_OLDD_FHPELCE03_D17 | Residential heating technology - Electric heating - single-family house - new building - distributed level 0.17 | HOUELC | HOUPARRHN_OLDD_DMD | MKr20 | 2025 | 6.0131 | 0.04999 | [6 empty] | PAR | D | OLD |  |  | RHNDIELC | 1 | 0.16667 | HOUPARRHNDIELCN01_OLDD_FHPELCE03 | 1 | HOUPARRHNDIELCN01_OLDD | HOUPARRHNHPELCE03_OLDD | HPELCE03 | DIELCN01 | PAR_OLDD | HPELCE03_DIELCN01 | 5 | 0 | 1.1 | Unlikely
HOUPARRHNDIELCN01_OLDD_FHPELCE03_D17 | Residential heating technology - Electric heating - single-family house - new building - distributed level 0.17 | HOUELC | HOUPARRHN_OLDD_DMD | MKr20 | 2030 | 5.8642 | 0.047907 | [6 empty] | PAR | D | OLD |  |  | RHNDIELC | 1 | 0.16667 | HOUPARRHNDIELCN01_OLDD_FHPELCE03 | 1 | HOUPARRHNDIELCN01_OLDD | HOUPARRHNHPELCE03_OLDD | HPELCE03 | DIELCN01 | PAR_OLDD | HPELCE03_DIELCN01 | 5 | 0 | 1.1 | Unlikely
HOUPARRHNDIELCN01_OLDD_FHPELCE03_D17 | Residential heating technology - Electric heating - single-family house - new building - distributed level 0.17 | HOUELC | HOUPARRHN_OLDD_DMD | MKr20 | 2040 | 5.5775 | 0.045824 | [6 empty] | PAR | D | OLD |  |  | RHNDIELC | 1 | 0.16667 | HOUPARRHNDIELCN01_OLDD_FHPELCE03 | 1 | HOUPARRHNDIELCN01_OLDD | HOUPARRHNHPELCE03_OLDD | HPELCE03 | DIELCN01 | PAR_OLDD | HPELCE03_DIELCN01 | 5 | 0 | 1.1 | Unlikely
HOUPARRHNDIELCN01_OLDD_FHPELCE03_D17 | Residential heating technology - Electric heating - single-family house - new building - distributed level 0.17 | HOUELC | HOUPARRHN_OLDD_DMD | MKr20 | 2050 | 5.3049 | 0.043741 | [6 empty] | PAR | D | OLD |  |  | RHNDIELC | 1 | 0.16667 | HOUPARRHNDIELCN01_OLDD_FHPELCE03 | 1 | HOUPARRHNDIELCN01_OLDD | HOUPARRHNHPELCE03_OLDD | HPELCE03 | DIELCN01 | PAR_OLDD | HPELCE03_DIELCN01 | 5 | 0 | 1.1 | Unlikely
HOUPARRHNBHSOLN01_OLDD_FHPELCE03_D17 | Residential heating technology - Solar heating system - single-family house - existing building - distributed level 0.17 | HOUSOL | HOUPARRHN_OLDD_DMD | MKr20 | 2020 | 6.7755 | 0.078035 | [6 empty] | PAR | D | OLD |  |  | RHNBHSOL | 1 | 0.16667 | HOUPARRHNBHSOLN01_OLDD_FHPELCE03 | 1 | HOUPARRHNBHSOLN01_OLDD | HOUPARRHNHPELCE03_OLDD | HPELCE03 | BHSOLN01 | PAR_OLDD | HPELCE03_BHSOLN01 | 5 | 0 | 1.1 | Unlikely
HOUPARRHNBHSOLN01_OLDD_FHPELCE03_D17 | Residential heating technology - Solar heating system - single-family house - existing building - distributed level 0.17 | HOUSOL | HOUPARRHN_OLDD_DMD | MKr20 | 2025 | 6.6078 | 0.073274 | [6 empty] | PAR | D | OLD |  |  | RHNBHSOL | 1 | 0.16667 | HOUPARRHNBHSOLN01_OLDD_FHPELCE03 | 1 | HOUPARRHNBHSOLN01_OLDD | HOUPARRHNHPELCE03_OLDD | HPELCE03 | BHSOLN01 | PAR_OLDD | HPELCE03_BHSOLN01 | 5 | 0 | 1.1 | Unlikely
HOUPARRHNBHSOLN01_OLDD_FHPELCE03_D17 | Residential heating technology - Solar heating system - single-family house - existing building - distributed level 0.17 | HOUSOL | HOUPARRHN_OLDD_DMD | MKr20 | 2030 | 6.4442 | 0.071489 | [6 empty] | PAR | D | OLD |  |  | RHNBHSOL | 1 | 0.16667 | HOUPARRHNBHSOLN01_OLDD_FHPELCE03 | 1 | HOUPARRHNBHSOLN01_OLDD | HOUPARRHNHPELCE03_OLDD | HPELCE03 | BHSOLN01 | PAR_OLDD | HPELCE03_BHSOLN01 | 5 | 0 | 1.1 | Unlikely
HOUPARRHNBHSOLN01_OLDD_FHPELCE03_D17 | Residential heating technology - Solar heating system - single-family house - existing building - distributed level 0.17 | HOUSOL | HOUPARRHN_OLDD_DMD | MKr20 | 2040 | 6.1292 | 0.067621 | [6 empty] | PAR | D | OLD |  |  | RHNBHSOL | 1 | 0.16667 | HOUPARRHNBHSOLN01_OLDD_FHPELCE03 | 1 | HOUPARRHNBHSOLN01_OLDD | HOUPARRHNHPELCE03_OLDD | HPELCE03 | BHSOLN01 | PAR_OLDD | HPELCE03_BHSOLN01 | 5 | 0 | 1.1 | Unlikely
HOUPARRHNBHSOLN01_OLDD_FHPELCE03_D17 | Residential heating technology - Solar heating system - single-family house - existing building - distributed level 0.17 | HOUSOL | HOUPARRHN_OLDD_DMD | MKr20 | 2050 | 5.8295 | 0.063752 | [6 empty] | PAR | D | OLD |  |  | RHNBHSOL | 1 | 0.16667 | HOUPARRHNBHSOLN01_OLDD_FHPELCE03 | 1 | HOUPARRHNBHSOLN01_OLDD | HOUPARRHNHPELCE03_OLDD | HPELCE03 | BHSOLN01 | PAR_OLDD | HPELCE03_BHSOLN01 | 5 | 0 | 1.1 | Unlikely
HOUPARRHNBHDHDN03_OLDD_FHPELCE03_D17 | Residential heating technology - Direct district heating substation - plus connection pipe - single-family house - existing building - distributed level 0.17 | HOUDHD | HOUPARRHN_OLDD_DMD | MKr20 | 2020 | 2.1747 | 0.025391 | [6 empty] | PAR | D | OLD |  |  | RHNBHDHD | 1 | 0.16667 | HOUPARRHNBHDHDN03_OLDD_FHPELCE03 | 1 | HOUPARRHNBHDHDN03_OLDD | HOUPARRHNHPELCE03_OLDD | HPELCE03 | BHDHDN03 | PAR_OLDD | HPELCE03_BHDHDN03 | 6 | 0 | 1 | New
HOUPARRHNBHDHDN03_OLDD_FHPELCE03_D17 | Residential heating technology - Direct district heating substation - plus connection pipe - single-family house - existing building - distributed level 0.17 | HOUDHD | HOUPARRHN_OLDD_DMD | MKr20 | 2025 | 2.1494 | 0.025203 | [6 empty] | PAR | D | OLD |  |  | RHNBHDHD | 1 | 0.16667 | HOUPARRHNBHDHDN03_OLDD_FHPELCE03 | 1 | HOUPARRHNBHDHDN03_OLDD | HOUPARRHNHPELCE03_OLDD | HPELCE03 | BHDHDN03 | PAR_OLDD | HPELCE03_BHDHDN03 | 6 | 0 | 1 | New
HOUPARRHNBHDHDN03_OLDD_FHPELCE03_D17 | Residential heating technology - Direct district heating substation - plus connection pipe - single-family house - existing building - distributed level 0.17 | HOUDHD | HOUPARRHN_OLDD_DMD | MKr20 | 2030 | 2.1284 | 0.024753 | [6 empty] | PAR | D | OLD |  |  | RHNBHDHD | 1 | 0.16667 | HOUPARRHNBHDHDN03_OLDD_FHPELCE03 | 1 | HOUPARRHNBHDHDN03_OLDD | HOUPARRHNHPELCE03_OLDD | HPELCE03 | BHDHDN03 | PAR_OLDD | HPELCE03_BHDHDN03 | 6 | 0 | 1 | New
HOUPARRHNBHDHDN03_OLDD_FHPELCE03_D17 | Residential heating technology - Direct district heating substation - plus connection pipe - single-family house - existing building - distributed level 0.17 | HOUDHD | HOUPARRHN_OLDD_DMD | MKr20 | 2040 | 2.0905 | 0.023687 | [6 empty] | PAR | D | OLD |  |  | RHNBHDHD | 1 | 0.16667 | HOUPARRHNBHDHDN03_OLDD_FHPELCE03 | 1 | HOUPARRHNBHDHDN03_OLDD | HOUPARRHNHPELCE03_OLDD | HPELCE03 | BHDHDN03 | PAR_OLDD | HPELCE03_BHDHDN03 | 6 | 0 | 1 | New
HOUPARRHNBHDHDN03_OLDD_FHPELCE03_D17 | Residential heating technology - Direct district heating substation - plus connection pipe - single-family house - existing building - distributed level 0.17 | HOUDHD | HOUPARRHN_OLDD_DMD | MKr20 | 2050 | 2.0485 | 0.022136 | [6 empty] | PAR | D | OLD |  |  | RHNBHDHD | 1 | 0.16667 | HOUPARRHNBHDHDN03_OLDD_FHPELCE03 | 1 | HOUPARRHNBHDHDN03_OLDD | HOUPARRHNHPELCE03_OLDD | HPELCE03 | BHDHDN03 | PAR_OLDD | HPELCE03_BHDHDN03 | 6 | 0 | 1 | New
HOUPARRHNHPELCN07_OLDI_FHPELCE03_D17 | Residential heating technology - Heat pump, Air-to-water, low-price product - single-family house - existing building - distributed level 0.17 | HOUELC, HOUAMB | HOUPARRHN_OLDI_DMD | MKr20 | 2020 | 6.9061 | 0.32113 | 0.30847 | [5 empty] | PAR | I | OLD | 3.2419 |  | RHNHPELC | 1 | 0.16667 | HOUPARRHNHPELCN07_OLDI_FHPELCE03 | 1 | HOUPARRHNHPELCN07_OLDI | HOUPARRHNHPELCE03_OLDI | HPELCE03 | HPELCN07 | PAR_OLDI | HPELCE03_HPELCN07 | 2 | 0 | 0.9 | Same
HOUPARRHNHPELCN07_OLDI_FHPELCE03_D17 | Residential heating technology - Heat pump, Air-to-water, low-price product - single-family house - existing building - distributed level 0.17 | HOUELC, HOUAMB | HOUPARRHN_OLDI_DMD | MKr20 | 2025 | 6.3179 | 0.2463 | 0.29378 | [5 empty] | PAR | I | OLD | 3.4039 |  | RHNHPELC | 1 | 0.16667 | HOUPARRHNHPELCN07_OLDI_FHPELCE03 | 1 | HOUPARRHNHPELCN07_OLDI | HOUPARRHNHPELCE03_OLDI | HPELCE03 | HPELCN07 | PAR_OLDI | HPELCE03_HPELCN07 | 2 | 0 | 0.9 | Same
HOUPARRHNHPELCN07_OLDI_FHPELCE03_D17 | Residential heating technology - Heat pump, Air-to-water, low-price product - single-family house - existing building - distributed level 0.17 | HOUELC, HOUAMB | HOUPARRHN_OLDI_DMD | MKr20 | 2030 | 5.7296 | 0.24337 | 0.28042 | [5 empty] | PAR | I | OLD | 3.566 |  | RHNHPELC | 1 | 0.16667 | HOUPARRHNHPELCN07_OLDI_FHPELCE03 | 1 | HOUPARRHNHPELCN07_OLDI | HOUPARRHNHPELCE03_OLDI | HPELCE03 | HPELCN07 | PAR_OLDI | HPELCE03_HPELCN07 | 2 | 0 | 0.9 | Same
HOUPARRHNHPELCN07_OLDI_FHPELCE03_D17 | Residential heating technology - Heat pump, Air-to-water, low-price product - single-family house - existing building - distributed level 0.17 | HOUELC, HOUAMB | HOUPARRHN_OLDI_DMD | MKr20 | 2040 | 5.2609 | 0.23794 | 0.26823 | [5 empty] | PAR | I | OLD | 3.7281 |  | RHNHPELC | 1 | 0.16667 | HOUPARRHNHPELCN07_OLDI_FHPELCE03 | 1 | HOUPARRHNHPELCN07_OLDI | HOUPARRHNHPELCE03_OLDI | HPELCE03 | HPELCN07 | PAR_OLDI | HPELCE03_HPELCN07 | 2 | 0 | 0.9 | Same
HOUPARRHNHPELCN07_OLDI_FHPELCE03_D17 | Residential heating technology - Heat pump, Air-to-water, low-price product - single-family house - existing building - distributed level 0.17 | HOUELC, HOUAMB | HOUPARRHN_OLDI_DMD | MKr20 | 2050 | 4.7922 | 0.2325 | 0.26067 | [5 empty] | PAR | I | OLD | 3.8362 |  | RHNHPELC | 1 | 0.16667 | HOUPARRHNHPELCN07_OLDI_FHPELCE03 | 1 | HOUPARRHNHPELCN07_OLDI | HOUPARRHNHPELCE03_OLDI | HPELCE03 | HPELCN07 | PAR_OLDI | HPELCE03_HPELCN07 | 2 | 0 | 0.9 | Same
HOUPARRHNHPELCN05_OLDI_FHPELCE03_D17 | Residential heating technology - Heat pump, Air-to-water - leasing - single-family house - existing building - distributed level 0.17 | HOUELC, HOUAMB | HOUPARRHN_OLDI_DMD | MKr20 | 2020 | 4.3999 | 0.88909 | 0.29378 | [5 empty] | PAR | I | OLD | 3.4039 |  | RHNHPELC | 1 | 0.16667 | HOUPARRHNHPELCN05_OLDI_FHPELCE03 | 1 | HOUPARRHNHPELCN05_OLDI | HOUPARRHNHPELCE03_OLDI | HPELCE03 | HPELCN05 | PAR_OLDI | HPELCE03_HPELCN05 | 2 | 0 | 0.9 | Same
HOUPARRHNHPELCN05_OLDI_FHPELCE03_D17 | Residential heating technology - Heat pump, Air-to-water - leasing - single-family house - existing building - distributed level 0.17 | HOUELC, HOUAMB | HOUPARRHN_OLDI_DMD | MKr20 | 2025 | 4.0584 | 0.76684 | 0.28042 | [5 empty] | PAR | I | OLD | 3.566 |  | RHNHPELC | 1 | 0.16667 | HOUPARRHNHPELCN05_OLDI_FHPELCE03 | 1 | HOUPARRHNHPELCN05_OLDI | HOUPARRHNHPELCE03_OLDI | HPELCE03 | HPELCN05 | PAR_OLDI | HPELCE03_HPELCN05 | 2 | 0 | 0.9 | Same
HOUPARRHNHPELCN05_OLDI_FHPELCE03_D17 | Residential heating technology - Heat pump, Air-to-water - leasing - single-family house - existing building - distributed level 0.17 | HOUELC, HOUAMB | HOUPARRHN_OLDI_DMD | MKr20 | 2030 | 3.717 | 0.71648 | 0.26823 | [5 empty] | PAR | I | OLD | 3.7281 |  | RHNHPELC | 1 | 0.16667 | HOUPARRHNHPELCN05_OLDI_FHPELCE03 | 1 | HOUPARRHNHPELCN05_OLDI | HOUPARRHNHPELCE03_OLDI | HPELCE03 | HPELCN05 | PAR_OLDI | HPELCE03_HPELCN05 | 2 | 0 | 0.9 | Same
HOUPARRHNHPELCN05_OLDI_FHPELCE03_D17 | Residential heating technology - Heat pump, Air-to-water - leasing - single-family house - existing building - distributed level 0.17 | HOUELC, HOUAMB | HOUPARRHN_OLDI_DMD | MKr20 | 2040 | 3.44 | 0.67258 | 0.25705 | [5 empty] | PAR | I | OLD | 3.8902 |  | RHNHPELC | 1 | 0.16667 | HOUPARRHNHPELCN05_OLDI_FHPELCE03 | 1 | HOUPARRHNHPELCN05_OLDI | HOUPARRHNHPELCE03_OLDI | HPELCE03 | HPELCN05 | PAR_OLDI | HPELCE03_HPELCN05 | 2 | 0 | 0.9 | Same
HOUPARRHNHPELCN05_OLDI_FHPELCE03_D17 | Residential heating technology - Heat pump, Air-to-water - leasing - single-family house - existing building - distributed level 0.17 | HOUELC, HOUAMB | HOUPARRHN_OLDI_DMD | MKr20 | 2050 | 3.163 | 0.62868 | 0.25011 | [5 empty] | PAR | I | OLD | 3.9983 |  | RHNHPELC | 1 | 0.16667 | HOUPARRHNHPELCN05_OLDI_FHPELCE03 | 1 | HOUPARRHNHPELCN05_OLDI | HOUPARRHNHPELCE03_OLDI | HPELCE03 | HPELCN05 | PAR_OLDI | HPELCE03_HPELCN05 | 2 | 0 | 0.9 | Same
HOUPARRHNHPELCN04_OLDI_FHPELCE03_D17 | Residential heating technology - Heat pump, Ground source - single-family house - existing building - distributed level 0.17 | HOUELC, HOUAMB | HOUPARRHN_OLDI_DMD | MKr20 | 2020 | 12.3015 | 0.25642 | 0.26823 | [5 empty] | PAR | I | OLD | 3.7281 |  | RHNHPELC | 1 | 0.16667 | HOUPARRHNHPELCN04_OLDI_FHPELCE03 | 1 | HOUPARRHNHPELCN04_OLDI | HOUPARRHNHPELCE03_OLDI | HPELCE03 | HPELCN04 | PAR_OLDI | HPELCE03_HPELCN04 | 3 | 0 | 0.95 | Similar
HOUPARRHNHPELCN04_OLDI_FHPELCE03_D17 | Residential heating technology - Heat pump, Ground source - single-family house - existing building - distributed level 0.17 | HOUELC, HOUAMB | HOUPARRHN_OLDI_DMD | MKr20 | 2025 | 11.6864 | 0.1816 | 0.26067 | [5 empty] | PAR | I | OLD | 3.8362 |  | RHNHPELC | 1 | 0.16667 | HOUPARRHNHPELCN04_OLDI_FHPELCE03 | 1 | HOUPARRHNHPELCN04_OLDI | HOUPARRHNHPELCE03_OLDI | HPELCE03 | HPELCN04 | PAR_OLDI | HPELCE03_HPELCN04 | 3 | 0 | 0.95 | Similar
HOUPARRHNHPELCN04_OLDI_FHPELCE03_D17 | Residential heating technology - Heat pump, Ground source - single-family house - existing building - distributed level 0.17 | HOUELC, HOUAMB | HOUPARRHN_OLDI_DMD | MKr20 | 2030 | 11.0713 | 0.17867 | 0.25353 | [5 empty] | PAR | I | OLD | 3.9443 |  | RHNHPELC | 1 | 0.16667 | HOUPARRHNHPELCN04_OLDI_FHPELCE03 | 1 | HOUPARRHNHPELCN04_OLDI | HOUPARRHNHPELCE03_OLDI | HPELCE03 | HPELCN04 | PAR_OLDI | HPELCE03_HPELCN04 | 3 | 0 | 0.95 | Similar
HOUPARRHNHPELCN04_OLDI_FHPELCE03_D17 | Residential heating technology - Heat pump, Ground source - single-family house - existing building - distributed level 0.17 | HOUELC, HOUAMB | HOUPARRHN_OLDI_DMD | MKr20 | 2040 | 10.5177 | 0.17323 | 0.24353 | [5 empty] | PAR | I | OLD | 4.1064 |  | RHNHPELC | 1 | 0.16667 | HOUPARRHNHPELCN04_OLDI_FHPELCE03 | 1 | HOUPARRHNHPELCN04_OLDI | HOUPARRHNHPELCE03_OLDI | HPELCE03 | HPELCN04 | PAR_OLDI | HPELCE03_HPELCN04 | 3 | 0 | 0.95 | Similar
HOUPARRHNHPELCN04_OLDI_FHPELCE03_D17 | Residential heating technology - Heat pump, Ground source - single-family house - existing building - distributed level 0.17 | HOUELC, HOUAMB | HOUPARRHN_OLDI_DMD | MKr20 | 2050 | 9.9642 | 0.1678 | 0.24036 | [5 empty] | PAR | I | OLD | 4.1604 |  | RHNHPELC | 1 | 0.16667 | HOUPARRHNHPELCN04_OLDI_FHPELCE03 | 1 | HOUPARRHNHPELCN04_OLDI | HOUPARRHNHPELCE03_OLDI | HPELCE03 | HPELCN04 | PAR_OLDI | HPELCE03_HPELCN04 | 3 | 0 | 0.95 | Similar
HOUPARRHNHPELCN03_OLDI_FHPELCE03_D17 | Residential heating technology - Heat pump, Air-to-water - single-family house - existing building - distributed level 0.17 | HOUELC, HOUAMB | HOUPARRHN_OLDI_DMD | MKr20 | 2020 | 8.7998 | 0.27799 | 0.29378 | [5 empty] | PAR | I | OLD | 3.4039 |  | RHNHPELC | 1 | 0.16667 | HOUPARRHNHPELCN03_OLDI_FHPELCE03 | 1 | HOUPARRHNHPELCN03_OLDI | HOUPARRHNHPELCE03_OLDI | HPELCE03 | HPELCN03 | PAR_OLDI | HPELCE03_HPELCN03 | 2 | 0 | 0.9 | Same
HOUPARRHNHPELCN03_OLDI_FHPELCE03_D17 | Residential heating technology - Heat pump, Air-to-water - single-family house - existing building - distributed level 0.17 | HOUELC, HOUAMB | HOUPARRHN_OLDI_DMD | MKr20 | 2025 | 8.1169 | 0.20317 | 0.28042 | [5 empty] | PAR | I | OLD | 3.566 |  | RHNHPELC | 1 | 0.16667 | HOUPARRHNHPELCN03_OLDI_FHPELCE03 | 1 | HOUPARRHNHPELCN03_OLDI | HOUPARRHNHPELCE03_OLDI | HPELCE03 | HPELCN03 | PAR_OLDI | HPELCE03_HPELCN03 | 2 | 0 | 0.9 | Same
HOUPARRHNHPELCN03_OLDI_FHPELCE03_D17 | Residential heating technology - Heat pump, Air-to-water - single-family house - existing building - distributed level 0.17 | HOUELC, HOUAMB | HOUPARRHN_OLDI_DMD | MKr20 | 2030 | 7.4339 | 0.20024 | 0.26823 | [5 empty] | PAR | I | OLD | 3.7281 |  | RHNHPELC | 1 | 0.16667 | HOUPARRHNHPELCN03_OLDI_FHPELCE03 | 1 | HOUPARRHNHPELCN03_OLDI | HOUPARRHNHPELCE03_OLDI | HPELCE03 | HPELCN03 | PAR_OLDI | HPELCE03_HPELCN03 | 2 | 0 | 0.9 | Same
HOUPARRHNHPELCN03_OLDI_FHPELCE03_D17 | Residential heating technology - Heat pump, Air-to-water - single-family house - existing building - distributed level 0.17 | HOUELC, HOUAMB | HOUPARRHN_OLDI_DMD | MKr20 | 2040 | 6.88 | 0.1948 | 0.25705 | [5 empty] | PAR | I | OLD | 3.8902 |  | RHNHPELC | 1 | 0.16667 | HOUPARRHNHPELCN03_OLDI_FHPELCE03 | 1 | HOUPARRHNHPELCN03_OLDI | HOUPARRHNHPELCE03_OLDI | HPELCE03 | HPELCN03 | PAR_OLDI | HPELCE03_HPELCN03 | 2 | 0 | 0.9 | Same
HOUPARRHNHPELCN03_OLDI_FHPELCE03_D17 | Residential heating technology - Heat pump, Air-to-water - single-family house - existing building - distributed level 0.17 | HOUELC, HOUAMB | HOUPARRHN_OLDI_DMD | MKr20 | 2050 | 6.3261 | 0.18937 | 0.25011 | [5 empty] | PAR | I | OLD | 3.9983 |  | RHNHPELC | 1 | 0.16667 | HOUPARRHNHPELCN03_OLDI_FHPELCE03 | 1 | HOUPARRHNHPELCN03_OLDI | HOUPARRHNHPELCE03_OLDI | HPELCE03 | HPELCN03 | PAR_OLDI | HPELCE03_HPELCN03 | 2 | 0 | 0.9 | Same
HOUPARRHNHPELCN02_OLDI_FHPELCE03_D17 | Residential heating technology - Heat pump, Air-to-air - single-family house - existing building - distributed level 0.17 | HOUELC, HOUAMB | HOUPARRHN_OLDI_DMD | MKr20 | 2020 | 1.7956 | 0.14453 | 0.1908 | [5 empty] | PAR | I | OLD | 5.241 |  | RHNHPELC | 1 | 0.16667 | HOUPARRHNHPELCN02_OLDI_FHPELCE03 | 1 | HOUPARRHNHPELCN02_OLDI | HOUPARRHNHPELCE03_OLDI | HPELCE03 | HPELCN02 | PAR_OLDI | HPELCE03_HPELCN02 | 5 | 0 | 1.1 | Unlikely
HOUPARRHNHPELCN02_OLDI_FHPELCE03_D17 | Residential heating technology - Heat pump, Air-to-air - single-family house - existing building - distributed level 0.17 | HOUELC, HOUAMB | HOUPARRHN_OLDI_DMD | MKr20 | 2025 | 1.7517 | 0.098193 | 0.18145 | [5 empty] | PAR | I | OLD | 5.5112 |  | RHNHPELC | 1 | 0.16667 | HOUPARRHNHPELCN02_OLDI_FHPELCE03 | 1 | HOUPARRHNHPELCN02_OLDI | HOUPARRHNHPELCE03_OLDI | HPELCE03 | HPELCN02 | PAR_OLDI | HPELCE03_HPELCN02 | 5 | 0 | 1.1 | Unlikely
HOUPARRHNHPELCN02_OLDI_FHPELCE03_D17 | Residential heating technology - Heat pump, Air-to-air - single-family house - existing building - distributed level 0.17 | HOUELC, HOUAMB | HOUPARRHN_OLDI_DMD | MKr20 | 2030 | 1.7078 | 0.096379 | 0.1746 | [5 empty] | PAR | I | OLD | 5.7273 |  | RHNHPELC | 1 | 0.16667 | HOUPARRHNHPELCN02_OLDI_FHPELCE03 | 1 | HOUPARRHNHPELCN02_OLDI | HOUPARRHNHPELCE03_OLDI | HPELCE03 | HPELCN02 | PAR_OLDI | HPELCE03_HPELCN02 | 5 | 0 | 1.1 | Unlikely
HOUPARRHNHPELCN02_OLDI_FHPELCE03_D17 | Residential heating technology - Heat pump, Air-to-air - single-family house - existing building - distributed level 0.17 | HOUELC, HOUAMB | HOUPARRHN_OLDI_DMD | MKr20 | 2040 | 1.6264 | 0.093013 | 0.16825 | [5 empty] | PAR | I | OLD | 5.9434 |  | RHNHPELC | 1 | 0.16667 | HOUPARRHNHPELCN02_OLDI_FHPELCE03 | 1 | HOUPARRHNHPELCN02_OLDI | HOUPARRHNHPELCE03_OLDI | HPELCE03 | HPELCN02 | PAR_OLDI | HPELCE03_HPELCN02 | 5 | 0 | 1.1 | Unlikely
HOUPARRHNHPELCN02_OLDI_FHPELCE03_D17 | Residential heating technology - Heat pump, Air-to-air - single-family house - existing building - distributed level 0.17 | HOUELC, HOUAMB | HOUPARRHN_OLDI_DMD | MKr20 | 2050 | 1.5449 | 0.089647 | 0.16525 | [5 empty] | PAR | I | OLD | 6.0515 |  | RHNHPELC | 1 | 0.16667 | HOUPARRHNHPELCN02_OLDI_FHPELCE03 | 1 | HOUPARRHNHPELCN02_OLDI | HOUPARRHNHPELCE03_OLDI | HPELCE03 | HPELCN02 | PAR_OLDI | HPELCE03_HPELCN02 | 5 | 0 | 1.1 | Unlikely
HOUPARRHNDIELCN06_OLDI_FHPELCE03_D17 | Residential heating technology - Electric heating - electric panel from Bauhaus - single-family house - new building - distributed level 0.17 | HOUELC | HOUPARRHN_OLDI_DMD | MKr20 | 2020 | 0.50745 | 0 | [6 empty] | PAR | I | OLD |  |  | RHNDIELC | 1 | 0.16667 | HOUPARRHNDIELCN06_OLDI_FHPELCE03 | 1 | HOUPARRHNDIELCN06_OLDI | HOUPARRHNHPELCE03_OLDI | HPELCE03 | DIELCN06 | PAR_OLDI | HPELCE03_DIELCN06 | 5 | 0 | 1.1 | Unlikely
HOUPARRHNDIELCN06_OLDI_FHPELCE03_D17 | Residential heating technology - Electric heating - electric panel from Bauhaus - single-family house - new building - distributed level 0.17 | HOUELC | HOUPARRHN_OLDI_DMD | MKr20 | 2025 | 0.50745 | 0 | [6 empty] | PAR | I | OLD |  |  | RHNDIELC | 1 | 0.16667 | HOUPARRHNDIELCN06_OLDI_FHPELCE03 | 1 | HOUPARRHNDIELCN06_OLDI | HOUPARRHNHPELCE03_OLDI | HPELCE03 | DIELCN06 | PAR_OLDI | HPELCE03_DIELCN06 | 5 | 0 | 1.1 | Unlikely
HOUPARRHNDIELCN06_OLDI_FHPELCE03_D17 | Residential heating technology - Electric heating - electric panel from Bauhaus - single-family house - new building - distributed level 0.17 | HOUELC | HOUPARRHN_OLDI_DMD | MKr20 | 2030 | 0.50745 | 0 | [6 empty] | PAR | I | OLD |  |  | RHNDIELC | 1 | 0.16667 | HOUPARRHNDIELCN06_OLDI_FHPELCE03 | 1 | HOUPARRHNDIELCN06_OLDI | HOUPARRHNHPELCE03_OLDI | HPELCE03 | DIELCN06 | PAR_OLDI | HPELCE03_DIELCN06 | 5 | 0 | 1.1 | Unlikely
HOUPARRHNDIELCN06_OLDI_FHPELCE03_D17 | Residential heating technology - Electric heating - electric panel from Bauhaus - single-family house - new building - distributed level 0.17 | HOUELC | HOUPARRHN_OLDI_DMD | MKr20 | 2040 | 0.50745 | 0 | [6 empty] | PAR | I | OLD |  |  | RHNDIELC | 1 | 0.16667 | HOUPARRHNDIELCN06_OLDI_FHPELCE03 | 1 | HOUPARRHNDIELCN06_OLDI | HOUPARRHNHPELCE03_OLDI | HPELCE03 | DIELCN06 | PAR_OLDI | HPELCE03_DIELCN06 | 5 | 0 | 1.1 | Unlikely
HOUPARRHNDIELCN06_OLDI_FHPELCE03_D17 | Residential heating technology - Electric heating - electric panel from Bauhaus - single-family house - new building - distributed level 0.17 | HOUELC | HOUPARRHN_OLDI_DMD | MKr20 | 2050 | 0.50745 | 0 | [6 empty] | PAR | I | OLD |  |  | RHNDIELC | 1 | 0.16667 | HOUPARRHNDIELCN06_OLDI_FHPELCE03 | 1 | HOUPARRHNDIELCN06_OLDI | HOUPARRHNHPELCE03_OLDI | HPELCE03 | DIELCN06 | PAR_OLDI | HPELCE03_DIELCN06 | 5 | 0 | 1.1 | Unlikely
HOUPARRHNDIELCN01_OLDI_FHPELCE03_D17 | Residential heating technology - Electric heating - single-family house - new building - distributed level 0.17 | HOUELC | HOUPARRHN_OLDI_DMD | MKr20 | 2020 | 6.1657 | 0.04999 | [6 empty] | PAR | I | OLD |  |  | RHNDIELC | 1 | 0.16667 | HOUPARRHNDIELCN01_OLDI_FHPELCE03 | 1 | HOUPARRHNDIELCN01_OLDI | HOUPARRHNHPELCE03_OLDI | HPELCE03 | DIELCN01 | PAR_OLDI | HPELCE03_DIELCN01 | 5 | 0 | 1.1 | Unlikely
HOUPARRHNDIELCN01_OLDI_FHPELCE03_D17 | Residential heating technology - Electric heating - single-family house - new building - distributed level 0.17 | HOUELC | HOUPARRHN_OLDI_DMD | MKr20 | 2025 | 6.0131 | 0.04999 | [6 empty] | PAR | I | OLD |  |  | RHNDIELC | 1 | 0.16667 | HOUPARRHNDIELCN01_OLDI_FHPELCE03 | 1 | HOUPARRHNDIELCN01_OLDI | HOUPARRHNHPELCE03_OLDI | HPELCE03 | DIELCN01 | PAR_OLDI | HPELCE03_DIELCN01 | 5 | 0 | 1.1 | Unlikely
HOUPARRHNDIELCN01_OLDI_FHPELCE03_D17 | Residential heating technology - Electric heating - single-family house - new building - distributed level 0.17 | HOUELC | HOUPARRHN_OLDI_DMD | MKr20 | 2030 | 5.8642 | 0.047907 | [6 empty] | PAR | I | OLD |  |  | RHNDIELC | 1 | 0.16667 | HOUPARRHNDIELCN01_OLDI_FHPELCE03 | 1 | HOUPARRHNDIELCN01_OLDI | HOUPARRHNHPELCE03_OLDI | HPELCE03 | DIELCN01 | PAR_OLDI | HPELCE03_DIELCN01 | 5 | 0 | 1.1 | Unlikely
HOUPARRHNDIELCN01_OLDI_FHPELCE03_D17 | Residential heating technology - Electric heating - single-family house - new building - distributed level 0.17 | HOUELC | HOUPARRHN_OLDI_DMD | MKr20 | 2040 | 5.5775 | 0.045824 | [6 empty] | PAR | I | OLD |  |  | RHNDIELC | 1 | 0.16667 | HOUPARRHNDIELCN01_OLDI_FHPELCE03 | 1 | HOUPARRHNDIELCN01_OLDI | HOUPARRHNHPELCE03_OLDI | HPELCE03 | DIELCN01 | PAR_OLDI | HPELCE03_DIELCN01 | 5 | 0 | 1.1 | Unlikely
HOUPARRHNDIELCN01_OLDI_FHPELCE03_D17 | Residential heating technology - Electric heating - single-family house - new building - distributed level 0.17 | HOUELC | HOUPARRHN_OLDI_DMD | MKr20 | 2050 | 5.3049 | 0.043741 | [6 empty] | PAR | I | OLD |  |  | RHNDIELC | 1 | 0.16667 | HOUPARRHNDIELCN01_OLDI_FHPELCE03 | 1 | HOUPARRHNDIELCN01_OLDI | HOUPARRHNHPELCE03_OLDI | HPELCE03 | DIELCN01 | PAR_OLDI | HPELCE03_DIELCN01 | 5 | 0 | 1.1 | Unlikely
HOUPARRHNBHSOLN01_OLDI_FHPELCE03_D17 | Residential heating technology - Solar heating system - single-family house - existing building - distributed level 0.17 | HOUSOL | HOUPARRHN_OLDI_DMD | MKr20 | 2020 | 6.7755 | 0.078035 | [6 empty] | PAR | I | OLD |  |  | RHNBHSOL | 1 | 0.16667 | HOUPARRHNBHSOLN01_OLDI_FHPELCE03 | 1 | HOUPARRHNBHSOLN01_OLDI | HOUPARRHNHPELCE03_OLDI | HPELCE03 | BHSOLN01 | PAR_OLDI | HPELCE03_BHSOLN01 | 5 | 0 | 1.1 | Unlikely
HOUPARRHNBHSOLN01_OLDI_FHPELCE03_D17 | Residential heating technology - Solar heating system - single-family house - existing building - distributed level 0.17 | HOUSOL | HOUPARRHN_OLDI_DMD | MKr20 | 2025 | 6.6078 | 0.073274 | [6 empty] | PAR | I | OLD |  |  | RHNBHSOL | 1 | 0.16667 | HOUPARRHNBHSOLN01_OLDI_FHPELCE03 | 1 | HOUPARRHNBHSOLN01_OLDI | HOUPARRHNHPELCE03_OLDI | HPELCE03 | BHSOLN01 | PAR_OLDI | HPELCE03_BHSOLN01 | 5 | 0 | 1.1 | Unlikely
HOUPARRHNBHSOLN01_OLDI_FHPELCE03_D17 | Residential heating technology - Solar heating system - single-family house - existing building - distributed level 0.17 | HOUSOL | HOUPARRHN_OLDI_DMD | MKr20 | 2030 | 6.4442 | 0.071489 | [6 empty] | PAR | I | OLD |  |  | RHNBHSOL | 1 | 0.16667 | HOUPARRHNBHSOLN01_OLDI_FHPELCE03 | 1 | HOUPARRHNBHSOLN01_OLDI | HOUPARRHNHPELCE03_OLDI | HPELCE03 | BHSOLN01 | PAR_OLDI | HPELCE03_BHSOLN01 | 5 | 0 | 1.1 | Unlikely
HOUPARRHNBHSOLN01_OLDI_FHPELCE03_D17 | Residential heating technology - Solar heating system - single-family house - existing building - distributed level 0.17 | HOUSOL | HOUPARRHN_OLDI_DMD | MKr20 | 2040 | 6.1292 | 0.067621 | [6 empty] | PAR | I | OLD |  |  | RHNBHSOL | 1 | 0.16667 | HOUPARRHNBHSOLN01_OLDI_FHPELCE03 | 1 | HOUPARRHNBHSOLN01_OLDI | HOUPARRHNHPELCE03_OLDI | HPELCE03 | BHSOLN01 | PAR_OLDI | HPELCE03_BHSOLN01 | 5 | 0 | 1.1 | Unlikely
HOUPARRHNBHSOLN01_OLDI_FHPELCE03_D17 | Residential heating technology - Solar heating system - single-family house - existing building - distributed level 0.17 | HOUSOL | HOUPARRHN_OLDI_DMD | MKr20 | 2050 | 5.8295 | 0.063752 | [6 empty] | PAR | I | OLD |  |  | RHNBHSOL | 1 | 0.16667 | HOUPARRHNBHSOLN01_OLDI_FHPELCE03 | 1 | HOUPARRHNBHSOLN01_OLDI | HOUPARRHNHPELCE03_OLDI | HPELCE03 | BHSOLN01 | PAR_OLDI | HPELCE03_BHSOLN01 | 5 | 0 | 1.1 | Unlikely
HOUPARRHNBHDHDN09_OLDI_FHPELCE03_D17 | Residential heating technology - Direct district heating substation - plus connection pipe - plus distribution (heating density: low ) - single-family house - existing building - distributed level 0.17 | HOUDHD | HOUPARRHN_OLDI_DMD | MKr20 | 2020 | 8.7732 | 0.025391 | [6 empty] | PAR | I | OLD |  |  | RHNBHDHD | 1 | 0.16667 | HOUPARRHNBHDHDN09_OLDI_FHPELCE03 | 1 | HOUPARRHNBHDHDN09_OLDI | HOUPARRHNHPELCE03_OLDI | HPELCE03 | BHDHDN09 | PAR_OLDI | HPELCE03_BHDHDN09 | 6 | 0 | 1 | New
HOUPARRHNBHDHDN09_OLDI_FHPELCE03_D17 | Residential heating technology - Direct district heating substation - plus connection pipe - plus distribution (heating density: low ) - single-family house - existing building - distributed level 0.17 | HOUDHD | HOUPARRHN_OLDI_DMD | MKr20 | 2025 | 8.742 | 0.025203 | [6 empty] | PAR | I | OLD |  |  | RHNBHDHD | 1 | 0.16667 | HOUPARRHNBHDHDN09_OLDI_FHPELCE03 | 1 | HOUPARRHNBHDHDN09_OLDI | HOUPARRHNHPELCE03_OLDI | HPELCE03 | BHDHDN09 | PAR_OLDI | HPELCE03_BHDHDN09 | 6 | 0 | 1 | New
HOUPARRHNBHDHDN09_OLDI_FHPELCE03_D17 | Residential heating technology - Direct district heating substation - plus connection pipe - plus distribution (heating density: low ) - single-family house - existing building - distributed level 0.17 | HOUDHD | HOUPARRHN_OLDI_DMD | MKr20 | 2030 | 8.7159 | 0.024753 | [6 empty] | PAR | I | OLD |  |  | RHNBHDHD | 1 | 0.16667 | HOUPARRHNBHDHDN09_OLDI_FHPELCE03 | 1 | HOUPARRHNBHDHDN09_OLDI | HOUPARRHNHPELCE03_OLDI | HPELCE03 | BHDHDN09 | PAR_OLDI | HPELCE03_BHDHDN09 | 6 | 0 | 1 | New
HOUPARRHNBHDHDN09_OLDI_FHPELCE03_D17 | Residential heating technology - Direct district heating substation - plus connection pipe - plus distribution (heating density: low ) - single-family house - existing building - distributed level 0.17 | HOUDHD | HOUPARRHN_OLDI_DMD | MKr20 | 2040 | 8.6691 | 0.023687 | [6 empty] | PAR | I | OLD |  |  | RHNBHDHD | 1 | 0.16667 | HOUPARRHNBHDHDN09_OLDI_FHPELCE03 | 1 | HOUPARRHNBHDHDN09_OLDI | HOUPARRHNHPELCE03_OLDI | HPELCE03 | BHDHDN09 | PAR_OLDI | HPELCE03_BHDHDN09 | 6 | 0 | 1 | New
HOUPARRHNBHDHDN09_OLDI_FHPELCE03_D17 | Residential heating technology - Direct district heating substation - plus connection pipe - plus distribution (heating density: low ) - single-family house - existing building - distributed level 0.17 | HOUDHD | HOUPARRHN_OLDI_DMD | MKr20 | 2050 | 8.617 | 0.022136 | [6 empty] | PAR | I | OLD |  |  | RHNBHDHD | 1 | 0.16667 | HOUPARRHNBHDHDN09_OLDI_FHPELCE03 | 1 | HOUPARRHNBHDHDN09_OLDI | HOUPARRHNHPELCE03_OLDI | HPELCE03 | BHDHDN09 | PAR_OLDI | HPELCE03_BHDHDN09 | 6 | 0 | 1 | New
HOUPARRHNBHDHDN07_OLDI_FHPELCE03_D17 | Residential heating technology - Direct district heating substation - plus connection pipe - plus distribution (heating density: medium ) - single-family house - existing building - distributed level 0.17 | HOUDHD | HOUPARRHN_OLDI_DMD | MKr20 | 2020 | 3.5309 | 0.025391 | [6 empty] | PAR | I | OLD |  |  | RHNBHDHD | 1 | 0.16667 | HOUPARRHNBHDHDN07_OLDI_FHPELCE03 | 1 | HOUPARRHNBHDHDN07_OLDI | HOUPARRHNHPELCE03_OLDI | HPELCE03 | BHDHDN07 | PAR_OLDI | HPELCE03_BHDHDN07 | 6 | 0 | 1 | New
HOUPARRHNBHDHDN07_OLDI_FHPELCE03_D17 | Residential heating technology - Direct district heating substation - plus connection pipe - plus distribution (heating density: medium ) - single-family house - existing building - distributed level 0.17 | HOUDHD | HOUPARRHN_OLDI_DMD | MKr20 | 2025 | 3.4997 | 0.025203 | [6 empty] | PAR | I | OLD |  |  | RHNBHDHD | 1 | 0.16667 | HOUPARRHNBHDHDN07_OLDI_FHPELCE03 | 1 | HOUPARRHNBHDHDN07_OLDI | HOUPARRHNHPELCE03_OLDI | HPELCE03 | BHDHDN07 | PAR_OLDI | HPELCE03_BHDHDN07 | 6 | 0 | 1 | New
HOUPARRHNBHDHDN07_OLDI_FHPELCE03_D17 | Residential heating technology - Direct district heating substation - plus connection pipe - plus distribution (heating density: medium ) - single-family house - existing building - distributed level 0.17 | HOUDHD | HOUPARRHN_OLDI_DMD | MKr20 | 2030 | 3.4737 | 0.024753 | [6 empty] | PAR | I | OLD |  |  | RHNBHDHD | 1 | 0.16667 | HOUPARRHNBHDHDN07_OLDI_FHPELCE03 | 1 | HOUPARRHNBHDHDN07_OLDI | HOUPARRHNHPELCE03_OLDI | HPELCE03 | BHDHDN07 | PAR_OLDI | HPELCE03_BHDHDN07 | 6 | 0 | 1 | New
HOUPARRHNBHDHDN07_OLDI_FHPELCE03_D17 | Residential heating technology - Direct district heating substation - plus connection pipe - plus distribution (heating density: medium ) - single-family house - existing building - distributed level 0.17 | HOUDHD | HOUPARRHN_OLDI_DMD | MKr20 | 2040 | 3.4268 | 0.023687 | [6 empty] | PAR | I | OLD |  |  | RHNBHDHD | 1 | 0.16667 | HOUPARRHNBHDHDN07_OLDI_FHPELCE03 | 1 | HOUPARRHNBHDHDN07_OLDI | HOUPARRHNHPELCE03_OLDI | HPELCE03 | BHDHDN07 | PAR_OLDI | HPELCE03_BHDHDN07 | 6 | 0 | 1 | New
HOUPARRHNBHDHDN07_OLDI_FHPELCE03_D17 | Residential heating technology - Direct district heating substation - plus connection pipe - plus distribution (heating density: medium ) - single-family house - existing building - distributed level 0.17 | HOUDHD | HOUPARRHN_OLDI_DMD | MKr20 | 2050 | 3.3747 | 0.022136 | [6 empty] | PAR | I | OLD |  |  | RHNBHDHD | 1 | 0.16667 | HOUPARRHNBHDHDN07_OLDI_FHPELCE03 | 1 | HOUPARRHNBHDHDN07_OLDI | HOUPARRHNHPELCE03_OLDI | HPELCE03 | BHDHDN07 | PAR_OLDI | HPELCE03_BHDHDN07 | 6 | 0 | 1 | New
HOUPARRHNBHDHDN05_OLDI_FHPELCE03_D17 | Residential heating technology - Direct district heating substation - plus connection pipe - plus distribution (heating density: high ) - single-family house - existing building - distributed level 0.17 | HOUDHD | HOUPARRHN_OLDI_DMD | MKr20 | 2020 | 2.6922 | 0.025391 | [6 empty] | PAR | I | OLD |  |  | RHNBHDHD | 1 | 0.16667 | HOUPARRHNBHDHDN05_OLDI_FHPELCE03 | 1 | HOUPARRHNBHDHDN05_OLDI | HOUPARRHNHPELCE03_OLDI | HPELCE03 | BHDHDN05 | PAR_OLDI | HPELCE03_BHDHDN05 | 6 | 0 | 1 | New
HOUPARRHNBHDHDN05_OLDI_FHPELCE03_D17 | Residential heating technology - Direct district heating substation - plus connection pipe - plus distribution (heating density: high ) - single-family house - existing building - distributed level 0.17 | HOUDHD | HOUPARRHN_OLDI_DMD | MKr20 | 2025 | 2.6609 | 0.025203 | [6 empty] | PAR | I | OLD |  |  | RHNBHDHD | 1 | 0.16667 | HOUPARRHNBHDHDN05_OLDI_FHPELCE03 | 1 | HOUPARRHNBHDHDN05_OLDI | HOUPARRHNHPELCE03_OLDI | HPELCE03 | BHDHDN05 | PAR_OLDI | HPELCE03_BHDHDN05 | 6 | 0 | 1 | New
HOUPARRHNBHDHDN05_OLDI_FHPELCE03_D17 | Residential heating technology - Direct district heating substation - plus connection pipe - plus distribution (heating density: high ) - single-family house - existing building - distributed level 0.17 | HOUDHD | HOUPARRHN_OLDI_DMD | MKr20 | 2030 | 2.6349 | 0.024753 | [6 empty] | PAR | I | OLD |  |  | RHNBHDHD | 1 | 0.16667 | HOUPARRHNBHDHDN05_OLDI_FHPELCE03 | 1 | HOUPARRHNBHDHDN05_OLDI | HOUPARRHNHPELCE03_OLDI | HPELCE03 | BHDHDN05 | PAR_OLDI | HPELCE03_BHDHDN05 | 6 | 0 | 1 | New
HOUPARRHNBHDHDN05_OLDI_FHPELCE03_D17 | Residential heating technology - Direct district heating substation - plus connection pipe - plus distribution (heating density: high ) - single-family house - existing building - distributed level 0.17 | HOUDHD | HOUPARRHN_OLDI_DMD | MKr20 | 2040 | 2.588 | 0.023687 | [6 empty] | PAR | I | OLD |  |  | RHNBHDHD | 1 | 0.16667 | HOUPARRHNBHDHDN05_OLDI_FHPELCE03 | 1 | HOUPARRHNBHDHDN05_OLDI | HOUPARRHNHPELCE03_OLDI | HPELCE03 | BHDHDN05 | PAR_OLDI | HPELCE03_BHDHDN05 | 6 | 0 | 1 | New
HOUPARRHNBHDHDN05_OLDI_FHPELCE03_D17 | Residential heating technology - Direct district heating substation - plus connection pipe - plus distribution (heating density: high ) - single-family house - existing building - distributed level 0.17 | HOUDHD | HOUPARRHN_OLDI_DMD | MKr20 | 2050 | 2.536 | 0.022136 | [6 empty] | PAR | I | OLD |  |  | RHNBHDHD | 1 | 0.16667 | HOUPARRHNBHDHDN05_OLDI_FHPELCE03 | 1 | HOUPARRHNBHDHDN05_OLDI | HOUPARRHNHPELCE03_OLDI | HPELCE03 | BHDHDN05 | PAR_OLDI | HPELCE03_BHDHDN05 | 6 | 0 | 1 | New
HOUPARRHNBHDHCN09_OLDI_FHPELCE03_D17 | Residential heating technology - Direct district heating substation - plus connection pipe - plus distribution (heating density: low ) - single-family house - existing building - distributed level 0.17 | HOUDHC | HOUPARRHN_OLDI_DMD | MKr20 | 2020 | 8.7732 | 0.025391 | [6 empty] | PAR | I | OLD |  |  | RHNBHDHC | 1 | 0.16667 | HOUPARRHNBHDHCN09_OLDI_FHPELCE03 | 1 | HOUPARRHNBHDHCN09_OLDI | HOUPARRHNHPELCE03_OLDI | HPELCE03 | BHDHCN09 | PAR_OLDI | HPELCE03_BHDHCN09 | 6 | 0 | 1 | New
HOUPARRHNBHDHCN09_OLDI_FHPELCE03_D17 | Residential heating technology - Direct district heating substation - plus connection pipe - plus distribution (heating density: low ) - single-family house - existing building - distributed level 0.17 | HOUDHC | HOUPARRHN_OLDI_DMD | MKr20 | 2025 | 8.742 | 0.025203 | [6 empty] | PAR | I | OLD |  |  | RHNBHDHC | 1 | 0.16667 | HOUPARRHNBHDHCN09_OLDI_FHPELCE03 | 1 | HOUPARRHNBHDHCN09_OLDI | HOUPARRHNHPELCE03_OLDI | HPELCE03 | BHDHCN09 | PAR_OLDI | HPELCE03_BHDHCN09 | 6 | 0 | 1 | New
HOUPARRHNBHDHCN09_OLDI_FHPELCE03_D17 | Residential heating technology - Direct district heating substation - plus connection pipe - plus distribution (heating density: low ) - single-family house - existing building - distributed level 0.17 | HOUDHC | HOUPARRHN_OLDI_DMD | MKr20 | 2030 | 8.7159 | 0.024753 | [6 empty] | PAR | I | OLD |  |  | RHNBHDHC | 1 | 0.16667 | HOUPARRHNBHDHCN09_OLDI_FHPELCE03 | 1 | HOUPARRHNBHDHCN09_OLDI | HOUPARRHNHPELCE03_OLDI | HPELCE03 | BHDHCN09 | PAR_OLDI | HPELCE03_BHDHCN09 | 6 | 0 | 1 | New
HOUPARRHNBHDHCN09_OLDI_FHPELCE03_D17 | Residential heating technology - Direct district heating substation - plus connection pipe - plus distribution (heating density: low ) - single-family house - existing building - distributed level 0.17 | HOUDHC | HOUPARRHN_OLDI_DMD | MKr20 | 2040 | 8.6691 | 0.023687 | [6 empty] | PAR | I | OLD |  |  | RHNBHDHC | 1 | 0.16667 | HOUPARRHNBHDHCN09_OLDI_FHPELCE03 | 1 | HOUPARRHNBHDHCN09_OLDI | HOUPARRHNHPELCE03_OLDI | HPELCE03 | BHDHCN09 | PAR_OLDI | HPELCE03_BHDHCN09 | 6 | 0 | 1 | New
HOUPARRHNBHDHCN09_OLDI_FHPELCE03_D17 | Residential heating technology - Direct district heating substation - plus connection pipe - plus distribution (heating density: low ) - single-family house - existing building - distributed level 0.17 | HOUDHC | HOUPARRHN_OLDI_DMD | MKr20 | 2050 | 8.617 | 0.022136 | [6 empty] | PAR | I | OLD |  |  | RHNBHDHC | 1 | 0.16667 | HOUPARRHNBHDHCN09_OLDI_FHPELCE03 | 1 | HOUPARRHNBHDHCN09_OLDI | HOUPARRHNHPELCE03_OLDI | HPELCE03 | BHDHCN09 | PAR_OLDI | HPELCE03_BHDHCN09 | 6 | 0 | 1 | New
HOUPARRHNBHDHCN07_OLDI_FHPELCE03_D17 | Residential heating technology - Direct district heating substation - plus connection pipe - plus distribution (heating density: medium ) - single-family house - existing building - distributed level 0.17 | HOUDHC | HOUPARRHN_OLDI_DMD | MKr20 | 2020 | 3.5309 | 0.025391 | [6 empty] | PAR | I | OLD |  |  | RHNBHDHC | 1 | 0.16667 | HOUPARRHNBHDHCN07_OLDI_FHPELCE03 | 1 | HOUPARRHNBHDHCN07_OLDI | HOUPARRHNHPELCE03_OLDI | HPELCE03 | BHDHCN07 | PAR_OLDI | HPELCE03_BHDHCN07 | 6 | 0 | 1 | New
HOUPARRHNBHDHCN07_OLDI_FHPELCE03_D17 | Residential heating technology - Direct district heating substation - plus connection pipe - plus distribution (heating density: medium ) - single-family house - existing building - distributed level 0.17 | HOUDHC | HOUPARRHN_OLDI_DMD | MKr20 | 2025 | 3.4997 | 0.025203 | [6 empty] | PAR | I | OLD |  |  | RHNBHDHC | 1 | 0.16667 | HOUPARRHNBHDHCN07_OLDI_FHPELCE03 | 1 | HOUPARRHNBHDHCN07_OLDI | HOUPARRHNHPELCE03_OLDI | HPELCE03 | BHDHCN07 | PAR_OLDI | HPELCE03_BHDHCN07 | 6 | 0 | 1 | New
HOUPARRHNBHDHCN07_OLDI_FHPELCE03_D17 | Residential heating technology - Direct district heating substation - plus connection pipe - plus distribution (heating density: medium ) - single-family house - existing building - distributed level 0.17 | HOUDHC | HOUPARRHN_OLDI_DMD | MKr20 | 2030 | 3.4737 | 0.024753 | [6 empty] | PAR | I | OLD |  |  | RHNBHDHC | 1 | 0.16667 | HOUPARRHNBHDHCN07_OLDI_FHPELCE03 | 1 | HOUPARRHNBHDHCN07_OLDI | HOUPARRHNHPELCE03_OLDI | HPELCE03 | BHDHCN07 | PAR_OLDI | HPELCE03_BHDHCN07 | 6 | 0 | 1 | New
HOUPARRHNBHDHCN07_OLDI_FHPELCE03_D17 | Residential heating technology - Direct district heating substation - plus connection pipe - plus distribution (heating density: medium ) - single-family house - existing building - distributed level 0.17 | HOUDHC | HOUPARRHN_OLDI_DMD | MKr20 | 2040 | 3.4268 | 0.023687 | [6 empty] | PAR | I | OLD |  |  | RHNBHDHC | 1 | 0.16667 | HOUPARRHNBHDHCN07_OLDI_FHPELCE03 | 1 | HOUPARRHNBHDHCN07_OLDI | HOUPARRHNHPELCE03_OLDI | HPELCE03 | BHDHCN07 | PAR_OLDI | HPELCE03_BHDHCN07 | 6 | 0 | 1 | New
HOUPARRHNBHDHCN07_OLDI_FHPELCE03_D17 | Residential heating technology - Direct district heating substation - plus connection pipe - plus distribution (heating density: medium ) - single-family house - existing building - distributed level 0.17 | HOUDHC | HOUPARRHN_OLDI_DMD | MKr20 | 2050 | 3.3747 | 0.022136 | [6 empty] | PAR | I | OLD |  |  | RHNBHDHC | 1 | 0.16667 | HOUPARRHNBHDHCN07_OLDI_FHPELCE03 | 1 | HOUPARRHNBHDHCN07_OLDI | HOUPARRHNHPELCE03_OLDI | HPELCE03 | BHDHCN07 | PAR_OLDI | HPELCE03_BHDHCN07 | 6 | 0 | 1 | New
HOUPARRHNBHDHCN05_OLDI_FHPELCE03_D17 | Residential heating technology - Direct district heating substation - plus connection pipe - plus distribution (heating density: high ) - single-family house - existing building - distributed level 0.17 | HOUDHC | HOUPARRHN_OLDI_DMD | MKr20 | 2020 | 2.6922 | 0.025391 | [6 empty] | PAR | I | OLD |  |  | RHNBHDHC | 1 | 0.16667 | HOUPARRHNBHDHCN05_OLDI_FHPELCE03 | 1 | HOUPARRHNBHDHCN05_OLDI | HOUPARRHNHPELCE03_OLDI | HPELCE03 | BHDHCN05 | PAR_OLDI | HPELCE03_BHDHCN05 | 6 | 0 | 1 | New
HOUPARRHNBHDHCN05_OLDI_FHPELCE03_D17 | Residential heating technology - Direct district heating substation - plus connection pipe - plus distribution (heating density: high ) - single-family house - existing building - distributed level 0.17 | HOUDHC | HOUPARRHN_OLDI_DMD | MKr20 | 2025 | 2.6609 | 0.025203 | [6 empty] | PAR | I | OLD |  |  | RHNBHDHC | 1 | 0.16667 | HOUPARRHNBHDHCN05_OLDI_FHPELCE03 | 1 | HOUPARRHNBHDHCN05_OLDI | HOUPARRHNHPELCE03_OLDI | HPELCE03 | BHDHCN05 | PAR_OLDI | HPELCE03_BHDHCN05 | 6 | 0 | 1 | New
HOUPARRHNBHDHCN05_OLDI_FHPELCE03_D17 | Residential heating technology - Direct district heating substation - plus connection pipe - plus distribution (heating density: high ) - single-family house - existing building - distributed level 0.17 | HOUDHC | HOUPARRHN_OLDI_DMD | MKr20 | 2030 | 2.6349 | 0.024753 | [6 empty] | PAR | I | OLD |  |  | RHNBHDHC | 1 | 0.16667 | HOUPARRHNBHDHCN05_OLDI_FHPELCE03 | 1 | HOUPARRHNBHDHCN05_OLDI | HOUPARRHNHPELCE03_OLDI | HPELCE03 | BHDHCN05 | PAR_OLDI | HPELCE03_BHDHCN05 | 6 | 0 | 1 | New
HOUPARRHNBHDHCN05_OLDI_FHPELCE03_D17 | Residential heating technology - Direct district heating substation - plus connection pipe - plus distribution (heating density: high ) - single-family house - existing building - distributed level 0.17 | HOUDHC | HOUPARRHN_OLDI_DMD | MKr20 | 2040 | 2.588 | 0.023687 | [6 empty] | PAR | I | OLD |  |  | RHNBHDHC | 1 | 0.16667 | HOUPARRHNBHDHCN05_OLDI_FHPELCE03 | 1 | HOUPARRHNBHDHCN05_OLDI | HOUPARRHNHPELCE03_OLDI | HPELCE03 | BHDHCN05 | PAR_OLDI | HPELCE03_BHDHCN05 | 6 | 0 | 1 | New
HOUPARRHNBHDHCN05_OLDI_FHPELCE03_D17 | Residential heating technology - Direct district heating substation - plus connection pipe - plus distribution (heating density: high ) - single-family house - existing building - distributed level 0.17 | HOUDHC | HOUPARRHN_OLDI_DMD | MKr20 | 2050 | 2.536 | 0.022136 | [6 empty] | PAR | I | OLD |  |  | RHNBHDHC | 1 | 0.16667 | HOUPARRHNBHDHCN05_OLDI_FHPELCE03 | 1 | HOUPARRHNBHDHCN05_OLDI | HOUPARRHNHPELCE03_OLDI | HPELCE03 | BHDHCN05 | PAR_OLDI | HPELCE03_BHDHCN05 | 6 | 0 | 1 | New
HOUPARRHNHPELCN07_OLDC_FHPELCE04_D17 | Residential heating technology - Heat pump, Air-to-water, low-price product - single-family house - existing building - distributed level 0.17 | HOUELC, HOUAMB | HOUPARRHN_OLDC_DMD | MKr20 | 2020 | 7.2898 | 0.32113 | 0.30847 | [5 empty] | PAR | C | OLD | 3.2419 |  | RHNHPELC | 1 | 0.16667 | HOUPARRHNHPELCN07_OLDC_FHPELCE04 | 1 | HOUPARRHNHPELCN07_OLDC | HOUPARRHNHPELCE04_OLDC | HPELCE04 | HPELCN07 | PAR_OLDC | HPELCE04_HPELCN07 | 3 | 0 | 0.95 | Similar
HOUPARRHNHPELCN07_OLDC_FHPELCE04_D17 | Residential heating technology - Heat pump, Air-to-water, low-price product - single-family house - existing building - distributed level 0.17 | HOUELC, HOUAMB | HOUPARRHN_OLDC_DMD | MKr20 | 2025 | 6.6689 | 0.2463 | 0.29378 | [5 empty] | PAR | C | OLD | 3.4039 |  | RHNHPELC | 1 | 0.16667 | HOUPARRHNHPELCN07_OLDC_FHPELCE04 | 1 | HOUPARRHNHPELCN07_OLDC | HOUPARRHNHPELCE04_OLDC | HPELCE04 | HPELCN07 | PAR_OLDC | HPELCE04_HPELCN07 | 3 | 0 | 0.95 | Similar
HOUPARRHNHPELCN07_OLDC_FHPELCE04_D17 | Residential heating technology - Heat pump, Air-to-water, low-price product - single-family house - existing building - distributed level 0.17 | HOUELC, HOUAMB | HOUPARRHN_OLDC_DMD | MKr20 | 2030 | 6.0479 | 0.24337 | 0.28042 | [5 empty] | PAR | C | OLD | 3.566 |  | RHNHPELC | 1 | 0.16667 | HOUPARRHNHPELCN07_OLDC_FHPELCE04 | 1 | HOUPARRHNHPELCN07_OLDC | HOUPARRHNHPELCE04_OLDC | HPELCE04 | HPELCN07 | PAR_OLDC | HPELCE04_HPELCN07 | 3 | 0 | 0.95 | Similar
HOUPARRHNHPELCN07_OLDC_FHPELCE04_D17 | Residential heating technology - Heat pump, Air-to-water, low-price product - single-family house - existing building - distributed level 0.17 | HOUELC, HOUAMB | HOUPARRHN_OLDC_DMD | MKr20 | 2040 | 5.5532 | 0.23794 | 0.26823 | [5 empty] | PAR | C | OLD | 3.7281 |  | RHNHPELC | 1 | 0.16667 | HOUPARRHNHPELCN07_OLDC_FHPELCE04 | 1 | HOUPARRHNHPELCN07_OLDC | HOUPARRHNHPELCE04_OLDC | HPELCE04 | HPELCN07 | PAR_OLDC | HPELCE04_HPELCN07 | 3 | 0 | 0.95 | Similar
HOUPARRHNHPELCN07_OLDC_FHPELCE04_D17 | Residential heating technology - Heat pump, Air-to-water, low-price product - single-family house - existing building - distributed level 0.17 | HOUELC, HOUAMB | HOUPARRHN_OLDC_DMD | MKr20 | 2050 | 5.0584 | 0.2325 | 0.26067 | [5 empty] | PAR | C | OLD | 3.8362 |  | RHNHPELC | 1 | 0.16667 | HOUPARRHNHPELCN07_OLDC_FHPELCE04 | 1 | HOUPARRHNHPELCN07_OLDC | HOUPARRHNHPELCE04_OLDC | HPELCE04 | HPELCN07 | PAR_OLDC | HPELCE04_HPELCN07 | 3 | 0 | 0.95 | Similar
HOUPARRHNHPELCN05_OLDC_FHPELCE04_D17 | Residential heating technology - Heat pump, Air-to-water - leasing - single-family house - existing building - distributed level 0.17 | HOUELC, HOUAMB | HOUPARRHN_OLDC_DMD | MKr20 | 2020 | 4.6444 | 0.88909 | 0.29378 | [5 empty] | PAR | C | OLD | 3.4039 |  | RHNHPELC | 1 | 0.16667 | HOUPARRHNHPELCN05_OLDC_FHPELCE04 | 1 | HOUPARRHNHPELCN05_OLDC | HOUPARRHNHPELCE04_OLDC | HPELCE04 | HPELCN05 | PAR_OLDC | HPELCE04_HPELCN05 | 3 | 0 | 0.95 | Similar
HOUPARRHNHPELCN05_OLDC_FHPELCE04_D17 | Residential heating technology - Heat pump, Air-to-water - leasing - single-family house - existing building - distributed level 0.17 | HOUELC, HOUAMB | HOUPARRHN_OLDC_DMD | MKr20 | 2025 | 4.2839 | 0.76684 | 0.28042 | [5 empty] | PAR | C | OLD | 3.566 |  | RHNHPELC | 1 | 0.16667 | HOUPARRHNHPELCN05_OLDC_FHPELCE04 | 1 | HOUPARRHNHPELCN05_OLDC | HOUPARRHNHPELCE04_OLDC | HPELCE04 | HPELCN05 | PAR_OLDC | HPELCE04_HPELCN05 | 3 | 0 | 0.95 | Similar
HOUPARRHNHPELCN05_OLDC_FHPELCE04_D17 | Residential heating technology - Heat pump, Air-to-water - leasing - single-family house - existing building - distributed level 0.17 | HOUELC, HOUAMB | HOUPARRHN_OLDC_DMD | MKr20 | 2030 | 3.9235 | 0.71648 | 0.26823 | [5 empty] | PAR | C | OLD | 3.7281 |  | RHNHPELC | 1 | 0.16667 | HOUPARRHNHPELCN05_OLDC_FHPELCE04 | 1 | HOUPARRHNHPELCN05_OLDC | HOUPARRHNHPELCE04_OLDC | HPELCE04 | HPELCN05 | PAR_OLDC | HPELCE04_HPELCN05 | 3 | 0 | 0.95 | Similar
HOUPARRHNHPELCN05_OLDC_FHPELCE04_D17 | Residential heating technology - Heat pump, Air-to-water - leasing - single-family house - existing building - distributed level 0.17 | HOUELC, HOUAMB | HOUPARRHN_OLDC_DMD | MKr20 | 2040 | 3.6311 | 0.67258 | 0.25705 | [5 empty] | PAR | C | OLD | 3.8902 |  | RHNHPELC | 1 | 0.16667 | HOUPARRHNHPELCN05_OLDC_FHPELCE04 | 1 | HOUPARRHNHPELCN05_OLDC | HOUPARRHNHPELCE04_OLDC | HPELCE04 | HPELCN05 | PAR_OLDC | HPELCE04_HPELCN05 | 3 | 0 | 0.95 | Similar
HOUPARRHNHPELCN05_OLDC_FHPELCE04_D17 | Residential heating technology - Heat pump, Air-to-water - leasing - single-family house - existing building - distributed level 0.17 | HOUELC, HOUAMB | HOUPARRHN_OLDC_DMD | MKr20 | 2050 | 3.3388 | 0.62868 | 0.25011 | [5 empty] | PAR | C | OLD | 3.9983 |  | RHNHPELC | 1 | 0.16667 | HOUPARRHNHPELCN05_OLDC_FHPELCE04 | 1 | HOUPARRHNHPELCN05_OLDC | HOUPARRHNHPELCE04_OLDC | HPELCE04 | HPELCN05 | PAR_OLDC | HPELCE04_HPELCN05 | 3 | 0 | 0.95 | Similar
HOUPARRHNHPELCN04_OLDC_FHPELCE04_D17 | Residential heating technology - Heat pump, Ground source - single-family house - existing building - distributed level 0.17 | HOUELC, HOUAMB | HOUPARRHN_OLDC_DMD | MKr20 | 2020 | 11.654 | 0.25642 | 0.26823 | [5 empty] | PAR | C | OLD | 3.7281 |  | RHNHPELC | 1 | 0.16667 | HOUPARRHNHPELCN04_OLDC_FHPELCE04 | 1 | HOUPARRHNHPELCN04_OLDC | HOUPARRHNHPELCE04_OLDC | HPELCE04 | HPELCN04 | PAR_OLDC | HPELCE04_HPELCN04 | 2 | 0 | 0.9 | Same
HOUPARRHNHPELCN04_OLDC_FHPELCE04_D17 | Residential heating technology - Heat pump, Ground source - single-family house - existing building - distributed level 0.17 | HOUELC, HOUAMB | HOUPARRHN_OLDC_DMD | MKr20 | 2025 | 11.0713 | 0.1816 | 0.26067 | [5 empty] | PAR | C | OLD | 3.8362 |  | RHNHPELC | 1 | 0.16667 | HOUPARRHNHPELCN04_OLDC_FHPELCE04 | 1 | HOUPARRHNHPELCN04_OLDC | HOUPARRHNHPELCE04_OLDC | HPELCE04 | HPELCN04 | PAR_OLDC | HPELCE04_HPELCN04 | 2 | 0 | 0.9 | Same
HOUPARRHNHPELCN04_OLDC_FHPELCE04_D17 | Residential heating technology - Heat pump, Ground source - single-family house - existing building - distributed level 0.17 | HOUELC, HOUAMB | HOUPARRHN_OLDC_DMD | MKr20 | 2030 | 10.4886 | 0.17867 | 0.25353 | [5 empty] | PAR | C | OLD | 3.9443 |  | RHNHPELC | 1 | 0.16667 | HOUPARRHNHPELCN04_OLDC_FHPELCE04 | 1 | HOUPARRHNHPELCN04_OLDC | HOUPARRHNHPELCE04_OLDC | HPELCE04 | HPELCN04 | PAR_OLDC | HPELCE04_HPELCN04 | 2 | 0 | 0.9 | Same
HOUPARRHNHPELCN04_OLDC_FHPELCE04_D17 | Residential heating technology - Heat pump, Ground source - single-family house - existing building - distributed level 0.17 | HOUELC, HOUAMB | HOUPARRHN_OLDC_DMD | MKr20 | 2040 | 9.9642 | 0.17323 | 0.24353 | [5 empty] | PAR | C | OLD | 4.1064 |  | RHNHPELC | 1 | 0.16667 | HOUPARRHNHPELCN04_OLDC_FHPELCE04 | 1 | HOUPARRHNHPELCN04_OLDC | HOUPARRHNHPELCE04_OLDC | HPELCE04 | HPELCN04 | PAR_OLDC | HPELCE04_HPELCN04 | 2 | 0 | 0.9 | Same
HOUPARRHNHPELCN04_OLDC_FHPELCE04_D17 | Residential heating technology - Heat pump, Ground source - single-family house - existing building - distributed level 0.17 | HOUELC, HOUAMB | HOUPARRHN_OLDC_DMD | MKr20 | 2050 | 9.4398 | 0.1678 | 0.24036 | [5 empty] | PAR | C | OLD | 4.1604 |  | RHNHPELC | 1 | 0.16667 | HOUPARRHNHPELCN04_OLDC_FHPELCE04 | 1 | HOUPARRHNHPELCN04_OLDC | HOUPARRHNHPELCE04_OLDC | HPELCE04 | HPELCN04 | PAR_OLDC | HPELCE04_HPELCN04 | 2 | 0 | 0.9 | Same
HOUPARRHNHPELCN03_OLDC_FHPELCE04_D17 | Residential heating technology - Heat pump, Air-to-water - single-family house - existing building - distributed level 0.17 | HOUELC, HOUAMB | HOUPARRHN_OLDC_DMD | MKr20 | 2020 | 9.2887 | 0.27799 | 0.29378 | [5 empty] | PAR | C | OLD | 3.4039 |  | RHNHPELC | 1 | 0.16667 | HOUPARRHNHPELCN03_OLDC_FHPELCE04 | 1 | HOUPARRHNHPELCN03_OLDC | HOUPARRHNHPELCE04_OLDC | HPELCE04 | HPELCN03 | PAR_OLDC | HPELCE04_HPELCN03 | 3 | 0 | 0.95 | Similar
HOUPARRHNHPELCN03_OLDC_FHPELCE04_D17 | Residential heating technology - Heat pump, Air-to-water - single-family house - existing building - distributed level 0.17 | HOUELC, HOUAMB | HOUPARRHN_OLDC_DMD | MKr20 | 2025 | 8.5678 | 0.20317 | 0.28042 | [5 empty] | PAR | C | OLD | 3.566 |  | RHNHPELC | 1 | 0.16667 | HOUPARRHNHPELCN03_OLDC_FHPELCE04 | 1 | HOUPARRHNHPELCN03_OLDC | HOUPARRHNHPELCE04_OLDC | HPELCE04 | HPELCN03 | PAR_OLDC | HPELCE04_HPELCN03 | 3 | 0 | 0.95 | Similar
HOUPARRHNHPELCN03_OLDC_FHPELCE04_D17 | Residential heating technology - Heat pump, Air-to-water - single-family house - existing building - distributed level 0.17 | HOUELC, HOUAMB | HOUPARRHN_OLDC_DMD | MKr20 | 2030 | 7.8469 | 0.20024 | 0.26823 | [5 empty] | PAR | C | OLD | 3.7281 |  | RHNHPELC | 1 | 0.16667 | HOUPARRHNHPELCN03_OLDC_FHPELCE04 | 1 | HOUPARRHNHPELCN03_OLDC | HOUPARRHNHPELCE04_OLDC | HPELCE04 | HPELCN03 | PAR_OLDC | HPELCE04_HPELCN03 | 3 | 0 | 0.95 | Similar
HOUPARRHNHPELCN03_OLDC_FHPELCE04_D17 | Residential heating technology - Heat pump, Air-to-water - single-family house - existing building - distributed level 0.17 | HOUELC, HOUAMB | HOUPARRHN_OLDC_DMD | MKr20 | 2040 | 7.2622 | 0.1948 | 0.25705 | [5 empty] | PAR | C | OLD | 3.8902 |  | RHNHPELC | 1 | 0.16667 | HOUPARRHNHPELCN03_OLDC_FHPELCE04 | 1 | HOUPARRHNHPELCN03_OLDC | HOUPARRHNHPELCE04_OLDC | HPELCE04 | HPELCN03 | PAR_OLDC | HPELCE04_HPELCN03 | 3 | 0 | 0.95 | Similar
HOUPARRHNHPELCN03_OLDC_FHPELCE04_D17 | Residential heating technology - Heat pump, Air-to-water - single-family house - existing building - distributed level 0.17 | HOUELC, HOUAMB | HOUPARRHN_OLDC_DMD | MKr20 | 2050 | 6.6775 | 0.18937 | 0.25011 | [5 empty] | PAR | C | OLD | 3.9983 |  | RHNHPELC | 1 | 0.16667 | HOUPARRHNHPELCN03_OLDC_FHPELCE04 | 1 | HOUPARRHNHPELCN03_OLDC | HOUPARRHNHPELCE04_OLDC | HPELCE04 | HPELCN03 | PAR_OLDC | HPELCE04_HPELCN03 | 3 | 0 | 0.95 | Similar
HOUPARRHNHPELCN02_OLDC_FHPELCE04_D17 | Residential heating technology - Heat pump, Air-to-air - single-family house - existing building - distributed level 0.17 | HOUELC, HOUAMB | HOUPARRHN_OLDC_DMD | MKr20 | 2020 | 1.7956 | 0.14453 | 0.1908 | [5 empty] | PAR | C | OLD | 5.241 |  | RHNHPELC | 1 | 0.16667 | HOUPARRHNHPELCN02_OLDC_FHPELCE04 | 1 | HOUPARRHNHPELCN02_OLDC | HOUPARRHNHPELCE04_OLDC | HPELCE04 | HPELCN02 | PAR_OLDC | HPELCE04_HPELCN02 | 5 | 0 | 1.1 | Unlikely
HOUPARRHNHPELCN02_OLDC_FHPELCE04_D17 | Residential heating technology - Heat pump, Air-to-air - single-family house - existing building - distributed level 0.17 | HOUELC, HOUAMB | HOUPARRHN_OLDC_DMD | MKr20 | 2025 | 1.7517 | 0.098193 | 0.18145 | [5 empty] | PAR | C | OLD | 5.5112 |  | RHNHPELC | 1 | 0.16667 | HOUPARRHNHPELCN02_OLDC_FHPELCE04 | 1 | HOUPARRHNHPELCN02_OLDC | HOUPARRHNHPELCE04_OLDC | HPELCE04 | HPELCN02 | PAR_OLDC | HPELCE04_HPELCN02 | 5 | 0 | 1.1 | Unlikely
HOUPARRHNHPELCN02_OLDC_FHPELCE04_D17 | Residential heating technology - Heat pump, Air-to-air - single-family house - existing building - distributed level 0.17 | HOUELC, HOUAMB | HOUPARRHN_OLDC_DMD | MKr20 | 2030 | 1.7078 | 0.096379 | 0.1746 | [5 empty] | PAR | C | OLD | 5.7273 |  | RHNHPELC | 1 | 0.16667 | HOUPARRHNHPELCN02_OLDC_FHPELCE04 | 1 | HOUPARRHNHPELCN02_OLDC | HOUPARRHNHPELCE04_OLDC | HPELCE04 | HPELCN02 | PAR_OLDC | HPELCE04_HPELCN02 | 5 | 0 | 1.1 | Unlikely
HOUPARRHNHPELCN02_OLDC_FHPELCE04_D17 | Residential heating technology - Heat pump, Air-to-air - single-family house - existing building - distributed level 0.17 | HOUELC, HOUAMB | HOUPARRHN_OLDC_DMD | MKr20 | 2040 | 1.6264 | 0.093013 | 0.16825 | [5 empty] | PAR | C | OLD | 5.9434 |  | RHNHPELC | 1 | 0.16667 | HOUPARRHNHPELCN02_OLDC_FHPELCE04 | 1 | HOUPARRHNHPELCN02_OLDC | HOUPARRHNHPELCE04_OLDC | HPELCE04 | HPELCN02 | PAR_OLDC | HPELCE04_HPELCN02 | 5 | 0 | 1.1 | Unlikely
HOUPARRHNHPELCN02_OLDC_FHPELCE04_D17 | Residential heating technology - Heat pump, Air-to-air - single-family house - existing building - distributed level 0.17 | HOUELC, HOUAMB | HOUPARRHN_OLDC_DMD | MKr20 | 2050 | 1.5449 | 0.089647 | 0.16525 | [5 empty] | PAR | C | OLD | 6.0515 |  | RHNHPELC | 1 | 0.16667 | HOUPARRHNHPELCN02_OLDC_FHPELCE04 | 1 | HOUPARRHNHPELCN02_OLDC | HOUPARRHNHPELCE04_OLDC | HPELCE04 | HPELCN02 | PAR_OLDC | HPELCE04_HPELCN02 | 5 | 0 | 1.1 | Unlikely
HOUPARRHNDIELCN06_OLDC_FHPELCE04_D17 | Residential heating technology - Electric heating - electric panel from Bauhaus - single-family house - new building - distributed level 0.17 | HOUELC | HOUPARRHN_OLDC_DMD | MKr20 | 2020 | 0.50745 | 0 | [6 empty] | PAR | C | OLD |  |  | RHNDIELC | 1 | 0.16667 | HOUPARRHNDIELCN06_OLDC_FHPELCE04 | 1 | HOUPARRHNDIELCN06_OLDC | HOUPARRHNHPELCE04_OLDC | HPELCE04 | DIELCN06 | PAR_OLDC | HPELCE04_DIELCN06 | 5 | 0 | 1.1 | Unlikely
HOUPARRHNDIELCN06_OLDC_FHPELCE04_D17 | Residential heating technology - Electric heating - electric panel from Bauhaus - single-family house - new building - distributed level 0.17 | HOUELC | HOUPARRHN_OLDC_DMD | MKr20 | 2025 | 0.50745 | 0 | [6 empty] | PAR | C | OLD |  |  | RHNDIELC | 1 | 0.16667 | HOUPARRHNDIELCN06_OLDC_FHPELCE04 | 1 | HOUPARRHNDIELCN06_OLDC | HOUPARRHNHPELCE04_OLDC | HPELCE04 | DIELCN06 | PAR_OLDC | HPELCE04_DIELCN06 | 5 | 0 | 1.1 | Unlikely
HOUPARRHNDIELCN06_OLDC_FHPELCE04_D17 | Residential heating technology - Electric heating - electric panel from Bauhaus - single-family house - new building - distributed level 0.17 | HOUELC | HOUPARRHN_OLDC_DMD | MKr20 | 2030 | 0.50745 | 0 | [6 empty] | PAR | C | OLD |  |  | RHNDIELC | 1 | 0.16667 | HOUPARRHNDIELCN06_OLDC_FHPELCE04 | 1 | HOUPARRHNDIELCN06_OLDC | HOUPARRHNHPELCE04_OLDC | HPELCE04 | DIELCN06 | PAR_OLDC | HPELCE04_DIELCN06 | 5 | 0 | 1.1 | Unlikely
HOUPARRHNDIELCN06_OLDC_FHPELCE04_D17 | Residential heating technology - Electric heating - electric panel from Bauhaus - single-family house - new building - distributed level 0.17 | HOUELC | HOUPARRHN_OLDC_DMD | MKr20 | 2040 | 0.50745 | 0 | [6 empty] | PAR | C | OLD |  |  | RHNDIELC | 1 | 0.16667 | HOUPARRHNDIELCN06_OLDC_FHPELCE04 | 1 | HOUPARRHNDIELCN06_OLDC | HOUPARRHNHPELCE04_OLDC | HPELCE04 | DIELCN06 | PAR_OLDC | HPELCE04_DIELCN06 | 5 | 0 | 1.1 | Unlikely
HOUPARRHNDIELCN06_OLDC_FHPELCE04_D17 | Residential heating technology - Electric heating - electric panel from Bauhaus - single-family house - new building - distributed level 0.17 | HOUELC | HOUPARRHN_OLDC_DMD | MKr20 | 2050 | 0.50745 | 0 | [6 empty] | PAR | C | OLD |  |  | RHNDIELC | 1 | 0.16667 | HOUPARRHNDIELCN06_OLDC_FHPELCE04 | 1 | HOUPARRHNDIELCN06_OLDC | HOUPARRHNHPELCE04_OLDC | HPELCE04 | DIELCN06 | PAR_OLDC | HPELCE04_DIELCN06 | 5 | 0 | 1.1 | Unlikely
HOUPARRHNDIELCN01_OLDC_FHPELCE04_D17 | Residential heating technology - Electric heating - single-family house - new building - distributed level 0.17 | HOUELC | HOUPARRHN_OLDC_DMD | MKr20 | 2020 | 6.1657 | 0.04999 | [6 empty] | PAR | C | OLD |  |  | RHNDIELC | 1 | 0.16667 | HOUPARRHNDIELCN01_OLDC_FHPELCE04 | 1 | HOUPARRHNDIELCN01_OLDC | HOUPARRHNHPELCE04_OLDC | HPELCE04 | DIELCN01 | PAR_OLDC | HPELCE04_DIELCN01 | 5 | 0 | 1.1 | Unlikely
HOUPARRHNDIELCN01_OLDC_FHPELCE04_D17 | Residential heating technology - Electric heating - single-family house - new building - distributed level 0.17 | HOUELC | HOUPARRHN_OLDC_DMD | MKr20 | 2025 | 6.0131 | 0.04999 | [6 empty] | PAR | C | OLD |  |  | RHNDIELC | 1 | 0.16667 | HOUPARRHNDIELCN01_OLDC_FHPELCE04 | 1 | HOUPARRHNDIELCN01_OLDC | HOUPARRHNHPELCE04_OLDC | HPELCE04 | DIELCN01 | PAR_OLDC | HPELCE04_DIELCN01 | 5 | 0 | 1.1 | Unlikely
HOUPARRHNDIELCN01_OLDC_FHPELCE04_D17 | Residential heating technology - Electric heating - single-family house - new building - distributed level 0.17 | HOUELC | HOUPARRHN_OLDC_DMD | MKr20 | 2030 | 5.8642 | 0.047907 | [6 empty] | PAR | C | OLD |  |  | RHNDIELC | 1 | 0.16667 | HOUPARRHNDIELCN01_OLDC_FHPELCE04 | 1 | HOUPARRHNDIELCN01_OLDC | HOUPARRHNHPELCE04_OLDC | HPELCE04 | DIELCN01 | PAR_OLDC | HPELCE04_DIELCN01 | 5 | 0 | 1.1 | Unlikely
HOUPARRHNDIELCN01_OLDC_FHPELCE04_D17 | Residential heating technology - Electric heating - single-family house - new building - distributed level 0.17 | HOUELC | HOUPARRHN_OLDC_DMD | MKr20 | 2040 | 5.5775 | 0.045824 | [6 empty] | PAR | C | OLD |  |  | RHNDIELC | 1 | 0.16667 | HOUPARRHNDIELCN01_OLDC_FHPELCE04 | 1 | HOUPARRHNDIELCN01_OLDC | HOUPARRHNHPELCE04_OLDC | HPELCE04 | DIELCN01 | PAR_OLDC | HPELCE04_DIELCN01 | 5 | 0 | 1.1 | Unlikely
HOUPARRHNDIELCN01_OLDC_FHPELCE04_D17 | Residential heating technology - Electric heating - single-family house - new building - distributed level 0.17 | HOUELC | HOUPARRHN_OLDC_DMD | MKr20 | 2050 | 5.3049 | 0.043741 | [6 empty] | PAR | C | OLD |  |  | RHNDIELC | 1 | 0.16667 | HOUPARRHNDIELCN01_OLDC_FHPELCE04 | 1 | HOUPARRHNDIELCN01_OLDC | HOUPARRHNHPELCE04_OLDC | HPELCE04 | DIELCN01 | PAR_OLDC | HPELCE04_DIELCN01 | 5 | 0 | 1.1 | Unlikely
HOUPARRHNBHSOLN01_OLDC_FHPELCE04_D17 | Residential heating technology - Solar heating system - single-family house - existing building - distributed level 0.17 | HOUSOL | HOUPARRHN_OLDC_DMD | MKr20 | 2020 | 6.7755 | 0.078035 | [6 empty] | PAR | C | OLD |  |  | RHNBHSOL | 1 | 0.16667 | HOUPARRHNBHSOLN01_OLDC_FHPELCE04 | 1 | HOUPARRHNBHSOLN01_OLDC | HOUPARRHNHPELCE04_OLDC | HPELCE04 | BHSOLN01 | PAR_OLDC | HPELCE04_BHSOLN01 | 5 | 0 | 1.1 | Unlikely
HOUPARRHNBHSOLN01_OLDC_FHPELCE04_D17 | Residential heating technology - Solar heating system - single-family house - existing building - distributed level 0.17 | HOUSOL | HOUPARRHN_OLDC_DMD | MKr20 | 2025 | 6.6078 | 0.073274 | [6 empty] | PAR | C | OLD |  |  | RHNBHSOL | 1 | 0.16667 | HOUPARRHNBHSOLN01_OLDC_FHPELCE04 | 1 | HOUPARRHNBHSOLN01_OLDC | HOUPARRHNHPELCE04_OLDC | HPELCE04 | BHSOLN01 | PAR_OLDC | HPELCE04_BHSOLN01 | 5 | 0 | 1.1 | Unlikely
HOUPARRHNBHSOLN01_OLDC_FHPELCE04_D17 | Residential heating technology - Solar heating system - single-family house - existing building - distributed level 0.17 | HOUSOL | HOUPARRHN_OLDC_DMD | MKr20 | 2030 | 6.4442 | 0.071489 | [6 empty] | PAR | C | OLD |  |  | RHNBHSOL | 1 | 0.16667 | HOUPARRHNBHSOLN01_OLDC_FHPELCE04 | 1 | HOUPARRHNBHSOLN01_OLDC | HOUPARRHNHPELCE04_OLDC | HPELCE04 | BHSOLN01 | PAR_OLDC | HPELCE04_BHSOLN01 | 5 | 0 | 1.1 | Unlikely
HOUPARRHNBHSOLN01_OLDC_FHPELCE04_D17 | Residential heating technology - Solar heating system - single-family house - existing building - distributed level 0.17 | HOUSOL | HOUPARRHN_OLDC_DMD | MKr20 | 2040 | 6.1292 | 0.067621 | [6 empty] | PAR | C | OLD |  |  | RHNBHSOL | 1 | 0.16667 | HOUPARRHNBHSOLN01_OLDC_FHPELCE04 | 1 | HOUPARRHNBHSOLN01_OLDC | HOUPARRHNHPELCE04_OLDC | HPELCE04 | BHSOLN01 | PAR_OLDC | HPELCE04_BHSOLN01 | 5 | 0 | 1.1 | Unlikely
HOUPARRHNBHSOLN01_OLDC_FHPELCE04_D17 | Residential heating technology - Solar heating system - single-family house - existing building - distributed level 0.17 | HOUSOL | HOUPARRHN_OLDC_DMD | MKr20 | 2050 | 5.8295 | 0.063752 | [6 empty] | PAR | C | OLD |  |  | RHNBHSOL | 1 | 0.16667 | HOUPARRHNBHSOLN01_OLDC_FHPELCE04 | 1 | HOUPARRHNBHSOLN01_OLDC | HOUPARRHNHPELCE04_OLDC | HPELCE04 | BHSOLN01 | PAR_OLDC | HPELCE04_BHSOLN01 | 5 | 0 | 1.1 | Unlikely
HOUPARRHNBHDHCN03_OLDC_FHPELCE04_D17 | Residential heating technology - Direct district heating substation - plus connection pipe - single-family house - existing building - distributed level 0.17 | HOUDHC | HOUPARRHN_OLDC_DMD | MKr20 | 2020 | 2.1747 | 0.025391 | [6 empty] | PAR | C | OLD |  |  | RHNBHDHC | 1 | 0.16667 | HOUPARRHNBHDHCN03_OLDC_FHPELCE04 | 1 | HOUPARRHNBHDHCN03_OLDC | HOUPARRHNHPELCE04_OLDC | HPELCE04 | BHDHCN03 | PAR_OLDC | HPELCE04_BHDHCN03 | 6 | 0 | 1 | New
HOUPARRHNBHDHCN03_OLDC_FHPELCE04_D17 | Residential heating technology - Direct district heating substation - plus connection pipe - single-family house - existing building - distributed level 0.17 | HOUDHC | HOUPARRHN_OLDC_DMD | MKr20 | 2025 | 2.1494 | 0.025203 | [6 empty] | PAR | C | OLD |  |  | RHNBHDHC | 1 | 0.16667 | HOUPARRHNBHDHCN03_OLDC_FHPELCE04 | 1 | HOUPARRHNBHDHCN03_OLDC | HOUPARRHNHPELCE04_OLDC | HPELCE04 | BHDHCN03 | PAR_OLDC | HPELCE04_BHDHCN03 | 6 | 0 | 1 | New
HOUPARRHNBHDHCN03_OLDC_FHPELCE04_D17 | Residential heating technology - Direct district heating substation - plus connection pipe - single-family house - existing building - distributed level 0.17 | HOUDHC | HOUPARRHN_OLDC_DMD | MKr20 | 2030 | 2.1284 | 0.024753 | [6 empty] | PAR | C | OLD |  |  | RHNBHDHC | 1 | 0.16667 | HOUPARRHNBHDHCN03_OLDC_FHPELCE04 | 1 | HOUPARRHNBHDHCN03_OLDC | HOUPARRHNHPELCE04_OLDC | HPELCE04 | BHDHCN03 | PAR_OLDC | HPELCE04_BHDHCN03 | 6 | 0 | 1 | New
HOUPARRHNBHDHCN03_OLDC_FHPELCE04_D17 | Residential heating technology - Direct district heating substation - plus connection pipe - single-family house - existing building - distributed level 0.17 | HOUDHC | HOUPARRHN_OLDC_DMD | MKr20 | 2040 | 2.0905 | 0.023687 | [6 empty] | PAR | C | OLD |  |  | RHNBHDHC | 1 | 0.16667 | HOUPARRHNBHDHCN03_OLDC_FHPELCE04 | 1 | HOUPARRHNBHDHCN03_OLDC | HOUPARRHNHPELCE04_OLDC | HPELCE04 | BHDHCN03 | PAR_OLDC | HPELCE04_BHDHCN03 | 6 | 0 | 1 | New
HOUPARRHNBHDHCN03_OLDC_FHPELCE04_D17 | Residential heating technology - Direct district heating substation - plus connection pipe - single-family house - existing building - distributed level 0.17 | HOUDHC | HOUPARRHN_OLDC_DMD | MKr20 | 2050 | 2.0485 | 0.022136 | [6 empty] | PAR | C | OLD |  |  | RHNBHDHC | 1 | 0.16667 | HOUPARRHNBHDHCN03_OLDC_FHPELCE04 | 1 | HOUPARRHNBHDHCN03_OLDC | HOUPARRHNHPELCE04_OLDC | HPELCE04 | BHDHCN03 | PAR_OLDC | HPELCE04_BHDHCN03 | 6 | 0 | 1 | New
HOUPARRHNHPELCN07_OLDD_FHPELCE04_D17 | Residential heating technology - Heat pump, Air-to-water, low-price product - single-family house - existing building - distributed level 0.17 | HOUELC, HOUAMB | HOUPARRHN_OLDD_DMD | MKr20 | 2020 | 7.2898 | 0.32113 | 0.30847 | [5 empty] | PAR | D | OLD | 3.2419 |  | RHNHPELC | 1 | 0.16667 | HOUPARRHNHPELCN07_OLDD_FHPELCE04 | 1 | HOUPARRHNHPELCN07_OLDD | HOUPARRHNHPELCE04_OLDD | HPELCE04 | HPELCN07 | PAR_OLDD | HPELCE04_HPELCN07 | 3 | 0 | 0.95 | Similar
HOUPARRHNHPELCN07_OLDD_FHPELCE04_D17 | Residential heating technology - Heat pump, Air-to-water, low-price product - single-family house - existing building - distributed level 0.17 | HOUELC, HOUAMB | HOUPARRHN_OLDD_DMD | MKr20 | 2025 | 6.6689 | 0.2463 | 0.29378 | [5 empty] | PAR | D | OLD | 3.4039 |  | RHNHPELC | 1 | 0.16667 | HOUPARRHNHPELCN07_OLDD_FHPELCE04 | 1 | HOUPARRHNHPELCN07_OLDD | HOUPARRHNHPELCE04_OLDD | HPELCE04 | HPELCN07 | PAR_OLDD | HPELCE04_HPELCN07 | 3 | 0 | 0.95 | Similar
HOUPARRHNHPELCN07_OLDD_FHPELCE04_D17 | Residential heating technology - Heat pump, Air-to-water, low-price product - single-family house - existing building - distributed level 0.17 | HOUELC, HOUAMB | HOUPARRHN_OLDD_DMD | MKr20 | 2030 | 6.0479 | 0.24337 | 0.28042 | [5 empty] | PAR | D | OLD | 3.566 |  | RHNHPELC | 1 | 0.16667 | HOUPARRHNHPELCN07_OLDD_FHPELCE04 | 1 | HOUPARRHNHPELCN07_OLDD | HOUPARRHNHPELCE04_OLDD | HPELCE04 | HPELCN07 | PAR_OLDD | HPELCE04_HPELCN07 | 3 | 0 | 0.95 | Similar
HOUPARRHNHPELCN07_OLDD_FHPELCE04_D17 | Residential heating technology - Heat pump, Air-to-water, low-price product - single-family house - existing building - distributed level 0.17 | HOUELC, HOUAMB | HOUPARRHN_OLDD_DMD | MKr20 | 2040 | 5.5532 | 0.23794 | 0.26823 | [5 empty] | PAR | D | OLD | 3.7281 |  | RHNHPELC | 1 | 0.16667 | HOUPARRHNHPELCN07_OLDD_FHPELCE04 | 1 | HOUPARRHNHPELCN07_OLDD | HOUPARRHNHPELCE04_OLDD | HPELCE04 | HPELCN07 | PAR_OLDD | HPELCE04_HPELCN07 | 3 | 0 | 0.95 | Similar
HOUPARRHNHPELCN07_OLDD_FHPELCE04_D17 | Residential heating technology - Heat pump, Air-to-water, low-price product - single-family house - existing building - distributed level 0.17 | HOUELC, HOUAMB | HOUPARRHN_OLDD_DMD | MKr20 | 2050 | 5.0584 | 0.2325 | 0.26067 | [5 empty] | PAR | D | OLD | 3.8362 |  | RHNHPELC | 1 | 0.16667 | HOUPARRHNHPELCN07_OLDD_FHPELCE04 | 1 | HOUPARRHNHPELCN07_OLDD | HOUPARRHNHPELCE04_OLDD | HPELCE04 | HPELCN07 | PAR_OLDD | HPELCE04_HPELCN07 | 3 | 0 | 0.95 | Similar
HOUPARRHNHPELCN05_OLDD_FHPELCE04_D17 | Residential heating technology - Heat pump, Air-to-water - leasing - single-family house - existing building - distributed level 0.17 | HOUELC, HOUAMB | HOUPARRHN_OLDD_DMD | MKr20 | 2020 | 4.6444 | 0.88909 | 0.29378 | [5 empty] | PAR | D | OLD | 3.4039 |  | RHNHPELC | 1 | 0.16667 | HOUPARRHNHPELCN05_OLDD_FHPELCE04 | 1 | HOUPARRHNHPELCN05_OLDD | HOUPARRHNHPELCE04_OLDD | HPELCE04 | HPELCN05 | PAR_OLDD | HPELCE04_HPELCN05 | 3 | 0 | 0.95 | Similar
HOUPARRHNHPELCN05_OLDD_FHPELCE04_D17 | Residential heating technology - Heat pump, Air-to-water - leasing - single-family house - existing building - distributed level 0.17 | HOUELC, HOUAMB | HOUPARRHN_OLDD_DMD | MKr20 | 2025 | 4.2839 | 0.76684 | 0.28042 | [5 empty] | PAR | D | OLD | 3.566 |  | RHNHPELC | 1 | 0.16667 | HOUPARRHNHPELCN05_OLDD_FHPELCE04 | 1 | HOUPARRHNHPELCN05_OLDD | HOUPARRHNHPELCE04_OLDD | HPELCE04 | HPELCN05 | PAR_OLDD | HPELCE04_HPELCN05 | 3 | 0 | 0.95 | Similar
HOUPARRHNHPELCN05_OLDD_FHPELCE04_D17 | Residential heating technology - Heat pump, Air-to-water - leasing - single-family house - existing building - distributed level 0.17 | HOUELC, HOUAMB | HOUPARRHN_OLDD_DMD | MKr20 | 2030 | 3.9235 | 0.71648 | 0.26823 | [5 empty] | PAR | D | OLD | 3.7281 |  | RHNHPELC | 1 | 0.16667 | HOUPARRHNHPELCN05_OLDD_FHPELCE04 | 1 | HOUPARRHNHPELCN05_OLDD | HOUPARRHNHPELCE04_OLDD | HPELCE04 | HPELCN05 | PAR_OLDD | HPELCE04_HPELCN05 | 3 | 0 | 0.95 | Similar
HOUPARRHNHPELCN05_OLDD_FHPELCE04_D17 | Residential heating technology - Heat pump, Air-to-water - leasing - single-family house - existing building - distributed level 0.17 | HOUELC, HOUAMB | HOUPARRHN_OLDD_DMD | MKr20 | 2040 | 3.6311 | 0.67258 | 0.25705 | [5 empty] | PAR | D | OLD | 3.8902 |  | RHNHPELC | 1 | 0.16667 | HOUPARRHNHPELCN05_OLDD_FHPELCE04 | 1 | HOUPARRHNHPELCN05_OLDD | HOUPARRHNHPELCE04_OLDD | HPELCE04 | HPELCN05 | PAR_OLDD | HPELCE04_HPELCN05 | 3 | 0 | 0.95 | Similar
HOUPARRHNHPELCN05_OLDD_FHPELCE04_D17 | Residential heating technology - Heat pump, Air-to-water - leasing - single-family house - existing building - distributed level 0.17 | HOUELC, HOUAMB | HOUPARRHN_OLDD_DMD | MKr20 | 2050 | 3.3388 | 0.62868 | 0.25011 | [5 empty] | PAR | D | OLD | 3.9983 |  | RHNHPELC | 1 | 0.16667 | HOUPARRHNHPELCN05_OLDD_FHPELCE04 | 1 | HOUPARRHNHPELCN05_OLDD | HOUPARRHNHPELCE04_OLDD | HPELCE04 | HPELCN05 | PAR_OLDD | HPELCE04_HPELCN05 | 3 | 0 | 0.95 | Similar
HOUPARRHNHPELCN04_OLDD_FHPELCE04_D17 | Residential heating technology - Heat pump, Ground source - single-family house - existing building - distributed level 0.17 | HOUELC, HOUAMB | HOUPARRHN_OLDD_DMD | MKr20 | 2020 | 11.654 | 0.25642 | 0.26823 | [5 empty] | PAR | D | OLD | 3.7281 |  | RHNHPELC | 1 | 0.16667 | HOUPARRHNHPELCN04_OLDD_FHPELCE04 | 1 | HOUPARRHNHPELCN04_OLDD | HOUPARRHNHPELCE04_OLDD | HPELCE04 | HPELCN04 | PAR_OLDD | HPELCE04_HPELCN04 | 2 | 0 | 0.9 | Same
HOUPARRHNHPELCN04_OLDD_FHPELCE04_D17 | Residential heating technology - Heat pump, Ground source - single-family house - existing building - distributed level 0.17 | HOUELC, HOUAMB | HOUPARRHN_OLDD_DMD | MKr20 | 2025 | 11.0713 | 0.1816 | 0.26067 | [5 empty] | PAR | D | OLD | 3.8362 |  | RHNHPELC | 1 | 0.16667 | HOUPARRHNHPELCN04_OLDD_FHPELCE04 | 1 | HOUPARRHNHPELCN04_OLDD | HOUPARRHNHPELCE04_OLDD | HPELCE04 | HPELCN04 | PAR_OLDD | HPELCE04_HPELCN04 | 2 | 0 | 0.9 | Same
HOUPARRHNHPELCN04_OLDD_FHPELCE04_D17 | Residential heating technology - Heat pump, Ground source - single-family house - existing building - distributed level 0.17 | HOUELC, HOUAMB | HOUPARRHN_OLDD_DMD | MKr20 | 2030 | 10.4886 | 0.17867 | 0.25353 | [5 empty] | PAR | D | OLD | 3.9443 |  | RHNHPELC | 1 | 0.16667 | HOUPARRHNHPELCN04_OLDD_FHPELCE04 | 1 | HOUPARRHNHPELCN04_OLDD | HOUPARRHNHPELCE04_OLDD | HPELCE04 | HPELCN04 | PAR_OLDD | HPELCE04_HPELCN04 | 2 | 0 | 0.9 | Same
HOUPARRHNHPELCN04_OLDD_FHPELCE04_D17 | Residential heating technology - Heat pump, Ground source - single-family house - existing building - distributed level 0.17 | HOUELC, HOUAMB | HOUPARRHN_OLDD_DMD | MKr20 | 2040 | 9.9642 | 0.17323 | 0.24353 | [5 empty] | PAR | D | OLD | 4.1064 |  | RHNHPELC | 1 | 0.16667 | HOUPARRHNHPELCN04_OLDD_FHPELCE04 | 1 | HOUPARRHNHPELCN04_OLDD | HOUPARRHNHPELCE04_OLDD | HPELCE04 | HPELCN04 | PAR_OLDD | HPELCE04_HPELCN04 | 2 | 0 | 0.9 | Same
HOUPARRHNHPELCN04_OLDD_FHPELCE04_D17 | Residential heating technology - Heat pump, Ground source - single-family house - existing building - distributed level 0.17 | HOUELC, HOUAMB | HOUPARRHN_OLDD_DMD | MKr20 | 2050 | 9.4398 | 0.1678 | 0.24036 | [5 empty] | PAR | D | OLD | 4.1604 |  | RHNHPELC | 1 | 0.16667 | HOUPARRHNHPELCN04_OLDD_FHPELCE04 | 1 | HOUPARRHNHPELCN04_OLDD | HOUPARRHNHPELCE04_OLDD | HPELCE04 | HPELCN04 | PAR_OLDD | HPELCE04_HPELCN04 | 2 | 0 | 0.9 | Same
HOUPARRHNHPELCN03_OLDD_FHPELCE04_D17 | Residential heating technology - Heat pump, Air-to-water - single-family house - existing building - distributed level 0.17 | HOUELC, HOUAMB | HOUPARRHN_OLDD_DMD | MKr20 | 2020 | 9.2887 | 0.27799 | 0.29378 | [5 empty] | PAR | D | OLD | 3.4039 |  | RHNHPELC | 1 | 0.16667 | HOUPARRHNHPELCN03_OLDD_FHPELCE04 | 1 | HOUPARRHNHPELCN03_OLDD | HOUPARRHNHPELCE04_OLDD | HPELCE04 | HPELCN03 | PAR_OLDD | HPELCE04_HPELCN03 | 3 | 0 | 0.95 | Similar
HOUPARRHNHPELCN03_OLDD_FHPELCE04_D17 | Residential heating technology - Heat pump, Air-to-water - single-family house - existing building - distributed level 0.17 | HOUELC, HOUAMB | HOUPARRHN_OLDD_DMD | MKr20 | 2025 | 8.5678 | 0.20317 | 0.28042 | [5 empty] | PAR | D | OLD | 3.566 |  | RHNHPELC | 1 | 0.16667 | HOUPARRHNHPELCN03_OLDD_FHPELCE04 | 1 | HOUPARRHNHPELCN03_OLDD | HOUPARRHNHPELCE04_OLDD | HPELCE04 | HPELCN03 | PAR_OLDD | HPELCE04_HPELCN03 | 3 | 0 | 0.95 | Similar
HOUPARRHNHPELCN03_OLDD_FHPELCE04_D17 | Residential heating technology - Heat pump, Air-to-water - single-family house - existing building - distributed level 0.17 | HOUELC, HOUAMB | HOUPARRHN_OLDD_DMD | MKr20 | 2030 | 7.8469 | 0.20024 | 0.26823 | [5 empty] | PAR | D | OLD | 3.7281 |  | RHNHPELC | 1 | 0.16667 | HOUPARRHNHPELCN03_OLDD_FHPELCE04 | 1 | HOUPARRHNHPELCN03_OLDD | HOUPARRHNHPELCE04_OLDD | HPELCE04 | HPELCN03 | PAR_OLDD | HPELCE04_HPELCN03 | 3 | 0 | 0.95 | Similar
HOUPARRHNHPELCN03_OLDD_FHPELCE04_D17 | Residential heating technology - Heat pump, Air-to-water - single-family house - existing building - distributed level 0.17 | HOUELC, HOUAMB | HOUPARRHN_OLDD_DMD | MKr20 | 2040 | 7.2622 | 0.1948 | 0.25705 | [5 empty] | PAR | D | OLD | 3.8902 |  | RHNHPELC | 1 | 0.16667 | HOUPARRHNHPELCN03_OLDD_FHPELCE04 | 1 | HOUPARRHNHPELCN03_OLDD | HOUPARRHNHPELCE04_OLDD | HPELCE04 | HPELCN03 | PAR_OLDD | HPELCE04_HPELCN03 | 3 | 0 | 0.95 | Similar
HOUPARRHNHPELCN03_OLDD_FHPELCE04_D17 | Residential heating technology - Heat pump, Air-to-water - single-family house - existing building - distributed level 0.17 | HOUELC, HOUAMB | HOUPARRHN_OLDD_DMD | MKr20 | 2050 | 6.6775 | 0.18937 | 0.25011 | [5 empty] | PAR | D | OLD | 3.9983 |  | RHNHPELC | 1 | 0.16667 | HOUPARRHNHPELCN03_OLDD_FHPELCE04 | 1 | HOUPARRHNHPELCN03_OLDD | HOUPARRHNHPELCE04_OLDD | HPELCE04 | HPELCN03 | PAR_OLDD | HPELCE04_HPELCN03 | 3 | 0 | 0.95 | Similar
HOUPARRHNHPELCN02_OLDD_FHPELCE04_D17 | Residential heating technology - Heat pump, Air-to-air - single-family house - existing building - distributed level 0.17 | HOUELC, HOUAMB | HOUPARRHN_OLDD_DMD | MKr20 | 2020 | 1.7956 | 0.14453 | 0.1908 | [5 empty] | PAR | D | OLD | 5.241 |  | RHNHPELC | 1 | 0.16667 | HOUPARRHNHPELCN02_OLDD_FHPELCE04 | 1 | HOUPARRHNHPELCN02_OLDD | HOUPARRHNHPELCE04_OLDD | HPELCE04 | HPELCN02 | PAR_OLDD | HPELCE04_HPELCN02 | 5 | 0 | 1.1 | Unlikely
HOUPARRHNHPELCN02_OLDD_FHPELCE04_D17 | Residential heating technology - Heat pump, Air-to-air - single-family house - existing building - distributed level 0.17 | HOUELC, HOUAMB | HOUPARRHN_OLDD_DMD | MKr20 | 2025 | 1.7517 | 0.098193 | 0.18145 | [5 empty] | PAR | D | OLD | 5.5112 |  | RHNHPELC | 1 | 0.16667 | HOUPARRHNHPELCN02_OLDD_FHPELCE04 | 1 | HOUPARRHNHPELCN02_OLDD | HOUPARRHNHPELCE04_OLDD | HPELCE04 | HPELCN02 | PAR_OLDD | HPELCE04_HPELCN02 | 5 | 0 | 1.1 | Unlikely
HOUPARRHNHPELCN02_OLDD_FHPELCE04_D17 | Residential heating technology - Heat pump, Air-to-air - single-family house - existing building - distributed level 0.17 | HOUELC, HOUAMB | HOUPARRHN_OLDD_DMD | MKr20 | 2030 | 1.7078 | 0.096379 | 0.1746 | [5 empty] | PAR | D | OLD | 5.7273 |  | RHNHPELC | 1 | 0.16667 | HOUPARRHNHPELCN02_OLDD_FHPELCE04 | 1 | HOUPARRHNHPELCN02_OLDD | HOUPARRHNHPELCE04_OLDD | HPELCE04 | HPELCN02 | PAR_OLDD | HPELCE04_HPELCN02 | 5 | 0 | 1.1 | Unlikely
HOUPARRHNHPELCN02_OLDD_FHPELCE04_D17 | Residential heating technology - Heat pump, Air-to-air - single-family house - existing building - distributed level 0.17 | HOUELC, HOUAMB | HOUPARRHN_OLDD_DMD | MKr20 | 2040 | 1.6264 | 0.093013 | 0.16825 | [5 empty] | PAR | D | OLD | 5.9434 |  | RHNHPELC | 1 | 0.16667 | HOUPARRHNHPELCN02_OLDD_FHPELCE04 | 1 | HOUPARRHNHPELCN02_OLDD | HOUPARRHNHPELCE04_OLDD | HPELCE04 | HPELCN02 | PAR_OLDD | HPELCE04_HPELCN02 | 5 | 0 | 1.1 | Unlikely
HOUPARRHNHPELCN02_OLDD_FHPELCE04_D17 | Residential heating technology - Heat pump, Air-to-air - single-family house - existing building - distributed level 0.17 | HOUELC, HOUAMB | HOUPARRHN_OLDD_DMD | MKr20 | 2050 | 1.5449 | 0.089647 | 0.16525 | [5 empty] | PAR | D | OLD | 6.0515 |  | RHNHPELC | 1 | 0.16667 | HOUPARRHNHPELCN02_OLDD_FHPELCE04 | 1 | HOUPARRHNHPELCN02_OLDD | HOUPARRHNHPELCE04_OLDD | HPELCE04 | HPELCN02 | PAR_OLDD | HPELCE04_HPELCN02 | 5 | 0 | 1.1 | Unlikely
HOUPARRHNDIELCN06_OLDD_FHPELCE04_D17 | Residential heating technology - Electric heating - electric panel from Bauhaus - single-family house - new building - distributed level 0.17 | HOUELC | HOUPARRHN_OLDD_DMD | MKr20 | 2020 | 0.50745 | 0 | [6 empty] | PAR | D | OLD |  |  | RHNDIELC | 1 | 0.16667 | HOUPARRHNDIELCN06_OLDD_FHPELCE04 | 1 | HOUPARRHNDIELCN06_OLDD | HOUPARRHNHPELCE04_OLDD | HPELCE04 | DIELCN06 | PAR_OLDD | HPELCE04_DIELCN06 | 5 | 0 | 1.1 | Unlikely
HOUPARRHNDIELCN06_OLDD_FHPELCE04_D17 | Residential heating technology - Electric heating - electric panel from Bauhaus - single-family house - new building - distributed level 0.17 | HOUELC | HOUPARRHN_OLDD_DMD | MKr20 | 2025 | 0.50745 | 0 | [6 empty] | PAR | D | OLD |  |  | RHNDIELC | 1 | 0.16667 | HOUPARRHNDIELCN06_OLDD_FHPELCE04 | 1 | HOUPARRHNDIELCN06_OLDD | HOUPARRHNHPELCE04_OLDD | HPELCE04 | DIELCN06 | PAR_OLDD | HPELCE04_DIELCN06 | 5 | 0 | 1.1 | Unlikely
HOUPARRHNDIELCN06_OLDD_FHPELCE04_D17 | Residential heating technology - Electric heating - electric panel from Bauhaus - single-family house - new building - distributed level 0.17 | HOUELC | HOUPARRHN_OLDD_DMD | MKr20 | 2030 | 0.50745 | 0 | [6 empty] | PAR | D | OLD |  |  | RHNDIELC | 1 | 0.16667 | HOUPARRHNDIELCN06_OLDD_FHPELCE04 | 1 | HOUPARRHNDIELCN06_OLDD | HOUPARRHNHPELCE04_OLDD | HPELCE04 | DIELCN06 | PAR_OLDD | HPELCE04_DIELCN06 | 5 | 0 | 1.1 | Unlikely
HOUPARRHNDIELCN06_OLDD_FHPELCE04_D17 | Residential heating technology - Electric heating - electric panel from Bauhaus - single-family house - new building - distributed level 0.17 | HOUELC | HOUPARRHN_OLDD_DMD | MKr20 | 2040 | 0.50745 | 0 | [6 empty] | PAR | D | OLD |  |  | RHNDIELC | 1 | 0.16667 | HOUPARRHNDIELCN06_OLDD_FHPELCE04 | 1 | HOUPARRHNDIELCN06_OLDD | HOUPARRHNHPELCE04_OLDD | HPELCE04 | DIELCN06 | PAR_OLDD | HPELCE04_DIELCN06 | 5 | 0 | 1.1 | Unlikely
HOUPARRHNDIELCN06_OLDD_FHPELCE04_D17 | Residential heating technology - Electric heating - electric panel from Bauhaus - single-family house - new building - distributed level 0.17 | HOUELC | HOUPARRHN_OLDD_DMD | MKr20 | 2050 | 0.50745 | 0 | [6 empty] | PAR | D | OLD |  |  | RHNDIELC | 1 | 0.16667 | HOUPARRHNDIELCN06_OLDD_FHPELCE04 | 1 | HOUPARRHNDIELCN06_OLDD | HOUPARRHNHPELCE04_OLDD | HPELCE04 | DIELCN06 | PAR_OLDD | HPELCE04_DIELCN06 | 5 | 0 | 1.1 | Unlikely
HOUPARRHNDIELCN01_OLDD_FHPELCE04_D17 | Residential heating technology - Electric heating - single-family house - new building - distributed level 0.17 | HOUELC | HOUPARRHN_OLDD_DMD | MKr20 | 2020 | 6.1657 | 0.04999 | [6 empty] | PAR | D | OLD |  |  | RHNDIELC | 1 | 0.16667 | HOUPARRHNDIELCN01_OLDD_FHPELCE04 | 1 | HOUPARRHNDIELCN01_OLDD | HOUPARRHNHPELCE04_OLDD | HPELCE04 | DIELCN01 | PAR_OLDD | HPELCE04_DIELCN01 | 5 | 0 | 1.1 | Unlikely
HOUPARRHNDIELCN01_OLDD_FHPELCE04_D17 | Residential heating technology - Electric heating - single-family house - new building - distributed level 0.17 | HOUELC | HOUPARRHN_OLDD_DMD | MKr20 | 2025 | 6.0131 | 0.04999 | [6 empty] | PAR | D | OLD |  |  | RHNDIELC | 1 | 0.16667 | HOUPARRHNDIELCN01_OLDD_FHPELCE04 | 1 | HOUPARRHNDIELCN01_OLDD | HOUPARRHNHPELCE04_OLDD | HPELCE04 | DIELCN01 | PAR_OLDD | HPELCE04_DIELCN01 | 5 | 0 | 1.1 | Unlikely
HOUPARRHNDIELCN01_OLDD_FHPELCE04_D17 | Residential heating technology - Electric heating - single-family house - new building - distributed level 0.17 | HOUELC | HOUPARRHN_OLDD_DMD | MKr20 | 2030 | 5.8642 | 0.047907 | [6 empty] | PAR | D | OLD |  |  | RHNDIELC | 1 | 0.16667 | HOUPARRHNDIELCN01_OLDD_FHPELCE04 | 1 | HOUPARRHNDIELCN01_OLDD | HOUPARRHNHPELCE04_OLDD | HPELCE04 | DIELCN01 | PAR_OLDD | HPELCE04_DIELCN01 | 5 | 0 | 1.1 | Unlikely
HOUPARRHNDIELCN01_OLDD_FHPELCE04_D17 | Residential heating technology - Electric heating - single-family house - new building - distributed level 0.17 | HOUELC | HOUPARRHN_OLDD_DMD | MKr20 | 2040 | 5.5775 | 0.045824 | [6 empty] | PAR | D | OLD |  |  | RHNDIELC | 1 | 0.16667 | HOUPARRHNDIELCN01_OLDD_FHPELCE04 | 1 | HOUPARRHNDIELCN01_OLDD | HOUPARRHNHPELCE04_OLDD | HPELCE04 | DIELCN01 | PAR_OLDD | HPELCE04_DIELCN01 | 5 | 0 | 1.1 | Unlikely
HOUPARRHNDIELCN01_OLDD_FHPELCE04_D17 | Residential heating technology - Electric heating - single-family house - new building - distributed level 0.17 | HOUELC | HOUPARRHN_OLDD_DMD | MKr20 | 2050 | 5.3049 | 0.043741 | [6 empty] | PAR | D | OLD |  |  | RHNDIELC | 1 | 0.16667 | HOUPARRHNDIELCN01_OLDD_FHPELCE04 | 1 | HOUPARRHNDIELCN01_OLDD | HOUPARRHNHPELCE04_OLDD | HPELCE04 | DIELCN01 | PAR_OLDD | HPELCE04_DIELCN01 | 5 | 0 | 1.1 | Unlikely
HOUPARRHNBHSOLN01_OLDD_FHPELCE04_D17 | Residential heating technology - Solar heating system - single-family house - existing building - distributed level 0.17 | HOUSOL | HOUPARRHN_OLDD_DMD | MKr20 | 2020 | 6.7755 | 0.078035 | [6 empty] | PAR | D | OLD |  |  | RHNBHSOL | 1 | 0.16667 | HOUPARRHNBHSOLN01_OLDD_FHPELCE04 | 1 | HOUPARRHNBHSOLN01_OLDD | HOUPARRHNHPELCE04_OLDD | HPELCE04 | BHSOLN01 | PAR_OLDD | HPELCE04_BHSOLN01 | 5 | 0 | 1.1 | Unlikely
HOUPARRHNBHSOLN01_OLDD_FHPELCE04_D17 | Residential heating technology - Solar heating system - single-family house - existing building - distributed level 0.17 | HOUSOL | HOUPARRHN_OLDD_DMD | MKr20 | 2025 | 6.6078 | 0.073274 | [6 empty] | PAR | D | OLD |  |  | RHNBHSOL | 1 | 0.16667 | HOUPARRHNBHSOLN01_OLDD_FHPELCE04 | 1 | HOUPARRHNBHSOLN01_OLDD | HOUPARRHNHPELCE04_OLDD | HPELCE04 | BHSOLN01 | PAR_OLDD | HPELCE04_BHSOLN01 | 5 | 0 | 1.1 | Unlikely
HOUPARRHNBHSOLN01_OLDD_FHPELCE04_D17 | Residential heating technology - Solar heating system - single-family house - existing building - distributed level 0.17 | HOUSOL | HOUPARRHN_OLDD_DMD | MKr20 | 2030 | 6.4442 | 0.071489 | [6 empty] | PAR | D | OLD |  |  | RHNBHSOL | 1 | 0.16667 | HOUPARRHNBHSOLN01_OLDD_FHPELCE04 | 1 | HOUPARRHNBHSOLN01_OLDD | HOUPARRHNHPELCE04_OLDD | HPELCE04 | BHSOLN01 | PAR_OLDD | HPELCE04_BHSOLN01 | 5 | 0 | 1.1 | Unlikely
HOUPARRHNBHSOLN01_OLDD_FHPELCE04_D17 | Residential heating technology - Solar heating system - single-family house - existing building - distributed level 0.17 | HOUSOL | HOUPARRHN_OLDD_DMD | MKr20 | 2040 | 6.1292 | 0.067621 | [6 empty] | PAR | D | OLD |  |  | RHNBHSOL | 1 | 0.16667 | HOUPARRHNBHSOLN01_OLDD_FHPELCE04 | 1 | HOUPARRHNBHSOLN01_OLDD | HOUPARRHNHPELCE04_OLDD | HPELCE04 | BHSOLN01 | PAR_OLDD | HPELCE04_BHSOLN01 | 5 | 0 | 1.1 | Unlikely
HOUPARRHNBHSOLN01_OLDD_FHPELCE04_D17 | Residential heating technology - Solar heating system - single-family house - existing building - distributed level 0.17 | HOUSOL | HOUPARRHN_OLDD_DMD | MKr20 | 2050 | 5.8295 | 0.063752 | [6 empty] | PAR | D | OLD |  |  | RHNBHSOL | 1 | 0.16667 | HOUPARRHNBHSOLN01_OLDD_FHPELCE04 | 1 | HOUPARRHNBHSOLN01_OLDD | HOUPARRHNHPELCE04_OLDD | HPELCE04 | BHSOLN01 | PAR_OLDD | HPELCE04_BHSOLN01 | 5 | 0 | 1.1 | Unlikely
HOUPARRHNBHDHDN03_OLDD_FHPELCE04_D17 | Residential heating technology - Direct district heating substation - plus connection pipe - single-family house - existing building - distributed level 0.17 | HOUDHD | HOUPARRHN_OLDD_DMD | MKr20 | 2020 | 2.1747 | 0.025391 | [6 empty] | PAR | D | OLD |  |  | RHNBHDHD | 1 | 0.16667 | HOUPARRHNBHDHDN03_OLDD_FHPELCE04 | 1 | HOUPARRHNBHDHDN03_OLDD | HOUPARRHNHPELCE04_OLDD | HPELCE04 | BHDHDN03 | PAR_OLDD | HPELCE04_BHDHDN03 | 6 | 0 | 1 | New
HOUPARRHNBHDHDN03_OLDD_FHPELCE04_D17 | Residential heating technology - Direct district heating substation - plus connection pipe - single-family house - existing building - distributed level 0.17 | HOUDHD | HOUPARRHN_OLDD_DMD | MKr20 | 2025 | 2.1494 | 0.025203 | [6 empty] | PAR | D | OLD |  |  | RHNBHDHD | 1 | 0.16667 | HOUPARRHNBHDHDN03_OLDD_FHPELCE04 | 1 | HOUPARRHNBHDHDN03_OLDD | HOUPARRHNHPELCE04_OLDD | HPELCE04 | BHDHDN03 | PAR_OLDD | HPELCE04_BHDHDN03 | 6 | 0 | 1 | New
HOUPARRHNBHDHDN03_OLDD_FHPELCE04_D17 | Residential heating technology - Direct district heating substation - plus connection pipe - single-family house - existing building - distributed level 0.17 | HOUDHD | HOUPARRHN_OLDD_DMD | MKr20 | 2030 | 2.1284 | 0.024753 | [6 empty] | PAR | D | OLD |  |  | RHNBHDHD | 1 | 0.16667 | HOUPARRHNBHDHDN03_OLDD_FHPELCE04 | 1 | HOUPARRHNBHDHDN03_OLDD | HOUPARRHNHPELCE04_OLDD | HPELCE04 | BHDHDN03 | PAR_OLDD | HPELCE04_BHDHDN03 | 6 | 0 | 1 | New
HOUPARRHNBHDHDN03_OLDD_FHPELCE04_D17 | Residential heating technology - Direct district heating substation - plus connection pipe - single-family house - existing building - distributed level 0.17 | HOUDHD | HOUPARRHN_OLDD_DMD | MKr20 | 2040 | 2.0905 | 0.023687 | [6 empty] | PAR | D | OLD |  |  | RHNBHDHD | 1 | 0.16667 | HOUPARRHNBHDHDN03_OLDD_FHPELCE04 | 1 | HOUPARRHNBHDHDN03_OLDD | HOUPARRHNHPELCE04_OLDD | HPELCE04 | BHDHDN03 | PAR_OLDD | HPELCE04_BHDHDN03 | 6 | 0 | 1 | New
HOUPARRHNBHDHDN03_OLDD_FHPELCE04_D17 | Residential heating technology - Direct district heating substation - plus connection pipe - single-family house - existing building - distributed level 0.17 | HOUDHD | HOUPARRHN_OLDD_DMD | MKr20 | 2050 | 2.0485 | 0.022136 | [6 empty] | PAR | D | OLD |  |  | RHNBHDHD | 1 | 0.16667 | HOUPARRHNBHDHDN03_OLDD_FHPELCE04 | 1 | HOUPARRHNBHDHDN03_OLDD | HOUPARRHNHPELCE04_OLDD | HPELCE04 | BHDHDN03 | PAR_OLDD | HPELCE04_BHDHDN03 | 6 | 0 | 1 | New
HOUPARRHNHPELCN07_OLDI_FHPELCE04_D17 | Residential heating technology - Heat pump, Air-to-water, low-price product - single-family house - existing building - distributed level 0.17 | HOUELC, HOUAMB | HOUPARRHN_OLDI_DMD | MKr20 | 2020 | 7.2898 | 0.32113 | 0.30847 | [5 empty] | PAR | I | OLD | 3.2419 |  | RHNHPELC | 1 | 0.16667 | HOUPARRHNHPELCN07_OLDI_FHPELCE04 | 1 | HOUPARRHNHPELCN07_OLDI | HOUPARRHNHPELCE04_OLDI | HPELCE04 | HPELCN07 | PAR_OLDI | HPELCE04_HPELCN07 | 3 | 0 | 0.95 | Similar
HOUPARRHNHPELCN07_OLDI_FHPELCE04_D17 | Residential heating technology - Heat pump, Air-to-water, low-price product - single-family house - existing building - distributed level 0.17 | HOUELC, HOUAMB | HOUPARRHN_OLDI_DMD | MKr20 | 2025 | 6.6689 | 0.2463 | 0.29378 | [5 empty] | PAR | I | OLD | 3.4039 |  | RHNHPELC | 1 | 0.16667 | HOUPARRHNHPELCN07_OLDI_FHPELCE04 | 1 | HOUPARRHNHPELCN07_OLDI | HOUPARRHNHPELCE04_OLDI | HPELCE04 | HPELCN07 | PAR_OLDI | HPELCE04_HPELCN07 | 3 | 0 | 0.95 | Similar
HOUPARRHNHPELCN07_OLDI_FHPELCE04_D17 | Residential heating technology - Heat pump, Air-to-water, low-price product - single-family house - existing building - distributed level 0.17 | HOUELC, HOUAMB | HOUPARRHN_OLDI_DMD | MKr20 | 2030 | 6.0479 | 0.24337 | 0.28042 | [5 empty] | PAR | I | OLD | 3.566 |  | RHNHPELC | 1 | 0.16667 | HOUPARRHNHPELCN07_OLDI_FHPELCE04 | 1 | HOUPARRHNHPELCN07_OLDI | HOUPARRHNHPELCE04_OLDI | HPELCE04 | HPELCN07 | PAR_OLDI | HPELCE04_HPELCN07 | 3 | 0 | 0.95 | Similar
HOUPARRHNHPELCN07_OLDI_FHPELCE04_D17 | Residential heating technology - Heat pump, Air-to-water, low-price product - single-family house - existing building - distributed level 0.17 | HOUELC, HOUAMB | HOUPARRHN_OLDI_DMD | MKr20 | 2040 | 5.5532 | 0.23794 | 0.26823 | [5 empty] | PAR | I | OLD | 3.7281 |  | RHNHPELC | 1 | 0.16667 | HOUPARRHNHPELCN07_OLDI_FHPELCE04 | 1 | HOUPARRHNHPELCN07_OLDI | HOUPARRHNHPELCE04_OLDI | HPELCE04 | HPELCN07 | PAR_OLDI | HPELCE04_HPELCN07 | 3 | 0 | 0.95 | Similar
HOUPARRHNHPELCN07_OLDI_FHPELCE04_D17 | Residential heating technology - Heat pump, Air-to-water, low-price product - single-family house - existing building - distributed level 0.17 | HOUELC, HOUAMB | HOUPARRHN_OLDI_DMD | MKr20 | 2050 | 5.0584 | 0.2325 | 0.26067 | [5 empty] | PAR | I | OLD | 3.8362 |  | RHNHPELC | 1 | 0.16667 | HOUPARRHNHPELCN07_OLDI_FHPELCE04 | 1 | HOUPARRHNHPELCN07_OLDI | HOUPARRHNHPELCE04_OLDI | HPELCE04 | HPELCN07 | PAR_OLDI | HPELCE04_HPELCN07 | 3 | 0 | 0.95 | Similar
HOUPARRHNHPELCN05_OLDI_FHPELCE04_D17 | Residential heating technology - Heat pump, Air-to-water - leasing - single-family house - existing building - distributed level 0.17 | HOUELC, HOUAMB | HOUPARRHN_OLDI_DMD | MKr20 | 2020 | 4.6444 | 0.88909 | 0.29378 | [5 empty] | PAR | I | OLD | 3.4039 |  | RHNHPELC | 1 | 0.16667 | HOUPARRHNHPELCN05_OLDI_FHPELCE04 | 1 | HOUPARRHNHPELCN05_OLDI | HOUPARRHNHPELCE04_OLDI | HPELCE04 | HPELCN05 | PAR_OLDI | HPELCE04_HPELCN05 | 3 | 0 | 0.95 | Similar
HOUPARRHNHPELCN05_OLDI_FHPELCE04_D17 | Residential heating technology - Heat pump, Air-to-water - leasing - single-family house - existing building - distributed level 0.17 | HOUELC, HOUAMB | HOUPARRHN_OLDI_DMD | MKr20 | 2025 | 4.2839 | 0.76684 | 0.28042 | [5 empty] | PAR | I | OLD | 3.566 |  | RHNHPELC | 1 | 0.16667 | HOUPARRHNHPELCN05_OLDI_FHPELCE04 | 1 | HOUPARRHNHPELCN05_OLDI | HOUPARRHNHPELCE04_OLDI | HPELCE04 | HPELCN05 | PAR_OLDI | HPELCE04_HPELCN05 | 3 | 0 | 0.95 | Similar
HOUPARRHNHPELCN05_OLDI_FHPELCE04_D17 | Residential heating technology - Heat pump, Air-to-water - leasing - single-family house - existing building - distributed level 0.17 | HOUELC, HOUAMB | HOUPARRHN_OLDI_DMD | MKr20 | 2030 | 3.9235 | 0.71648 | 0.26823 | [5 empty] | PAR | I | OLD | 3.7281 |  | RHNHPELC | 1 | 0.16667 | HOUPARRHNHPELCN05_OLDI_FHPELCE04 | 1 | HOUPARRHNHPELCN05_OLDI | HOUPARRHNHPELCE04_OLDI | HPELCE04 | HPELCN05 | PAR_OLDI | HPELCE04_HPELCN05 | 3 | 0 | 0.95 | Similar
HOUPARRHNHPELCN05_OLDI_FHPELCE04_D17 | Residential heating technology - Heat pump, Air-to-water - leasing - single-family house - existing building - distributed level 0.17 | HOUELC, HOUAMB | HOUPARRHN_OLDI_DMD | MKr20 | 2040 | 3.6311 | 0.67258 | 0.25705 | [5 empty] | PAR | I | OLD | 3.8902 |  | RHNHPELC | 1 | 0.16667 | HOUPARRHNHPELCN05_OLDI_FHPELCE04 | 1 | HOUPARRHNHPELCN05_OLDI | HOUPARRHNHPELCE04_OLDI | HPELCE04 | HPELCN05 | PAR_OLDI | HPELCE04_HPELCN05 | 3 | 0 | 0.95 | Similar
HOUPARRHNHPELCN05_OLDI_FHPELCE04_D17 | Residential heating technology - Heat pump, Air-to-water - leasing - single-family house - existing building - distributed level 0.17 | HOUELC, HOUAMB | HOUPARRHN_OLDI_DMD | MKr20 | 2050 | 3.3388 | 0.62868 | 0.25011 | [5 empty] | PAR | I | OLD | 3.9983 |  | RHNHPELC | 1 | 0.16667 | HOUPARRHNHPELCN05_OLDI_FHPELCE04 | 1 | HOUPARRHNHPELCN05_OLDI | HOUPARRHNHPELCE04_OLDI | HPELCE04 | HPELCN05 | PAR_OLDI | HPELCE04_HPELCN05 | 3 | 0 | 0.95 | Similar
HOUPARRHNHPELCN04_OLDI_FHPELCE04_D17 | Residential heating technology - Heat pump, Ground source - single-family house - existing building - distributed level 0.17 | HOUELC, HOUAMB | HOUPARRHN_OLDI_DMD | MKr20 | 2020 | 11.654 | 0.25642 | 0.26823 | [5 empty] | PAR | I | OLD | 3.7281 |  | RHNHPELC | 1 | 0.16667 | HOUPARRHNHPELCN04_OLDI_FHPELCE04 | 1 | HOUPARRHNHPELCN04_OLDI | HOUPARRHNHPELCE04_OLDI | HPELCE04 | HPELCN04 | PAR_OLDI | HPELCE04_HPELCN04 | 2 | 0 | 0.9 | Same
HOUPARRHNHPELCN04_OLDI_FHPELCE04_D17 | Residential heating technology - Heat pump, Ground source - single-family house - existing building - distributed level 0.17 | HOUELC, HOUAMB | HOUPARRHN_OLDI_DMD | MKr20 | 2025 | 11.0713 | 0.1816 | 0.26067 | [5 empty] | PAR | I | OLD | 3.8362 |  | RHNHPELC | 1 | 0.16667 | HOUPARRHNHPELCN04_OLDI_FHPELCE04 | 1 | HOUPARRHNHPELCN04_OLDI | HOUPARRHNHPELCE04_OLDI | HPELCE04 | HPELCN04 | PAR_OLDI | HPELCE04_HPELCN04 | 2 | 0 | 0.9 | Same
HOUPARRHNHPELCN04_OLDI_FHPELCE04_D17 | Residential heating technology - Heat pump, Ground source - single-family house - existing building - distributed level 0.17 | HOUELC, HOUAMB | HOUPARRHN_OLDI_DMD | MKr20 | 2030 | 10.4886 | 0.17867 | 0.25353 | [5 empty] | PAR | I | OLD | 3.9443 |  | RHNHPELC | 1 | 0.16667 | HOUPARRHNHPELCN04_OLDI_FHPELCE04 | 1 | HOUPARRHNHPELCN04_OLDI | HOUPARRHNHPELCE04_OLDI | HPELCE04 | HPELCN04 | PAR_OLDI | HPELCE04_HPELCN04 | 2 | 0 | 0.9 | Same
HOUPARRHNHPELCN04_OLDI_FHPELCE04_D17 | Residential heating technology - Heat pump, Ground source - single-family house - existing building - distributed level 0.17 | HOUELC, HOUAMB | HOUPARRHN_OLDI_DMD | MKr20 | 2040 | 9.9642 | 0.17323 | 0.24353 | [5 empty] | PAR | I | OLD | 4.1064 |  | RHNHPELC | 1 | 0.16667 | HOUPARRHNHPELCN04_OLDI_FHPELCE04 | 1 | HOUPARRHNHPELCN04_OLDI | HOUPARRHNHPELCE04_OLDI | HPELCE04 | HPELCN04 | PAR_OLDI | HPELCE04_HPELCN04 | 2 | 0 | 0.9 | Same
HOUPARRHNHPELCN04_OLDI_FHPELCE04_D17 | Residential heating technology - Heat pump, Ground source - single-family house - existing building - distributed level 0.17 | HOUELC, HOUAMB | HOUPARRHN_OLDI_DMD | MKr20 | 2050 | 9.4398 | 0.1678 | 0.24036 | [5 empty] | PAR | I | OLD | 4.1604 |  | RHNHPELC | 1 | 0.16667 | HOUPARRHNHPELCN04_OLDI_FHPELCE04 | 1 | HOUPARRHNHPELCN04_OLDI | HOUPARRHNHPELCE04_OLDI | HPELCE04 | HPELCN04 | PAR_OLDI | HPELCE04_HPELCN04 | 2 | 0 | 0.9 | Same
HOUPARRHNHPELCN03_OLDI_FHPELCE04_D17 | Residential heating technology - Heat pump, Air-to-water - single-family house - existing building - distributed level 0.17 | HOUELC, HOUAMB | HOUPARRHN_OLDI_DMD | MKr20 | 2020 | 9.2887 | 0.27799 | 0.29378 | [5 empty] | PAR | I | OLD | 3.4039 |  | RHNHPELC | 1 | 0.16667 | HOUPARRHNHPELCN03_OLDI_FHPELCE04 | 1 | HOUPARRHNHPELCN03_OLDI | HOUPARRHNHPELCE04_OLDI | HPELCE04 | HPELCN03 | PAR_OLDI | HPELCE04_HPELCN03 | 3 | 0 | 0.95 | Similar
HOUPARRHNHPELCN03_OLDI_FHPELCE04_D17 | Residential heating technology - Heat pump, Air-to-water - single-family house - existing building - distributed level 0.17 | HOUELC, HOUAMB | HOUPARRHN_OLDI_DMD | MKr20 | 2025 | 8.5678 | 0.20317 | 0.28042 | [5 empty] | PAR | I | OLD | 3.566 |  | RHNHPELC | 1 | 0.16667 | HOUPARRHNHPELCN03_OLDI_FHPELCE04 | 1 | HOUPARRHNHPELCN03_OLDI | HOUPARRHNHPELCE04_OLDI | HPELCE04 | HPELCN03 | PAR_OLDI | HPELCE04_HPELCN03 | 3 | 0 | 0.95 | Similar
HOUPARRHNHPELCN03_OLDI_FHPELCE04_D17 | Residential heating technology - Heat pump, Air-to-water - single-family house - existing building - distributed level 0.17 | HOUELC, HOUAMB | HOUPARRHN_OLDI_DMD | MKr20 | 2030 | 7.8469 | 0.20024 | 0.26823 | [5 empty] | PAR | I | OLD | 3.7281 |  | RHNHPELC | 1 | 0.16667 | HOUPARRHNHPELCN03_OLDI_FHPELCE04 | 1 | HOUPARRHNHPELCN03_OLDI | HOUPARRHNHPELCE04_OLDI | HPELCE04 | HPELCN03 | PAR_OLDI | HPELCE04_HPELCN03 | 3 | 0 | 0.95 | Similar
HOUPARRHNHPELCN03_OLDI_FHPELCE04_D17 | Residential heating technology - Heat pump, Air-to-water - single-family house - existing building - distributed level 0.17 | HOUELC, HOUAMB | HOUPARRHN_OLDI_DMD | MKr20 | 2040 | 7.2622 | 0.1948 | 0.25705 | [5 empty] | PAR | I | OLD | 3.8902 |  | RHNHPELC | 1 | 0.16667 | HOUPARRHNHPELCN03_OLDI_FHPELCE04 | 1 | HOUPARRHNHPELCN03_OLDI | HOUPARRHNHPELCE04_OLDI | HPELCE04 | HPELCN03 | PAR_OLDI | HPELCE04_HPELCN03 | 3 | 0 | 0.95 | Similar
HOUPARRHNHPELCN03_OLDI_FHPELCE04_D17 | Residential heating technology - Heat pump, Air-to-water - single-family house - existing building - distributed level 0.17 | HOUELC, HOUAMB | HOUPARRHN_OLDI_DMD | MKr20 | 2050 | 6.6775 | 0.18937 | 0.25011 | [5 empty] | PAR | I | OLD | 3.9983 |  | RHNHPELC | 1 | 0.16667 | HOUPARRHNHPELCN03_OLDI_FHPELCE04 | 1 | HOUPARRHNHPELCN03_OLDI | HOUPARRHNHPELCE04_OLDI | HPELCE04 | HPELCN03 | PAR_OLDI | HPELCE04_HPELCN03 | 3 | 0 | 0.95 | Similar
HOUPARRHNHPELCN02_OLDI_FHPELCE04_D17 | Residential heating technology - Heat pump, Air-to-air - single-family house - existing building - distributed level 0.17 | HOUELC, HOUAMB | HOUPARRHN_OLDI_DMD | MKr20 | 2020 | 1.7956 | 0.14453 | 0.1908 | [5 empty] | PAR | I | OLD | 5.241 |  | RHNHPELC | 1 | 0.16667 | HOUPARRHNHPELCN02_OLDI_FHPELCE04 | 1 | HOUPARRHNHPELCN02_OLDI | HOUPARRHNHPELCE04_OLDI | HPELCE04 | HPELCN02 | PAR_OLDI | HPELCE04_HPELCN02 | 5 | 0 | 1.1 | Unlikely
HOUPARRHNHPELCN02_OLDI_FHPELCE04_D17 | Residential heating technology - Heat pump, Air-to-air - single-family house - existing building - distributed level 0.17 | HOUELC, HOUAMB | HOUPARRHN_OLDI_DMD | MKr20 | 2025 | 1.7517 | 0.098193 | 0.18145 | [5 empty] | PAR | I | OLD | 5.5112 |  | RHNHPELC | 1 | 0.16667 | HOUPARRHNHPELCN02_OLDI_FHPELCE04 | 1 | HOUPARRHNHPELCN02_OLDI | HOUPARRHNHPELCE04_OLDI | HPELCE04 | HPELCN02 | PAR_OLDI | HPELCE04_HPELCN02 | 5 | 0 | 1.1 | Unlikely
HOUPARRHNHPELCN02_OLDI_FHPELCE04_D17 | Residential heating technology - Heat pump, Air-to-air - single-family house - existing building - distributed level 0.17 | HOUELC, HOUAMB | HOUPARRHN_OLDI_DMD | MKr20 | 2030 | 1.7078 | 0.096379 | 0.1746 | [5 empty] | PAR | I | OLD | 5.7273 |  | RHNHPELC | 1 | 0.16667 | HOUPARRHNHPELCN02_OLDI_FHPELCE04 | 1 | HOUPARRHNHPELCN02_OLDI | HOUPARRHNHPELCE04_OLDI | HPELCE04 | HPELCN02 | PAR_OLDI | HPELCE04_HPELCN02 | 5 | 0 | 1.1 | Unlikely
HOUPARRHNHPELCN02_OLDI_FHPELCE04_D17 | Residential heating technology - Heat pump, Air-to-air - single-family house - existing building - distributed level 0.17 | HOUELC, HOUAMB | HOUPARRHN_OLDI_DMD | MKr20 | 2040 | 1.6264 | 0.093013 | 0.16825 | [5 empty] | PAR | I | OLD | 5.9434 |  | RHNHPELC | 1 | 0.16667 | HOUPARRHNHPELCN02_OLDI_FHPELCE04 | 1 | HOUPARRHNHPELCN02_OLDI | HOUPARRHNHPELCE04_OLDI | HPELCE04 | HPELCN02 | PAR_OLDI | HPELCE04_HPELCN02 | 5 | 0 | 1.1 | Unlikely
HOUPARRHNHPELCN02_OLDI_FHPELCE04_D17 | Residential heating technology - Heat pump, Air-to-air - single-family house - existing building - distributed level 0.17 | HOUELC, HOUAMB | HOUPARRHN_OLDI_DMD | MKr20 | 2050 | 1.5449 | 0.089647 | 0.16525 | [5 empty] | PAR | I | OLD | 6.0515 |  | RHNHPELC | 1 | 0.16667 | HOUPARRHNHPELCN02_OLDI_FHPELCE04 | 1 | HOUPARRHNHPELCN02_OLDI | HOUPARRHNHPELCE04_OLDI | HPELCE04 | HPELCN02 | PAR_OLDI | HPELCE04_HPELCN02 | 5 | 0 | 1.1 | Unlikely
HOUPARRHNDIELCN06_OLDI_FHPELCE04_D17 | Residential heating technology - Electric heating - electric panel from Bauhaus - single-family house - new building - distributed level 0.17 | HOUELC | HOUPARRHN_OLDI_DMD | MKr20 | 2020 | 0.50745 | 0 | [6 empty] | PAR | I | OLD |  |  | RHNDIELC | 1 | 0.16667 | HOUPARRHNDIELCN06_OLDI_FHPELCE04 | 1 | HOUPARRHNDIELCN06_OLDI | HOUPARRHNHPELCE04_OLDI | HPELCE04 | DIELCN06 | PAR_OLDI | HPELCE04_DIELCN06 | 5 | 0 | 1.1 | Unlikely
HOUPARRHNDIELCN06_OLDI_FHPELCE04_D17 | Residential heating technology - Electric heating - electric panel from Bauhaus - single-family house - new building - distributed level 0.17 | HOUELC | HOUPARRHN_OLDI_DMD | MKr20 | 2025 | 0.50745 | 0 | [6 empty] | PAR | I | OLD |  |  | RHNDIELC | 1 | 0.16667 | HOUPARRHNDIELCN06_OLDI_FHPELCE04 | 1 | HOUPARRHNDIELCN06_OLDI | HOUPARRHNHPELCE04_OLDI | HPELCE04 | DIELCN06 | PAR_OLDI | HPELCE04_DIELCN06 | 5 | 0 | 1.1 | Unlikely
HOUPARRHNDIELCN06_OLDI_FHPELCE04_D17 | Residential heating technology - Electric heating - electric panel from Bauhaus - single-family house - new building - distributed level 0.17 | HOUELC | HOUPARRHN_OLDI_DMD | MKr20 | 2030 | 0.50745 | 0 | [6 empty] | PAR | I | OLD |  |  | RHNDIELC | 1 | 0.16667 | HOUPARRHNDIELCN06_OLDI_FHPELCE04 | 1 | HOUPARRHNDIELCN06_OLDI | HOUPARRHNHPELCE04_OLDI | HPELCE04 | DIELCN06 | PAR_OLDI | HPELCE04_DIELCN06 | 5 | 0 | 1.1 | Unlikely
HOUPARRHNDIELCN06_OLDI_FHPELCE04_D17 | Residential heating technology - Electric heating - electric panel from Bauhaus - single-family house - new building - distributed level 0.17 | HOUELC | HOUPARRHN_OLDI_DMD | MKr20 | 2040 | 0.50745 | 0 | [6 empty] | PAR | I | OLD |  |  | RHNDIELC | 1 | 0.16667 | HOUPARRHNDIELCN06_OLDI_FHPELCE04 | 1 | HOUPARRHNDIELCN06_OLDI | HOUPARRHNHPELCE04_OLDI | HPELCE04 | DIELCN06 | PAR_OLDI | HPELCE04_DIELCN06 | 5 | 0 | 1.1 | Unlikely
HOUPARRHNDIELCN06_OLDI_FHPELCE04_D17 | Residential heating technology - Electric heating - electric panel from Bauhaus - single-family house - new building - distributed level 0.17 | HOUELC | HOUPARRHN_OLDI_DMD | MKr20 | 2050 | 0.50745 | 0 | [6 empty] | PAR | I | OLD |  |  | RHNDIELC | 1 | 0.16667 | HOUPARRHNDIELCN06_OLDI_FHPELCE04 | 1 | HOUPARRHNDIELCN06_OLDI | HOUPARRHNHPELCE04_OLDI | HPELCE04 | DIELCN06 | PAR_OLDI | HPELCE04_DIELCN06 | 5 | 0 | 1.1 | Unlikely
HOUPARRHNDIELCN01_OLDI_FHPELCE04_D17 | Residential heating technology - Electric heating - single-family house - new building - distributed level 0.17 | HOUELC | HOUPARRHN_OLDI_DMD | MKr20 | 2020 | 6.1657 | 0.04999 | [6 empty] | PAR | I | OLD |  |  | RHNDIELC | 1 | 0.16667 | HOUPARRHNDIELCN01_OLDI_FHPELCE04 | 1 | HOUPARRHNDIELCN01_OLDI | HOUPARRHNHPELCE04_OLDI | HPELCE04 | DIELCN01 | PAR_OLDI | HPELCE04_DIELCN01 | 5 | 0 | 1.1 | Unlikely
HOUPARRHNDIELCN01_OLDI_FHPELCE04_D17 | Residential heating technology - Electric heating - single-family house - new building - distributed level 0.17 | HOUELC | HOUPARRHN_OLDI_DMD | MKr20 | 2025 | 6.0131 | 0.04999 | [6 empty] | PAR | I | OLD |  |  | RHNDIELC | 1 | 0.16667 | HOUPARRHNDIELCN01_OLDI_FHPELCE04 | 1 | HOUPARRHNDIELCN01_OLDI | HOUPARRHNHPELCE04_OLDI | HPELCE04 | DIELCN01 | PAR_OLDI | HPELCE04_DIELCN01 | 5 | 0 | 1.1 | Unlikely
HOUPARRHNDIELCN01_OLDI_FHPELCE04_D17 | Residential heating technology - Electric heating - single-family house - new building - distributed level 0.17 | HOUELC | HOUPARRHN_OLDI_DMD | MKr20 | 2030 | 5.8642 | 0.047907 | [6 empty] | PAR | I | OLD |  |  | RHNDIELC | 1 | 0.16667 | HOUPARRHNDIELCN01_OLDI_FHPELCE04 | 1 | HOUPARRHNDIELCN01_OLDI | HOUPARRHNHPELCE04_OLDI | HPELCE04 | DIELCN01 | PAR_OLDI | HPELCE04_DIELCN01 | 5 | 0 | 1.1 | Unlikely
HOUPARRHNDIELCN01_OLDI_FHPELCE04_D17 | Residential heating technology - Electric heating - single-family house - new building - distributed level 0.17 | HOUELC | HOUPARRHN_OLDI_DMD | MKr20 | 2040 | 5.5775 | 0.045824 | [6 empty] | PAR | I | OLD |  |  | RHNDIELC | 1 | 0.16667 | HOUPARRHNDIELCN01_OLDI_FHPELCE04 | 1 | HOUPARRHNDIELCN01_OLDI | HOUPARRHNHPELCE04_OLDI | HPELCE04 | DIELCN01 | PAR_OLDI | HPELCE04_DIELCN01 | 5 | 0 | 1.1 | Unlikely
HOUPARRHNDIELCN01_OLDI_FHPELCE04_D17 | Residential heating technology - Electric heating - single-family house - new building - distributed level 0.17 | HOUELC | HOUPARRHN_OLDI_DMD | MKr20 | 2050 | 5.3049 | 0.043741 | [6 empty] | PAR | I | OLD |  |  | RHNDIELC | 1 | 0.16667 | HOUPARRHNDIELCN01_OLDI_FHPELCE04 | 1 | HOUPARRHNDIELCN01_OLDI | HOUPARRHNHPELCE04_OLDI | HPELCE04 | DIELCN01 | PAR_OLDI | HPELCE04_DIELCN01 | 5 | 0 | 1.1 | Unlikely
HOUPARRHNBHSOLN01_OLDI_FHPELCE04_D17 | Residential heating technology - Solar heating system - single-family house - existing building - distributed level 0.17 | HOUSOL | HOUPARRHN_OLDI_DMD | MKr20 | 2020 | 6.7755 | 0.078035 | [6 empty] | PAR | I | OLD |  |  | RHNBHSOL | 1 | 0.16667 | HOUPARRHNBHSOLN01_OLDI_FHPELCE04 | 1 | HOUPARRHNBHSOLN01_OLDI | HOUPARRHNHPELCE04_OLDI | HPELCE04 | BHSOLN01 | PAR_OLDI | HPELCE04_BHSOLN01 | 5 | 0 | 1.1 | Unlikely
HOUPARRHNBHSOLN01_OLDI_FHPELCE04_D17 | Residential heating technology - Solar heating system - single-family house - existing building - distributed level 0.17 | HOUSOL | HOUPARRHN_OLDI_DMD | MKr20 | 2025 | 6.6078 | 0.073274 | [6 empty] | PAR | I | OLD |  |  | RHNBHSOL | 1 | 0.16667 | HOUPARRHNBHSOLN01_OLDI_FHPELCE04 | 1 | HOUPARRHNBHSOLN01_OLDI | HOUPARRHNHPELCE04_OLDI | HPELCE04 | BHSOLN01 | PAR_OLDI | HPELCE04_BHSOLN01 | 5 | 0 | 1.1 | Unlikely
HOUPARRHNBHSOLN01_OLDI_FHPELCE04_D17 | Residential heating technology - Solar heating system - single-family house - existing building - distributed level 0.17 | HOUSOL | HOUPARRHN_OLDI_DMD | MKr20 | 2030 | 6.4442 | 0.071489 | [6 empty] | PAR | I | OLD |  |  | RHNBHSOL | 1 | 0.16667 | HOUPARRHNBHSOLN01_OLDI_FHPELCE04 | 1 | HOUPARRHNBHSOLN01_OLDI | HOUPARRHNHPELCE04_OLDI | HPELCE04 | BHSOLN01 | PAR_OLDI | HPELCE04_BHSOLN01 | 5 | 0 | 1.1 | Unlikely
HOUPARRHNBHSOLN01_OLDI_FHPELCE04_D17 | Residential heating technology - Solar heating system - single-family house - existing building - distributed level 0.17 | HOUSOL | HOUPARRHN_OLDI_DMD | MKr20 | 2040 | 6.1292 | 0.067621 | [6 empty] | PAR | I | OLD |  |  | RHNBHSOL | 1 | 0.16667 | HOUPARRHNBHSOLN01_OLDI_FHPELCE04 | 1 | HOUPARRHNBHSOLN01_OLDI | HOUPARRHNHPELCE04_OLDI | HPELCE04 | BHSOLN01 | PAR_OLDI | HPELCE04_BHSOLN01 | 5 | 0 | 1.1 | Unlikely
HOUPARRHNBHSOLN01_OLDI_FHPELCE04_D17 | Residential heating technology - Solar heating system - single-family house - existing building - distributed level 0.17 | HOUSOL | HOUPARRHN_OLDI_DMD | MKr20 | 2050 | 5.8295 | 0.063752 | [6 empty] | PAR | I | OLD |  |  | RHNBHSOL | 1 | 0.16667 | HOUPARRHNBHSOLN01_OLDI_FHPELCE04 | 1 | HOUPARRHNBHSOLN01_OLDI | HOUPARRHNHPELCE04_OLDI | HPELCE04 | BHSOLN01 | PAR_OLDI | HPELCE04_BHSOLN01 | 5 | 0 | 1.1 | Unlikely
HOUPARRHNBHDHDN09_OLDI_FHPELCE04_D17 | Residential heating technology - Direct district heating substation - plus connection pipe - plus distribution (heating density: low ) - single-family house - existing building - distributed level 0.17 | HOUDHD | HOUPARRHN_OLDI_DMD | MKr20 | 2020 | 8.7732 | 0.025391 | [6 empty] | PAR | I | OLD |  |  | RHNBHDHD | 1 | 0.16667 | HOUPARRHNBHDHDN09_OLDI_FHPELCE04 | 1 | HOUPARRHNBHDHDN09_OLDI | HOUPARRHNHPELCE04_OLDI | HPELCE04 | BHDHDN09 | PAR_OLDI | HPELCE04_BHDHDN09 | 6 | 0 | 1 | New
HOUPARRHNBHDHDN09_OLDI_FHPELCE04_D17 | Residential heating technology - Direct district heating substation - plus connection pipe - plus distribution (heating density: low ) - single-family house - existing building - distributed level 0.17 | HOUDHD | HOUPARRHN_OLDI_DMD | MKr20 | 2025 | 8.742 | 0.025203 | [6 empty] | PAR | I | OLD |  |  | RHNBHDHD | 1 | 0.16667 | HOUPARRHNBHDHDN09_OLDI_FHPELCE04 | 1 | HOUPARRHNBHDHDN09_OLDI | HOUPARRHNHPELCE04_OLDI | HPELCE04 | BHDHDN09 | PAR_OLDI | HPELCE04_BHDHDN09 | 6 | 0 | 1 | New
HOUPARRHNBHDHDN09_OLDI_FHPELCE04_D17 | Residential heating technology - Direct district heating substation - plus connection pipe - plus distribution (heating density: low ) - single-family house - existing building - distributed level 0.17 | HOUDHD | HOUPARRHN_OLDI_DMD | MKr20 | 2030 | 8.7159 | 0.024753 | [6 empty] | PAR | I | OLD |  |  | RHNBHDHD | 1 | 0.16667 | HOUPARRHNBHDHDN09_OLDI_FHPELCE04 | 1 | HOUPARRHNBHDHDN09_OLDI | HOUPARRHNHPELCE04_OLDI | HPELCE04 | BHDHDN09 | PAR_OLDI | HPELCE04_BHDHDN09 | 6 | 0 | 1 | New
HOUPARRHNBHDHDN09_OLDI_FHPELCE04_D17 | Residential heating technology - Direct district heating substation - plus connection pipe - plus distribution (heating density: low ) - single-family house - existing building - distributed level 0.17 | HOUDHD | HOUPARRHN_OLDI_DMD | MKr20 | 2040 | 8.6691 | 0.023687 | [6 empty] | PAR | I | OLD |  |  | RHNBHDHD | 1 | 0.16667 | HOUPARRHNBHDHDN09_OLDI_FHPELCE04 | 1 | HOUPARRHNBHDHDN09_OLDI | HOUPARRHNHPELCE04_OLDI | HPELCE04 | BHDHDN09 | PAR_OLDI | HPELCE04_BHDHDN09 | 6 | 0 | 1 | New
HOUPARRHNBHDHDN09_OLDI_FHPELCE04_D17 | Residential heating technology - Direct district heating substation - plus connection pipe - plus distribution (heating density: low ) - single-family house - existing building - distributed level 0.17 | HOUDHD | HOUPARRHN_OLDI_DMD | MKr20 | 2050 | 8.617 | 0.022136 | [6 empty] | PAR | I | OLD |  |  | RHNBHDHD | 1 | 0.16667 | HOUPARRHNBHDHDN09_OLDI_FHPELCE04 | 1 | HOUPARRHNBHDHDN09_OLDI | HOUPARRHNHPELCE04_OLDI | HPELCE04 | BHDHDN09 | PAR_OLDI | HPELCE04_BHDHDN09 | 6 | 0 | 1 | New
HOUPARRHNBHDHDN07_OLDI_FHPELCE04_D17 | Residential heating technology - Direct district heating substation - plus connection pipe - plus distribution (heating density: medium ) - single-family house - existing building - distributed level 0.17 | HOUDHD | HOUPARRHN_OLDI_DMD | MKr20 | 2020 | 3.5309 | 0.025391 | [6 empty] | PAR | I | OLD |  |  | RHNBHDHD | 1 | 0.16667 | HOUPARRHNBHDHDN07_OLDI_FHPELCE04 | 1 | HOUPARRHNBHDHDN07_OLDI | HOUPARRHNHPELCE04_OLDI | HPELCE04 | BHDHDN07 | PAR_OLDI | HPELCE04_BHDHDN07 | 6 | 0 | 1 | New
HOUPARRHNBHDHDN07_OLDI_FHPELCE04_D17 | Residential heating technology - Direct district heating substation - plus connection pipe - plus distribution (heating density: medium ) - single-family house - existing building - distributed level 0.17 | HOUDHD | HOUPARRHN_OLDI_DMD | MKr20 | 2025 | 3.4997 | 0.025203 | [6 empty] | PAR | I | OLD |  |  | RHNBHDHD | 1 | 0.16667 | HOUPARRHNBHDHDN07_OLDI_FHPELCE04 | 1 | HOUPARRHNBHDHDN07_OLDI | HOUPARRHNHPELCE04_OLDI | HPELCE04 | BHDHDN07 | PAR_OLDI | HPELCE04_BHDHDN07 | 6 | 0 | 1 | New
HOUPARRHNBHDHDN07_OLDI_FHPELCE04_D17 | Residential heating technology - Direct district heating substation - plus connection pipe - plus distribution (heating density: medium ) - single-family house - existing building - distributed level 0.17 | HOUDHD | HOUPARRHN_OLDI_DMD | MKr20 | 2030 | 3.4737 | 0.024753 | [6 empty] | PAR | I | OLD |  |  | RHNBHDHD | 1 | 0.16667 | HOUPARRHNBHDHDN07_OLDI_FHPELCE04 | 1 | HOUPARRHNBHDHDN07_OLDI | HOUPARRHNHPELCE04_OLDI | HPELCE04 | BHDHDN07 | PAR_OLDI | HPELCE04_BHDHDN07 | 6 | 0 | 1 | New
HOUPARRHNBHDHDN07_OLDI_FHPELCE04_D17 | Residential heating technology - Direct district heating substation - plus connection pipe - plus distribution (heating density: medium ) - single-family house - existing building - distributed level 0.17 | HOUDHD | HOUPARRHN_OLDI_DMD | MKr20 | 2040 | 3.4268 | 0.023687 | [6 empty] | PAR | I | OLD |  |  | RHNBHDHD | 1 | 0.16667 | HOUPARRHNBHDHDN07_OLDI_FHPELCE04 | 1 | HOUPARRHNBHDHDN07_OLDI | HOUPARRHNHPELCE04_OLDI | HPELCE04 | BHDHDN07 | PAR_OLDI | HPELCE04_BHDHDN07 | 6 | 0 | 1 | New
HOUPARRHNBHDHDN07_OLDI_FHPELCE04_D17 | Residential heating technology - Direct district heating substation - plus connection pipe - plus distribution (heating density: medium ) - single-family house - existing building - distributed level 0.17 | HOUDHD | HOUPARRHN_OLDI_DMD | MKr20 | 2050 | 3.3747 | 0.022136 | [6 empty] | PAR | I | OLD |  |  | RHNBHDHD | 1 | 0.16667 | HOUPARRHNBHDHDN07_OLDI_FHPELCE04 | 1 | HOUPARRHNBHDHDN07_OLDI | HOUPARRHNHPELCE04_OLDI | HPELCE04 | BHDHDN07 | PAR_OLDI | HPELCE04_BHDHDN07 | 6 | 0 | 1 | New
HOUPARRHNBHDHDN05_OLDI_FHPELCE04_D17 | Residential heating technology - Direct district heating substation - plus connection pipe - plus distribution (heating density: high ) - single-family house - existing building - distributed level 0.17 | HOUDHD | HOUPARRHN_OLDI_DMD | MKr20 | 2020 | 2.6922 | 0.025391 | [6 empty] | PAR | I | OLD |  |  | RHNBHDHD | 1 | 0.16667 | HOUPARRHNBHDHDN05_OLDI_FHPELCE04 | 1 | HOUPARRHNBHDHDN05_OLDI | HOUPARRHNHPELCE04_OLDI | HPELCE04 | BHDHDN05 | PAR_OLDI | HPELCE04_BHDHDN05 | 6 | 0 | 1 | New
HOUPARRHNBHDHDN05_OLDI_FHPELCE04_D17 | Residential heating technology - Direct district heating substation - plus connection pipe - plus distribution (heating density: high ) - single-family house - existing building - distributed level 0.17 | HOUDHD | HOUPARRHN_OLDI_DMD | MKr20 | 2025 | 2.6609 | 0.025203 | [6 empty] | PAR | I | OLD |  |  | RHNBHDHD | 1 | 0.16667 | HOUPARRHNBHDHDN05_OLDI_FHPELCE04 | 1 | HOUPARRHNBHDHDN05_OLDI | HOUPARRHNHPELCE04_OLDI | HPELCE04 | BHDHDN05 | PAR_OLDI | HPELCE04_BHDHDN05 | 6 | 0 | 1 | New
HOUPARRHNBHDHDN05_OLDI_FHPELCE04_D17 | Residential heating technology - Direct district heating substation - plus connection pipe - plus distribution (heating density: high ) - single-family house - existing building - distributed level 0.17 | HOUDHD | HOUPARRHN_OLDI_DMD | MKr20 | 2030 | 2.6349 | 0.024753 | [6 empty] | PAR | I | OLD |  |  | RHNBHDHD | 1 | 0.16667 | HOUPARRHNBHDHDN05_OLDI_FHPELCE04 | 1 | HOUPARRHNBHDHDN05_OLDI | HOUPARRHNHPELCE04_OLDI | HPELCE04 | BHDHDN05 | PAR_OLDI | HPELCE04_BHDHDN05 | 6 | 0 | 1 | New
HOUPARRHNBHDHDN05_OLDI_FHPELCE04_D17 | Residential heating technology - Direct district heating substation - plus connection pipe - plus distribution (heating density: high ) - single-family house - existing building - distributed level 0.17 | HOUDHD | HOUPARRHN_OLDI_DMD | MKr20 | 2040 | 2.588 | 0.023687 | [6 empty] | PAR | I | OLD |  |  | RHNBHDHD | 1 | 0.16667 | HOUPARRHNBHDHDN05_OLDI_FHPELCE04 | 1 | HOUPARRHNBHDHDN05_OLDI | HOUPARRHNHPELCE04_OLDI | HPELCE04 | BHDHDN05 | PAR_OLDI | HPELCE04_BHDHDN05 | 6 | 0 | 1 | New
HOUPARRHNBHDHDN05_OLDI_FHPELCE04_D17 | Residential heating technology - Direct district heating substation - plus connection pipe - plus distribution (heating density: high ) - single-family house - existing building - distributed level 0.17 | HOUDHD | HOUPARRHN_OLDI_DMD | MKr20 | 2050 | 2.536 | 0.022136 | [6 empty] | PAR | I | OLD |  |  | RHNBHDHD | 1 | 0.16667 | HOUPARRHNBHDHDN05_OLDI_FHPELCE04 | 1 | HOUPARRHNBHDHDN05_OLDI | HOUPARRHNHPELCE04_OLDI | HPELCE04 | BHDHDN05 | PAR_OLDI | HPELCE04_BHDHDN05 | 6 | 0 | 1 | New
HOUPARRHNBHDHCN09_OLDI_FHPELCE04_D17 | Residential heating technology - Direct district heating substation - plus connection pipe - plus distribution (heating density: low ) - single-family house - existing building - distributed level 0.17 | HOUDHC | HOUPARRHN_OLDI_DMD | MKr20 | 2020 | 8.7732 | 0.025391 | [6 empty] | PAR | I | OLD |  |  | RHNBHDHC | 1 | 0.16667 | HOUPARRHNBHDHCN09_OLDI_FHPELCE04 | 1 | HOUPARRHNBHDHCN09_OLDI | HOUPARRHNHPELCE04_OLDI | HPELCE04 | BHDHCN09 | PAR_OLDI | HPELCE04_BHDHCN09 | 6 | 0 | 1 | New
HOUPARRHNBHDHCN09_OLDI_FHPELCE04_D17 | Residential heating technology - Direct district heating substation - plus connection pipe - plus distribution (heating density: low ) - single-family house - existing building - distributed level 0.17 | HOUDHC | HOUPARRHN_OLDI_DMD | MKr20 | 2025 | 8.742 | 0.025203 | [6 empty] | PAR | I | OLD |  |  | RHNBHDHC | 1 | 0.16667 | HOUPARRHNBHDHCN09_OLDI_FHPELCE04 | 1 | HOUPARRHNBHDHCN09_OLDI | HOUPARRHNHPELCE04_OLDI | HPELCE04 | BHDHCN09 | PAR_OLDI | HPELCE04_BHDHCN09 | 6 | 0 | 1 | New
HOUPARRHNBHDHCN09_OLDI_FHPELCE04_D17 | Residential heating technology - Direct district heating substation - plus connection pipe - plus distribution (heating density: low ) - single-family house - existing building - distributed level 0.17 | HOUDHC | HOUPARRHN_OLDI_DMD | MKr20 | 2030 | 8.7159 | 0.024753 | [6 empty] | PAR | I | OLD |  |  | RHNBHDHC | 1 | 0.16667 | HOUPARRHNBHDHCN09_OLDI_FHPELCE04 | 1 | HOUPARRHNBHDHCN09_OLDI | HOUPARRHNHPELCE04_OLDI | HPELCE04 | BHDHCN09 | PAR_OLDI | HPELCE04_BHDHCN09 | 6 | 0 | 1 | New
HOUPARRHNBHDHCN09_OLDI_FHPELCE04_D17 | Residential heating technology - Direct district heating substation - plus connection pipe - plus distribution (heating density: low ) - single-family house - existing building - distributed level 0.17 | HOUDHC | HOUPARRHN_OLDI_DMD | MKr20 | 2040 | 8.6691 | 0.023687 | [6 empty] | PAR | I | OLD |  |  | RHNBHDHC | 1 | 0.16667 | HOUPARRHNBHDHCN09_OLDI_FHPELCE04 | 1 | HOUPARRHNBHDHCN09_OLDI | HOUPARRHNHPELCE04_OLDI | HPELCE04 | BHDHCN09 | PAR_OLDI | HPELCE04_BHDHCN09 | 6 | 0 | 1 | New
HOUPARRHNBHDHCN09_OLDI_FHPELCE04_D17 | Residential heating technology - Direct district heating substation - plus connection pipe - plus distribution (heating density: low ) - single-family house - existing building - distributed level 0.17 | HOUDHC | HOUPARRHN_OLDI_DMD | MKr20 | 2050 | 8.617 | 0.022136 | [6 empty] | PAR | I | OLD |  |  | RHNBHDHC | 1 | 0.16667 | HOUPARRHNBHDHCN09_OLDI_FHPELCE04 | 1 | HOUPARRHNBHDHCN09_OLDI | HOUPARRHNHPELCE04_OLDI | HPELCE04 | BHDHCN09 | PAR_OLDI | HPELCE04_BHDHCN09 | 6 | 0 | 1 | New
HOUPARRHNBHDHCN07_OLDI_FHPELCE04_D17 | Residential heating technology - Direct district heating substation - plus connection pipe - plus distribution (heating density: medium ) - single-family house - existing building - distributed level 0.17 | HOUDHC | HOUPARRHN_OLDI_DMD | MKr20 | 2020 | 3.5309 | 0.025391 | [6 empty] | PAR | I | OLD |  |  | RHNBHDHC | 1 | 0.16667 | HOUPARRHNBHDHCN07_OLDI_FHPELCE04 | 1 | HOUPARRHNBHDHCN07_OLDI | HOUPARRHNHPELCE04_OLDI | HPELCE04 | BHDHCN07 | PAR_OLDI | HPELCE04_BHDHCN07 | 6 | 0 | 1 | New
HOUPARRHNBHDHCN07_OLDI_FHPELCE04_D17 | Residential heating technology - Direct district heating substation - plus connection pipe - plus distribution (heating density: medium ) - single-family house - existing building - distributed level 0.17 | HOUDHC | HOUPARRHN_OLDI_DMD | MKr20 | 2025 | 3.4997 | 0.025203 | [6 empty] | PAR | I | OLD |  |  | RHNBHDHC | 1 | 0.16667 | HOUPARRHNBHDHCN07_OLDI_FHPELCE04 | 1 | HOUPARRHNBHDHCN07_OLDI | HOUPARRHNHPELCE04_OLDI | HPELCE04 | BHDHCN07 | PAR_OLDI | HPELCE04_BHDHCN07 | 6 | 0 | 1 | New
HOUPARRHNBHDHCN07_OLDI_FHPELCE04_D17 | Residential heating technology - Direct district heating substation - plus connection pipe - plus distribution (heating density: medium ) - single-family house - existing building - distributed level 0.17 | HOUDHC | HOUPARRHN_OLDI_DMD | MKr20 | 2030 | 3.4737 | 0.024753 | [6 empty] | PAR | I | OLD |  |  | RHNBHDHC | 1 | 0.16667 | HOUPARRHNBHDHCN07_OLDI_FHPELCE04 | 1 | HOUPARRHNBHDHCN07_OLDI | HOUPARRHNHPELCE04_OLDI | HPELCE04 | BHDHCN07 | PAR_OLDI | HPELCE04_BHDHCN07 | 6 | 0 | 1 | New
HOUPARRHNBHDHCN07_OLDI_FHPELCE04_D17 | Residential heating technology - Direct district heating substation - plus connection pipe - plus distribution (heating density: medium ) - single-family house - existing building - distributed level 0.17 | HOUDHC | HOUPARRHN_OLDI_DMD | MKr20 | 2040 | 3.4268 | 0.023687 | [6 empty] | PAR | I | OLD |  |  | RHNBHDHC | 1 | 0.16667 | HOUPARRHNBHDHCN07_OLDI_FHPELCE04 | 1 | HOUPARRHNBHDHCN07_OLDI | HOUPARRHNHPELCE04_OLDI | HPELCE04 | BHDHCN07 | PAR_OLDI | HPELCE04_BHDHCN07 | 6 | 0 | 1 | New
HOUPARRHNBHDHCN07_OLDI_FHPELCE04_D17 | Residential heating technology - Direct district heating substation - plus connection pipe - plus distribution (heating density: medium ) - single-family house - existing building - distributed level 0.17 | HOUDHC | HOUPARRHN_OLDI_DMD | MKr20 | 2050 | 3.3747 | 0.022136 | [6 empty] | PAR | I | OLD |  |  | RHNBHDHC | 1 | 0.16667 | HOUPARRHNBHDHCN07_OLDI_FHPELCE04 | 1 | HOUPARRHNBHDHCN07_OLDI | HOUPARRHNHPELCE04_OLDI | HPELCE04 | BHDHCN07 | PAR_OLDI | HPELCE04_BHDHCN07 | 6 | 0 | 1 | New
HOUPARRHNBHDHCN05_OLDI_FHPELCE04_D17 | Residential heating technology - Direct district heating substation - plus connection pipe - plus distribution (heating density: high ) - single-family house - existing building - distributed level 0.17 | HOUDHC | HOUPARRHN_OLDI_DMD | MKr20 | 2020 | 2.6922 | 0.025391 | [6 empty] | PAR | I | OLD |  |  | RHNBHDHC | 1 | 0.16667 | HOUPARRHNBHDHCN05_OLDI_FHPELCE04 | 1 | HOUPARRHNBHDHCN05_OLDI | HOUPARRHNHPELCE04_OLDI | HPELCE04 | BHDHCN05 | PAR_OLDI | HPELCE04_BHDHCN05 | 6 | 0 | 1 | New
HOUPARRHNBHDHCN05_OLDI_FHPELCE04_D17 | Residential heating technology - Direct district heating substation - plus connection pipe - plus distribution (heating density: high ) - single-family house - existing building - distributed level 0.17 | HOUDHC | HOUPARRHN_OLDI_DMD | MKr20 | 2025 | 2.6609 | 0.025203 | [6 empty] | PAR | I | OLD |  |  | RHNBHDHC | 1 | 0.16667 | HOUPARRHNBHDHCN05_OLDI_FHPELCE04 | 1 | HOUPARRHNBHDHCN05_OLDI | HOUPARRHNHPELCE04_OLDI | HPELCE04 | BHDHCN05 | PAR_OLDI | HPELCE04_BHDHCN05 | 6 | 0 | 1 | New
HOUPARRHNBHDHCN05_OLDI_FHPELCE04_D17 | Residential heating technology - Direct district heating substation - plus connection pipe - plus distribution (heating density: high ) - single-family house - existing building - distributed level 0.17 | HOUDHC | HOUPARRHN_OLDI_DMD | MKr20 | 2030 | 2.6349 | 0.024753 | [6 empty] | PAR | I | OLD |  |  | RHNBHDHC | 1 | 0.16667 | HOUPARRHNBHDHCN05_OLDI_FHPELCE04 | 1 | HOUPARRHNBHDHCN05_OLDI | HOUPARRHNHPELCE04_OLDI | HPELCE04 | BHDHCN05 | PAR_OLDI | HPELCE04_BHDHCN05 | 6 | 0 | 1 | New
HOUPARRHNBHDHCN05_OLDI_FHPELCE04_D17 | Residential heating technology - Direct district heating substation - plus connection pipe - plus distribution (heating density: high ) - single-family house - existing building - distributed level 0.17 | HOUDHC | HOUPARRHN_OLDI_DMD | MKr20 | 2040 | 2.588 | 0.023687 | [6 empty] | PAR | I | OLD |  |  | RHNBHDHC | 1 | 0.16667 | HOUPARRHNBHDHCN05_OLDI_FHPELCE04 | 1 | HOUPARRHNBHDHCN05_OLDI | HOUPARRHNHPELCE04_OLDI | HPELCE04 | BHDHCN05 | PAR_OLDI | HPELCE04_BHDHCN05 | 6 | 0 | 1 | New
HOUPARRHNBHDHCN05_OLDI_FHPELCE04_D17 | Residential heating technology - Direct district heating substation - plus connection pipe - plus distribution (heating density: high ) - single-family house - existing building - distributed level 0.17 | HOUDHC | HOUPARRHN_OLDI_DMD | MKr20 | 2050 | 2.536 | 0.022136 | [6 empty] | PAR | I | OLD |  |  | RHNBHDHC | 1 | 0.16667 | HOUPARRHNBHDHCN05_OLDI_FHPELCE04 | 1 | HOUPARRHNBHDHCN05_OLDI | HOUPARRHNHPELCE04_OLDI | HPELCE04 | BHDHCN05 | PAR_OLDI | HPELCE04_BHDHCN05 | 6 | 0 | 1 | New
HOUETARHNHPELCN05_OLDC_FBHWPEE01_D17 | Residential heating technology - Heat pump, Air-to-water - leasing - apartment complex - existing building - distributed level 0.17 | HOUELC, HOUAMB | HOUETARHN_OLDC_DMD | MKr20 | 2020 | 2.1493 | 0.28261 | 0.3191 | [5 empty] | ETA | C | OLD | 3.1338 |  | RHNHPELC | 1 | 0.16667 | HOUETARHNHPELCN05_OLDC_FBHWPEE01 | 0.75 | HOUETARHNHPELCN05_OLDC | HOUETARHNBHWPEE01_OLDC | BHWPEE01 | HPELCN05 | ETA_OLDC | BHWPEE01_HPELCN05 | 6 | 0 | 1 | New
HOUETARHNHPELCN05_OLDC_FBHWPEE01_D17 | Residential heating technology - Heat pump, Air-to-water - leasing - apartment complex - existing building - distributed level 0.17 | HOUELC, HOUAMB | HOUETARHN_OLDC_DMD | MKr20 | 2025 | 1.9246 | 0.2598 | 0.30341 | [5 empty] | ETA | C | OLD | 3.2959 |  | RHNHPELC | 1 | 0.16667 | HOUETARHNHPELCN05_OLDC_FBHWPEE01 | 0.75 | HOUETARHNHPELCN05_OLDC | HOUETARHNBHWPEE01_OLDC | BHWPEE01 | HPELCN05 | ETA_OLDC | BHWPEE01_HPELCN05 | 6 | 0 | 1 | New
HOUETARHNHPELCN05_OLDC_FBHWPEE01_D17 | Residential heating technology - Heat pump, Air-to-water - leasing - apartment complex - existing building - distributed level 0.17 | HOUELC, HOUAMB | HOUETARHN_OLDC_DMD | MKr20 | 2030 | 1.6998 | 0.23697 | 0.28919 | [5 empty] | ETA | C | OLD | 3.458 |  | RHNHPELC | 1 | 0.16667 | HOUETARHNHPELCN05_OLDC_FBHWPEE01 | 0.75 | HOUETARHNHPELCN05_OLDC | HOUETARHNBHWPEE01_OLDC | BHWPEE01 | HPELCN05 | ETA_OLDC | BHWPEE01_HPELCN05 | 6 | 0 | 1 | New
HOUETARHNHPELCN05_OLDC_FBHWPEE01_D17 | Residential heating technology - Heat pump, Air-to-water - leasing - apartment complex - existing building - distributed level 0.17 | HOUELC, HOUAMB | HOUETARHN_OLDC_DMD | MKr20 | 2040 | 1.5225 | 0.21839 | 0.27624 | [5 empty] | ETA | C | OLD | 3.6201 |  | RHNHPELC | 1 | 0.16667 | HOUETARHNHPELCN05_OLDC_FBHWPEE01 | 0.75 | HOUETARHNHPELCN05_OLDC | HOUETARHNBHWPEE01_OLDC | BHWPEE01 | HPELCN05 | ETA_OLDC | BHWPEE01_HPELCN05 | 6 | 0 | 1 | New
HOUETARHNHPELCN05_OLDC_FBHWPEE01_D17 | Residential heating technology - Heat pump, Air-to-water - leasing - apartment complex - existing building - distributed level 0.17 | HOUELC, HOUAMB | HOUETARHN_OLDC_DMD | MKr20 | 2050 | 1.3451 | 0.19981 | 0.2644 | [5 empty] | ETA | C | OLD | 3.7822 |  | RHNHPELC | 1 | 0.16667 | HOUETARHNHPELCN05_OLDC_FBHWPEE01 | 0.75 | HOUETARHNHPELCN05_OLDC | HOUETARHNBHWPEE01_OLDC | BHWPEE01 | HPELCN05 | ETA_OLDC | BHWPEE01_HPELCN05 | 6 | 0 | 1 | New
HOUETARHNHPELCN04_OLDC_FBHWPEE01_D17 | Residential heating technology - Heat pump, Ground source - apartment complex - existing building - distributed level 0.17 | HOUELC, HOUAMB | HOUETARHN_OLDC_DMD | MKr20 | 2020 | 4.0051 | 0.041882 | 0.28919 | [5 empty] | ETA | C | OLD | 3.458 |  | RHNHPELC | 1 | 0.16667 | HOUETARHNHPELCN04_OLDC_FBHWPEE01 | 0.75 | HOUETARHNHPELCN04_OLDC | HOUETARHNBHWPEE01_OLDC | BHWPEE01 | HPELCN04 | ETA_OLDC | BHWPEE01_HPELCN04 | 6 | 0 | 1 | New
HOUETARHNHPELCN04_OLDC_FBHWPEE01_D17 | Residential heating technology - Heat pump, Ground source - apartment complex - existing building - distributed level 0.17 | HOUELC, HOUAMB | HOUETARHN_OLDC_DMD | MKr20 | 2025 | 3.7047 | 0.04155 | 0.28042 | [5 empty] | ETA | C | OLD | 3.566 |  | RHNHPELC | 1 | 0.16667 | HOUETARHNHPELCN04_OLDC_FBHWPEE01 | 0.75 | HOUETARHNHPELCN04_OLDC | HOUETARHNBHWPEE01_OLDC | BHWPEE01 | HPELCN04 | ETA_OLDC | BHWPEE01_HPELCN04 | 6 | 0 | 1 | New
HOUETARHNHPELCN04_OLDC_FBHWPEE01_D17 | Residential heating technology - Heat pump, Ground source - apartment complex - existing building - distributed level 0.17 | HOUELC, HOUAMB | HOUETARHN_OLDC_DMD | MKr20 | 2030 | 3.4043 | 0.041188 | 0.27218 | [5 empty] | ETA | C | OLD | 3.6741 |  | RHNHPELC | 1 | 0.16667 | HOUETARHNHPELCN04_OLDC_FBHWPEE01 | 0.75 | HOUETARHNHPELCN04_OLDC | HOUETARHNBHWPEE01_OLDC | BHWPEE01 | HPELCN04 | ETA_OLDC | BHWPEE01_HPELCN04 | 6 | 0 | 1 | New
HOUETARHNHPELCN04_OLDC_FBHWPEE01_D17 | Residential heating technology - Heat pump, Ground source - apartment complex - existing building - distributed level 0.17 | HOUELC, HOUAMB | HOUETARHN_OLDC_DMD | MKr20 | 2040 | 3.149 | 0.040351 | 0.26067 | [5 empty] | ETA | C | OLD | 3.8362 |  | RHNHPELC | 1 | 0.16667 | HOUETARHNHPELCN04_OLDC_FBHWPEE01 | 0.75 | HOUETARHNHPELCN04_OLDC | HOUETARHNBHWPEE01_OLDC | BHWPEE01 | HPELCN04 | ETA_OLDC | BHWPEE01_HPELCN04 | 6 | 0 | 1 | New
HOUETARHNHPELCN04_OLDC_FBHWPEE01_D17 | Residential heating technology - Heat pump, Ground source - apartment complex - existing building - distributed level 0.17 | HOUELC, HOUAMB | HOUETARHN_OLDC_DMD | MKr20 | 2050 | 2.8937 | 0.039498 | 0.25705 | [5 empty] | ETA | C | OLD | 3.8902 |  | RHNHPELC | 1 | 0.16667 | HOUETARHNHPELCN04_OLDC_FBHWPEE01 | 0.75 | HOUETARHNHPELCN04_OLDC | HOUETARHNBHWPEE01_OLDC | BHWPEE01 | HPELCN04 | ETA_OLDC | BHWPEE01_HPELCN04 | 6 | 0 | 1 | New
HOUETARHNHPELCN03_OLDC_FBHWPEE01_D17 | Residential heating technology - Heat pump, Air-to-water - apartment complex - existing building - distributed level 0.17 | HOUELC, HOUAMB | HOUETARHN_OLDC_DMD | MKr20 | 2020 | 4.2987 | 0.067679 | 0.3191 | [5 empty] | ETA | C | OLD | 3.1338 |  | RHNHPELC | 1 | 0.16667 | HOUETARHNHPELCN03_OLDC_FBHWPEE01 | 0.75 | HOUETARHNHPELCN03_OLDC | HOUETARHNBHWPEE01_OLDC | BHWPEE01 | HPELCN03 | ETA_OLDC | BHWPEE01_HPELCN03 | 6 | 0 | 1 | New
HOUETARHNHPELCN03_OLDC_FBHWPEE01_D17 | Residential heating technology - Heat pump, Air-to-water - apartment complex - existing building - distributed level 0.17 | HOUELC, HOUAMB | HOUETARHN_OLDC_DMD | MKr20 | 2025 | 3.8491 | 0.067348 | 0.30341 | [5 empty] | ETA | C | OLD | 3.2959 |  | RHNHPELC | 1 | 0.16667 | HOUETARHNHPELCN03_OLDC_FBHWPEE01 | 0.75 | HOUETARHNHPELCN03_OLDC | HOUETARHNBHWPEE01_OLDC | BHWPEE01 | HPELCN03 | ETA_OLDC | BHWPEE01_HPELCN03 | 6 | 0 | 1 | New
HOUETARHNHPELCN03_OLDC_FBHWPEE01_D17 | Residential heating technology - Heat pump, Air-to-water - apartment complex - existing building - distributed level 0.17 | HOUELC, HOUAMB | HOUETARHN_OLDC_DMD | MKr20 | 2030 | 3.3996 | 0.066986 | 0.28919 | [5 empty] | ETA | C | OLD | 3.458 |  | RHNHPELC | 1 | 0.16667 | HOUETARHNHPELCN03_OLDC_FBHWPEE01 | 0.75 | HOUETARHNHPELCN03_OLDC | HOUETARHNBHWPEE01_OLDC | BHWPEE01 | HPELCN03 | ETA_OLDC | BHWPEE01_HPELCN03 | 6 | 0 | 1 | New
HOUETARHNHPELCN03_OLDC_FBHWPEE01_D17 | Residential heating technology - Heat pump, Air-to-water - apartment complex - existing building - distributed level 0.17 | HOUELC, HOUAMB | HOUETARHN_OLDC_DMD | MKr20 | 2040 | 3.0449 | 0.066149 | 0.27624 | [5 empty] | ETA | C | OLD | 3.6201 |  | RHNHPELC | 1 | 0.16667 | HOUETARHNHPELCN03_OLDC_FBHWPEE01 | 0.75 | HOUETARHNHPELCN03_OLDC | HOUETARHNBHWPEE01_OLDC | BHWPEE01 | HPELCN03 | ETA_OLDC | BHWPEE01_HPELCN03 | 6 | 0 | 1 | New
HOUETARHNHPELCN03_OLDC_FBHWPEE01_D17 | Residential heating technology - Heat pump, Air-to-water - apartment complex - existing building - distributed level 0.17 | HOUELC, HOUAMB | HOUETARHN_OLDC_DMD | MKr20 | 2050 | 2.6902 | 0.065296 | 0.2644 | [5 empty] | ETA | C | OLD | 3.7822 |  | RHNHPELC | 1 | 0.16667 | HOUETARHNHPELCN03_OLDC_FBHWPEE01 | 0.75 | HOUETARHNHPELCN03_OLDC | HOUETARHNBHWPEE01_OLDC | BHWPEE01 | HPELCN03 | ETA_OLDC | BHWPEE01_HPELCN03 | 6 | 0 | 1 | New
HOUETARHNHPELCN02_OLDC_FBHWPEE01_D17 | Residential heating technology - Heat pump, Air-to-air - single-family house - existing building - distributed level 0.17 | HOUELC, HOUAMB | HOUETARHN_OLDC_DMD | MKr20 | 2020 | 1.7956 | 0.14453 | 0.1908 | [5 empty] | ETA | C | OLD | 5.241 |  | RHNHPELC | 1 | 0.16667 | HOUETARHNHPELCN02_OLDC_FBHWPEE01 | 0.75 | HOUETARHNHPELCN02_OLDC | HOUETARHNBHWPEE01_OLDC | BHWPEE01 | HPELCN02 | ETA_OLDC | BHWPEE01_HPELCN02 | 5 | 0 | 1.1 | Unlikely
HOUETARHNHPELCN02_OLDC_FBHWPEE01_D17 | Residential heating technology - Heat pump, Air-to-air - single-family house - existing building - distributed level 0.17 | HOUELC, HOUAMB | HOUETARHN_OLDC_DMD | MKr20 | 2025 | 1.7517 | 0.098193 | 0.18145 | [5 empty] | ETA | C | OLD | 5.5112 |  | RHNHPELC | 1 | 0.16667 | HOUETARHNHPELCN02_OLDC_FBHWPEE01 | 0.75 | HOUETARHNHPELCN02_OLDC | HOUETARHNBHWPEE01_OLDC | BHWPEE01 | HPELCN02 | ETA_OLDC | BHWPEE01_HPELCN02 | 5 | 0 | 1.1 | Unlikely
HOUETARHNHPELCN02_OLDC_FBHWPEE01_D17 | Residential heating technology - Heat pump, Air-to-air - single-family house - existing building - distributed level 0.17 | HOUELC, HOUAMB | HOUETARHN_OLDC_DMD | MKr20 | 2030 | 1.7078 | 0.096379 | 0.1746 | [5 empty] | ETA | C | OLD | 5.7273 |  | RHNHPELC | 1 | 0.16667 | HOUETARHNHPELCN02_OLDC_FBHWPEE01 | 0.75 | HOUETARHNHPELCN02_OLDC | HOUETARHNBHWPEE01_OLDC | BHWPEE01 | HPELCN02 | ETA_OLDC | BHWPEE01_HPELCN02 | 5 | 0 | 1.1 | Unlikely
HOUETARHNHPELCN02_OLDC_FBHWPEE01_D17 | Residential heating technology - Heat pump, Air-to-air - single-family house - existing building - distributed level 0.17 | HOUELC, HOUAMB | HOUETARHN_OLDC_DMD | MKr20 | 2040 | 1.6264 | 0.093013 | 0.16825 | [5 empty] | ETA | C | OLD | 5.9434 |  | RHNHPELC | 1 | 0.16667 | HOUETARHNHPELCN02_OLDC_FBHWPEE01 | 0.75 | HOUETARHNHPELCN02_OLDC | HOUETARHNBHWPEE01_OLDC | BHWPEE01 | HPELCN02 | ETA_OLDC | BHWPEE01_HPELCN02 | 5 | 0 | 1.1 | Unlikely
HOUETARHNHPELCN02_OLDC_FBHWPEE01_D17 | Residential heating technology - Heat pump, Air-to-air - single-family house - existing building - distributed level 0.17 | HOUELC, HOUAMB | HOUETARHN_OLDC_DMD | MKr20 | 2050 | 1.5449 | 0.089647 | 0.16525 | [5 empty] | ETA | C | OLD | 6.0515 |  | RHNHPELC | 1 | 0.16667 | HOUETARHNHPELCN02_OLDC_FBHWPEE01 | 0.75 | HOUETARHNHPELCN02_OLDC | HOUETARHNBHWPEE01_OLDC | BHWPEE01 | HPELCN02 | ETA_OLDC | BHWPEE01_HPELCN02 | 5 | 0 | 1.1 | Unlikely
HOUETARHNDIELCN06_OLDC_FBHWPEE01_D17 | Residential heating technology - Electric heating - electric panel from Bauhaus - apartment complex - new building - distributed level 0.17 | HOUELC | HOUETARHN_OLDC_DMD | MKr20 | 2020 | 0.50745 | 0 | [6 empty] | ETA | C | OLD |  |  | RHNDIELC | 1 | 0.16667 | HOUETARHNDIELCN06_OLDC_FBHWPEE01 | 0.75 | HOUETARHNDIELCN06_OLDC | HOUETARHNBHWPEE01_OLDC | BHWPEE01 | DIELCN06 | ETA_OLDC | BHWPEE01_DIELCN06 | 5 | 0 | 1.1 | Unlikely
HOUETARHNDIELCN06_OLDC_FBHWPEE01_D17 | Residential heating technology - Electric heating - electric panel from Bauhaus - apartment complex - new building - distributed level 0.17 | HOUELC | HOUETARHN_OLDC_DMD | MKr20 | 2025 | 0.50745 | 0 | [6 empty] | ETA | C | OLD |  |  | RHNDIELC | 1 | 0.16667 | HOUETARHNDIELCN06_OLDC_FBHWPEE01 | 0.75 | HOUETARHNDIELCN06_OLDC | HOUETARHNBHWPEE01_OLDC | BHWPEE01 | DIELCN06 | ETA_OLDC | BHWPEE01_DIELCN06 | 5 | 0 | 1.1 | Unlikely
HOUETARHNDIELCN06_OLDC_FBHWPEE01_D17 | Residential heating technology - Electric heating - electric panel from Bauhaus - apartment complex - new building - distributed level 0.17 | HOUELC | HOUETARHN_OLDC_DMD | MKr20 | 2030 | 0.50745 | 0 | [6 empty] | ETA | C | OLD |  |  | RHNDIELC | 1 | 0.16667 | HOUETARHNDIELCN06_OLDC_FBHWPEE01 | 0.75 | HOUETARHNDIELCN06_OLDC | HOUETARHNBHWPEE01_OLDC | BHWPEE01 | DIELCN06 | ETA_OLDC | BHWPEE01_DIELCN06 | 5 | 0 | 1.1 | Unlikely
HOUETARHNDIELCN06_OLDC_FBHWPEE01_D17 | Residential heating technology - Electric heating - electric panel from Bauhaus - apartment complex - new building - distributed level 0.17 | HOUELC | HOUETARHN_OLDC_DMD | MKr20 | 2040 | 0.50745 | 0 | [6 empty] | ETA | C | OLD |  |  | RHNDIELC | 1 | 0.16667 | HOUETARHNDIELCN06_OLDC_FBHWPEE01 | 0.75 | HOUETARHNDIELCN06_OLDC | HOUETARHNBHWPEE01_OLDC | BHWPEE01 | DIELCN06 | ETA_OLDC | BHWPEE01_DIELCN06 | 5 | 0 | 1.1 | Unlikely
HOUETARHNDIELCN06_OLDC_FBHWPEE01_D17 | Residential heating technology - Electric heating - electric panel from Bauhaus - apartment complex - new building - distributed level 0.17 | HOUELC | HOUETARHN_OLDC_DMD | MKr20 | 2050 | 0.50745 | 0 | [6 empty] | ETA | C | OLD |  |  | RHNDIELC | 1 | 0.16667 | HOUETARHNDIELCN06_OLDC_FBHWPEE01 | 0.75 | HOUETARHNDIELCN06_OLDC | HOUETARHNBHWPEE01_OLDC | BHWPEE01 | DIELCN06 | ETA_OLDC | BHWPEE01_DIELCN06 | 5 | 0 | 1.1 | Unlikely
HOUETARHNDIELCN01_OLDC_FBHWPEE01_D17 | Residential heating technology - Electric heating - apartment complex - new building - distributed level 0.17 | HOUELC | HOUETARHN_OLDC_DMD | MKr20 | 2020 | 4.7132 | 0.0019137 | [6 empty] | ETA | C | OLD |  |  | RHNDIELC | 1 | 0.16667 | HOUETARHNDIELCN01_OLDC_FBHWPEE01 | 0.75 | HOUETARHNDIELCN01_OLDC | HOUETARHNBHWPEE01_OLDC | BHWPEE01 | DIELCN01 | ETA_OLDC | BHWPEE01_DIELCN01 | 5 | 0 | 1.1 | Unlikely
HOUETARHNDIELCN01_OLDC_FBHWPEE01_D17 | Residential heating technology - Electric heating - apartment complex - new building - distributed level 0.17 | HOUELC | HOUETARHN_OLDC_DMD | MKr20 | 2025 | 4.5965 | 0.0018356 | [6 empty] | ETA | C | OLD |  |  | RHNDIELC | 1 | 0.16667 | HOUETARHNDIELCN01_OLDC_FBHWPEE01 | 0.75 | HOUETARHNDIELCN01_OLDC | HOUETARHNBHWPEE01_OLDC | BHWPEE01 | DIELCN01 | ETA_OLDC | BHWPEE01_DIELCN01 | 5 | 0 | 1.1 | Unlikely
HOUETARHNDIELCN01_OLDC_FBHWPEE01_D17 | Residential heating technology - Electric heating - apartment complex - new building - distributed level 0.17 | HOUELC | HOUETARHN_OLDC_DMD | MKr20 | 2030 | 4.4828 | 0.0017965 | [6 empty] | ETA | C | OLD |  |  | RHNDIELC | 1 | 0.16667 | HOUETARHNDIELCN01_OLDC_FBHWPEE01 | 0.75 | HOUETARHNDIELCN01_OLDC | HOUETARHNBHWPEE01_OLDC | BHWPEE01 | DIELCN01 | ETA_OLDC | BHWPEE01_DIELCN01 | 5 | 0 | 1.1 | Unlikely
HOUETARHNDIELCN01_OLDC_FBHWPEE01_D17 | Residential heating technology - Electric heating - apartment complex - new building - distributed level 0.17 | HOUELC | HOUETARHN_OLDC_DMD | MKr20 | 2040 | 4.2636 | 0.0017184 | [6 empty] | ETA | C | OLD |  |  | RHNDIELC | 1 | 0.16667 | HOUETARHNDIELCN01_OLDC_FBHWPEE01 | 0.75 | HOUETARHNDIELCN01_OLDC | HOUETARHNBHWPEE01_OLDC | BHWPEE01 | DIELCN01 | ETA_OLDC | BHWPEE01_DIELCN01 | 5 | 0 | 1.1 | Unlikely
HOUETARHNDIELCN01_OLDC_FBHWPEE01_D17 | Residential heating technology - Electric heating - apartment complex - new building - distributed level 0.17 | HOUELC | HOUETARHN_OLDC_DMD | MKr20 | 2050 | 4.0551 | 0.0016403 | [6 empty] | ETA | C | OLD |  |  | RHNDIELC | 1 | 0.16667 | HOUETARHNDIELCN01_OLDC_FBHWPEE01 | 0.75 | HOUETARHNDIELCN01_OLDC | HOUETARHNBHWPEE01_OLDC | BHWPEE01 | DIELCN01 | ETA_OLDC | BHWPEE01_DIELCN01 | 5 | 0 | 1.1 | Unlikely
HOUETARHNBHWPEN01_OLDC_FBHWPEE01_D17 | Residential heating technology - Biomass boiler, automatic stoking , wood pellets or wood chips - apartment complex - existing building - distributed level 0.17 | HOUWPE | HOUETARHN_OLDC_DMD | MKr20 | 2020 | 1.2373 | 0.023455 |  | 25 | 14 | 70 | 2 | 4 | ETA | C | OLD |  |  | RHNBHWPE | 1 | 0.16667 | HOUETARHNBHWPEN01_OLDC_FBHWPEE01 | 0.75 | HOUETARHNBHWPEN01_OLDC | HOUETARHNBHWPEE01_OLDC | BHWPEE01 | BHWPEN01 | ETA_OLDC | BHWPEE01_BHWPEN01 | 2 | 0 | 0.9 | Same
HOUETARHNBHWPEN01_OLDC_FBHWPEE01_D17 | Residential heating technology - Biomass boiler, automatic stoking , wood pellets or wood chips - apartment complex - existing building - distributed level 0.17 | HOUWPE | HOUETARHN_OLDC_DMD | MKr20 | 2025 | 1.2066 | 0.023288 |  | 25 | 14 | 60 | 2 | 4 | ETA | C | OLD |  |  | RHNBHWPE | 1 | 0.16667 | HOUETARHNBHWPEN01_OLDC_FBHWPEE01 | 0.75 | HOUETARHNBHWPEN01_OLDC | HOUETARHNBHWPEE01_OLDC | BHWPEE01 | BHWPEN01 | ETA_OLDC | BHWPEE01_BHWPEN01 | 2 | 0 | 0.9 | Same
HOUETARHNBHWPEN01_OLDC_FBHWPEE01_D17 | Residential heating technology - Biomass boiler, automatic stoking , wood pellets or wood chips - apartment complex - existing building - distributed level 0.17 | HOUWPE | HOUETARHN_OLDC_DMD | MKr20 | 2030 | 1.1768 | 0.023393 |  | 25 | 11 | 50 | 1 | 4 | ETA | C | OLD |  |  | RHNBHWPE | 1 | 0.16667 | HOUETARHNBHWPEN01_OLDC_FBHWPEE01 | 0.75 | HOUETARHNBHWPEN01_OLDC | HOUETARHNBHWPEE01_OLDC | BHWPEE01 | BHWPEN01 | ETA_OLDC | BHWPEE01_BHWPEN01 | 2 | 0 | 0.9 | Same
HOUETARHNBHWPEN01_OLDC_FBHWPEE01_D17 | Residential heating technology - Biomass boiler, automatic stoking , wood pellets or wood chips - apartment complex - existing building - distributed level 0.17 | HOUWPE | HOUETARHN_OLDC_DMD | MKr20 | 2040 | 1.1192 | 0.022646 |  | 25 | 9 | 45 | 1 | 4 | ETA | C | OLD |  |  | RHNBHWPE | 1 | 0.16667 | HOUETARHNBHWPEN01_OLDC_FBHWPEE01 | 0.75 | HOUETARHNBHWPEN01_OLDC | HOUETARHNBHWPEE01_OLDC | BHWPEE01 | BHWPEN01 | ETA_OLDC | BHWPEE01_BHWPEN01 | 2 | 0 | 0.9 | Same
HOUETARHNBHWPEN01_OLDC_FBHWPEE01_D17 | Residential heating technology - Biomass boiler, automatic stoking , wood pellets or wood chips - apartment complex - existing building - distributed level 0.17 | HOUWPE | HOUETARHN_OLDC_DMD | MKr20 | 2050 | 1.0645 | 0.021671 |  | 25 | 9 | 40 | 0 | 4 | ETA | C | OLD |  |  | RHNBHWPE | 1 | 0.16667 | HOUETARHNBHWPEN01_OLDC_FBHWPEE01 | 0.75 | HOUETARHNBHWPEN01_OLDC | HOUETARHNBHWPEE01_OLDC | BHWPEE01 | BHWPEN01 | ETA_OLDC | BHWPEE01_BHWPEN01 | 2 | 0 | 0.9 | Same
HOUETARHNBHSOLN01_OLDC_FBHWPEE01_D17 | Residential heating technology - Solar heating system - apartment complex - existing building - distributed level 0.17 | HOUSOL | HOUETARHN_OLDC_DMD | MKr20 | 2020 | 3.9769 | 0.018612 | [6 empty] | ETA | C | OLD |  |  | RHNBHSOL | 1 | 0.16667 | HOUETARHNBHSOLN01_OLDC_FBHWPEE01 | 0.75 | HOUETARHNBHSOLN01_OLDC | HOUETARHNBHWPEE01_OLDC | BHWPEE01 | BHSOLN01 | ETA_OLDC | BHWPEE01_BHSOLN01 | 5 | 0 | 1.1 | Unlikely
HOUETARHNBHSOLN01_OLDC_FBHWPEE01_D17 | Residential heating technology - Solar heating system - apartment complex - existing building - distributed level 0.17 | HOUSOL | HOUETARHN_OLDC_DMD | MKr20 | 2025 | 3.8051 | 0.019728 | [6 empty] | ETA | C | OLD |  |  | RHNBHSOL | 1 | 0.16667 | HOUETARHNBHSOLN01_OLDC_FBHWPEE01 | 0.75 | HOUETARHNBHSOLN01_OLDC | HOUETARHNBHWPEE01_OLDC | BHWPEE01 | BHSOLN01 | ETA_OLDC | BHWPEE01_BHSOLN01 | 5 | 0 | 1.1 | Unlikely
HOUETARHNBHSOLN01_OLDC_FBHWPEE01_D17 | Residential heating technology - Solar heating system - apartment complex - existing building - distributed level 0.17 | HOUSOL | HOUETARHN_OLDC_DMD | MKr20 | 2030 | 3.6332 | 0.020152 | [6 empty] | ETA | C | OLD |  |  | RHNBHSOL | 1 | 0.16667 | HOUETARHNBHSOLN01_OLDC_FBHWPEE01 | 0.75 | HOUETARHNBHSOLN01_OLDC | HOUETARHNBHWPEE01_OLDC | BHWPEE01 | BHSOLN01 | ETA_OLDC | BHWPEE01_BHSOLN01 | 5 | 0 | 1.1 | Unlikely
HOUETARHNBHSOLN01_OLDC_FBHWPEE01_D17 | Residential heating technology - Solar heating system - apartment complex - existing building - distributed level 0.17 | HOUSOL | HOUETARHN_OLDC_DMD | MKr20 | 2040 | 3.4614 | 0.019606 | [6 empty] | ETA | C | OLD |  |  | RHNBHSOL | 1 | 0.16667 | HOUETARHNBHSOLN01_OLDC_FBHWPEE01 | 0.75 | HOUETARHNBHSOLN01_OLDC | HOUETARHNBHWPEE01_OLDC | BHWPEE01 | BHSOLN01 | ETA_OLDC | BHWPEE01_BHSOLN01 | 5 | 0 | 1.1 | Unlikely
HOUETARHNBHSOLN01_OLDC_FBHWPEE01_D17 | Residential heating technology - Solar heating system - apartment complex - existing building - distributed level 0.17 | HOUSOL | HOUETARHN_OLDC_DMD | MKr20 | 2050 | 3.2895 | 0.018612 | [6 empty] | ETA | C | OLD |  |  | RHNBHSOL | 1 | 0.16667 | HOUETARHNBHSOLN01_OLDC_FBHWPEE01 | 0.75 | HOUETARHNBHSOLN01_OLDC | HOUETARHNBHWPEE01_OLDC | BHWPEE01 | BHSOLN01 | ETA_OLDC | BHWPEE01_BHSOLN01 | 5 | 0 | 1.1 | Unlikely
HOUETARHNBHDHCN03_OLDC_FBHWPEE01_D17 | Residential heating technology - Direct district heating substation - plus connection pipe - apartment complex - existing building - distributed level 0.17 | HOUDHC | HOUETARHN_OLDC_DMD | MKr20 | 2020 | 0.2059 | 0.0013872 | [6 empty] | ETA | C | OLD |  |  | RHNBHDHC | 1 | 0.16667 | HOUETARHNBHDHCN03_OLDC_FBHWPEE01 | 0.75 | HOUETARHNBHDHCN03_OLDC | HOUETARHNBHWPEE01_OLDC | BHWPEE01 | BHDHCN03 | ETA_OLDC | BHWPEE01_BHDHCN03 | 6 | 0 | 1 | New
HOUETARHNBHDHCN03_OLDC_FBHWPEE01_D17 | Residential heating technology - Direct district heating substation - plus connection pipe - apartment complex - existing building - distributed level 0.17 | HOUDHC | HOUETARHN_OLDC_DMD | MKr20 | 2025 | 0.20205 | 0.001406 | [6 empty] | ETA | C | OLD |  |  | RHNBHDHC | 1 | 0.16667 | HOUETARHNBHDHCN03_OLDC_FBHWPEE01 | 0.75 | HOUETARHNBHDHCN03_OLDC | HOUETARHNBHWPEE01_OLDC | BHWPEE01 | BHDHCN03 | ETA_OLDC | BHWPEE01_BHDHCN03 | 6 | 0 | 1 | New
HOUETARHNBHDHCN03_OLDC_FBHWPEE01_D17 | Residential heating technology - Direct district heating substation - plus connection pipe - apartment complex - existing building - distributed level 0.17 | HOUDHC | HOUETARHN_OLDC_DMD | MKr20 | 2030 | 0.1983 | 0.0013853 | [6 empty] | ETA | C | OLD |  |  | RHNBHDHC | 1 | 0.16667 | HOUETARHNBHDHCN03_OLDC_FBHWPEE01 | 0.75 | HOUETARHNBHDHCN03_OLDC | HOUETARHNBHWPEE01_OLDC | BHWPEE01 | BHDHCN03 | ETA_OLDC | BHWPEE01_BHDHCN03 | 6 | 0 | 1 | New
HOUETARHNBHDHCN03_OLDC_FBHWPEE01_D17 | Residential heating technology - Direct district heating substation - plus connection pipe - apartment complex - existing building - distributed level 0.17 | HOUDHC | HOUETARHN_OLDC_DMD | MKr20 | 2040 | 0.19107 | 0.0013433 | [6 empty] | ETA | C | OLD |  |  | RHNBHDHC | 1 | 0.16667 | HOUETARHNBHDHCN03_OLDC_FBHWPEE01 | 0.75 | HOUETARHNBHDHCN03_OLDC | HOUETARHNBHWPEE01_OLDC | BHWPEE01 | BHDHCN03 | ETA_OLDC | BHWPEE01_BHDHCN03 | 6 | 0 | 1 | New
HOUETARHNBHDHCN03_OLDC_FBHWPEE01_D17 | Residential heating technology - Direct district heating substation - plus connection pipe - apartment complex - existing building - distributed level 0.17 | HOUDHC | HOUETARHN_OLDC_DMD | MKr20 | 2050 | 0.1842 | 0.0012896 | [6 empty] | ETA | C | OLD |  |  | RHNBHDHC | 1 | 0.16667 | HOUETARHNBHDHCN03_OLDC_FBHWPEE01 | 0.75 | HOUETARHNBHDHCN03_OLDC | HOUETARHNBHWPEE01_OLDC | BHWPEE01 | BHDHCN03 | ETA_OLDC | BHWPEE01_BHDHCN03 | 6 | 0 | 1 | New
HOUETARHNHPELCN05_OLDD_FBHWPEE01_D17 | Residential heating technology - Heat pump, Air-to-water - leasing - apartment complex - existing building - distributed level 0.17 | HOUELC, HOUAMB | HOUETARHN_OLDD_DMD | MKr20 | 2020 | 2.1493 | 0.28261 | 0.3191 | [5 empty] | ETA | D | OLD | 3.1338 |  | RHNHPELC | 1 | 0.16667 | HOUETARHNHPELCN05_OLDD_FBHWPEE01 | 0.75 | HOUETARHNHPELCN05_OLDD | HOUETARHNBHWPEE01_OLDD | BHWPEE01 | HPELCN05 | ETA_OLDD | BHWPEE01_HPELCN05 | 6 | 0 | 1 | New
HOUETARHNHPELCN05_OLDD_FBHWPEE01_D17 | Residential heating technology - Heat pump, Air-to-water - leasing - apartment complex - existing building - distributed level 0.17 | HOUELC, HOUAMB | HOUETARHN_OLDD_DMD | MKr20 | 2025 | 1.9246 | 0.2598 | 0.30341 | [5 empty] | ETA | D | OLD | 3.2959 |  | RHNHPELC | 1 | 0.16667 | HOUETARHNHPELCN05_OLDD_FBHWPEE01 | 0.75 | HOUETARHNHPELCN05_OLDD | HOUETARHNBHWPEE01_OLDD | BHWPEE01 | HPELCN05 | ETA_OLDD | BHWPEE01_HPELCN05 | 6 | 0 | 1 | New
HOUETARHNHPELCN05_OLDD_FBHWPEE01_D17 | Residential heating technology - Heat pump, Air-to-water - leasing - apartment complex - existing building - distributed level 0.17 | HOUELC, HOUAMB | HOUETARHN_OLDD_DMD | MKr20 | 2030 | 1.6998 | 0.23697 | 0.28919 | [5 empty] | ETA | D | OLD | 3.458 |  | RHNHPELC | 1 | 0.16667 | HOUETARHNHPELCN05_OLDD_FBHWPEE01 | 0.75 | HOUETARHNHPELCN05_OLDD | HOUETARHNBHWPEE01_OLDD | BHWPEE01 | HPELCN05 | ETA_OLDD | BHWPEE01_HPELCN05 | 6 | 0 | 1 | New
HOUETARHNHPELCN05_OLDD_FBHWPEE01_D17 | Residential heating technology - Heat pump, Air-to-water - leasing - apartment complex - existing building - distributed level 0.17 | HOUELC, HOUAMB | HOUETARHN_OLDD_DMD | MKr20 | 2040 | 1.5225 | 0.21839 | 0.27624 | [5 empty] | ETA | D | OLD | 3.6201 |  | RHNHPELC | 1 | 0.16667 | HOUETARHNHPELCN05_OLDD_FBHWPEE01 | 0.75 | HOUETARHNHPELCN05_OLDD | HOUETARHNBHWPEE01_OLDD | BHWPEE01 | HPELCN05 | ETA_OLDD | BHWPEE01_HPELCN05 | 6 | 0 | 1 | New
HOUETARHNHPELCN05_OLDD_FBHWPEE01_D17 | Residential heating technology - Heat pump, Air-to-water - leasing - apartment complex - existing building - distributed level 0.17 | HOUELC, HOUAMB | HOUETARHN_OLDD_DMD | MKr20 | 2050 | 1.3451 | 0.19981 | 0.2644 | [5 empty] | ETA | D | OLD | 3.7822 |  | RHNHPELC | 1 | 0.16667 | HOUETARHNHPELCN05_OLDD_FBHWPEE01 | 0.75 | HOUETARHNHPELCN05_OLDD | HOUETARHNBHWPEE01_OLDD | BHWPEE01 | HPELCN05 | ETA_OLDD | BHWPEE01_HPELCN05 | 6 | 0 | 1 | New
HOUETARHNHPELCN04_OLDD_FBHWPEE01_D17 | Residential heating technology - Heat pump, Ground source - apartment complex - existing building - distributed level 0.17 | HOUELC, HOUAMB | HOUETARHN_OLDD_DMD | MKr20 | 2020 | 4.0051 | 0.041882 | 0.28919 | [5 empty] | ETA | D | OLD | 3.458 |  | RHNHPELC | 1 | 0.16667 | HOUETARHNHPELCN04_OLDD_FBHWPEE01 | 0.75 | HOUETARHNHPELCN04_OLDD | HOUETARHNBHWPEE01_OLDD | BHWPEE01 | HPELCN04 | ETA_OLDD | BHWPEE01_HPELCN04 | 6 | 0 | 1 | New
HOUETARHNHPELCN04_OLDD_FBHWPEE01_D17 | Residential heating technology - Heat pump, Ground source - apartment complex - existing building - distributed level 0.17 | HOUELC, HOUAMB | HOUETARHN_OLDD_DMD | MKr20 | 2025 | 3.7047 | 0.04155 | 0.28042 | [5 empty] | ETA | D | OLD | 3.566 |  | RHNHPELC | 1 | 0.16667 | HOUETARHNHPELCN04_OLDD_FBHWPEE01 | 0.75 | HOUETARHNHPELCN04_OLDD | HOUETARHNBHWPEE01_OLDD | BHWPEE01 | HPELCN04 | ETA_OLDD | BHWPEE01_HPELCN04 | 6 | 0 | 1 | New
HOUETARHNHPELCN04_OLDD_FBHWPEE01_D17 | Residential heating technology - Heat pump, Ground source - apartment complex - existing building - distributed level 0.17 | HOUELC, HOUAMB | HOUETARHN_OLDD_DMD | MKr20 | 2030 | 3.4043 | 0.041188 | 0.27218 | [5 empty] | ETA | D | OLD | 3.6741 |  | RHNHPELC | 1 | 0.16667 | HOUETARHNHPELCN04_OLDD_FBHWPEE01 | 0.75 | HOUETARHNHPELCN04_OLDD | HOUETARHNBHWPEE01_OLDD | BHWPEE01 | HPELCN04 | ETA_OLDD | BHWPEE01_HPELCN04 | 6 | 0 | 1 | New
HOUETARHNHPELCN04_OLDD_FBHWPEE01_D17 | Residential heating technology - Heat pump, Ground source - apartment complex - existing building - distributed level 0.17 | HOUELC, HOUAMB | HOUETARHN_OLDD_DMD | MKr20 | 2040 | 3.149 | 0.040351 | 0.26067 | [5 empty] | ETA | D | OLD | 3.8362 |  | RHNHPELC | 1 | 0.16667 | HOUETARHNHPELCN04_OLDD_FBHWPEE01 | 0.75 | HOUETARHNHPELCN04_OLDD | HOUETARHNBHWPEE01_OLDD | BHWPEE01 | HPELCN04 | ETA_OLDD | BHWPEE01_HPELCN04 | 6 | 0 | 1 | New
HOUETARHNHPELCN04_OLDD_FBHWPEE01_D17 | Residential heating technology - Heat pump, Ground source - apartment complex - existing building - distributed level 0.17 | HOUELC, HOUAMB | HOUETARHN_OLDD_DMD | MKr20 | 2050 | 2.8937 | 0.039498 | 0.25705 | [5 empty] | ETA | D | OLD | 3.8902 |  | RHNHPELC | 1 | 0.16667 | HOUETARHNHPELCN04_OLDD_FBHWPEE01 | 0.75 | HOUETARHNHPELCN04_OLDD | HOUETARHNBHWPEE01_OLDD | BHWPEE01 | HPELCN04 | ETA_OLDD | BHWPEE01_HPELCN04 | 6 | 0 | 1 | New
HOUETARHNHPELCN03_OLDD_FBHWPEE01_D17 | Residential heating technology - Heat pump, Air-to-water - apartment complex - existing building - distributed level 0.17 | HOUELC, HOUAMB | HOUETARHN_OLDD_DMD | MKr20 | 2020 | 4.2987 | 0.067679 | 0.3191 | [5 empty] | ETA | D | OLD | 3.1338 |  | RHNHPELC | 1 | 0.16667 | HOUETARHNHPELCN03_OLDD_FBHWPEE01 | 0.75 | HOUETARHNHPELCN03_OLDD | HOUETARHNBHWPEE01_OLDD | BHWPEE01 | HPELCN03 | ETA_OLDD | BHWPEE01_HPELCN03 | 6 | 0 | 1 | New
HOUETARHNHPELCN03_OLDD_FBHWPEE01_D17 | Residential heating technology - Heat pump, Air-to-water - apartment complex - existing building - distributed level 0.17 | HOUELC, HOUAMB | HOUETARHN_OLDD_DMD | MKr20 | 2025 | 3.8491 | 0.067348 | 0.30341 | [5 empty] | ETA | D | OLD | 3.2959 |  | RHNHPELC | 1 | 0.16667 | HOUETARHNHPELCN03_OLDD_FBHWPEE01 | 0.75 | HOUETARHNHPELCN03_OLDD | HOUETARHNBHWPEE01_OLDD | BHWPEE01 | HPELCN03 | ETA_OLDD | BHWPEE01_HPELCN03 | 6 | 0 | 1 | New
HOUETARHNHPELCN03_OLDD_FBHWPEE01_D17 | Residential heating technology - Heat pump, Air-to-water - apartment complex - existing building - distributed level 0.17 | HOUELC, HOUAMB | HOUETARHN_OLDD_DMD | MKr20 | 2030 | 3.3996 | 0.066986 | 0.28919 | [5 empty] | ETA | D | OLD | 3.458 |  | RHNHPELC | 1 | 0.16667 | HOUETARHNHPELCN03_OLDD_FBHWPEE01 | 0.75 | HOUETARHNHPELCN03_OLDD | HOUETARHNBHWPEE01_OLDD | BHWPEE01 | HPELCN03 | ETA_OLDD | BHWPEE01_HPELCN03 | 6 | 0 | 1 | New
HOUETARHNHPELCN03_OLDD_FBHWPEE01_D17 | Residential heating technology - Heat pump, Air-to-water - apartment complex - existing building - distributed level 0.17 | HOUELC, HOUAMB | HOUETARHN_OLDD_DMD | MKr20 | 2040 | 3.0449 | 0.066149 | 0.27624 | [5 empty] | ETA | D | OLD | 3.6201 |  | RHNHPELC | 1 | 0.16667 | HOUETARHNHPELCN03_OLDD_FBHWPEE01 | 0.75 | HOUETARHNHPELCN03_OLDD | HOUETARHNBHWPEE01_OLDD | BHWPEE01 | HPELCN03 | ETA_OLDD | BHWPEE01_HPELCN03 | 6 | 0 | 1 | New
HOUETARHNHPELCN03_OLDD_FBHWPEE01_D17 | Residential heating technology - Heat pump, Air-to-water - apartment complex - existing building - distributed level 0.17 | HOUELC, HOUAMB | HOUETARHN_OLDD_DMD | MKr20 | 2050 | 2.6902 | 0.065296 | 0.2644 | [5 empty] | ETA | D | OLD | 3.7822 |  | RHNHPELC | 1 | 0.16667 | HOUETARHNHPELCN03_OLDD_FBHWPEE01 | 0.75 | HOUETARHNHPELCN03_OLDD | HOUETARHNBHWPEE01_OLDD | BHWPEE01 | HPELCN03 | ETA_OLDD | BHWPEE01_HPELCN03 | 6 | 0 | 1 | New
HOUETARHNHPELCN02_OLDD_FBHWPEE01_D17 | Residential heating technology - Heat pump, Air-to-air - single-family house - existing building - distributed level 0.17 | HOUELC, HOUAMB | HOUETARHN_OLDD_DMD | MKr20 | 2020 | 1.7956 | 0.14453 | 0.1908 | [5 empty] | ETA | D | OLD | 5.241 |  | RHNHPELC | 1 | 0.16667 | HOUETARHNHPELCN02_OLDD_FBHWPEE01 | 0.75 | HOUETARHNHPELCN02_OLDD | HOUETARHNBHWPEE01_OLDD | BHWPEE01 | HPELCN02 | ETA_OLDD | BHWPEE01_HPELCN02 | 5 | 0 | 1.1 | Unlikely
HOUETARHNHPELCN02_OLDD_FBHWPEE01_D17 | Residential heating technology - Heat pump, Air-to-air - single-family house - existing building - distributed level 0.17 | HOUELC, HOUAMB | HOUETARHN_OLDD_DMD | MKr20 | 2025 | 1.7517 | 0.098193 | 0.18145 | [5 empty] | ETA | D | OLD | 5.5112 |  | RHNHPELC | 1 | 0.16667 | HOUETARHNHPELCN02_OLDD_FBHWPEE01 | 0.75 | HOUETARHNHPELCN02_OLDD | HOUETARHNBHWPEE01_OLDD | BHWPEE01 | HPELCN02 | ETA_OLDD | BHWPEE01_HPELCN02 | 5 | 0 | 1.1 | Unlikely
HOUETARHNHPELCN02_OLDD_FBHWPEE01_D17 | Residential heating technology - Heat pump, Air-to-air - single-family house - existing building - distributed level 0.17 | HOUELC, HOUAMB | HOUETARHN_OLDD_DMD | MKr20 | 2030 | 1.7078 | 0.096379 | 0.1746 | [5 empty] | ETA | D | OLD | 5.7273 |  | RHNHPELC | 1 | 0.16667 | HOUETARHNHPELCN02_OLDD_FBHWPEE01 | 0.75 | HOUETARHNHPELCN02_OLDD | HOUETARHNBHWPEE01_OLDD | BHWPEE01 | HPELCN02 | ETA_OLDD | BHWPEE01_HPELCN02 | 5 | 0 | 1.1 | Unlikely
HOUETARHNHPELCN02_OLDD_FBHWPEE01_D17 | Residential heating technology - Heat pump, Air-to-air - single-family house - existing building - distributed level 0.17 | HOUELC, HOUAMB | HOUETARHN_OLDD_DMD | MKr20 | 2040 | 1.6264 | 0.093013 | 0.16825 | [5 empty] | ETA | D | OLD | 5.9434 |  | RHNHPELC | 1 | 0.16667 | HOUETARHNHPELCN02_OLDD_FBHWPEE01 | 0.75 | HOUETARHNHPELCN02_OLDD | HOUETARHNBHWPEE01_OLDD | BHWPEE01 | HPELCN02 | ETA_OLDD | BHWPEE01_HPELCN02 | 5 | 0 | 1.1 | Unlikely
HOUETARHNHPELCN02_OLDD_FBHWPEE01_D17 | Residential heating technology - Heat pump, Air-to-air - single-family house - existing building - distributed level 0.17 | HOUELC, HOUAMB | HOUETARHN_OLDD_DMD | MKr20 | 2050 | 1.5449 | 0.089647 | 0.16525 | [5 empty] | ETA | D | OLD | 6.0515 |  | RHNHPELC | 1 | 0.16667 | HOUETARHNHPELCN02_OLDD_FBHWPEE01 | 0.75 | HOUETARHNHPELCN02_OLDD | HOUETARHNBHWPEE01_OLDD | BHWPEE01 | HPELCN02 | ETA_OLDD | BHWPEE01_HPELCN02 | 5 | 0 | 1.1 | Unlikely
HOUETARHNDIELCN06_OLDD_FBHWPEE01_D17 | Residential heating technology - Electric heating - electric panel from Bauhaus - apartment complex - new building - distributed level 0.17 | HOUELC | HOUETARHN_OLDD_DMD | MKr20 | 2020 | 0.50745 | 0 | [6 empty] | ETA | D | OLD |  |  | RHNDIELC | 1 | 0.16667 | HOUETARHNDIELCN06_OLDD_FBHWPEE01 | 0.75 | HOUETARHNDIELCN06_OLDD | HOUETARHNBHWPEE01_OLDD | BHWPEE01 | DIELCN06 | ETA_OLDD | BHWPEE01_DIELCN06 | 5 | 0 | 1.1 | Unlikely
HOUETARHNDIELCN06_OLDD_FBHWPEE01_D17 | Residential heating technology - Electric heating - electric panel from Bauhaus - apartment complex - new building - distributed level 0.17 | HOUELC | HOUETARHN_OLDD_DMD | MKr20 | 2025 | 0.50745 | 0 | [6 empty] | ETA | D | OLD |  |  | RHNDIELC | 1 | 0.16667 | HOUETARHNDIELCN06_OLDD_FBHWPEE01 | 0.75 | HOUETARHNDIELCN06_OLDD | HOUETARHNBHWPEE01_OLDD | BHWPEE01 | DIELCN06 | ETA_OLDD | BHWPEE01_DIELCN06 | 5 | 0 | 1.1 | Unlikely
HOUETARHNDIELCN06_OLDD_FBHWPEE01_D17 | Residential heating technology - Electric heating - electric panel from Bauhaus - apartment complex - new building - distributed level 0.17 | HOUELC | HOUETARHN_OLDD_DMD | MKr20 | 2030 | 0.50745 | 0 | [6 empty] | ETA | D | OLD |  |  | RHNDIELC | 1 | 0.16667 | HOUETARHNDIELCN06_OLDD_FBHWPEE01 | 0.75 | HOUETARHNDIELCN06_OLDD | HOUETARHNBHWPEE01_OLDD | BHWPEE01 | DIELCN06 | ETA_OLDD | BHWPEE01_DIELCN06 | 5 | 0 | 1.1 | Unlikely
HOUETARHNDIELCN06_OLDD_FBHWPEE01_D17 | Residential heating technology - Electric heating - electric panel from Bauhaus - apartment complex - new building - distributed level 0.17 | HOUELC | HOUETARHN_OLDD_DMD | MKr20 | 2040 | 0.50745 | 0 | [6 empty] | ETA | D | OLD |  |  | RHNDIELC | 1 | 0.16667 | HOUETARHNDIELCN06_OLDD_FBHWPEE01 | 0.75 | HOUETARHNDIELCN06_OLDD | HOUETARHNBHWPEE01_OLDD | BHWPEE01 | DIELCN06 | ETA_OLDD | BHWPEE01_DIELCN06 | 5 | 0 | 1.1 | Unlikely
HOUETARHNDIELCN06_OLDD_FBHWPEE01_D17 | Residential heating technology - Electric heating - electric panel from Bauhaus - apartment complex - new building - distributed level 0.17 | HOUELC | HOUETARHN_OLDD_DMD | MKr20 | 2050 | 0.50745 | 0 | [6 empty] | ETA | D | OLD |  |  | RHNDIELC | 1 | 0.16667 | HOUETARHNDIELCN06_OLDD_FBHWPEE01 | 0.75 | HOUETARHNDIELCN06_OLDD | HOUETARHNBHWPEE01_OLDD | BHWPEE01 | DIELCN06 | ETA_OLDD | BHWPEE01_DIELCN06 | 5 | 0 | 1.1 | Unlikely
HOUETARHNDIELCN01_OLDD_FBHWPEE01_D17 | Residential heating technology - Electric heating - apartment complex - new building - distributed level 0.17 | HOUELC | HOUETARHN_OLDD_DMD | MKr20 | 2020 | 4.7132 | 0.0019137 | [6 empty] | ETA | D | OLD |  |  | RHNDIELC | 1 | 0.16667 | HOUETARHNDIELCN01_OLDD_FBHWPEE01 | 0.75 | HOUETARHNDIELCN01_OLDD | HOUETARHNBHWPEE01_OLDD | BHWPEE01 | DIELCN01 | ETA_OLDD | BHWPEE01_DIELCN01 | 5 | 0 | 1.1 | Unlikely
HOUETARHNDIELCN01_OLDD_FBHWPEE01_D17 | Residential heating technology - Electric heating - apartment complex - new building - distributed level 0.17 | HOUELC | HOUETARHN_OLDD_DMD | MKr20 | 2025 | 4.5965 | 0.0018356 | [6 empty] | ETA | D | OLD |  |  | RHNDIELC | 1 | 0.16667 | HOUETARHNDIELCN01_OLDD_FBHWPEE01 | 0.75 | HOUETARHNDIELCN01_OLDD | HOUETARHNBHWPEE01_OLDD | BHWPEE01 | DIELCN01 | ETA_OLDD | BHWPEE01_DIELCN01 | 5 | 0 | 1.1 | Unlikely
HOUETARHNDIELCN01_OLDD_FBHWPEE01_D17 | Residential heating technology - Electric heating - apartment complex - new building - distributed level 0.17 | HOUELC | HOUETARHN_OLDD_DMD | MKr20 | 2030 | 4.4828 | 0.0017965 | [6 empty] | ETA | D | OLD |  |  | RHNDIELC | 1 | 0.16667 | HOUETARHNDIELCN01_OLDD_FBHWPEE01 | 0.75 | HOUETARHNDIELCN01_OLDD | HOUETARHNBHWPEE01_OLDD | BHWPEE01 | DIELCN01 | ETA_OLDD | BHWPEE01_DIELCN01 | 5 | 0 | 1.1 | Unlikely
HOUETARHNDIELCN01_OLDD_FBHWPEE01_D17 | Residential heating technology - Electric heating - apartment complex - new building - distributed level 0.17 | HOUELC | HOUETARHN_OLDD_DMD | MKr20 | 2040 | 4.2636 | 0.0017184 | [6 empty] | ETA | D | OLD |  |  | RHNDIELC | 1 | 0.16667 | HOUETARHNDIELCN01_OLDD_FBHWPEE01 | 0.75 | HOUETARHNDIELCN01_OLDD | HOUETARHNBHWPEE01_OLDD | BHWPEE01 | DIELCN01 | ETA_OLDD | BHWPEE01_DIELCN01 | 5 | 0 | 1.1 | Unlikely
HOUETARHNDIELCN01_OLDD_FBHWPEE01_D17 | Residential heating technology - Electric heating - apartment complex - new building - distributed level 0.17 | HOUELC | HOUETARHN_OLDD_DMD | MKr20 | 2050 | 4.0551 | 0.0016403 | [6 empty] | ETA | D | OLD |  |  | RHNDIELC | 1 | 0.16667 | HOUETARHNDIELCN01_OLDD_FBHWPEE01 | 0.75 | HOUETARHNDIELCN01_OLDD | HOUETARHNBHWPEE01_OLDD | BHWPEE01 | DIELCN01 | ETA_OLDD | BHWPEE01_DIELCN01 | 5 | 0 | 1.1 | Unlikely
HOUETARHNBHWPEN01_OLDD_FBHWPEE01_D17 | Residential heating technology - Biomass boiler, automatic stoking , wood pellets or wood chips - apartment complex - existing building - distributed level 0.17 | HOUWPE | HOUETARHN_OLDD_DMD | MKr20 | 2020 | 1.2373 | 0.023455 |  | 25 | 14 | 70 | 2 | 4 | ETA | D | OLD |  |  | RHNBHWPE | 1 | 0.16667 | HOUETARHNBHWPEN01_OLDD_FBHWPEE01 | 0.75 | HOUETARHNBHWPEN01_OLDD | HOUETARHNBHWPEE01_OLDD | BHWPEE01 | BHWPEN01 | ETA_OLDD | BHWPEE01_BHWPEN01 | 2 | 0 | 0.9 | Same
HOUETARHNBHWPEN01_OLDD_FBHWPEE01_D17 | Residential heating technology - Biomass boiler, automatic stoking , wood pellets or wood chips - apartment complex - existing building - distributed level 0.17 | HOUWPE | HOUETARHN_OLDD_DMD | MKr20 | 2025 | 1.2066 | 0.023288 |  | 25 | 14 | 60 | 2 | 4 | ETA | D | OLD |  |  | RHNBHWPE | 1 | 0.16667 | HOUETARHNBHWPEN01_OLDD_FBHWPEE01 | 0.75 | HOUETARHNBHWPEN01_OLDD | HOUETARHNBHWPEE01_OLDD | BHWPEE01 | BHWPEN01 | ETA_OLDD | BHWPEE01_BHWPEN01 | 2 | 0 | 0.9 | Same
HOUETARHNBHWPEN01_OLDD_FBHWPEE01_D17 | Residential heating technology - Biomass boiler, automatic stoking , wood pellets or wood chips - apartment complex - existing building - distributed level 0.17 | HOUWPE | HOUETARHN_OLDD_DMD | MKr20 | 2030 | 1.1768 | 0.023393 |  | 25 | 11 | 50 | 1 | 4 | ETA | D | OLD |  |  | RHNBHWPE | 1 | 0.16667 | HOUETARHNBHWPEN01_OLDD_FBHWPEE01 | 0.75 | HOUETARHNBHWPEN01_OLDD | HOUETARHNBHWPEE01_OLDD | BHWPEE01 | BHWPEN01 | ETA_OLDD | BHWPEE01_BHWPEN01 | 2 | 0 | 0.9 | Same
HOUETARHNBHWPEN01_OLDD_FBHWPEE01_D17 | Residential heating technology - Biomass boiler, automatic stoking , wood pellets or wood chips - apartment complex - existing building - distributed level 0.17 | HOUWPE | HOUETARHN_OLDD_DMD | MKr20 | 2040 | 1.1192 | 0.022646 |  | 25 | 9 | 45 | 1 | 4 | ETA | D | OLD |  |  | RHNBHWPE | 1 | 0.16667 | HOUETARHNBHWPEN01_OLDD_FBHWPEE01 | 0.75 | HOUETARHNBHWPEN01_OLDD | HOUETARHNBHWPEE01_OLDD | BHWPEE01 | BHWPEN01 | ETA_OLDD | BHWPEE01_BHWPEN01 | 2 | 0 | 0.9 | Same
HOUETARHNBHWPEN01_OLDD_FBHWPEE01_D17 | Residential heating technology - Biomass boiler, automatic stoking , wood pellets or wood chips - apartment complex - existing building - distributed level 0.17 | HOUWPE | HOUETARHN_OLDD_DMD | MKr20 | 2050 | 1.0645 | 0.021671 |  | 25 | 9 | 40 | 0 | 4 | ETA | D | OLD |  |  | RHNBHWPE | 1 | 0.16667 | HOUETARHNBHWPEN01_OLDD_FBHWPEE01 | 0.75 | HOUETARHNBHWPEN01_OLDD | HOUETARHNBHWPEE01_OLDD | BHWPEE01 | BHWPEN01 | ETA_OLDD | BHWPEE01_BHWPEN01 | 2 | 0 | 0.9 | Same
HOUETARHNBHSOLN01_OLDD_FBHWPEE01_D17 | Residential heating technology - Solar heating system - apartment complex - existing building - distributed level 0.17 | HOUSOL | HOUETARHN_OLDD_DMD | MKr20 | 2020 | 3.9769 | 0.018612 | [6 empty] | ETA | D | OLD |  |  | RHNBHSOL | 1 | 0.16667 | HOUETARHNBHSOLN01_OLDD_FBHWPEE01 | 0.75 | HOUETARHNBHSOLN01_OLDD | HOUETARHNBHWPEE01_OLDD | BHWPEE01 | BHSOLN01 | ETA_OLDD | BHWPEE01_BHSOLN01 | 5 | 0 | 1.1 | Unlikely
HOUETARHNBHSOLN01_OLDD_FBHWPEE01_D17 | Residential heating technology - Solar heating system - apartment complex - existing building - distributed level 0.17 | HOUSOL | HOUETARHN_OLDD_DMD | MKr20 | 2025 | 3.8051 | 0.019728 | [6 empty] | ETA | D | OLD |  |  | RHNBHSOL | 1 | 0.16667 | HOUETARHNBHSOLN01_OLDD_FBHWPEE01 | 0.75 | HOUETARHNBHSOLN01_OLDD | HOUETARHNBHWPEE01_OLDD | BHWPEE01 | BHSOLN01 | ETA_OLDD | BHWPEE01_BHSOLN01 | 5 | 0 | 1.1 | Unlikely
HOUETARHNBHSOLN01_OLDD_FBHWPEE01_D17 | Residential heating technology - Solar heating system - apartment complex - existing building - distributed level 0.17 | HOUSOL | HOUETARHN_OLDD_DMD | MKr20 | 2030 | 3.6332 | 0.020152 | [6 empty] | ETA | D | OLD |  |  | RHNBHSOL | 1 | 0.16667 | HOUETARHNBHSOLN01_OLDD_FBHWPEE01 | 0.75 | HOUETARHNBHSOLN01_OLDD | HOUETARHNBHWPEE01_OLDD | BHWPEE01 | BHSOLN01 | ETA_OLDD | BHWPEE01_BHSOLN01 | 5 | 0 | 1.1 | Unlikely
HOUETARHNBHSOLN01_OLDD_FBHWPEE01_D17 | Residential heating technology - Solar heating system - apartment complex - existing building - distributed level 0.17 | HOUSOL | HOUETARHN_OLDD_DMD | MKr20 | 2040 | 3.4614 | 0.019606 | [6 empty] | ETA | D | OLD |  |  | RHNBHSOL | 1 | 0.16667 | HOUETARHNBHSOLN01_OLDD_FBHWPEE01 | 0.75 | HOUETARHNBHSOLN01_OLDD | HOUETARHNBHWPEE01_OLDD | BHWPEE01 | BHSOLN01 | ETA_OLDD | BHWPEE01_BHSOLN01 | 5 | 0 | 1.1 | Unlikely
HOUETARHNBHSOLN01_OLDD_FBHWPEE01_D17 | Residential heating technology - Solar heating system - apartment complex - existing building - distributed level 0.17 | HOUSOL | HOUETARHN_OLDD_DMD | MKr20 | 2050 | 3.2895 | 0.018612 | [6 empty] | ETA | D | OLD |  |  | RHNBHSOL | 1 | 0.16667 | HOUETARHNBHSOLN01_OLDD_FBHWPEE01 | 0.75 | HOUETARHNBHSOLN01_OLDD | HOUETARHNBHWPEE01_OLDD | BHWPEE01 | BHSOLN01 | ETA_OLDD | BHWPEE01_BHSOLN01 | 5 | 0 | 1.1 | Unlikely
HOUETARHNBHDHDN03_OLDD_FBHWPEE01_D17 | Residential heating technology - Direct district heating substation - plus connection pipe - apartment complex - existing building - distributed level 0.17 | HOUDHD | HOUETARHN_OLDD_DMD | MKr20 | 2020 | 0.2059 | 0.0013872 | [6 empty] | ETA | D | OLD |  |  | RHNBHDHD | 1 | 0.16667 | HOUETARHNBHDHDN03_OLDD_FBHWPEE01 | 0.75 | HOUETARHNBHDHDN03_OLDD | HOUETARHNBHWPEE01_OLDD | BHWPEE01 | BHDHDN03 | ETA_OLDD | BHWPEE01_BHDHDN03 | 6 | 0 | 1 | New
HOUETARHNBHDHDN03_OLDD_FBHWPEE01_D17 | Residential heating technology - Direct district heating substation - plus connection pipe - apartment complex - existing building - distributed level 0.17 | HOUDHD | HOUETARHN_OLDD_DMD | MKr20 | 2025 | 0.20205 | 0.001406 | [6 empty] | ETA | D | OLD |  |  | RHNBHDHD | 1 | 0.16667 | HOUETARHNBHDHDN03_OLDD_FBHWPEE01 | 0.75 | HOUETARHNBHDHDN03_OLDD | HOUETARHNBHWPEE01_OLDD | BHWPEE01 | BHDHDN03 | ETA_OLDD | BHWPEE01_BHDHDN03 | 6 | 0 | 1 | New
HOUETARHNBHDHDN03_OLDD_FBHWPEE01_D17 | Residential heating technology - Direct district heating substation - plus connection pipe - apartment complex - existing building - distributed level 0.17 | HOUDHD | HOUETARHN_OLDD_DMD | MKr20 | 2030 | 0.1983 | 0.0013853 | [6 empty] | ETA | D | OLD |  |  | RHNBHDHD | 1 | 0.16667 | HOUETARHNBHDHDN03_OLDD_FBHWPEE01 | 0.75 | HOUETARHNBHDHDN03_OLDD | HOUETARHNBHWPEE01_OLDD | BHWPEE01 | BHDHDN03 | ETA_OLDD | BHWPEE01_BHDHDN03 | 6 | 0 | 1 | New
HOUETARHNBHDHDN03_OLDD_FBHWPEE01_D17 | Residential heating technology - Direct district heating substation - plus connection pipe - apartment complex - existing building - distributed level 0.17 | HOUDHD | HOUETARHN_OLDD_DMD | MKr20 | 2040 | 0.19107 | 0.0013433 | [6 empty] | ETA | D | OLD |  |  | RHNBHDHD | 1 | 0.16667 | HOUETARHNBHDHDN03_OLDD_FBHWPEE01 | 0.75 | HOUETARHNBHDHDN03_OLDD | HOUETARHNBHWPEE01_OLDD | BHWPEE01 | BHDHDN03 | ETA_OLDD | BHWPEE01_BHDHDN03 | 6 | 0 | 1 | New
HOUETARHNBHDHDN03_OLDD_FBHWPEE01_D17 | Residential heating technology - Direct district heating substation - plus connection pipe - apartment complex - existing building - distributed level 0.17 | HOUDHD | HOUETARHN_OLDD_DMD | MKr20 | 2050 | 0.1842 | 0.0012896 | [6 empty] | ETA | D | OLD |  |  | RHNBHDHD | 1 | 0.16667 | HOUETARHNBHDHDN03_OLDD_FBHWPEE01 | 0.75 | HOUETARHNBHDHDN03_OLDD | HOUETARHNBHWPEE01_OLDD | BHWPEE01 | BHDHDN03 | ETA_OLDD | BHWPEE01_BHDHDN03 | 6 | 0 | 1 | New
HOUETARHNHPELCN05_OLDI_FBHWPEE01_D17 | Residential heating technology - Heat pump, Air-to-water - leasing - apartment complex - existing building - distributed level 0.17 | HOUELC, HOUAMB | HOUETARHN_OLDI_DMD | MKr20 | 2020 | 2.1493 | 0.28261 | 0.3191 | [5 empty] | ETA | I | OLD | 3.1338 |  | RHNHPELC | 1 | 0.16667 | HOUETARHNHPELCN05_OLDI_FBHWPEE01 | 0.75 | HOUETARHNHPELCN05_OLDI | HOUETARHNBHWPEE01_OLDI | BHWPEE01 | HPELCN05 | ETA_OLDI | BHWPEE01_HPELCN05 | 6 | 0 | 1 | New
HOUETARHNHPELCN05_OLDI_FBHWPEE01_D17 | Residential heating technology - Heat pump, Air-to-water - leasing - apartment complex - existing building - distributed level 0.17 | HOUELC, HOUAMB | HOUETARHN_OLDI_DMD | MKr20 | 2025 | 1.9246 | 0.2598 | 0.30341 | [5 empty] | ETA | I | OLD | 3.2959 |  | RHNHPELC | 1 | 0.16667 | HOUETARHNHPELCN05_OLDI_FBHWPEE01 | 0.75 | HOUETARHNHPELCN05_OLDI | HOUETARHNBHWPEE01_OLDI | BHWPEE01 | HPELCN05 | ETA_OLDI | BHWPEE01_HPELCN05 | 6 | 0 | 1 | New
HOUETARHNHPELCN05_OLDI_FBHWPEE01_D17 | Residential heating technology - Heat pump, Air-to-water - leasing - apartment complex - existing building - distributed level 0.17 | HOUELC, HOUAMB | HOUETARHN_OLDI_DMD | MKr20 | 2030 | 1.6998 | 0.23697 | 0.28919 | [5 empty] | ETA | I | OLD | 3.458 |  | RHNHPELC | 1 | 0.16667 | HOUETARHNHPELCN05_OLDI_FBHWPEE01 | 0.75 | HOUETARHNHPELCN05_OLDI | HOUETARHNBHWPEE01_OLDI | BHWPEE01 | HPELCN05 | ETA_OLDI | BHWPEE01_HPELCN05 | 6 | 0 | 1 | New
HOUETARHNHPELCN05_OLDI_FBHWPEE01_D17 | Residential heating technology - Heat pump, Air-to-water - leasing - apartment complex - existing building - distributed level 0.17 | HOUELC, HOUAMB | HOUETARHN_OLDI_DMD | MKr20 | 2040 | 1.5225 | 0.21839 | 0.27624 | [5 empty] | ETA | I | OLD | 3.6201 |  | RHNHPELC | 1 | 0.16667 | HOUETARHNHPELCN05_OLDI_FBHWPEE01 | 0.75 | HOUETARHNHPELCN05_OLDI | HOUETARHNBHWPEE01_OLDI | BHWPEE01 | HPELCN05 | ETA_OLDI | BHWPEE01_HPELCN05 | 6 | 0 | 1 | New
HOUETARHNHPELCN05_OLDI_FBHWPEE01_D17 | Residential heating technology - Heat pump, Air-to-water - leasing - apartment complex - existing building - distributed level 0.17 | HOUELC, HOUAMB | HOUETARHN_OLDI_DMD | MKr20 | 2050 | 1.3451 | 0.19981 | 0.2644 | [5 empty] | ETA | I | OLD | 3.7822 |  | RHNHPELC | 1 | 0.16667 | HOUETARHNHPELCN05_OLDI_FBHWPEE01 | 0.75 | HOUETARHNHPELCN05_OLDI | HOUETARHNBHWPEE01_OLDI | BHWPEE01 | HPELCN05 | ETA_OLDI | BHWPEE01_HPELCN05 | 6 | 0 | 1 | New
HOUETARHNHPELCN04_OLDI_FBHWPEE01_D17 | Residential heating technology - Heat pump, Ground source - apartment complex - existing building - distributed level 0.17 | HOUELC, HOUAMB | HOUETARHN_OLDI_DMD | MKr20 | 2020 | 4.0051 | 0.041882 | 0.28919 | [5 empty] | ETA | I | OLD | 3.458 |  | RHNHPELC | 1 | 0.16667 | HOUETARHNHPELCN04_OLDI_FBHWPEE01 | 0.75 | HOUETARHNHPELCN04_OLDI | HOUETARHNBHWPEE01_OLDI | BHWPEE01 | HPELCN04 | ETA_OLDI | BHWPEE01_HPELCN04 | 6 | 0 | 1 | New
HOUETARHNHPELCN04_OLDI_FBHWPEE01_D17 | Residential heating technology - Heat pump, Ground source - apartment complex - existing building - distributed level 0.17 | HOUELC, HOUAMB | HOUETARHN_OLDI_DMD | MKr20 | 2025 | 3.7047 | 0.04155 | 0.28042 | [5 empty] | ETA | I | OLD | 3.566 |  | RHNHPELC | 1 | 0.16667 | HOUETARHNHPELCN04_OLDI_FBHWPEE01 | 0.75 | HOUETARHNHPELCN04_OLDI | HOUETARHNBHWPEE01_OLDI | BHWPEE01 | HPELCN04 | ETA_OLDI | BHWPEE01_HPELCN04 | 6 | 0 | 1 | New
HOUETARHNHPELCN04_OLDI_FBHWPEE01_D17 | Residential heating technology - Heat pump, Ground source - apartment complex - existing building - distributed level 0.17 | HOUELC, HOUAMB | HOUETARHN_OLDI_DMD | MKr20 | 2030 | 3.4043 | 0.041188 | 0.27218 | [5 empty] | ETA | I | OLD | 3.6741 |  | RHNHPELC | 1 | 0.16667 | HOUETARHNHPELCN04_OLDI_FBHWPEE01 | 0.75 | HOUETARHNHPELCN04_OLDI | HOUETARHNBHWPEE01_OLDI | BHWPEE01 | HPELCN04 | ETA_OLDI | BHWPEE01_HPELCN04 | 6 | 0 | 1 | New
HOUETARHNHPELCN04_OLDI_FBHWPEE01_D17 | Residential heating technology - Heat pump, Ground source - apartment complex - existing building - distributed level 0.17 | HOUELC, HOUAMB | HOUETARHN_OLDI_DMD | MKr20 | 2040 | 3.149 | 0.040351 | 0.26067 | [5 empty] | ETA | I | OLD | 3.8362 |  | RHNHPELC | 1 | 0.16667 | HOUETARHNHPELCN04_OLDI_FBHWPEE01 | 0.75 | HOUETARHNHPELCN04_OLDI | HOUETARHNBHWPEE01_OLDI | BHWPEE01 | HPELCN04 | ETA_OLDI | BHWPEE01_HPELCN04 | 6 | 0 | 1 | New
HOUETARHNHPELCN04_OLDI_FBHWPEE01_D17 | Residential heating technology - Heat pump, Ground source - apartment complex - existing building - distributed level 0.17 | HOUELC, HOUAMB | HOUETARHN_OLDI_DMD | MKr20 | 2050 | 2.8937 | 0.039498 | 0.25705 | [5 empty] | ETA | I | OLD | 3.8902 |  | RHNHPELC | 1 | 0.16667 | HOUETARHNHPELCN04_OLDI_FBHWPEE01 | 0.75 | HOUETARHNHPELCN04_OLDI | HOUETARHNBHWPEE01_OLDI | BHWPEE01 | HPELCN04 | ETA_OLDI | BHWPEE01_HPELCN04 | 6 | 0 | 1 | New
HOUETARHNHPELCN03_OLDI_FBHWPEE01_D17 | Residential heating technology - Heat pump, Air-to-water - apartment complex - existing building - distributed level 0.17 | HOUELC, HOUAMB | HOUETARHN_OLDI_DMD | MKr20 | 2020 | 4.2987 | 0.067679 | 0.3191 | [5 empty] | ETA | I | OLD | 3.1338 |  | RHNHPELC | 1 | 0.16667 | HOUETARHNHPELCN03_OLDI_FBHWPEE01 | 0.75 | HOUETARHNHPELCN03_OLDI | HOUETARHNBHWPEE01_OLDI | BHWPEE01 | HPELCN03 | ETA_OLDI | BHWPEE01_HPELCN03 | 6 | 0 | 1 | New
HOUETARHNHPELCN03_OLDI_FBHWPEE01_D17 | Residential heating technology - Heat pump, Air-to-water - apartment complex - existing building - distributed level 0.17 | HOUELC, HOUAMB | HOUETARHN_OLDI_DMD | MKr20 | 2025 | 3.8491 | 0.067348 | 0.30341 | [5 empty] | ETA | I | OLD | 3.2959 |  | RHNHPELC | 1 | 0.16667 | HOUETARHNHPELCN03_OLDI_FBHWPEE01 | 0.75 | HOUETARHNHPELCN03_OLDI | HOUETARHNBHWPEE01_OLDI | BHWPEE01 | HPELCN03 | ETA_OLDI | BHWPEE01_HPELCN03 | 6 | 0 | 1 | New
HOUETARHNHPELCN03_OLDI_FBHWPEE01_D17 | Residential heating technology - Heat pump, Air-to-water - apartment complex - existing building - distributed level 0.17 | HOUELC, HOUAMB | HOUETARHN_OLDI_DMD | MKr20 | 2030 | 3.3996 | 0.066986 | 0.28919 | [5 empty] | ETA | I | OLD | 3.458 |  | RHNHPELC | 1 | 0.16667 | HOUETARHNHPELCN03_OLDI_FBHWPEE01 | 0.75 | HOUETARHNHPELCN03_OLDI | HOUETARHNBHWPEE01_OLDI | BHWPEE01 | HPELCN03 | ETA_OLDI | BHWPEE01_HPELCN03 | 6 | 0 | 1 | New
HOUETARHNHPELCN03_OLDI_FBHWPEE01_D17 | Residential heating technology - Heat pump, Air-to-water - apartment complex - existing building - distributed level 0.17 | HOUELC, HOUAMB | HOUETARHN_OLDI_DMD | MKr20 | 2040 | 3.0449 | 0.066149 | 0.27624 | [5 empty] | ETA | I | OLD | 3.6201 |  | RHNHPELC | 1 | 0.16667 | HOUETARHNHPELCN03_OLDI_FBHWPEE01 | 0.75 | HOUETARHNHPELCN03_OLDI | HOUETARHNBHWPEE01_OLDI | BHWPEE01 | HPELCN03 | ETA_OLDI | BHWPEE01_HPELCN03 | 6 | 0 | 1 | New
HOUETARHNHPELCN03_OLDI_FBHWPEE01_D17 | Residential heating technology - Heat pump, Air-to-water - apartment complex - existing building - distributed level 0.17 | HOUELC, HOUAMB | HOUETARHN_OLDI_DMD | MKr20 | 2050 | 2.6902 | 0.065296 | 0.2644 | [5 empty] | ETA | I | OLD | 3.7822 |  | RHNHPELC | 1 | 0.16667 | HOUETARHNHPELCN03_OLDI_FBHWPEE01 | 0.75 | HOUETARHNHPELCN03_OLDI | HOUETARHNBHWPEE01_OLDI | BHWPEE01 | HPELCN03 | ETA_OLDI | BHWPEE01_HPELCN03 | 6 | 0 | 1 | New
HOUETARHNHPELCN02_OLDI_FBHWPEE01_D17 | Residential heating technology - Heat pump, Air-to-air - single-family house - existing building - distributed level 0.17 | HOUELC, HOUAMB | HOUETARHN_OLDI_DMD | MKr20 | 2020 | 1.7956 | 0.14453 | 0.1908 | [5 empty] | ETA | I | OLD | 5.241 |  | RHNHPELC | 1 | 0.16667 | HOUETARHNHPELCN02_OLDI_FBHWPEE01 | 0.75 | HOUETARHNHPELCN02_OLDI | HOUETARHNBHWPEE01_OLDI | BHWPEE01 | HPELCN02 | ETA_OLDI | BHWPEE01_HPELCN02 | 5 | 0 | 1.1 | Unlikely
HOUETARHNHPELCN02_OLDI_FBHWPEE01_D17 | Residential heating technology - Heat pump, Air-to-air - single-family house - existing building - distributed level 0.17 | HOUELC, HOUAMB | HOUETARHN_OLDI_DMD | MKr20 | 2025 | 1.7517 | 0.098193 | 0.18145 | [5 empty] | ETA | I | OLD | 5.5112 |  | RHNHPELC | 1 | 0.16667 | HOUETARHNHPELCN02_OLDI_FBHWPEE01 | 0.75 | HOUETARHNHPELCN02_OLDI | HOUETARHNBHWPEE01_OLDI | BHWPEE01 | HPELCN02 | ETA_OLDI | BHWPEE01_HPELCN02 | 5 | 0 | 1.1 | Unlikely
HOUETARHNHPELCN02_OLDI_FBHWPEE01_D17 | Residential heating technology - Heat pump, Air-to-air - single-family house - existing building - distributed level 0.17 | HOUELC, HOUAMB | HOUETARHN_OLDI_DMD | MKr20 | 2030 | 1.7078 | 0.096379 | 0.1746 | [5 empty] | ETA | I | OLD | 5.7273 |  | RHNHPELC | 1 | 0.16667 | HOUETARHNHPELCN02_OLDI_FBHWPEE01 | 0.75 | HOUETARHNHPELCN02_OLDI | HOUETARHNBHWPEE01_OLDI | BHWPEE01 | HPELCN02 | ETA_OLDI | BHWPEE01_HPELCN02 | 5 | 0 | 1.1 | Unlikely
HOUETARHNHPELCN02_OLDI_FBHWPEE01_D17 | Residential heating technology - Heat pump, Air-to-air - single-family house - existing building - distributed level 0.17 | HOUELC, HOUAMB | HOUETARHN_OLDI_DMD | MKr20 | 2040 | 1.6264 | 0.093013 | 0.16825 | [5 empty] | ETA | I | OLD | 5.9434 |  | RHNHPELC | 1 | 0.16667 | HOUETARHNHPELCN02_OLDI_FBHWPEE01 | 0.75 | HOUETARHNHPELCN02_OLDI | HOUETARHNBHWPEE01_OLDI | BHWPEE01 | HPELCN02 | ETA_OLDI | BHWPEE01_HPELCN02 | 5 | 0 | 1.1 | Unlikely
HOUETARHNHPELCN02_OLDI_FBHWPEE01_D17 | Residential heating technology - Heat pump, Air-to-air - single-family house - existing building - distributed level 0.17 | HOUELC, HOUAMB | HOUETARHN_OLDI_DMD | MKr20 | 2050 | 1.5449 | 0.089647 | 0.16525 | [5 empty] | ETA | I | OLD | 6.0515 |  | RHNHPELC | 1 | 0.16667 | HOUETARHNHPELCN02_OLDI_FBHWPEE01 | 0.75 | HOUETARHNHPELCN02_OLDI | HOUETARHNBHWPEE01_OLDI | BHWPEE01 | HPELCN02 | ETA_OLDI | BHWPEE01_HPELCN02 | 5 | 0 | 1.1 | Unlikely
HOUETARHNDIELCN06_OLDI_FBHWPEE01_D17 | Residential heating technology - Electric heating - electric panel from Bauhaus - apartment complex - new building - distributed level 0.17 | HOUELC | HOUETARHN_OLDI_DMD | MKr20 | 2020 | 0.50745 | 0 | [6 empty] | ETA | I | OLD |  |  | RHNDIELC | 1 | 0.16667 | HOUETARHNDIELCN06_OLDI_FBHWPEE01 | 0.75 | HOUETARHNDIELCN06_OLDI | HOUETARHNBHWPEE01_OLDI | BHWPEE01 | DIELCN06 | ETA_OLDI | BHWPEE01_DIELCN06 | 5 | 0 | 1.1 | Unlikely
HOUETARHNDIELCN06_OLDI_FBHWPEE01_D17 | Residential heating technology - Electric heating - electric panel from Bauhaus - apartment complex - new building - distributed level 0.17 | HOUELC | HOUETARHN_OLDI_DMD | MKr20 | 2025 | 0.50745 | 0 | [6 empty] | ETA | I | OLD |  |  | RHNDIELC | 1 | 0.16667 | HOUETARHNDIELCN06_OLDI_FBHWPEE01 | 0.75 | HOUETARHNDIELCN06_OLDI | HOUETARHNBHWPEE01_OLDI | BHWPEE01 | DIELCN06 | ETA_OLDI | BHWPEE01_DIELCN06 | 5 | 0 | 1.1 | Unlikely
HOUETARHNDIELCN06_OLDI_FBHWPEE01_D17 | Residential heating technology - Electric heating - electric panel from Bauhaus - apartment complex - new building - distributed level 0.17 | HOUELC | HOUETARHN_OLDI_DMD | MKr20 | 2030 | 0.50745 | 0 | [6 empty] | ETA | I | OLD |  |  | RHNDIELC | 1 | 0.16667 | HOUETARHNDIELCN06_OLDI_FBHWPEE01 | 0.75 | HOUETARHNDIELCN06_OLDI | HOUETARHNBHWPEE01_OLDI | BHWPEE01 | DIELCN06 | ETA_OLDI | BHWPEE01_DIELCN06 | 5 | 0 | 1.1 | Unlikely
HOUETARHNDIELCN06_OLDI_FBHWPEE01_D17 | Residential heating technology - Electric heating - electric panel from Bauhaus - apartment complex - new building - distributed level 0.17 | HOUELC | HOUETARHN_OLDI_DMD | MKr20 | 2040 | 0.50745 | 0 | [6 empty] | ETA | I | OLD |  |  | RHNDIELC | 1 | 0.16667 | HOUETARHNDIELCN06_OLDI_FBHWPEE01 | 0.75 | HOUETARHNDIELCN06_OLDI | HOUETARHNBHWPEE01_OLDI | BHWPEE01 | DIELCN06 | ETA_OLDI | BHWPEE01_DIELCN06 | 5 | 0 | 1.1 | Unlikely
HOUETARHNDIELCN06_OLDI_FBHWPEE01_D17 | Residential heating technology - Electric heating - electric panel from Bauhaus - apartment complex - new building - distributed level 0.17 | HOUELC | HOUETARHN_OLDI_DMD | MKr20 | 2050 | 0.50745 | 0 | [6 empty] | ETA | I | OLD |  |  | RHNDIELC | 1 | 0.16667 | HOUETARHNDIELCN06_OLDI_FBHWPEE01 | 0.75 | HOUETARHNDIELCN06_OLDI | HOUETARHNBHWPEE01_OLDI | BHWPEE01 | DIELCN06 | ETA_OLDI | BHWPEE01_DIELCN06 | 5 | 0 | 1.1 | Unlikely
HOUETARHNDIELCN01_OLDI_FBHWPEE01_D17 | Residential heating technology - Electric heating - apartment complex - new building - distributed level 0.17 | HOUELC | HOUETARHN_OLDI_DMD | MKr20 | 2020 | 4.7132 | 0.0019137 | [6 empty] | ETA | I | OLD |  |  | RHNDIELC | 1 | 0.16667 | HOUETARHNDIELCN01_OLDI_FBHWPEE01 | 0.75 | HOUETARHNDIELCN01_OLDI | HOUETARHNBHWPEE01_OLDI | BHWPEE01 | DIELCN01 | ETA_OLDI | BHWPEE01_DIELCN01 | 5 | 0 | 1.1 | Unlikely
HOUETARHNDIELCN01_OLDI_FBHWPEE01_D17 | Residential heating technology - Electric heating - apartment complex - new building - distributed level 0.17 | HOUELC | HOUETARHN_OLDI_DMD | MKr20 | 2025 | 4.5965 | 0.0018356 | [6 empty] | ETA | I | OLD |  |  | RHNDIELC | 1 | 0.16667 | HOUETARHNDIELCN01_OLDI_FBHWPEE01 | 0.75 | HOUETARHNDIELCN01_OLDI | HOUETARHNBHWPEE01_OLDI | BHWPEE01 | DIELCN01 | ETA_OLDI | BHWPEE01_DIELCN01 | 5 | 0 | 1.1 | Unlikely
HOUETARHNDIELCN01_OLDI_FBHWPEE01_D17 | Residential heating technology - Electric heating - apartment complex - new building - distributed level 0.17 | HOUELC | HOUETARHN_OLDI_DMD | MKr20 | 2030 | 4.4828 | 0.0017965 | [6 empty] | ETA | I | OLD |  |  | RHNDIELC | 1 | 0.16667 | HOUETARHNDIELCN01_OLDI_FBHWPEE01 | 0.75 | HOUETARHNDIELCN01_OLDI | HOUETARHNBHWPEE01_OLDI | BHWPEE01 | DIELCN01 | ETA_OLDI | BHWPEE01_DIELCN01 | 5 | 0 | 1.1 | Unlikely
HOUETARHNDIELCN01_OLDI_FBHWPEE01_D17 | Residential heating technology - Electric heating - apartment complex - new building - distributed level 0.17 | HOUELC | HOUETARHN_OLDI_DMD | MKr20 | 2040 | 4.2636 | 0.0017184 | [6 empty] | ETA | I | OLD |  |  | RHNDIELC | 1 | 0.16667 | HOUETARHNDIELCN01_OLDI_FBHWPEE01 | 0.75 | HOUETARHNDIELCN01_OLDI | HOUETARHNBHWPEE01_OLDI | BHWPEE01 | DIELCN01 | ETA_OLDI | BHWPEE01_DIELCN01 | 5 | 0 | 1.1 | Unlikely
HOUETARHNDIELCN01_OLDI_FBHWPEE01_D17 | Residential heating technology - Electric heating - apartment complex - new building - distributed level 0.17 | HOUELC | HOUETARHN_OLDI_DMD | MKr20 | 2050 | 4.0551 | 0.0016403 | [6 empty] | ETA | I | OLD |  |  | RHNDIELC | 1 | 0.16667 | HOUETARHNDIELCN01_OLDI_FBHWPEE01 | 0.75 | HOUETARHNDIELCN01_OLDI | HOUETARHNBHWPEE01_OLDI | BHWPEE01 | DIELCN01 | ETA_OLDI | BHWPEE01_DIELCN01 | 5 | 0 | 1.1 | Unlikely
HOUETARHNBHWPEN01_OLDI_FBHWPEE01_D17 | Residential heating technology - Biomass boiler, automatic stoking , wood pellets or wood chips - apartment complex - existing building - distributed level 0.17 | HOUWPE | HOUETARHN_OLDI_DMD | MKr20 | 2020 | 1.2373 | 0.023455 |  | 25 | 14 | 70 | 2 | 4 | ETA | I | OLD |  |  | RHNBHWPE | 1 | 0.16667 | HOUETARHNBHWPEN01_OLDI_FBHWPEE01 | 0.75 | HOUETARHNBHWPEN01_OLDI | HOUETARHNBHWPEE01_OLDI | BHWPEE01 | BHWPEN01 | ETA_OLDI | BHWPEE01_BHWPEN01 | 2 | 0 | 0.9 | Same
HOUETARHNBHWPEN01_OLDI_FBHWPEE01_D17 | Residential heating technology - Biomass boiler, automatic stoking , wood pellets or wood chips - apartment complex - existing building - distributed level 0.17 | HOUWPE | HOUETARHN_OLDI_DMD | MKr20 | 2025 | 1.2066 | 0.023288 |  | 25 | 14 | 60 | 2 | 4 | ETA | I | OLD |  |  | RHNBHWPE | 1 | 0.16667 | HOUETARHNBHWPEN01_OLDI_FBHWPEE01 | 0.75 | HOUETARHNBHWPEN01_OLDI | HOUETARHNBHWPEE01_OLDI | BHWPEE01 | BHWPEN01 | ETA_OLDI | BHWPEE01_BHWPEN01 | 2 | 0 | 0.9 | Same
HOUETARHNBHWPEN01_OLDI_FBHWPEE01_D17 | Residential heating technology - Biomass boiler, automatic stoking , wood pellets or wood chips - apartment complex - existing building - distributed level 0.17 | HOUWPE | HOUETARHN_OLDI_DMD | MKr20 | 2030 | 1.1768 | 0.023393 |  | 25 | 11 | 50 | 1 | 4 | ETA | I | OLD |  |  | RHNBHWPE | 1 | 0.16667 | HOUETARHNBHWPEN01_OLDI_FBHWPEE01 | 0.75 | HOUETARHNBHWPEN01_OLDI | HOUETARHNBHWPEE01_OLDI | BHWPEE01 | BHWPEN01 | ETA_OLDI | BHWPEE01_BHWPEN01 | 2 | 0 | 0.9 | Same
HOUETARHNBHWPEN01_OLDI_FBHWPEE01_D17 | Residential heating technology - Biomass boiler, automatic stoking , wood pellets or wood chips - apartment complex - existing building - distributed level 0.17 | HOUWPE | HOUETARHN_OLDI_DMD | MKr20 | 2040 | 1.1192 | 0.022646 |  | 25 | 9 | 45 | 1 | 4 | ETA | I | OLD |  |  | RHNBHWPE | 1 | 0.16667 | HOUETARHNBHWPEN01_OLDI_FBHWPEE01 | 0.75 | HOUETARHNBHWPEN01_OLDI | HOUETARHNBHWPEE01_OLDI | BHWPEE01 | BHWPEN01 | ETA_OLDI | BHWPEE01_BHWPEN01 | 2 | 0 | 0.9 | Same
HOUETARHNBHWPEN01_OLDI_FBHWPEE01_D17 | Residential heating technology - Biomass boiler, automatic stoking , wood pellets or wood chips - apartment complex - existing building - distributed level 0.17 | HOUWPE | HOUETARHN_OLDI_DMD | MKr20 | 2050 | 1.0645 | 0.021671 |  | 25 | 9 | 40 | 0 | 4 | ETA | I | OLD |  |  | RHNBHWPE | 1 | 0.16667 | HOUETARHNBHWPEN01_OLDI_FBHWPEE01 | 0.75 | HOUETARHNBHWPEN01_OLDI | HOUETARHNBHWPEE01_OLDI | BHWPEE01 | BHWPEN01 | ETA_OLDI | BHWPEE01_BHWPEN01 | 2 | 0 | 0.9 | Same
HOUETARHNBHSOLN01_OLDI_FBHWPEE01_D17 | Residential heating technology - Solar heating system - apartment complex - existing building - distributed level 0.17 | HOUSOL | HOUETARHN_OLDI_DMD | MKr20 | 2020 | 3.9769 | 0.018612 | [6 empty] | ETA | I | OLD |  |  | RHNBHSOL | 1 | 0.16667 | HOUETARHNBHSOLN01_OLDI_FBHWPEE01 | 0.75 | HOUETARHNBHSOLN01_OLDI | HOUETARHNBHWPEE01_OLDI | BHWPEE01 | BHSOLN01 | ETA_OLDI | BHWPEE01_BHSOLN01 | 5 | 0 | 1.1 | Unlikely
HOUETARHNBHSOLN01_OLDI_FBHWPEE01_D17 | Residential heating technology - Solar heating system - apartment complex - existing building - distributed level 0.17 | HOUSOL | HOUETARHN_OLDI_DMD | MKr20 | 2025 | 3.8051 | 0.019728 | [6 empty] | ETA | I | OLD |  |  | RHNBHSOL | 1 | 0.16667 | HOUETARHNBHSOLN01_OLDI_FBHWPEE01 | 0.75 | HOUETARHNBHSOLN01_OLDI | HOUETARHNBHWPEE01_OLDI | BHWPEE01 | BHSOLN01 | ETA_OLDI | BHWPEE01_BHSOLN01 | 5 | 0 | 1.1 | Unlikely
HOUETARHNBHSOLN01_OLDI_FBHWPEE01_D17 | Residential heating technology - Solar heating system - apartment complex - existing building - distributed level 0.17 | HOUSOL | HOUETARHN_OLDI_DMD | MKr20 | 2030 | 3.6332 | 0.020152 | [6 empty] | ETA | I | OLD |  |  | RHNBHSOL | 1 | 0.16667 | HOUETARHNBHSOLN01_OLDI_FBHWPEE01 | 0.75 | HOUETARHNBHSOLN01_OLDI | HOUETARHNBHWPEE01_OLDI | BHWPEE01 | BHSOLN01 | ETA_OLDI | BHWPEE01_BHSOLN01 | 5 | 0 | 1.1 | Unlikely
HOUETARHNBHSOLN01_OLDI_FBHWPEE01_D17 | Residential heating technology - Solar heating system - apartment complex - existing building - distributed level 0.17 | HOUSOL | HOUETARHN_OLDI_DMD | MKr20 | 2040 | 3.4614 | 0.019606 | [6 empty] | ETA | I | OLD |  |  | RHNBHSOL | 1 | 0.16667 | HOUETARHNBHSOLN01_OLDI_FBHWPEE01 | 0.75 | HOUETARHNBHSOLN01_OLDI | HOUETARHNBHWPEE01_OLDI | BHWPEE01 | BHSOLN01 | ETA_OLDI | BHWPEE01_BHSOLN01 | 5 | 0 | 1.1 | Unlikely
HOUETARHNBHSOLN01_OLDI_FBHWPEE01_D17 | Residential heating technology - Solar heating system - apartment complex - existing building - distributed level 0.17 | HOUSOL | HOUETARHN_OLDI_DMD | MKr20 | 2050 | 3.2895 | 0.018612 | [6 empty] | ETA | I | OLD |  |  | RHNBHSOL | 1 | 0.16667 | HOUETARHNBHSOLN01_OLDI_FBHWPEE01 | 0.75 | HOUETARHNBHSOLN01_OLDI | HOUETARHNBHWPEE01_OLDI | BHWPEE01 | BHSOLN01 | ETA_OLDI | BHWPEE01_BHSOLN01 | 5 | 0 | 1.1 | Unlikely
HOUETARHNBHDHDN09_OLDI_FBHWPEE01_D17 | Residential heating technology - Direct district heating substation - plus connection pipe - plus distribution (heating density: low ) - apartment complex - existing building - distributed level 0.17 | HOUDHD | HOUETARHN_OLDI_DMD | MKr20 | 2020 | 0.35974 | 0.0013872 | [6 empty] | ETA | I | OLD |  |  | RHNBHDHD | 1 | 0.16667 | HOUETARHNBHDHDN09_OLDI_FBHWPEE01 | 0.75 | HOUETARHNBHDHDN09_OLDI | HOUETARHNBHWPEE01_OLDI | BHWPEE01 | BHDHDN09 | ETA_OLDI | BHWPEE01_BHDHDN09 | 6 | 0 | 1 | New
HOUETARHNBHDHDN09_OLDI_FBHWPEE01_D17 | Residential heating technology - Direct district heating substation - plus connection pipe - plus distribution (heating density: low ) - apartment complex - existing building - distributed level 0.17 | HOUDHD | HOUETARHN_OLDI_DMD | MKr20 | 2025 | 0.35498 | 0.001406 | [6 empty] | ETA | I | OLD |  |  | RHNBHDHD | 1 | 0.16667 | HOUETARHNBHDHDN09_OLDI_FBHWPEE01 | 0.75 | HOUETARHNBHDHDN09_OLDI | HOUETARHNBHWPEE01_OLDI | BHWPEE01 | BHDHDN09 | ETA_OLDI | BHWPEE01_BHDHDN09 | 6 | 0 | 1 | New
HOUETARHNBHDHDN09_OLDI_FBHWPEE01_D17 | Residential heating technology - Direct district heating substation - plus connection pipe - plus distribution (heating density: low ) - apartment complex - existing building - distributed level 0.17 | HOUDHD | HOUETARHN_OLDI_DMD | MKr20 | 2030 | 0.35033 | 0.0013853 | [6 empty] | ETA | I | OLD |  |  | RHNBHDHD | 1 | 0.16667 | HOUETARHNBHDHDN09_OLDI_FBHWPEE01 | 0.75 | HOUETARHNBHDHDN09_OLDI | HOUETARHNBHWPEE01_OLDI | BHWPEE01 | BHDHDN09 | ETA_OLDI | BHWPEE01_BHDHDN09 | 6 | 0 | 1 | New
HOUETARHNBHDHDN09_OLDI_FBHWPEE01_D17 | Residential heating technology - Direct district heating substation - plus connection pipe - plus distribution (heating density: low ) - apartment complex - existing building - distributed level 0.17 | HOUDHD | HOUETARHN_OLDI_DMD | MKr20 | 2040 | 0.34139 | 0.0013433 | [6 empty] | ETA | I | OLD |  |  | RHNBHDHD | 1 | 0.16667 | HOUETARHNBHDHDN09_OLDI_FBHWPEE01 | 0.75 | HOUETARHNBHDHDN09_OLDI | HOUETARHNBHWPEE01_OLDI | BHWPEE01 | BHDHDN09 | ETA_OLDI | BHWPEE01_BHDHDN09 | 6 | 0 | 1 | New
HOUETARHNBHDHDN09_OLDI_FBHWPEE01_D17 | Residential heating technology - Direct district heating substation - plus connection pipe - plus distribution (heating density: low ) - apartment complex - existing building - distributed level 0.17 | HOUDHD | HOUETARHN_OLDI_DMD | MKr20 | 2050 | 0.33288 | 0.0012896 | [6 empty] | ETA | I | OLD |  |  | RHNBHDHD | 1 | 0.16667 | HOUETARHNBHDHDN09_OLDI_FBHWPEE01 | 0.75 | HOUETARHNBHDHDN09_OLDI | HOUETARHNBHWPEE01_OLDI | BHWPEE01 | BHDHDN09 | ETA_OLDI | BHWPEE01_BHDHDN09 | 6 | 0 | 1 | New
HOUETARHNBHDHDN07_OLDI_FBHWPEE01_D17 | Residential heating technology - Direct district heating substation - plus connection pipe - plus distribution (heating density: medium ) - apartment complex - existing building - distributed level 0.17 | HOUDHD | HOUETARHN_OLDI_DMD | MKr20 | 2020 | 0.30732 | 0.0013872 | [6 empty] | ETA | I | OLD |  |  | RHNBHDHD | 1 | 0.16667 | HOUETARHNBHDHDN07_OLDI_FBHWPEE01 | 0.75 | HOUETARHNBHDHDN07_OLDI | HOUETARHNBHWPEE01_OLDI | BHWPEE01 | BHDHDN07 | ETA_OLDI | BHWPEE01_BHDHDN07 | 6 | 0 | 1 | New
HOUETARHNBHDHDN07_OLDI_FBHWPEE01_D17 | Residential heating technology - Direct district heating substation - plus connection pipe - plus distribution (heating density: medium ) - apartment complex - existing building - distributed level 0.17 | HOUDHD | HOUETARHN_OLDI_DMD | MKr20 | 2025 | 0.30256 | 0.001406 | [6 empty] | ETA | I | OLD |  |  | RHNBHDHD | 1 | 0.16667 | HOUETARHNBHDHDN07_OLDI_FBHWPEE01 | 0.75 | HOUETARHNBHDHDN07_OLDI | HOUETARHNBHWPEE01_OLDI | BHWPEE01 | BHDHDN07 | ETA_OLDI | BHWPEE01_BHDHDN07 | 6 | 0 | 1 | New
HOUETARHNBHDHDN07_OLDI_FBHWPEE01_D17 | Residential heating technology - Direct district heating substation - plus connection pipe - plus distribution (heating density: medium ) - apartment complex - existing building - distributed level 0.17 | HOUDHD | HOUETARHN_OLDI_DMD | MKr20 | 2030 | 0.29791 | 0.0013853 | [6 empty] | ETA | I | OLD |  |  | RHNBHDHD | 1 | 0.16667 | HOUETARHNBHDHDN07_OLDI_FBHWPEE01 | 0.75 | HOUETARHNBHDHDN07_OLDI | HOUETARHNBHWPEE01_OLDI | BHWPEE01 | BHDHDN07 | ETA_OLDI | BHWPEE01_BHDHDN07 | 6 | 0 | 1 | New
HOUETARHNBHDHDN07_OLDI_FBHWPEE01_D17 | Residential heating technology - Direct district heating substation - plus connection pipe - plus distribution (heating density: medium ) - apartment complex - existing building - distributed level 0.17 | HOUDHD | HOUETARHN_OLDI_DMD | MKr20 | 2040 | 0.28896 | 0.0013433 | [6 empty] | ETA | I | OLD |  |  | RHNBHDHD | 1 | 0.16667 | HOUETARHNBHDHDN07_OLDI_FBHWPEE01 | 0.75 | HOUETARHNBHDHDN07_OLDI | HOUETARHNBHWPEE01_OLDI | BHWPEE01 | BHDHDN07 | ETA_OLDI | BHWPEE01_BHDHDN07 | 6 | 0 | 1 | New
HOUETARHNBHDHDN07_OLDI_FBHWPEE01_D17 | Residential heating technology - Direct district heating substation - plus connection pipe - plus distribution (heating density: medium ) - apartment complex - existing building - distributed level 0.17 | HOUDHD | HOUETARHN_OLDI_DMD | MKr20 | 2050 | 0.28046 | 0.0012896 | [6 empty] | ETA | I | OLD |  |  | RHNBHDHD | 1 | 0.16667 | HOUETARHNBHDHDN07_OLDI_FBHWPEE01 | 0.75 | HOUETARHNBHDHDN07_OLDI | HOUETARHNBHWPEE01_OLDI | BHWPEE01 | BHDHDN07 | ETA_OLDI | BHWPEE01_BHDHDN07 | 6 | 0 | 1 | New
HOUETARHNBHDHDN05_OLDI_FBHWPEE01_D17 | Residential heating technology - Direct district heating substation - plus connection pipe - plus distribution (heating density: high ) - apartment complex - existing building - distributed level 0.17 | HOUDHD | HOUETARHN_OLDI_DMD | MKr20 | 2020 | 0.2549 | 0.0013872 | [6 empty] | ETA | I | OLD |  |  | RHNBHDHD | 1 | 0.16667 | HOUETARHNBHDHDN05_OLDI_FBHWPEE01 | 0.75 | HOUETARHNBHDHDN05_OLDI | HOUETARHNBHWPEE01_OLDI | BHWPEE01 | BHDHDN05 | ETA_OLDI | BHWPEE01_BHDHDN05 | 6 | 0 | 1 | New
HOUETARHNBHDHDN05_OLDI_FBHWPEE01_D17 | Residential heating technology - Direct district heating substation - plus connection pipe - plus distribution (heating density: high ) - apartment complex - existing building - distributed level 0.17 | HOUDHD | HOUETARHN_OLDI_DMD | MKr20 | 2025 | 0.25013 | 0.001406 | [6 empty] | ETA | I | OLD |  |  | RHNBHDHD | 1 | 0.16667 | HOUETARHNBHDHDN05_OLDI_FBHWPEE01 | 0.75 | HOUETARHNBHDHDN05_OLDI | HOUETARHNBHWPEE01_OLDI | BHWPEE01 | BHDHDN05 | ETA_OLDI | BHWPEE01_BHDHDN05 | 6 | 0 | 1 | New
HOUETARHNBHDHDN05_OLDI_FBHWPEE01_D17 | Residential heating technology - Direct district heating substation - plus connection pipe - plus distribution (heating density: high ) - apartment complex - existing building - distributed level 0.17 | HOUDHD | HOUETARHN_OLDI_DMD | MKr20 | 2030 | 0.24549 | 0.0013853 | [6 empty] | ETA | I | OLD |  |  | RHNBHDHD | 1 | 0.16667 | HOUETARHNBHDHDN05_OLDI_FBHWPEE01 | 0.75 | HOUETARHNBHDHDN05_OLDI | HOUETARHNBHWPEE01_OLDI | BHWPEE01 | BHDHDN05 | ETA_OLDI | BHWPEE01_BHDHDN05 | 6 | 0 | 1 | New
HOUETARHNBHDHDN05_OLDI_FBHWPEE01_D17 | Residential heating technology - Direct district heating substation - plus connection pipe - plus distribution (heating density: high ) - apartment complex - existing building - distributed level 0.17 | HOUDHD | HOUETARHN_OLDI_DMD | MKr20 | 2040 | 0.23654 | 0.0013433 | [6 empty] | ETA | I | OLD |  |  | RHNBHDHD | 1 | 0.16667 | HOUETARHNBHDHDN05_OLDI_FBHWPEE01 | 0.75 | HOUETARHNBHDHDN05_OLDI | HOUETARHNBHWPEE01_OLDI | BHWPEE01 | BHDHDN05 | ETA_OLDI | BHWPEE01_BHDHDN05 | 6 | 0 | 1 | New
HOUETARHNBHDHDN05_OLDI_FBHWPEE01_D17 | Residential heating technology - Direct district heating substation - plus connection pipe - plus distribution (heating density: high ) - apartment complex - existing building - distributed level 0.17 | HOUDHD | HOUETARHN_OLDI_DMD | MKr20 | 2050 | 0.22803 | 0.0012896 | [6 empty] | ETA | I | OLD |  |  | RHNBHDHD | 1 | 0.16667 | HOUETARHNBHDHDN05_OLDI_FBHWPEE01 | 0.75 | HOUETARHNBHDHDN05_OLDI | HOUETARHNBHWPEE01_OLDI | BHWPEE01 | BHDHDN05 | ETA_OLDI | BHWPEE01_BHDHDN05 | 6 | 0 | 1 | New
HOUETARHNBHDHCN09_OLDI_FBHWPEE01_D17 | Residential heating technology - Direct district heating substation - plus connection pipe - plus distribution (heating density: low ) - apartment complex - existing building - distributed level 0.17 | HOUDHC | HOUETARHN_OLDI_DMD | MKr20 | 2020 | 0.35974 | 0.0013872 | [6 empty] | ETA | I | OLD |  |  | RHNBHDHC | 1 | 0.16667 | HOUETARHNBHDHCN09_OLDI_FBHWPEE01 | 0.75 | HOUETARHNBHDHCN09_OLDI | HOUETARHNBHWPEE01_OLDI | BHWPEE01 | BHDHCN09 | ETA_OLDI | BHWPEE01_BHDHCN09 | 6 | 0 | 1 | New
HOUETARHNBHDHCN09_OLDI_FBHWPEE01_D17 | Residential heating technology - Direct district heating substation - plus connection pipe - plus distribution (heating density: low ) - apartment complex - existing building - distributed level 0.17 | HOUDHC | HOUETARHN_OLDI_DMD | MKr20 | 2025 | 0.35498 | 0.001406 | [6 empty] | ETA | I | OLD |  |  | RHNBHDHC | 1 | 0.16667 | HOUETARHNBHDHCN09_OLDI_FBHWPEE01 | 0.75 | HOUETARHNBHDHCN09_OLDI | HOUETARHNBHWPEE01_OLDI | BHWPEE01 | BHDHCN09 | ETA_OLDI | BHWPEE01_BHDHCN09 | 6 | 0 | 1 | New
HOUETARHNBHDHCN09_OLDI_FBHWPEE01_D17 | Residential heating technology - Direct district heating substation - plus connection pipe - plus distribution (heating density: low ) - apartment complex - existing building - distributed level 0.17 | HOUDHC | HOUETARHN_OLDI_DMD | MKr20 | 2030 | 0.35033 | 0.0013853 | [6 empty] | ETA | I | OLD |  |  | RHNBHDHC | 1 | 0.16667 | HOUETARHNBHDHCN09_OLDI_FBHWPEE01 | 0.75 | HOUETARHNBHDHCN09_OLDI | HOUETARHNBHWPEE01_OLDI | BHWPEE01 | BHDHCN09 | ETA_OLDI | BHWPEE01_BHDHCN09 | 6 | 0 | 1 | New
HOUETARHNBHDHCN09_OLDI_FBHWPEE01_D17 | Residential heating technology - Direct district heating substation - plus connection pipe - plus distribution (heating density: low ) - apartment complex - existing building - distributed level 0.17 | HOUDHC | HOUETARHN_OLDI_DMD | MKr20 | 2040 | 0.34139 | 0.0013433 | [6 empty] | ETA | I | OLD |  |  | RHNBHDHC | 1 | 0.16667 | HOUETARHNBHDHCN09_OLDI_FBHWPEE01 | 0.75 | HOUETARHNBHDHCN09_OLDI | HOUETARHNBHWPEE01_OLDI | BHWPEE01 | BHDHCN09 | ETA_OLDI | BHWPEE01_BHDHCN09 | 6 | 0 | 1 | New
HOUETARHNBHDHCN09_OLDI_FBHWPEE01_D17 | Residential heating technology - Direct district heating substation - plus connection pipe - plus distribution (heating density: low ) - apartment complex - existing building - distributed level 0.17 | HOUDHC | HOUETARHN_OLDI_DMD | MKr20 | 2050 | 0.33288 | 0.0012896 | [6 empty] | ETA | I | OLD |  |  | RHNBHDHC | 1 | 0.16667 | HOUETARHNBHDHCN09_OLDI_FBHWPEE01 | 0.75 | HOUETARHNBHDHCN09_OLDI | HOUETARHNBHWPEE01_OLDI | BHWPEE01 | BHDHCN09 | ETA_OLDI | BHWPEE01_BHDHCN09 | 6 | 0 | 1 | New
HOUETARHNBHDHCN07_OLDI_FBHWPEE01_D17 | Residential heating technology - Direct district heating substation - plus connection pipe - plus distribution (heating density: medium ) - apartment complex - existing building - distributed level 0.17 | HOUDHC | HOUETARHN_OLDI_DMD | MKr20 | 2020 | 0.30732 | 0.0013872 | [6 empty] | ETA | I | OLD |  |  | RHNBHDHC | 1 | 0.16667 | HOUETARHNBHDHCN07_OLDI_FBHWPEE01 | 0.75 | HOUETARHNBHDHCN07_OLDI | HOUETARHNBHWPEE01_OLDI | BHWPEE01 | BHDHCN07 | ETA_OLDI | BHWPEE01_BHDHCN07 | 6 | 0 | 1 | New
HOUETARHNBHDHCN07_OLDI_FBHWPEE01_D17 | Residential heating technology - Direct district heating substation - plus connection pipe - plus distribution (heating density: medium ) - apartment complex - existing building - distributed level 0.17 | HOUDHC | HOUETARHN_OLDI_DMD | MKr20 | 2025 | 0.30256 | 0.001406 | [6 empty] | ETA | I | OLD |  |  | RHNBHDHC | 1 | 0.16667 | HOUETARHNBHDHCN07_OLDI_FBHWPEE01 | 0.75 | HOUETARHNBHDHCN07_OLDI | HOUETARHNBHWPEE01_OLDI | BHWPEE01 | BHDHCN07 | ETA_OLDI | BHWPEE01_BHDHCN07 | 6 | 0 | 1 | New
HOUETARHNBHDHCN07_OLDI_FBHWPEE01_D17 | Residential heating technology - Direct district heating substation - plus connection pipe - plus distribution (heating density: medium ) - apartment complex - existing building - distributed level 0.17 | HOUDHC | HOUETARHN_OLDI_DMD | MKr20 | 2030 | 0.29791 | 0.0013853 | [6 empty] | ETA | I | OLD |  |  | RHNBHDHC | 1 | 0.16667 | HOUETARHNBHDHCN07_OLDI_FBHWPEE01 | 0.75 | HOUETARHNBHDHCN07_OLDI | HOUETARHNBHWPEE01_OLDI | BHWPEE01 | BHDHCN07 | ETA_OLDI | BHWPEE01_BHDHCN07 | 6 | 0 | 1 | New
HOUETARHNBHDHCN07_OLDI_FBHWPEE01_D17 | Residential heating technology - Direct district heating substation - plus connection pipe - plus distribution (heating density: medium ) - apartment complex - existing building - distributed level 0.17 | HOUDHC | HOUETARHN_OLDI_DMD | MKr20 | 2040 | 0.28896 | 0.0013433 | [6 empty] | ETA | I | OLD |  |  | RHNBHDHC | 1 | 0.16667 | HOUETARHNBHDHCN07_OLDI_FBHWPEE01 | 0.75 | HOUETARHNBHDHCN07_OLDI | HOUETARHNBHWPEE01_OLDI | BHWPEE01 | BHDHCN07 | ETA_OLDI | BHWPEE01_BHDHCN07 | 6 | 0 | 1 | New
HOUETARHNBHDHCN07_OLDI_FBHWPEE01_D17 | Residential heating technology - Direct district heating substation - plus connection pipe - plus distribution (heating density: medium ) - apartment complex - existing building - distributed level 0.17 | HOUDHC | HOUETARHN_OLDI_DMD | MKr20 | 2050 | 0.28046 | 0.0012896 | [6 empty] | ETA | I | OLD |  |  | RHNBHDHC | 1 | 0.16667 | HOUETARHNBHDHCN07_OLDI_FBHWPEE01 | 0.75 | HOUETARHNBHDHCN07_OLDI | HOUETARHNBHWPEE01_OLDI | BHWPEE01 | BHDHCN07 | ETA_OLDI | BHWPEE01_BHDHCN07 | 6 | 0 | 1 | New
HOUETARHNBHDHCN05_OLDI_FBHWPEE01_D17 | Residential heating technology - Direct district heating substation - plus connection pipe - plus distribution (heating density: high ) - apartment complex - existing building - distributed level 0.17 | HOUDHC | HOUETARHN_OLDI_DMD | MKr20 | 2020 | 0.2549 | 0.0013872 | [6 empty] | ETA | I | OLD |  |  | RHNBHDHC | 1 | 0.16667 | HOUETARHNBHDHCN05_OLDI_FBHWPEE01 | 0.75 | HOUETARHNBHDHCN05_OLDI | HOUETARHNBHWPEE01_OLDI | BHWPEE01 | BHDHCN05 | ETA_OLDI | BHWPEE01_BHDHCN05 | 6 | 0 | 1 | New
HOUETARHNBHDHCN05_OLDI_FBHWPEE01_D17 | Residential heating technology - Direct district heating substation - plus connection pipe - plus distribution (heating density: high ) - apartment complex - existing building - distributed level 0.17 | HOUDHC | HOUETARHN_OLDI_DMD | MKr20 | 2025 | 0.25013 | 0.001406 | [6 empty] | ETA | I | OLD |  |  | RHNBHDHC | 1 | 0.16667 | HOUETARHNBHDHCN05_OLDI_FBHWPEE01 | 0.75 | HOUETARHNBHDHCN05_OLDI | HOUETARHNBHWPEE01_OLDI | BHWPEE01 | BHDHCN05 | ETA_OLDI | BHWPEE01_BHDHCN05 | 6 | 0 | 1 | New
HOUETARHNBHDHCN05_OLDI_FBHWPEE01_D17 | Residential heating technology - Direct district heating substation - plus connection pipe - plus distribution (heating density: high ) - apartment complex - existing building - distributed level 0.17 | HOUDHC | HOUETARHN_OLDI_DMD | MKr20 | 2030 | 0.24549 | 0.0013853 | [6 empty] | ETA | I | OLD |  |  | RHNBHDHC | 1 | 0.16667 | HOUETARHNBHDHCN05_OLDI_FBHWPEE01 | 0.75 | HOUETARHNBHDHCN05_OLDI | HOUETARHNBHWPEE01_OLDI | BHWPEE01 | BHDHCN05 | ETA_OLDI | BHWPEE01_BHDHCN05 | 6 | 0 | 1 | New
HOUETARHNBHDHCN05_OLDI_FBHWPEE01_D17 | Residential heating technology - Direct district heating substation - plus connection pipe - plus distribution (heating density: high ) - apartment complex - existing building - distributed level 0.17 | HOUDHC | HOUETARHN_OLDI_DMD | MKr20 | 2040 | 0.23654 | 0.0013433 | [6 empty] | ETA | I | OLD |  |  | RHNBHDHC | 1 | 0.16667 | HOUETARHNBHDHCN05_OLDI_FBHWPEE01 | 0.75 | HOUETARHNBHDHCN05_OLDI | HOUETARHNBHWPEE01_OLDI | BHWPEE01 | BHDHCN05 | ETA_OLDI | BHWPEE01_BHDHCN05 | 6 | 0 | 1 | New
HOUETARHNBHDHCN05_OLDI_FBHWPEE01_D17 | Residential heating technology - Direct district heating substation - plus connection pipe - plus distribution (heating density: high ) - apartment complex - existing building - distributed level 0.17 | HOUDHC | HOUETARHN_OLDI_DMD | MKr20 | 2050 | 0.22803 | 0.0012896 | [6 empty] | ETA | I | OLD |  |  | RHNBHDHC | 1 | 0.16667 | HOUETARHNBHDHCN05_OLDI_FBHWPEE01 | 0.75 | HOUETARHNBHDHCN05_OLDI | HOUETARHNBHWPEE01_OLDI | BHWPEE01 | BHDHCN05 | ETA_OLDI | BHWPEE01_BHDHCN05 | 6 | 0 | 1 | New
HOUPARRHNHPELCN07_OLDC_FBHWPEE01_D17 | Residential heating technology - Heat pump, Air-to-water, low-price product - single-family house - existing building - distributed level 0.17 | HOUELC, HOUAMB | HOUPARRHN_OLDC_DMD | MKr20 | 2020 | 7.6735 | 0.32113 | 0.30847 | [5 empty] | PAR | C | OLD | 3.2419 |  | RHNHPELC | 1 | 0.16667 | HOUPARRHNHPELCN07_OLDC_FBHWPEE01 | 0.75 | HOUPARRHNHPELCN07_OLDC | HOUPARRHNBHWPEE01_OLDC | BHWPEE01 | HPELCN07 | PAR_OLDC | BHWPEE01_HPELCN07 | 6 | 0 | 1 | New
HOUPARRHNHPELCN07_OLDC_FBHWPEE01_D17 | Residential heating technology - Heat pump, Air-to-water, low-price product - single-family house - existing building - distributed level 0.17 | HOUELC, HOUAMB | HOUPARRHN_OLDC_DMD | MKr20 | 2025 | 7.0198 | 0.2463 | 0.29378 | [5 empty] | PAR | C | OLD | 3.4039 |  | RHNHPELC | 1 | 0.16667 | HOUPARRHNHPELCN07_OLDC_FBHWPEE01 | 0.75 | HOUPARRHNHPELCN07_OLDC | HOUPARRHNBHWPEE01_OLDC | BHWPEE01 | HPELCN07 | PAR_OLDC | BHWPEE01_HPELCN07 | 6 | 0 | 1 | New
HOUPARRHNHPELCN07_OLDC_FBHWPEE01_D17 | Residential heating technology - Heat pump, Air-to-water, low-price product - single-family house - existing building - distributed level 0.17 | HOUELC, HOUAMB | HOUPARRHN_OLDC_DMD | MKr20 | 2030 | 6.3662 | 0.24337 | 0.28042 | [5 empty] | PAR | C | OLD | 3.566 |  | RHNHPELC | 1 | 0.16667 | HOUPARRHNHPELCN07_OLDC_FBHWPEE01 | 0.75 | HOUPARRHNHPELCN07_OLDC | HOUPARRHNBHWPEE01_OLDC | BHWPEE01 | HPELCN07 | PAR_OLDC | BHWPEE01_HPELCN07 | 6 | 0 | 1 | New
HOUPARRHNHPELCN07_OLDC_FBHWPEE01_D17 | Residential heating technology - Heat pump, Air-to-water, low-price product - single-family house - existing building - distributed level 0.17 | HOUELC, HOUAMB | HOUPARRHN_OLDC_DMD | MKr20 | 2040 | 5.8454 | 0.23794 | 0.26823 | [5 empty] | PAR | C | OLD | 3.7281 |  | RHNHPELC | 1 | 0.16667 | HOUPARRHNHPELCN07_OLDC_FBHWPEE01 | 0.75 | HOUPARRHNHPELCN07_OLDC | HOUPARRHNBHWPEE01_OLDC | BHWPEE01 | HPELCN07 | PAR_OLDC | BHWPEE01_HPELCN07 | 6 | 0 | 1 | New
HOUPARRHNHPELCN07_OLDC_FBHWPEE01_D17 | Residential heating technology - Heat pump, Air-to-water, low-price product - single-family house - existing building - distributed level 0.17 | HOUELC, HOUAMB | HOUPARRHN_OLDC_DMD | MKr20 | 2050 | 5.3246 | 0.2325 | 0.26067 | [5 empty] | PAR | C | OLD | 3.8362 |  | RHNHPELC | 1 | 0.16667 | HOUPARRHNHPELCN07_OLDC_FBHWPEE01 | 0.75 | HOUPARRHNHPELCN07_OLDC | HOUPARRHNBHWPEE01_OLDC | BHWPEE01 | HPELCN07 | PAR_OLDC | BHWPEE01_HPELCN07 | 6 | 0 | 1 | New
HOUPARRHNHPELCN05_OLDC_FBHWPEE01_D17 | Residential heating technology - Heat pump, Air-to-water - leasing - single-family house - existing building - distributed level 0.17 | HOUELC, HOUAMB | HOUPARRHN_OLDC_DMD | MKr20 | 2020 | 4.8888 | 0.88909 | 0.29378 | [5 empty] | PAR | C | OLD | 3.4039 |  | RHNHPELC | 1 | 0.16667 | HOUPARRHNHPELCN05_OLDC_FBHWPEE01 | 0.75 | HOUPARRHNHPELCN05_OLDC | HOUPARRHNBHWPEE01_OLDC | BHWPEE01 | HPELCN05 | PAR_OLDC | BHWPEE01_HPELCN05 | 6 | 0 | 1 | New
HOUPARRHNHPELCN05_OLDC_FBHWPEE01_D17 | Residential heating technology - Heat pump, Air-to-water - leasing - single-family house - existing building - distributed level 0.17 | HOUELC, HOUAMB | HOUPARRHN_OLDC_DMD | MKr20 | 2025 | 4.5094 | 0.76684 | 0.28042 | [5 empty] | PAR | C | OLD | 3.566 |  | RHNHPELC | 1 | 0.16667 | HOUPARRHNHPELCN05_OLDC_FBHWPEE01 | 0.75 | HOUPARRHNHPELCN05_OLDC | HOUPARRHNBHWPEE01_OLDC | BHWPEE01 | HPELCN05 | PAR_OLDC | BHWPEE01_HPELCN05 | 6 | 0 | 1 | New
HOUPARRHNHPELCN05_OLDC_FBHWPEE01_D17 | Residential heating technology - Heat pump, Air-to-water - leasing - single-family house - existing building - distributed level 0.17 | HOUELC, HOUAMB | HOUPARRHN_OLDC_DMD | MKr20 | 2030 | 4.1299 | 0.71648 | 0.26823 | [5 empty] | PAR | C | OLD | 3.7281 |  | RHNHPELC | 1 | 0.16667 | HOUPARRHNHPELCN05_OLDC_FBHWPEE01 | 0.75 | HOUPARRHNHPELCN05_OLDC | HOUPARRHNBHWPEE01_OLDC | BHWPEE01 | HPELCN05 | PAR_OLDC | BHWPEE01_HPELCN05 | 6 | 0 | 1 | New
HOUPARRHNHPELCN05_OLDC_FBHWPEE01_D17 | Residential heating technology - Heat pump, Air-to-water - leasing - single-family house - existing building - distributed level 0.17 | HOUELC, HOUAMB | HOUPARRHN_OLDC_DMD | MKr20 | 2040 | 3.8222 | 0.67258 | 0.25705 | [5 empty] | PAR | C | OLD | 3.8902 |  | RHNHPELC | 1 | 0.16667 | HOUPARRHNHPELCN05_OLDC_FBHWPEE01 | 0.75 | HOUPARRHNHPELCN05_OLDC | HOUPARRHNBHWPEE01_OLDC | BHWPEE01 | HPELCN05 | PAR_OLDC | BHWPEE01_HPELCN05 | 6 | 0 | 1 | New
HOUPARRHNHPELCN05_OLDC_FBHWPEE01_D17 | Residential heating technology - Heat pump, Air-to-water - leasing - single-family house - existing building - distributed level 0.17 | HOUELC, HOUAMB | HOUPARRHN_OLDC_DMD | MKr20 | 2050 | 3.5145 | 0.62868 | 0.25011 | [5 empty] | PAR | C | OLD | 3.9983 |  | RHNHPELC | 1 | 0.16667 | HOUPARRHNHPELCN05_OLDC_FBHWPEE01 | 0.75 | HOUPARRHNHPELCN05_OLDC | HOUPARRHNBHWPEE01_OLDC | BHWPEE01 | HPELCN05 | PAR_OLDC | BHWPEE01_HPELCN05 | 6 | 0 | 1 | New
HOUPARRHNHPELCN04_OLDC_FBHWPEE01_D17 | Residential heating technology - Heat pump, Ground source - single-family house - existing building - distributed level 0.17 | HOUELC, HOUAMB | HOUPARRHN_OLDC_DMD | MKr20 | 2020 | 12.9489 | 0.25642 | 0.26823 | [5 empty] | PAR | C | OLD | 3.7281 |  | RHNHPELC | 1 | 0.16667 | HOUPARRHNHPELCN04_OLDC_FBHWPEE01 | 0.75 | HOUPARRHNHPELCN04_OLDC | HOUPARRHNBHWPEE01_OLDC | BHWPEE01 | HPELCN04 | PAR_OLDC | BHWPEE01_HPELCN04 | 6 | 0 | 1 | New
HOUPARRHNHPELCN04_OLDC_FBHWPEE01_D17 | Residential heating technology - Heat pump, Ground source - single-family house - existing building - distributed level 0.17 | HOUELC, HOUAMB | HOUPARRHN_OLDC_DMD | MKr20 | 2025 | 12.3015 | 0.1816 | 0.26067 | [5 empty] | PAR | C | OLD | 3.8362 |  | RHNHPELC | 1 | 0.16667 | HOUPARRHNHPELCN04_OLDC_FBHWPEE01 | 0.75 | HOUPARRHNHPELCN04_OLDC | HOUPARRHNBHWPEE01_OLDC | BHWPEE01 | HPELCN04 | PAR_OLDC | BHWPEE01_HPELCN04 | 6 | 0 | 1 | New
HOUPARRHNHPELCN04_OLDC_FBHWPEE01_D17 | Residential heating technology - Heat pump, Ground source - single-family house - existing building - distributed level 0.17 | HOUELC, HOUAMB | HOUPARRHN_OLDC_DMD | MKr20 | 2030 | 11.654 | 0.17867 | 0.25353 | [5 empty] | PAR | C | OLD | 3.9443 |  | RHNHPELC | 1 | 0.16667 | HOUPARRHNHPELCN04_OLDC_FBHWPEE01 | 0.75 | HOUPARRHNHPELCN04_OLDC | HOUPARRHNBHWPEE01_OLDC | BHWPEE01 | HPELCN04 | PAR_OLDC | BHWPEE01_HPELCN04 | 6 | 0 | 1 | New
HOUPARRHNHPELCN04_OLDC_FBHWPEE01_D17 | Residential heating technology - Heat pump, Ground source - single-family house - existing building - distributed level 0.17 | HOUELC, HOUAMB | HOUPARRHN_OLDC_DMD | MKr20 | 2040 | 11.0713 | 0.17323 | 0.24353 | [5 empty] | PAR | C | OLD | 4.1064 |  | RHNHPELC | 1 | 0.16667 | HOUPARRHNHPELCN04_OLDC_FBHWPEE01 | 0.75 | HOUPARRHNHPELCN04_OLDC | HOUPARRHNBHWPEE01_OLDC | BHWPEE01 | HPELCN04 | PAR_OLDC | BHWPEE01_HPELCN04 | 6 | 0 | 1 | New
HOUPARRHNHPELCN04_OLDC_FBHWPEE01_D17 | Residential heating technology - Heat pump, Ground source - single-family house - existing building - distributed level 0.17 | HOUELC, HOUAMB | HOUPARRHN_OLDC_DMD | MKr20 | 2050 | 10.4886 | 0.1678 | 0.24036 | [5 empty] | PAR | C | OLD | 4.1604 |  | RHNHPELC | 1 | 0.16667 | HOUPARRHNHPELCN04_OLDC_FBHWPEE01 | 0.75 | HOUPARRHNHPELCN04_OLDC | HOUPARRHNBHWPEE01_OLDC | BHWPEE01 | HPELCN04 | PAR_OLDC | BHWPEE01_HPELCN04 | 6 | 0 | 1 | New
HOUPARRHNHPELCN03_OLDC_FBHWPEE01_D17 | Residential heating technology - Heat pump, Air-to-water - single-family house - existing building - distributed level 0.17 | HOUELC, HOUAMB | HOUPARRHN_OLDC_DMD | MKr20 | 2020 | 9.7776 | 0.27799 | 0.29378 | [5 empty] | PAR | C | OLD | 3.4039 |  | RHNHPELC | 1 | 0.16667 | HOUPARRHNHPELCN03_OLDC_FBHWPEE01 | 0.75 | HOUPARRHNHPELCN03_OLDC | HOUPARRHNBHWPEE01_OLDC | BHWPEE01 | HPELCN03 | PAR_OLDC | BHWPEE01_HPELCN03 | 6 | 0 | 1 | New
HOUPARRHNHPELCN03_OLDC_FBHWPEE01_D17 | Residential heating technology - Heat pump, Air-to-water - single-family house - existing building - distributed level 0.17 | HOUELC, HOUAMB | HOUPARRHN_OLDC_DMD | MKr20 | 2025 | 9.0187 | 0.20317 | 0.28042 | [5 empty] | PAR | C | OLD | 3.566 |  | RHNHPELC | 1 | 0.16667 | HOUPARRHNHPELCN03_OLDC_FBHWPEE01 | 0.75 | HOUPARRHNHPELCN03_OLDC | HOUPARRHNBHWPEE01_OLDC | BHWPEE01 | HPELCN03 | PAR_OLDC | BHWPEE01_HPELCN03 | 6 | 0 | 1 | New
HOUPARRHNHPELCN03_OLDC_FBHWPEE01_D17 | Residential heating technology - Heat pump, Air-to-water - single-family house - existing building - distributed level 0.17 | HOUELC, HOUAMB | HOUPARRHN_OLDC_DMD | MKr20 | 2030 | 8.2599 | 0.20024 | 0.26823 | [5 empty] | PAR | C | OLD | 3.7281 |  | RHNHPELC | 1 | 0.16667 | HOUPARRHNHPELCN03_OLDC_FBHWPEE01 | 0.75 | HOUPARRHNHPELCN03_OLDC | HOUPARRHNBHWPEE01_OLDC | BHWPEE01 | HPELCN03 | PAR_OLDC | BHWPEE01_HPELCN03 | 6 | 0 | 1 | New
HOUPARRHNHPELCN03_OLDC_FBHWPEE01_D17 | Residential heating technology - Heat pump, Air-to-water - single-family house - existing building - distributed level 0.17 | HOUELC, HOUAMB | HOUPARRHN_OLDC_DMD | MKr20 | 2040 | 7.6444 | 0.1948 | 0.25705 | [5 empty] | PAR | C | OLD | 3.8902 |  | RHNHPELC | 1 | 0.16667 | HOUPARRHNHPELCN03_OLDC_FBHWPEE01 | 0.75 | HOUPARRHNHPELCN03_OLDC | HOUPARRHNBHWPEE01_OLDC | BHWPEE01 | HPELCN03 | PAR_OLDC | BHWPEE01_HPELCN03 | 6 | 0 | 1 | New
HOUPARRHNHPELCN03_OLDC_FBHWPEE01_D17 | Residential heating technology - Heat pump, Air-to-water - single-family house - existing building - distributed level 0.17 | HOUELC, HOUAMB | HOUPARRHN_OLDC_DMD | MKr20 | 2050 | 7.029 | 0.18937 | 0.25011 | [5 empty] | PAR | C | OLD | 3.9983 |  | RHNHPELC | 1 | 0.16667 | HOUPARRHNHPELCN03_OLDC_FBHWPEE01 | 0.75 | HOUPARRHNHPELCN03_OLDC | HOUPARRHNBHWPEE01_OLDC | BHWPEE01 | HPELCN03 | PAR_OLDC | BHWPEE01_HPELCN03 | 6 | 0 | 1 | New
HOUPARRHNHPELCN02_OLDC_FBHWPEE01_D17 | Residential heating technology - Heat pump, Air-to-air - single-family house - existing building - distributed level 0.17 | HOUELC, HOUAMB | HOUPARRHN_OLDC_DMD | MKr20 | 2020 | 1.7956 | 0.14453 | 0.1908 | [5 empty] | PAR | C | OLD | 5.241 |  | RHNHPELC | 1 | 0.16667 | HOUPARRHNHPELCN02_OLDC_FBHWPEE01 | 0.75 | HOUPARRHNHPELCN02_OLDC | HOUPARRHNBHWPEE01_OLDC | BHWPEE01 | HPELCN02 | PAR_OLDC | BHWPEE01_HPELCN02 | 5 | 0 | 1.1 | Unlikely
HOUPARRHNHPELCN02_OLDC_FBHWPEE01_D17 | Residential heating technology - Heat pump, Air-to-air - single-family house - existing building - distributed level 0.17 | HOUELC, HOUAMB | HOUPARRHN_OLDC_DMD | MKr20 | 2025 | 1.7517 | 0.098193 | 0.18145 | [5 empty] | PAR | C | OLD | 5.5112 |  | RHNHPELC | 1 | 0.16667 | HOUPARRHNHPELCN02_OLDC_FBHWPEE01 | 0.75 | HOUPARRHNHPELCN02_OLDC | HOUPARRHNBHWPEE01_OLDC | BHWPEE01 | HPELCN02 | PAR_OLDC | BHWPEE01_HPELCN02 | 5 | 0 | 1.1 | Unlikely
HOUPARRHNHPELCN02_OLDC_FBHWPEE01_D17 | Residential heating technology - Heat pump, Air-to-air - single-family house - existing building - distributed level 0.17 | HOUELC, HOUAMB | HOUPARRHN_OLDC_DMD | MKr20 | 2030 | 1.7078 | 0.096379 | 0.1746 | [5 empty] | PAR | C | OLD | 5.7273 |  | RHNHPELC | 1 | 0.16667 | HOUPARRHNHPELCN02_OLDC_FBHWPEE01 | 0.75 | HOUPARRHNHPELCN02_OLDC | HOUPARRHNBHWPEE01_OLDC | BHWPEE01 | HPELCN02 | PAR_OLDC | BHWPEE01_HPELCN02 | 5 | 0 | 1.1 | Unlikely
HOUPARRHNHPELCN02_OLDC_FBHWPEE01_D17 | Residential heating technology - Heat pump, Air-to-air - single-family house - existing building - distributed level 0.17 | HOUELC, HOUAMB | HOUPARRHN_OLDC_DMD | MKr20 | 2040 | 1.6264 | 0.093013 | 0.16825 | [5 empty] | PAR | C | OLD | 5.9434 |  | RHNHPELC | 1 | 0.16667 | HOUPARRHNHPELCN02_OLDC_FBHWPEE01 | 0.75 | HOUPARRHNHPELCN02_OLDC | HOUPARRHNBHWPEE01_OLDC | BHWPEE01 | HPELCN02 | PAR_OLDC | BHWPEE01_HPELCN02 | 5 | 0 | 1.1 | Unlikely
HOUPARRHNHPELCN02_OLDC_FBHWPEE01_D17 | Residential heating technology - Heat pump, Air-to-air - single-family house - existing building - distributed level 0.17 | HOUELC, HOUAMB | HOUPARRHN_OLDC_DMD | MKr20 | 2050 | 1.5449 | 0.089647 | 0.16525 | [5 empty] | PAR | C | OLD | 6.0515 |  | RHNHPELC | 1 | 0.16667 | HOUPARRHNHPELCN02_OLDC_FBHWPEE01 | 0.75 | HOUPARRHNHPELCN02_OLDC | HOUPARRHNBHWPEE01_OLDC | BHWPEE01 | HPELCN02 | PAR_OLDC | BHWPEE01_HPELCN02 | 5 | 0 | 1.1 | Unlikely
HOUPARRHNDIELCN06_OLDC_FBHWPEE01_D17 | Residential heating technology - Electric heating - electric panel from Bauhaus - single-family house - new building - distributed level 0.17 | HOUELC | HOUPARRHN_OLDC_DMD | MKr20 | 2020 | 0.50745 | 0 | [6 empty] | PAR | C | OLD |  |  | RHNDIELC | 1 | 0.16667 | HOUPARRHNDIELCN06_OLDC_FBHWPEE01 | 0.75 | HOUPARRHNDIELCN06_OLDC | HOUPARRHNBHWPEE01_OLDC | BHWPEE01 | DIELCN06 | PAR_OLDC | BHWPEE01_DIELCN06 | 5 | 0 | 1.1 | Unlikely
HOUPARRHNDIELCN06_OLDC_FBHWPEE01_D17 | Residential heating technology - Electric heating - electric panel from Bauhaus - single-family house - new building - distributed level 0.17 | HOUELC | HOUPARRHN_OLDC_DMD | MKr20 | 2025 | 0.50745 | 0 | [6 empty] | PAR | C | OLD |  |  | RHNDIELC | 1 | 0.16667 | HOUPARRHNDIELCN06_OLDC_FBHWPEE01 | 0.75 | HOUPARRHNDIELCN06_OLDC | HOUPARRHNBHWPEE01_OLDC | BHWPEE01 | DIELCN06 | PAR_OLDC | BHWPEE01_DIELCN06 | 5 | 0 | 1.1 | Unlikely
HOUPARRHNDIELCN06_OLDC_FBHWPEE01_D17 | Residential heating technology - Electric heating - electric panel from Bauhaus - single-family house - new building - distributed level 0.17 | HOUELC | HOUPARRHN_OLDC_DMD | MKr20 | 2030 | 0.50745 | 0 | [6 empty] | PAR | C | OLD |  |  | RHNDIELC | 1 | 0.16667 | HOUPARRHNDIELCN06_OLDC_FBHWPEE01 | 0.75 | HOUPARRHNDIELCN06_OLDC | HOUPARRHNBHWPEE01_OLDC | BHWPEE01 | DIELCN06 | PAR_OLDC | BHWPEE01_DIELCN06 | 5 | 0 | 1.1 | Unlikely
HOUPARRHNDIELCN06_OLDC_FBHWPEE01_D17 | Residential heating technology - Electric heating - electric panel from Bauhaus - single-family house - new building - distributed level 0.17 | HOUELC | HOUPARRHN_OLDC_DMD | MKr20 | 2040 | 0.50745 | 0 | [6 empty] | PAR | C | OLD |  |  | RHNDIELC | 1 | 0.16667 | HOUPARRHNDIELCN06_OLDC_FBHWPEE01 | 0.75 | HOUPARRHNDIELCN06_OLDC | HOUPARRHNBHWPEE01_OLDC | BHWPEE01 | DIELCN06 | PAR_OLDC | BHWPEE01_DIELCN06 | 5 | 0 | 1.1 | Unlikely
HOUPARRHNDIELCN06_OLDC_FBHWPEE01_D17 | Residential heating technology - Electric heating - electric panel from Bauhaus - single-family house - new building - distributed level 0.17 | HOUELC | HOUPARRHN_OLDC_DMD | MKr20 | 2050 | 0.50745 | 0 | [6 empty] | PAR | C | OLD |  |  | RHNDIELC | 1 | 0.16667 | HOUPARRHNDIELCN06_OLDC_FBHWPEE01 | 0.75 | HOUPARRHNDIELCN06_OLDC | HOUPARRHNBHWPEE01_OLDC | BHWPEE01 | DIELCN06 | PAR_OLDC | BHWPEE01_DIELCN06 | 5 | 0 | 1.1 | Unlikely
HOUPARRHNDIELCN01_OLDC_FBHWPEE01_D17 | Residential heating technology - Electric heating - single-family house - new building - distributed level 0.17 | HOUELC | HOUPARRHN_OLDC_DMD | MKr20 | 2020 | 6.1657 | 0.04999 | [6 empty] | PAR | C | OLD |  |  | RHNDIELC | 1 | 0.16667 | HOUPARRHNDIELCN01_OLDC_FBHWPEE01 | 0.75 | HOUPARRHNDIELCN01_OLDC | HOUPARRHNBHWPEE01_OLDC | BHWPEE01 | DIELCN01 | PAR_OLDC | BHWPEE01_DIELCN01 | 5 | 0 | 1.1 | Unlikely
HOUPARRHNDIELCN01_OLDC_FBHWPEE01_D17 | Residential heating technology - Electric heating - single-family house - new building - distributed level 0.17 | HOUELC | HOUPARRHN_OLDC_DMD | MKr20 | 2025 | 6.0131 | 0.04999 | [6 empty] | PAR | C | OLD |  |  | RHNDIELC | 1 | 0.16667 | HOUPARRHNDIELCN01_OLDC_FBHWPEE01 | 0.75 | HOUPARRHNDIELCN01_OLDC | HOUPARRHNBHWPEE01_OLDC | BHWPEE01 | DIELCN01 | PAR_OLDC | BHWPEE01_DIELCN01 | 5 | 0 | 1.1 | Unlikely
HOUPARRHNDIELCN01_OLDC_FBHWPEE01_D17 | Residential heating technology - Electric heating - single-family house - new building - distributed level 0.17 | HOUELC | HOUPARRHN_OLDC_DMD | MKr20 | 2030 | 5.8642 | 0.047907 | [6 empty] | PAR | C | OLD |  |  | RHNDIELC | 1 | 0.16667 | HOUPARRHNDIELCN01_OLDC_FBHWPEE01 | 0.75 | HOUPARRHNDIELCN01_OLDC | HOUPARRHNBHWPEE01_OLDC | BHWPEE01 | DIELCN01 | PAR_OLDC | BHWPEE01_DIELCN01 | 5 | 0 | 1.1 | Unlikely
HOUPARRHNDIELCN01_OLDC_FBHWPEE01_D17 | Residential heating technology - Electric heating - single-family house - new building - distributed level 0.17 | HOUELC | HOUPARRHN_OLDC_DMD | MKr20 | 2040 | 5.5775 | 0.045824 | [6 empty] | PAR | C | OLD |  |  | RHNDIELC | 1 | 0.16667 | HOUPARRHNDIELCN01_OLDC_FBHWPEE01 | 0.75 | HOUPARRHNDIELCN01_OLDC | HOUPARRHNBHWPEE01_OLDC | BHWPEE01 | DIELCN01 | PAR_OLDC | BHWPEE01_DIELCN01 | 5 | 0 | 1.1 | Unlikely
HOUPARRHNDIELCN01_OLDC_FBHWPEE01_D17 | Residential heating technology - Electric heating - single-family house - new building - distributed level 0.17 | HOUELC | HOUPARRHN_OLDC_DMD | MKr20 | 2050 | 5.3049 | 0.043741 | [6 empty] | PAR | C | OLD |  |  | RHNDIELC | 1 | 0.16667 | HOUPARRHNDIELCN01_OLDC_FBHWPEE01 | 0.75 | HOUPARRHNDIELCN01_OLDC | HOUPARRHNBHWPEE01_OLDC | BHWPEE01 | DIELCN01 | PAR_OLDC | BHWPEE01_DIELCN01 | 5 | 0 | 1.1 | Unlikely
HOUPARRHNBHWPEN01_OLDC_FBHWPEE01_D17 | Residential heating technology - Biomass boiler, automatic stoking , wood pellets or wood chips - single-family house - existing building - distributed level 0.17 | HOUWPE | HOUPARRHN_OLDC_DMD | MKr20 | 2020 | 2.7357 | 0.23379 |  | 25 | 14 | 70 | 2 | 4 | PAR | C | OLD |  |  | RHNBHWPE | 1 | 0.16667 | HOUPARRHNBHWPEN01_OLDC_FBHWPEE01 | 0.75 | HOUPARRHNBHWPEN01_OLDC | HOUPARRHNBHWPEE01_OLDC | BHWPEE01 | BHWPEN01 | PAR_OLDC | BHWPEE01_BHWPEN01 | 2 | 0 | 0.9 | Same
HOUPARRHNBHWPEN01_OLDC_FBHWPEE01_D17 | Residential heating technology - Biomass boiler, automatic stoking , wood pellets or wood chips - single-family house - existing building - distributed level 0.17 | HOUWPE | HOUPARRHN_OLDC_DMD | MKr20 | 2025 | 2.668 | 0.22975 |  | 25 | 14 | 60 | 2 | 4 | PAR | C | OLD |  |  | RHNBHWPE | 1 | 0.16667 | HOUPARRHNBHWPEN01_OLDC_FBHWPEE01 | 0.75 | HOUPARRHNBHWPEN01_OLDC | HOUPARRHNBHWPEE01_OLDC | BHWPEE01 | BHWPEN01 | PAR_OLDC | BHWPEE01_BHWPEN01 | 2 | 0 | 0.9 | Same
HOUPARRHNBHWPEN01_OLDC_FBHWPEE01_D17 | Residential heating technology - Biomass boiler, automatic stoking , wood pellets or wood chips - single-family house - existing building - distributed level 0.17 | HOUWPE | HOUPARRHN_OLDC_DMD | MKr20 | 2030 | 2.602 | 0.22668 |  | 25 | 11 | 50 | 1 | 4 | PAR | C | OLD |  |  | RHNBHWPE | 1 | 0.16667 | HOUPARRHNBHWPEN01_OLDC_FBHWPEE01 | 0.75 | HOUPARRHNBHWPEN01_OLDC | HOUPARRHNBHWPEE01_OLDC | BHWPEE01 | BHWPEN01 | PAR_OLDC | BHWPEE01_BHWPEN01 | 2 | 0 | 0.9 | Same
HOUPARRHNBHWPEN01_OLDC_FBHWPEE01_D17 | Residential heating technology - Biomass boiler, automatic stoking , wood pellets or wood chips - single-family house - existing building - distributed level 0.17 | HOUWPE | HOUPARRHN_OLDC_DMD | MKr20 | 2040 | 2.4748 | 0.21665 |  | 25 | 9 | 45 | 1 | 4 | PAR | C | OLD |  |  | RHNBHWPE | 1 | 0.16667 | HOUPARRHNBHWPEN01_OLDC_FBHWPEE01 | 0.75 | HOUPARRHNBHWPEN01_OLDC | HOUPARRHNBHWPEE01_OLDC | BHWPEE01 | BHWPEN01 | PAR_OLDC | BHWPEE01_BHWPEN01 | 2 | 0 | 0.9 | Same
HOUPARRHNBHWPEN01_OLDC_FBHWPEE01_D17 | Residential heating technology - Biomass boiler, automatic stoking , wood pellets or wood chips - single-family house - existing building - distributed level 0.17 | HOUWPE | HOUPARRHN_OLDC_DMD | MKr20 | 2050 | 2.9422 | 0.25883 |  | 25 | 9 | 40 | 0 | 4 | PAR | C | OLD |  |  | RHNBHWPE | 1 | 0.16667 | HOUPARRHNBHWPEN01_OLDC_FBHWPEE01 | 0.75 | HOUPARRHNBHWPEN01_OLDC | HOUPARRHNBHWPEE01_OLDC | BHWPEE01 | BHWPEN01 | PAR_OLDC | BHWPEE01_BHWPEN01 | 2 | 0 | 0.9 | Same
HOUPARRHNBHSOLN01_OLDC_FBHWPEE01_D17 | Residential heating technology - Solar heating system - single-family house - existing building - distributed level 0.17 | HOUSOL | HOUPARRHN_OLDC_DMD | MKr20 | 2020 | 6.7755 | 0.078035 | [6 empty] | PAR | C | OLD |  |  | RHNBHSOL | 1 | 0.16667 | HOUPARRHNBHSOLN01_OLDC_FBHWPEE01 | 0.75 | HOUPARRHNBHSOLN01_OLDC | HOUPARRHNBHWPEE01_OLDC | BHWPEE01 | BHSOLN01 | PAR_OLDC | BHWPEE01_BHSOLN01 | 5 | 0 | 1.1 | Unlikely
HOUPARRHNBHSOLN01_OLDC_FBHWPEE01_D17 | Residential heating technology - Solar heating system - single-family house - existing building - distributed level 0.17 | HOUSOL | HOUPARRHN_OLDC_DMD | MKr20 | 2025 | 6.6078 | 0.073274 | [6 empty] | PAR | C | OLD |  |  | RHNBHSOL | 1 | 0.16667 | HOUPARRHNBHSOLN01_OLDC_FBHWPEE01 | 0.75 | HOUPARRHNBHSOLN01_OLDC | HOUPARRHNBHWPEE01_OLDC | BHWPEE01 | BHSOLN01 | PAR_OLDC | BHWPEE01_BHSOLN01 | 5 | 0 | 1.1 | Unlikely
HOUPARRHNBHSOLN01_OLDC_FBHWPEE01_D17 | Residential heating technology - Solar heating system - single-family house - existing building - distributed level 0.17 | HOUSOL | HOUPARRHN_OLDC_DMD | MKr20 | 2030 | 6.4442 | 0.071489 | [6 empty] | PAR | C | OLD |  |  | RHNBHSOL | 1 | 0.16667 | HOUPARRHNBHSOLN01_OLDC_FBHWPEE01 | 0.75 | HOUPARRHNBHSOLN01_OLDC | HOUPARRHNBHWPEE01_OLDC | BHWPEE01 | BHSOLN01 | PAR_OLDC | BHWPEE01_BHSOLN01 | 5 | 0 | 1.1 | Unlikely
HOUPARRHNBHSOLN01_OLDC_FBHWPEE01_D17 | Residential heating technology - Solar heating system - single-family house - existing building - distributed level 0.17 | HOUSOL | HOUPARRHN_OLDC_DMD | MKr20 | 2040 | 6.1292 | 0.067621 | [6 empty] | PAR | C | OLD |  |  | RHNBHSOL | 1 | 0.16667 | HOUPARRHNBHSOLN01_OLDC_FBHWPEE01 | 0.75 | HOUPARRHNBHSOLN01_OLDC | HOUPARRHNBHWPEE01_OLDC | BHWPEE01 | BHSOLN01 | PAR_OLDC | BHWPEE01_BHSOLN01 | 5 | 0 | 1.1 | Unlikely
HOUPARRHNBHSOLN01_OLDC_FBHWPEE01_D17 | Residential heating technology - Solar heating system - single-family house - existing building - distributed level 0.17 | HOUSOL | HOUPARRHN_OLDC_DMD | MKr20 | 2050 | 5.8295 | 0.063752 | [6 empty] | PAR | C | OLD |  |  | RHNBHSOL | 1 | 0.16667 | HOUPARRHNBHSOLN01_OLDC_FBHWPEE01 | 0.75 | HOUPARRHNBHSOLN01_OLDC | HOUPARRHNBHWPEE01_OLDC | BHWPEE01 | BHSOLN01 | PAR_OLDC | BHWPEE01_BHSOLN01 | 5 | 0 | 1.1 | Unlikely
HOUPARRHNBHDHCN03_OLDC_FBHWPEE01_D17 | Residential heating technology - Direct district heating substation - plus connection pipe - single-family house - existing building - distributed level 0.17 | HOUDHC | HOUPARRHN_OLDC_DMD | MKr20 | 2020 | 2.1747 | 0.025391 | [6 empty] | PAR | C | OLD |  |  | RHNBHDHC | 1 | 0.16667 | HOUPARRHNBHDHCN03_OLDC_FBHWPEE01 | 0.75 | HOUPARRHNBHDHCN03_OLDC | HOUPARRHNBHWPEE01_OLDC | BHWPEE01 | BHDHCN03 | PAR_OLDC | BHWPEE01_BHDHCN03 | 6 | 0 | 1 | New
HOUPARRHNBHDHCN03_OLDC_FBHWPEE01_D17 | Residential heating technology - Direct district heating substation - plus connection pipe - single-family house - existing building - distributed level 0.17 | HOUDHC | HOUPARRHN_OLDC_DMD | MKr20 | 2025 | 2.1494 | 0.025203 | [6 empty] | PAR | C | OLD |  |  | RHNBHDHC | 1 | 0.16667 | HOUPARRHNBHDHCN03_OLDC_FBHWPEE01 | 0.75 | HOUPARRHNBHDHCN03_OLDC | HOUPARRHNBHWPEE01_OLDC | BHWPEE01 | BHDHCN03 | PAR_OLDC | BHWPEE01_BHDHCN03 | 6 | 0 | 1 | New
HOUPARRHNBHDHCN03_OLDC_FBHWPEE01_D17 | Residential heating technology - Direct district heating substation - plus connection pipe - single-family house - existing building - distributed level 0.17 | HOUDHC | HOUPARRHN_OLDC_DMD | MKr20 | 2030 | 2.1284 | 0.024753 | [6 empty] | PAR | C | OLD |  |  | RHNBHDHC | 1 | 0.16667 | HOUPARRHNBHDHCN03_OLDC_FBHWPEE01 | 0.75 | HOUPARRHNBHDHCN03_OLDC | HOUPARRHNBHWPEE01_OLDC | BHWPEE01 | BHDHCN03 | PAR_OLDC | BHWPEE01_BHDHCN03 | 6 | 0 | 1 | New
HOUPARRHNBHDHCN03_OLDC_FBHWPEE01_D17 | Residential heating technology - Direct district heating substation - plus connection pipe - single-family house - existing building - distributed level 0.17 | HOUDHC | HOUPARRHN_OLDC_DMD | MKr20 | 2040 | 2.0905 | 0.023687 | [6 empty] | PAR | C | OLD |  |  | RHNBHDHC | 1 | 0.16667 | HOUPARRHNBHDHCN03_OLDC_FBHWPEE01 | 0.75 | HOUPARRHNBHDHCN03_OLDC | HOUPARRHNBHWPEE01_OLDC | BHWPEE01 | BHDHCN03 | PAR_OLDC | BHWPEE01_BHDHCN03 | 6 | 0 | 1 | New
HOUPARRHNBHDHCN03_OLDC_FBHWPEE01_D17 | Residential heating technology - Direct district heating substation - plus connection pipe - single-family house - existing building - distributed level 0.17 | HOUDHC | HOUPARRHN_OLDC_DMD | MKr20 | 2050 | 2.0485 | 0.022136 | [6 empty] | PAR | C | OLD |  |  | RHNBHDHC | 1 | 0.16667 | HOUPARRHNBHDHCN03_OLDC_FBHWPEE01 | 0.75 | HOUPARRHNBHDHCN03_OLDC | HOUPARRHNBHWPEE01_OLDC | BHWPEE01 | BHDHCN03 | PAR_OLDC | BHWPEE01_BHDHCN03 | 6 | 0 | 1 | New
HOUPARRHNHPELCN07_OLDD_FBHWPEE01_D17 | Residential heating technology - Heat pump, Air-to-water, low-price product - single-family house - existing building - distributed level 0.17 | HOUELC, HOUAMB | HOUPARRHN_OLDD_DMD | MKr20 | 2020 | 7.6735 | 0.32113 | 0.30847 | [5 empty] | PAR | D | OLD | 3.2419 |  | RHNHPELC | 1 | 0.16667 | HOUPARRHNHPELCN07_OLDD_FBHWPEE01 | 0.75 | HOUPARRHNHPELCN07_OLDD | HOUPARRHNBHWPEE01_OLDD | BHWPEE01 | HPELCN07 | PAR_OLDD | BHWPEE01_HPELCN07 | 6 | 0 | 1 | New
HOUPARRHNHPELCN07_OLDD_FBHWPEE01_D17 | Residential heating technology - Heat pump, Air-to-water, low-price product - single-family house - existing building - distributed level 0.17 | HOUELC, HOUAMB | HOUPARRHN_OLDD_DMD | MKr20 | 2025 | 7.0198 | 0.2463 | 0.29378 | [5 empty] | PAR | D | OLD | 3.4039 |  | RHNHPELC | 1 | 0.16667 | HOUPARRHNHPELCN07_OLDD_FBHWPEE01 | 0.75 | HOUPARRHNHPELCN07_OLDD | HOUPARRHNBHWPEE01_OLDD | BHWPEE01 | HPELCN07 | PAR_OLDD | BHWPEE01_HPELCN07 | 6 | 0 | 1 | New
HOUPARRHNHPELCN07_OLDD_FBHWPEE01_D17 | Residential heating technology - Heat pump, Air-to-water, low-price product - single-family house - existing building - distributed level 0.17 | HOUELC, HOUAMB | HOUPARRHN_OLDD_DMD | MKr20 | 2030 | 6.3662 | 0.24337 | 0.28042 | [5 empty] | PAR | D | OLD | 3.566 |  | RHNHPELC | 1 | 0.16667 | HOUPARRHNHPELCN07_OLDD_FBHWPEE01 | 0.75 | HOUPARRHNHPELCN07_OLDD | HOUPARRHNBHWPEE01_OLDD | BHWPEE01 | HPELCN07 | PAR_OLDD | BHWPEE01_HPELCN07 | 6 | 0 | 1 | New
HOUPARRHNHPELCN07_OLDD_FBHWPEE01_D17 | Residential heating technology - Heat pump, Air-to-water, low-price product - single-family house - existing building - distributed level 0.17 | HOUELC, HOUAMB | HOUPARRHN_OLDD_DMD | MKr20 | 2040 | 5.8454 | 0.23794 | 0.26823 | [5 empty] | PAR | D | OLD | 3.7281 |  | RHNHPELC | 1 | 0.16667 | HOUPARRHNHPELCN07_OLDD_FBHWPEE01 | 0.75 | HOUPARRHNHPELCN07_OLDD | HOUPARRHNBHWPEE01_OLDD | BHWPEE01 | HPELCN07 | PAR_OLDD | BHWPEE01_HPELCN07 | 6 | 0 | 1 | New
HOUPARRHNHPELCN07_OLDD_FBHWPEE01_D17 | Residential heating technology - Heat pump, Air-to-water, low-price product - single-family house - existing building - distributed level 0.17 | HOUELC, HOUAMB | HOUPARRHN_OLDD_DMD | MKr20 | 2050 | 5.3246 | 0.2325 | 0.26067 | [5 empty] | PAR | D | OLD | 3.8362 |  | RHNHPELC | 1 | 0.16667 | HOUPARRHNHPELCN07_OLDD_FBHWPEE01 | 0.75 | HOUPARRHNHPELCN07_OLDD | HOUPARRHNBHWPEE01_OLDD | BHWPEE01 | HPELCN07 | PAR_OLDD | BHWPEE01_HPELCN07 | 6 | 0 | 1 | New
HOUPARRHNHPELCN05_OLDD_FBHWPEE01_D17 | Residential heating technology - Heat pump, Air-to-water - leasing - single-family house - existing building - distributed level 0.17 | HOUELC, HOUAMB | HOUPARRHN_OLDD_DMD | MKr20 | 2020 | 4.8888 | 0.88909 | 0.29378 | [5 empty] | PAR | D | OLD | 3.4039 |  | RHNHPELC | 1 | 0.16667 | HOUPARRHNHPELCN05_OLDD_FBHWPEE01 | 0.75 | HOUPARRHNHPELCN05_OLDD | HOUPARRHNBHWPEE01_OLDD | BHWPEE01 | HPELCN05 | PAR_OLDD | BHWPEE01_HPELCN05 | 6 | 0 | 1 | New
HOUPARRHNHPELCN05_OLDD_FBHWPEE01_D17 | Residential heating technology - Heat pump, Air-to-water - leasing - single-family house - existing building - distributed level 0.17 | HOUELC, HOUAMB | HOUPARRHN_OLDD_DMD | MKr20 | 2025 | 4.5094 | 0.76684 | 0.28042 | [5 empty] | PAR | D | OLD | 3.566 |  | RHNHPELC | 1 | 0.16667 | HOUPARRHNHPELCN05_OLDD_FBHWPEE01 | 0.75 | HOUPARRHNHPELCN05_OLDD | HOUPARRHNBHWPEE01_OLDD | BHWPEE01 | HPELCN05 | PAR_OLDD | BHWPEE01_HPELCN05 | 6 | 0 | 1 | New
HOUPARRHNHPELCN05_OLDD_FBHWPEE01_D17 | Residential heating technology - Heat pump, Air-to-water - leasing - single-family house - existing building - distributed level 0.17 | HOUELC, HOUAMB | HOUPARRHN_OLDD_DMD | MKr20 | 2030 | 4.1299 | 0.71648 | 0.26823 | [5 empty] | PAR | D | OLD | 3.7281 |  | RHNHPELC | 1 | 0.16667 | HOUPARRHNHPELCN05_OLDD_FBHWPEE01 | 0.75 | HOUPARRHNHPELCN05_OLDD | HOUPARRHNBHWPEE01_OLDD | BHWPEE01 | HPELCN05 | PAR_OLDD | BHWPEE01_HPELCN05 | 6 | 0 | 1 | New
HOUPARRHNHPELCN05_OLDD_FBHWPEE01_D17 | Residential heating technology - Heat pump, Air-to-water - leasing - single-family house - existing building - distributed level 0.17 | HOUELC, HOUAMB | HOUPARRHN_OLDD_DMD | MKr20 | 2040 | 3.8222 | 0.67258 | 0.25705 | [5 empty] | PAR | D | OLD | 3.8902 |  | RHNHPELC | 1 | 0.16667 | HOUPARRHNHPELCN05_OLDD_FBHWPEE01 | 0.75 | HOUPARRHNHPELCN05_OLDD | HOUPARRHNBHWPEE01_OLDD | BHWPEE01 | HPELCN05 | PAR_OLDD | BHWPEE01_HPELCN05 | 6 | 0 | 1 | New
HOUPARRHNHPELCN05_OLDD_FBHWPEE01_D17 | Residential heating technology - Heat pump, Air-to-water - leasing - single-family house - existing building - distributed level 0.17 | HOUELC, HOUAMB | HOUPARRHN_OLDD_DMD | MKr20 | 2050 | 3.5145 | 0.62868 | 0.25011 | [5 empty] | PAR | D | OLD | 3.9983 |  | RHNHPELC | 1 | 0.16667 | HOUPARRHNHPELCN05_OLDD_FBHWPEE01 | 0.75 | HOUPARRHNHPELCN05_OLDD | HOUPARRHNBHWPEE01_OLDD | BHWPEE01 | HPELCN05 | PAR_OLDD | BHWPEE01_HPELCN05 | 6 | 0 | 1 | New
HOUPARRHNHPELCN04_OLDD_FBHWPEE01_D17 | Residential heating technology - Heat pump, Ground source - single-family house - existing building - distributed level 0.17 | HOUELC, HOUAMB | HOUPARRHN_OLDD_DMD | MKr20 | 2020 | 12.9489 | 0.25642 | 0.26823 | [5 empty] | PAR | D | OLD | 3.7281 |  | RHNHPELC | 1 | 0.16667 | HOUPARRHNHPELCN04_OLDD_FBHWPEE01 | 0.75 | HOUPARRHNHPELCN04_OLDD | HOUPARRHNBHWPEE01_OLDD | BHWPEE01 | HPELCN04 | PAR_OLDD | BHWPEE01_HPELCN04 | 6 | 0 | 1 | New
HOUPARRHNHPELCN04_OLDD_FBHWPEE01_D17 | Residential heating technology - Heat pump, Ground source - single-family house - existing building - distributed level 0.17 | HOUELC, HOUAMB | HOUPARRHN_OLDD_DMD | MKr20 | 2025 | 12.3015 | 0.1816 | 0.26067 | [5 empty] | PAR | D | OLD | 3.8362 |  | RHNHPELC | 1 | 0.16667 | HOUPARRHNHPELCN04_OLDD_FBHWPEE01 | 0.75 | HOUPARRHNHPELCN04_OLDD | HOUPARRHNBHWPEE01_OLDD | BHWPEE01 | HPELCN04 | PAR_OLDD | BHWPEE01_HPELCN04 | 6 | 0 | 1 | New
HOUPARRHNHPELCN04_OLDD_FBHWPEE01_D17 | Residential heating technology - Heat pump, Ground source - single-family house - existing building - distributed level 0.17 | HOUELC, HOUAMB | HOUPARRHN_OLDD_DMD | MKr20 | 2030 | 11.654 | 0.17867 | 0.25353 | [5 empty] | PAR | D | OLD | 3.9443 |  | RHNHPELC | 1 | 0.16667 | HOUPARRHNHPELCN04_OLDD_FBHWPEE01 | 0.75 | HOUPARRHNHPELCN04_OLDD | HOUPARRHNBHWPEE01_OLDD | BHWPEE01 | HPELCN04 | PAR_OLDD | BHWPEE01_HPELCN04 | 6 | 0 | 1 | New
HOUPARRHNHPELCN04_OLDD_FBHWPEE01_D17 | Residential heating technology - Heat pump, Ground source - single-family house - existing building - distributed level 0.17 | HOUELC, HOUAMB | HOUPARRHN_OLDD_DMD | MKr20 | 2040 | 11.0713 | 0.17323 | 0.24353 | [5 empty] | PAR | D | OLD | 4.1064 |  | RHNHPELC | 1 | 0.16667 | HOUPARRHNHPELCN04_OLDD_FBHWPEE01 | 0.75 | HOUPARRHNHPELCN04_OLDD | HOUPARRHNBHWPEE01_OLDD | BHWPEE01 | HPELCN04 | PAR_OLDD | BHWPEE01_HPELCN04 | 6 | 0 | 1 | New
HOUPARRHNHPELCN04_OLDD_FBHWPEE01_D17 | Residential heating technology - Heat pump, Ground source - single-family house - existing building - distributed level 0.17 | HOUELC, HOUAMB | HOUPARRHN_OLDD_DMD | MKr20 | 2050 | 10.4886 | 0.1678 | 0.24036 | [5 empty] | PAR | D | OLD | 4.1604 |  | RHNHPELC | 1 | 0.16667 | HOUPARRHNHPELCN04_OLDD_FBHWPEE01 | 0.75 | HOUPARRHNHPELCN04_OLDD | HOUPARRHNBHWPEE01_OLDD | BHWPEE01 | HPELCN04 | PAR_OLDD | BHWPEE01_HPELCN04 | 6 | 0 | 1 | New
HOUPARRHNHPELCN03_OLDD_FBHWPEE01_D17 | Residential heating technology - Heat pump, Air-to-water - single-family house - existing building - distributed level 0.17 | HOUELC, HOUAMB | HOUPARRHN_OLDD_DMD | MKr20 | 2020 | 9.7776 | 0.27799 | 0.29378 | [5 empty] | PAR | D | OLD | 3.4039 |  | RHNHPELC | 1 | 0.16667 | HOUPARRHNHPELCN03_OLDD_FBHWPEE01 | 0.75 | HOUPARRHNHPELCN03_OLDD | HOUPARRHNBHWPEE01_OLDD | BHWPEE01 | HPELCN03 | PAR_OLDD | BHWPEE01_HPELCN03 | 6 | 0 | 1 | New
HOUPARRHNHPELCN03_OLDD_FBHWPEE01_D17 | Residential heating technology - Heat pump, Air-to-water - single-family house - existing building - distributed level 0.17 | HOUELC, HOUAMB | HOUPARRHN_OLDD_DMD | MKr20 | 2025 | 9.0187 | 0.20317 | 0.28042 | [5 empty] | PAR | D | OLD | 3.566 |  | RHNHPELC | 1 | 0.16667 | HOUPARRHNHPELCN03_OLDD_FBHWPEE01 | 0.75 | HOUPARRHNHPELCN03_OLDD | HOUPARRHNBHWPEE01_OLDD | BHWPEE01 | HPELCN03 | PAR_OLDD | BHWPEE01_HPELCN03 | 6 | 0 | 1 | New
HOUPARRHNHPELCN03_OLDD_FBHWPEE01_D17 | Residential heating technology - Heat pump, Air-to-water - single-family house - existing building - distributed level 0.17 | HOUELC, HOUAMB | HOUPARRHN_OLDD_DMD | MKr20 | 2030 | 8.2599 | 0.20024 | 0.26823 | [5 empty] | PAR | D | OLD | 3.7281 |  | RHNHPELC | 1 | 0.16667 | HOUPARRHNHPELCN03_OLDD_FBHWPEE01 | 0.75 | HOUPARRHNHPELCN03_OLDD | HOUPARRHNBHWPEE01_OLDD | BHWPEE01 | HPELCN03 | PAR_OLDD | BHWPEE01_HPELCN03 | 6 | 0 | 1 | New
HOUPARRHNHPELCN03_OLDD_FBHWPEE01_D17 | Residential heating technology - Heat pump, Air-to-water - single-family house - existing building - distributed level 0.17 | HOUELC, HOUAMB | HOUPARRHN_OLDD_DMD | MKr20 | 2040 | 7.6444 | 0.1948 | 0.25705 | [5 empty] | PAR | D | OLD | 3.8902 |  | RHNHPELC | 1 | 0.16667 | HOUPARRHNHPELCN03_OLDD_FBHWPEE01 | 0.75 | HOUPARRHNHPELCN03_OLDD | HOUPARRHNBHWPEE01_OLDD | BHWPEE01 | HPELCN03 | PAR_OLDD | BHWPEE01_HPELCN03 | 6 | 0 | 1 | New
HOUPARRHNHPELCN03_OLDD_FBHWPEE01_D17 | Residential heating technology - Heat pump, Air-to-water - single-family house - existing building - distributed level 0.17 | HOUELC, HOUAMB | HOUPARRHN_OLDD_DMD | MKr20 | 2050 | 7.029 | 0.18937 | 0.25011 | [5 empty] | PAR | D | OLD | 3.9983 |  | RHNHPELC | 1 | 0.16667 | HOUPARRHNHPELCN03_OLDD_FBHWPEE01 | 0.75 | HOUPARRHNHPELCN03_OLDD | HOUPARRHNBHWPEE01_OLDD | BHWPEE01 | HPELCN03 | PAR_OLDD | BHWPEE01_HPELCN03 | 6 | 0 | 1 | New
HOUPARRHNHPELCN02_OLDD_FBHWPEE01_D17 | Residential heating technology - Heat pump, Air-to-air - single-family house - existing building - distributed level 0.17 | HOUELC, HOUAMB | HOUPARRHN_OLDD_DMD | MKr20 | 2020 | 1.7956 | 0.14453 | 0.1908 | [5 empty] | PAR | D | OLD | 5.241 |  | RHNHPELC | 1 | 0.16667 | HOUPARRHNHPELCN02_OLDD_FBHWPEE01 | 0.75 | HOUPARRHNHPELCN02_OLDD | HOUPARRHNBHWPEE01_OLDD | BHWPEE01 | HPELCN02 | PAR_OLDD | BHWPEE01_HPELCN02 | 5 | 0 | 1.1 | Unlikely
HOUPARRHNHPELCN02_OLDD_FBHWPEE01_D17 | Residential heating technology - Heat pump, Air-to-air - single-family house - existing building - distributed level 0.17 | HOUELC, HOUAMB | HOUPARRHN_OLDD_DMD | MKr20 | 2025 | 1.7517 | 0.098193 | 0.18145 | [5 empty] | PAR | D | OLD | 5.5112 |  | RHNHPELC | 1 | 0.16667 | HOUPARRHNHPELCN02_OLDD_FBHWPEE01 | 0.75 | HOUPARRHNHPELCN02_OLDD | HOUPARRHNBHWPEE01_OLDD | BHWPEE01 | HPELCN02 | PAR_OLDD | BHWPEE01_HPELCN02 | 5 | 0 | 1.1 | Unlikely
HOUPARRHNHPELCN02_OLDD_FBHWPEE01_D17 | Residential heating technology - Heat pump, Air-to-air - single-family house - existing building - distributed level 0.17 | HOUELC, HOUAMB | HOUPARRHN_OLDD_DMD | MKr20 | 2030 | 1.7078 | 0.096379 | 0.1746 | [5 empty] | PAR | D | OLD | 5.7273 |  | RHNHPELC | 1 | 0.16667 | HOUPARRHNHPELCN02_OLDD_FBHWPEE01 | 0.75 | HOUPARRHNHPELCN02_OLDD | HOUPARRHNBHWPEE01_OLDD | BHWPEE01 | HPELCN02 | PAR_OLDD | BHWPEE01_HPELCN02 | 5 | 0 | 1.1 | Unlikely
HOUPARRHNHPELCN02_OLDD_FBHWPEE01_D17 | Residential heating technology - Heat pump, Air-to-air - single-family house - existing building - distributed level 0.17 | HOUELC, HOUAMB | HOUPARRHN_OLDD_DMD | MKr20 | 2040 | 1.6264 | 0.093013 | 0.16825 | [5 empty] | PAR | D | OLD | 5.9434 |  | RHNHPELC | 1 | 0.16667 | HOUPARRHNHPELCN02_OLDD_FBHWPEE01 | 0.75 | HOUPARRHNHPELCN02_OLDD | HOUPARRHNBHWPEE01_OLDD | BHWPEE01 | HPELCN02 | PAR_OLDD | BHWPEE01_HPELCN02 | 5 | 0 | 1.1 | Unlikely
HOUPARRHNHPELCN02_OLDD_FBHWPEE01_D17 | Residential heating technology - Heat pump, Air-to-air - single-family house - existing building - distributed level 0.17 | HOUELC, HOUAMB | HOUPARRHN_OLDD_DMD | MKr20 | 2050 | 1.5449 | 0.089647 | 0.16525 | [5 empty] | PAR | D | OLD | 6.0515 |  | RHNHPELC | 1 | 0.16667 | HOUPARRHNHPELCN02_OLDD_FBHWPEE01 | 0.75 | HOUPARRHNHPELCN02_OLDD | HOUPARRHNBHWPEE01_OLDD | BHWPEE01 | HPELCN02 | PAR_OLDD | BHWPEE01_HPELCN02 | 5 | 0 | 1.1 | Unlikely
HOUPARRHNDIELCN06_OLDD_FBHWPEE01_D17 | Residential heating technology - Electric heating - electric panel from Bauhaus - single-family house - new building - distributed level 0.17 | HOUELC | HOUPARRHN_OLDD_DMD | MKr20 | 2020 | 0.50745 | 0 | [6 empty] | PAR | D | OLD |  |  | RHNDIELC | 1 | 0.16667 | HOUPARRHNDIELCN06_OLDD_FBHWPEE01 | 0.75 | HOUPARRHNDIELCN06_OLDD | HOUPARRHNBHWPEE01_OLDD | BHWPEE01 | DIELCN06 | PAR_OLDD | BHWPEE01_DIELCN06 | 5 | 0 | 1.1 | Unlikely
HOUPARRHNDIELCN06_OLDD_FBHWPEE01_D17 | Residential heating technology - Electric heating - electric panel from Bauhaus - single-family house - new building - distributed level 0.17 | HOUELC | HOUPARRHN_OLDD_DMD | MKr20 | 2025 | 0.50745 | 0 | [6 empty] | PAR | D | OLD |  |  | RHNDIELC | 1 | 0.16667 | HOUPARRHNDIELCN06_OLDD_FBHWPEE01 | 0.75 | HOUPARRHNDIELCN06_OLDD | HOUPARRHNBHWPEE01_OLDD | BHWPEE01 | DIELCN06 | PAR_OLDD | BHWPEE01_DIELCN06 | 5 | 0 | 1.1 | Unlikely
HOUPARRHNDIELCN06_OLDD_FBHWPEE01_D17 | Residential heating technology - Electric heating - electric panel from Bauhaus - single-family house - new building - distributed level 0.17 | HOUELC | HOUPARRHN_OLDD_DMD | MKr20 | 2030 | 0.50745 | 0 | [6 empty] | PAR | D | OLD |  |  | RHNDIELC | 1 | 0.16667 | HOUPARRHNDIELCN06_OLDD_FBHWPEE01 | 0.75 | HOUPARRHNDIELCN06_OLDD | HOUPARRHNBHWPEE01_OLDD | BHWPEE01 | DIELCN06 | PAR_OLDD | BHWPEE01_DIELCN06 | 5 | 0 | 1.1 | Unlikely
HOUPARRHNDIELCN06_OLDD_FBHWPEE01_D17 | Residential heating technology - Electric heating - electric panel from Bauhaus - single-family house - new building - distributed level 0.17 | HOUELC | HOUPARRHN_OLDD_DMD | MKr20 | 2040 | 0.50745 | 0 | [6 empty] | PAR | D | OLD |  |  | RHNDIELC | 1 | 0.16667 | HOUPARRHNDIELCN06_OLDD_FBHWPEE01 | 0.75 | HOUPARRHNDIELCN06_OLDD | HOUPARRHNBHWPEE01_OLDD | BHWPEE01 | DIELCN06 | PAR_OLDD | BHWPEE01_DIELCN06 | 5 | 0 | 1.1 | Unlikely
HOUPARRHNDIELCN06_OLDD_FBHWPEE01_D17 | Residential heating technology - Electric heating - electric panel from Bauhaus - single-family house - new building - distributed level 0.17 | HOUELC | HOUPARRHN_OLDD_DMD | MKr20 | 2050 | 0.50745 | 0 | [6 empty] | PAR | D | OLD |  |  | RHNDIELC | 1 | 0.16667 | HOUPARRHNDIELCN06_OLDD_FBHWPEE01 | 0.75 | HOUPARRHNDIELCN06_OLDD | HOUPARRHNBHWPEE01_OLDD | BHWPEE01 | DIELCN06 | PAR_OLDD | BHWPEE01_DIELCN06 | 5 | 0 | 1.1 | Unlikely
HOUPARRHNDIELCN01_OLDD_FBHWPEE01_D17 | Residential heating technology - Electric heating - single-family house - new building - distributed level 0.17 | HOUELC | HOUPARRHN_OLDD_DMD | MKr20 | 2020 | 6.1657 | 0.04999 | [6 empty] | PAR | D | OLD |  |  | RHNDIELC | 1 | 0.16667 | HOUPARRHNDIELCN01_OLDD_FBHWPEE01 | 0.75 | HOUPARRHNDIELCN01_OLDD | HOUPARRHNBHWPEE01_OLDD | BHWPEE01 | DIELCN01 | PAR_OLDD | BHWPEE01_DIELCN01 | 5 | 0 | 1.1 | Unlikely
HOUPARRHNDIELCN01_OLDD_FBHWPEE01_D17 | Residential heating technology - Electric heating - single-family house - new building - distributed level 0.17 | HOUELC | HOUPARRHN_OLDD_DMD | MKr20 | 2025 | 6.0131 | 0.04999 | [6 empty] | PAR | D | OLD |  |  | RHNDIELC | 1 | 0.16667 | HOUPARRHNDIELCN01_OLDD_FBHWPEE01 | 0.75 | HOUPARRHNDIELCN01_OLDD | HOUPARRHNBHWPEE01_OLDD | BHWPEE01 | DIELCN01 | PAR_OLDD | BHWPEE01_DIELCN01 | 5 | 0 | 1.1 | Unlikely
HOUPARRHNDIELCN01_OLDD_FBHWPEE01_D17 | Residential heating technology - Electric heating - single-family house - new building - distributed level 0.17 | HOUELC | HOUPARRHN_OLDD_DMD | MKr20 | 2030 | 5.8642 | 0.047907 | [6 empty] | PAR | D | OLD |  |  | RHNDIELC | 1 | 0.16667 | HOUPARRHNDIELCN01_OLDD_FBHWPEE01 | 0.75 | HOUPARRHNDIELCN01_OLDD | HOUPARRHNBHWPEE01_OLDD | BHWPEE01 | DIELCN01 | PAR_OLDD | BHWPEE01_DIELCN01 | 5 | 0 | 1.1 | Unlikely
HOUPARRHNDIELCN01_OLDD_FBHWPEE01_D17 | Residential heating technology - Electric heating - single-family house - new building - distributed level 0.17 | HOUELC | HOUPARRHN_OLDD_DMD | MKr20 | 2040 | 5.5775 | 0.045824 | [6 empty] | PAR | D | OLD |  |  | RHNDIELC | 1 | 0.16667 | HOUPARRHNDIELCN01_OLDD_FBHWPEE01 | 0.75 | HOUPARRHNDIELCN01_OLDD | HOUPARRHNBHWPEE01_OLDD | BHWPEE01 | DIELCN01 | PAR_OLDD | BHWPEE01_DIELCN01 | 5 | 0 | 1.1 | Unlikely
HOUPARRHNDIELCN01_OLDD_FBHWPEE01_D17 | Residential heating technology - Electric heating - single-family house - new building - distributed level 0.17 | HOUELC | HOUPARRHN_OLDD_DMD | MKr20 | 2050 | 5.3049 | 0.043741 | [6 empty] | PAR | D | OLD |  |  | RHNDIELC | 1 | 0.16667 | HOUPARRHNDIELCN01_OLDD_FBHWPEE01 | 0.75 | HOUPARRHNDIELCN01_OLDD | HOUPARRHNBHWPEE01_OLDD | BHWPEE01 | DIELCN01 | PAR_OLDD | BHWPEE01_DIELCN01 | 5 | 0 | 1.1 | Unlikely
HOUPARRHNBHWPEN01_OLDD_FBHWPEE01_D17 | Residential heating technology - Biomass boiler, automatic stoking , wood pellets or wood chips - single-family house - existing building - distributed level 0.17 | HOUWPE | HOUPARRHN_OLDD_DMD | MKr20 | 2020 | 2.7357 | 0.23379 |  | 25 | 14 | 70 | 2 | 4 | PAR | D | OLD |  |  | RHNBHWPE | 1 | 0.16667 | HOUPARRHNBHWPEN01_OLDD_FBHWPEE01 | 0.75 | HOUPARRHNBHWPEN01_OLDD | HOUPARRHNBHWPEE01_OLDD | BHWPEE01 | BHWPEN01 | PAR_OLDD | BHWPEE01_BHWPEN01 | 2 | 0 | 0.9 | Same
HOUPARRHNBHWPEN01_OLDD_FBHWPEE01_D17 | Residential heating technology - Biomass boiler, automatic stoking , wood pellets or wood chips - single-family house - existing building - distributed level 0.17 | HOUWPE | HOUPARRHN_OLDD_DMD | MKr20 | 2025 | 2.668 | 0.22975 |  | 25 | 14 | 60 | 2 | 4 | PAR | D | OLD |  |  | RHNBHWPE | 1 | 0.16667 | HOUPARRHNBHWPEN01_OLDD_FBHWPEE01 | 0.75 | HOUPARRHNBHWPEN01_OLDD | HOUPARRHNBHWPEE01_OLDD | BHWPEE01 | BHWPEN01 | PAR_OLDD | BHWPEE01_BHWPEN01 | 2 | 0 | 0.9 | Same
HOUPARRHNBHWPEN01_OLDD_FBHWPEE01_D17 | Residential heating technology - Biomass boiler, automatic stoking , wood pellets or wood chips - single-family house - existing building - distributed level 0.17 | HOUWPE | HOUPARRHN_OLDD_DMD | MKr20 | 2030 | 2.602 | 0.22668 |  | 25 | 11 | 50 | 1 | 4 | PAR | D | OLD |  |  | RHNBHWPE | 1 | 0.16667 | HOUPARRHNBHWPEN01_OLDD_FBHWPEE01 | 0.75 | HOUPARRHNBHWPEN01_OLDD | HOUPARRHNBHWPEE01_OLDD | BHWPEE01 | BHWPEN01 | PAR_OLDD | BHWPEE01_BHWPEN01 | 2 | 0 | 0.9 | Same
HOUPARRHNBHWPEN01_OLDD_FBHWPEE01_D17 | Residential heating technology - Biomass boiler, automatic stoking , wood pellets or wood chips - single-family house - existing building - distributed level 0.17 | HOUWPE | HOUPARRHN_OLDD_DMD | MKr20 | 2040 | 2.4748 | 0.21665 |  | 25 | 9 | 45 | 1 | 4 | PAR | D | OLD |  |  | RHNBHWPE | 1 | 0.16667 | HOUPARRHNBHWPEN01_OLDD_FBHWPEE01 | 0.75 | HOUPARRHNBHWPEN01_OLDD | HOUPARRHNBHWPEE01_OLDD | BHWPEE01 | BHWPEN01 | PAR_OLDD | BHWPEE01_BHWPEN01 | 2 | 0 | 0.9 | Same
HOUPARRHNBHWPEN01_OLDD_FBHWPEE01_D17 | Residential heating technology - Biomass boiler, automatic stoking , wood pellets or wood chips - single-family house - existing building - distributed level 0.17 | HOUWPE | HOUPARRHN_OLDD_DMD | MKr20 | 2050 | 2.9422 | 0.25883 |  | 25 | 9 | 40 | 0 | 4 | PAR | D | OLD |  |  | RHNBHWPE | 1 | 0.16667 | HOUPARRHNBHWPEN01_OLDD_FBHWPEE01 | 0.75 | HOUPARRHNBHWPEN01_OLDD | HOUPARRHNBHWPEE01_OLDD | BHWPEE01 | BHWPEN01 | PAR_OLDD | BHWPEE01_BHWPEN01 | 2 | 0 | 0.9 | Same
HOUPARRHNBHSOLN01_OLDD_FBHWPEE01_D17 | Residential heating technology - Solar heating system - single-family house - existing building - distributed level 0.17 | HOUSOL | HOUPARRHN_OLDD_DMD | MKr20 | 2020 | 6.7755 | 0.078035 | [6 empty] | PAR | D | OLD |  |  | RHNBHSOL | 1 | 0.16667 | HOUPARRHNBHSOLN01_OLDD_FBHWPEE01 | 0.75 | HOUPARRHNBHSOLN01_OLDD | HOUPARRHNBHWPEE01_OLDD | BHWPEE01 | BHSOLN01 | PAR_OLDD | BHWPEE01_BHSOLN01 | 5 | 0 | 1.1 | Unlikely
HOUPARRHNBHSOLN01_OLDD_FBHWPEE01_D17 | Residential heating technology - Solar heating system - single-family house - existing building - distributed level 0.17 | HOUSOL | HOUPARRHN_OLDD_DMD | MKr20 | 2025 | 6.6078 | 0.073274 | [6 empty] | PAR | D | OLD |  |  | RHNBHSOL | 1 | 0.16667 | HOUPARRHNBHSOLN01_OLDD_FBHWPEE01 | 0.75 | HOUPARRHNBHSOLN01_OLDD | HOUPARRHNBHWPEE01_OLDD | BHWPEE01 | BHSOLN01 | PAR_OLDD | BHWPEE01_BHSOLN01 | 5 | 0 | 1.1 | Unlikely
HOUPARRHNBHSOLN01_OLDD_FBHWPEE01_D17 | Residential heating technology - Solar heating system - single-family house - existing building - distributed level 0.17 | HOUSOL | HOUPARRHN_OLDD_DMD | MKr20 | 2030 | 6.4442 | 0.071489 | [6 empty] | PAR | D | OLD |  |  | RHNBHSOL | 1 | 0.16667 | HOUPARRHNBHSOLN01_OLDD_FBHWPEE01 | 0.75 | HOUPARRHNBHSOLN01_OLDD | HOUPARRHNBHWPEE01_OLDD | BHWPEE01 | BHSOLN01 | PAR_OLDD | BHWPEE01_BHSOLN01 | 5 | 0 | 1.1 | Unlikely
HOUPARRHNBHSOLN01_OLDD_FBHWPEE01_D17 | Residential heating technology - Solar heating system - single-family house - existing building - distributed level 0.17 | HOUSOL | HOUPARRHN_OLDD_DMD | MKr20 | 2040 | 6.1292 | 0.067621 | [6 empty] | PAR | D | OLD |  |  | RHNBHSOL | 1 | 0.16667 | HOUPARRHNBHSOLN01_OLDD_FBHWPEE01 | 0.75 | HOUPARRHNBHSOLN01_OLDD | HOUPARRHNBHWPEE01_OLDD | BHWPEE01 | BHSOLN01 | PAR_OLDD | BHWPEE01_BHSOLN01 | 5 | 0 | 1.1 | Unlikely
HOUPARRHNBHSOLN01_OLDD_FBHWPEE01_D17 | Residential heating technology - Solar heating system - single-family house - existing building - distributed level 0.17 | HOUSOL | HOUPARRHN_OLDD_DMD | MKr20 | 2050 | 5.8295 | 0.063752 | [6 empty] | PAR | D | OLD |  |  | RHNBHSOL | 1 | 0.16667 | HOUPARRHNBHSOLN01_OLDD_FBHWPEE01 | 0.75 | HOUPARRHNBHSOLN01_OLDD | HOUPARRHNBHWPEE01_OLDD | BHWPEE01 | BHSOLN01 | PAR_OLDD | BHWPEE01_BHSOLN01 | 5 | 0 | 1.1 | Unlikely
HOUPARRHNBHDHDN03_OLDD_FBHWPEE01_D17 | Residential heating technology - Direct district heating substation - plus connection pipe - single-family house - existing building - distributed level 0.17 | HOUDHD | HOUPARRHN_OLDD_DMD | MKr20 | 2020 | 2.1747 | 0.025391 | [6 empty] | PAR | D | OLD |  |  | RHNBHDHD | 1 | 0.16667 | HOUPARRHNBHDHDN03_OLDD_FBHWPEE01 | 0.75 | HOUPARRHNBHDHDN03_OLDD | HOUPARRHNBHWPEE01_OLDD | BHWPEE01 | BHDHDN03 | PAR_OLDD | BHWPEE01_BHDHDN03 | 6 | 0 | 1 | New
HOUPARRHNBHDHDN03_OLDD_FBHWPEE01_D17 | Residential heating technology - Direct district heating substation - plus connection pipe - single-family house - existing building - distributed level 0.17 | HOUDHD | HOUPARRHN_OLDD_DMD | MKr20 | 2025 | 2.1494 | 0.025203 | [6 empty] | PAR | D | OLD |  |  | RHNBHDHD | 1 | 0.16667 | HOUPARRHNBHDHDN03_OLDD_FBHWPEE01 | 0.75 | HOUPARRHNBHDHDN03_OLDD | HOUPARRHNBHWPEE01_OLDD | BHWPEE01 | BHDHDN03 | PAR_OLDD | BHWPEE01_BHDHDN03 | 6 | 0 | 1 | New
HOUPARRHNBHDHDN03_OLDD_FBHWPEE01_D17 | Residential heating technology - Direct district heating substation - plus connection pipe - single-family house - existing building - distributed level 0.17 | HOUDHD | HOUPARRHN_OLDD_DMD | MKr20 | 2030 | 2.1284 | 0.024753 | [6 empty] | PAR | D | OLD |  |  | RHNBHDHD | 1 | 0.16667 | HOUPARRHNBHDHDN03_OLDD_FBHWPEE01 | 0.75 | HOUPARRHNBHDHDN03_OLDD | HOUPARRHNBHWPEE01_OLDD | BHWPEE01 | BHDHDN03 | PAR_OLDD | BHWPEE01_BHDHDN03 | 6 | 0 | 1 | New
HOUPARRHNBHDHDN03_OLDD_FBHWPEE01_D17 | Residential heating technology - Direct district heating substation - plus connection pipe - single-family house - existing building - distributed level 0.17 | HOUDHD | HOUPARRHN_OLDD_DMD | MKr20 | 2040 | 2.0905 | 0.023687 | [6 empty] | PAR | D | OLD |  |  | RHNBHDHD | 1 | 0.16667 | HOUPARRHNBHDHDN03_OLDD_FBHWPEE01 | 0.75 | HOUPARRHNBHDHDN03_OLDD | HOUPARRHNBHWPEE01_OLDD | BHWPEE01 | BHDHDN03 | PAR_OLDD | BHWPEE01_BHDHDN03 | 6 | 0 | 1 | New
HOUPARRHNBHDHDN03_OLDD_FBHWPEE01_D17 | Residential heating technology - Direct district heating substation - plus connection pipe - single-family house - existing building - distributed level 0.17 | HOUDHD | HOUPARRHN_OLDD_DMD | MKr20 | 2050 | 2.0485 | 0.022136 | [6 empty] | PAR | D | OLD |  |  | RHNBHDHD | 1 | 0.16667 | HOUPARRHNBHDHDN03_OLDD_FBHWPEE01 | 0.75 | HOUPARRHNBHDHDN03_OLDD | HOUPARRHNBHWPEE01_OLDD | BHWPEE01 | BHDHDN03 | PAR_OLDD | BHWPEE01_BHDHDN03 | 6 | 0 | 1 | New
HOUPARRHNHPELCN07_OLDI_FBHWPEE01_D17 | Residential heating technology - Heat pump, Air-to-water, low-price product - single-family house - existing building - distributed level 0.17 | HOUELC, HOUAMB | HOUPARRHN_OLDI_DMD | MKr20 | 2020 | 7.6735 | 0.32113 | 0.30847 | [5 empty] | PAR | I | OLD | 3.2419 |  | RHNHPELC | 1 | 0.16667 | HOUPARRHNHPELCN07_OLDI_FBHWPEE01 | 0.75 | HOUPARRHNHPELCN07_OLDI | HOUPARRHNBHWPEE01_OLDI | BHWPEE01 | HPELCN07 | PAR_OLDI | BHWPEE01_HPELCN07 | 6 | 0 | 1 | New
HOUPARRHNHPELCN07_OLDI_FBHWPEE01_D17 | Residential heating technology - Heat pump, Air-to-water, low-price product - single-family house - existing building - distributed level 0.17 | HOUELC, HOUAMB | HOUPARRHN_OLDI_DMD | MKr20 | 2025 | 7.0198 | 0.2463 | 0.29378 | [5 empty] | PAR | I | OLD | 3.4039 |  | RHNHPELC | 1 | 0.16667 | HOUPARRHNHPELCN07_OLDI_FBHWPEE01 | 0.75 | HOUPARRHNHPELCN07_OLDI | HOUPARRHNBHWPEE01_OLDI | BHWPEE01 | HPELCN07 | PAR_OLDI | BHWPEE01_HPELCN07 | 6 | 0 | 1 | New
HOUPARRHNHPELCN07_OLDI_FBHWPEE01_D17 | Residential heating technology - Heat pump, Air-to-water, low-price product - single-family house - existing building - distributed level 0.17 | HOUELC, HOUAMB | HOUPARRHN_OLDI_DMD | MKr20 | 2030 | 6.3662 | 0.24337 | 0.28042 | [5 empty] | PAR | I | OLD | 3.566 |  | RHNHPELC | 1 | 0.16667 | HOUPARRHNHPELCN07_OLDI_FBHWPEE01 | 0.75 | HOUPARRHNHPELCN07_OLDI | HOUPARRHNBHWPEE01_OLDI | BHWPEE01 | HPELCN07 | PAR_OLDI | BHWPEE01_HPELCN07 | 6 | 0 | 1 | New
HOUPARRHNHPELCN07_OLDI_FBHWPEE01_D17 | Residential heating technology - Heat pump, Air-to-water, low-price product - single-family house - existing building - distributed level 0.17 | HOUELC, HOUAMB | HOUPARRHN_OLDI_DMD | MKr20 | 2040 | 5.8454 | 0.23794 | 0.26823 | [5 empty] | PAR | I | OLD | 3.7281 |  | RHNHPELC | 1 | 0.16667 | HOUPARRHNHPELCN07_OLDI_FBHWPEE01 | 0.75 | HOUPARRHNHPELCN07_OLDI | HOUPARRHNBHWPEE01_OLDI | BHWPEE01 | HPELCN07 | PAR_OLDI | BHWPEE01_HPELCN07 | 6 | 0 | 1 | New
HOUPARRHNHPELCN07_OLDI_FBHWPEE01_D17 | Residential heating technology - Heat pump, Air-to-water, low-price product - single-family house - existing building - distributed level 0.17 | HOUELC, HOUAMB | HOUPARRHN_OLDI_DMD | MKr20 | 2050 | 5.3246 | 0.2325 | 0.26067 | [5 empty] | PAR | I | OLD | 3.8362 |  | RHNHPELC | 1 | 0.16667 | HOUPARRHNHPELCN07_OLDI_FBHWPEE01 | 0.75 | HOUPARRHNHPELCN07_OLDI | HOUPARRHNBHWPEE01_OLDI | BHWPEE01 | HPELCN07 | PAR_OLDI | BHWPEE01_HPELCN07 | 6 | 0 | 1 | New
HOUPARRHNHPELCN05_OLDI_FBHWPEE01_D17 | Residential heating technology - Heat pump, Air-to-water - leasing - single-family house - existing building - distributed level 0.17 | HOUELC, HOUAMB | HOUPARRHN_OLDI_DMD | MKr20 | 2020 | 4.8888 | 0.88909 | 0.29378 | [5 empty] | PAR | I | OLD | 3.4039 |  | RHNHPELC | 1 | 0.16667 | HOUPARRHNHPELCN05_OLDI_FBHWPEE01 | 0.75 | HOUPARRHNHPELCN05_OLDI | HOUPARRHNBHWPEE01_OLDI | BHWPEE01 | HPELCN05 | PAR_OLDI | BHWPEE01_HPELCN05 | 6 | 0 | 1 | New
HOUPARRHNHPELCN05_OLDI_FBHWPEE01_D17 | Residential heating technology - Heat pump, Air-to-water - leasing - single-family house - existing building - distributed level 0.17 | HOUELC, HOUAMB | HOUPARRHN_OLDI_DMD | MKr20 | 2025 | 4.5094 | 0.76684 | 0.28042 | [5 empty] | PAR | I | OLD | 3.566 |  | RHNHPELC | 1 | 0.16667 | HOUPARRHNHPELCN05_OLDI_FBHWPEE01 | 0.75 | HOUPARRHNHPELCN05_OLDI | HOUPARRHNBHWPEE01_OLDI | BHWPEE01 | HPELCN05 | PAR_OLDI | BHWPEE01_HPELCN05 | 6 | 0 | 1 | New
HOUPARRHNHPELCN05_OLDI_FBHWPEE01_D17 | Residential heating technology - Heat pump, Air-to-water - leasing - single-family house - existing building - distributed level 0.17 | HOUELC, HOUAMB | HOUPARRHN_OLDI_DMD | MKr20 | 2030 | 4.1299 | 0.71648 | 0.26823 | [5 empty] | PAR | I | OLD | 3.7281 |  | RHNHPELC | 1 | 0.16667 | HOUPARRHNHPELCN05_OLDI_FBHWPEE01 | 0.75 | HOUPARRHNHPELCN05_OLDI | HOUPARRHNBHWPEE01_OLDI | BHWPEE01 | HPELCN05 | PAR_OLDI | BHWPEE01_HPELCN05 | 6 | 0 | 1 | New
HOUPARRHNHPELCN05_OLDI_FBHWPEE01_D17 | Residential heating technology - Heat pump, Air-to-water - leasing - single-family house - existing building - distributed level 0.17 | HOUELC, HOUAMB | HOUPARRHN_OLDI_DMD | MKr20 | 2040 | 3.8222 | 0.67258 | 0.25705 | [5 empty] | PAR | I | OLD | 3.8902 |  | RHNHPELC | 1 | 0.16667 | HOUPARRHNHPELCN05_OLDI_FBHWPEE01 | 0.75 | HOUPARRHNHPELCN05_OLDI | HOUPARRHNBHWPEE01_OLDI | BHWPEE01 | HPELCN05 | PAR_OLDI | BHWPEE01_HPELCN05 | 6 | 0 | 1 | New
HOUPARRHNHPELCN05_OLDI_FBHWPEE01_D17 | Residential heating technology - Heat pump, Air-to-water - leasing - single-family house - existing building - distributed level 0.17 | HOUELC, HOUAMB | HOUPARRHN_OLDI_DMD | MKr20 | 2050 | 3.5145 | 0.62868 | 0.25011 | [5 empty] | PAR | I | OLD | 3.9983 |  | RHNHPELC | 1 | 0.16667 | HOUPARRHNHPELCN05_OLDI_FBHWPEE01 | 0.75 | HOUPARRHNHPELCN05_OLDI | HOUPARRHNBHWPEE01_OLDI | BHWPEE01 | HPELCN05 | PAR_OLDI | BHWPEE01_HPELCN05 | 6 | 0 | 1 | New
HOUPARRHNHPELCN04_OLDI_FBHWPEE01_D17 | Residential heating technology - Heat pump, Ground source - single-family house - existing building - distributed level 0.17 | HOUELC, HOUAMB | HOUPARRHN_OLDI_DMD | MKr20 | 2020 | 12.9489 | 0.25642 | 0.26823 | [5 empty] | PAR | I | OLD | 3.7281 |  | RHNHPELC | 1 | 0.16667 | HOUPARRHNHPELCN04_OLDI_FBHWPEE01 | 0.75 | HOUPARRHNHPELCN04_OLDI | HOUPARRHNBHWPEE01_OLDI | BHWPEE01 | HPELCN04 | PAR_OLDI | BHWPEE01_HPELCN04 | 6 | 0 | 1 | New
HOUPARRHNHPELCN04_OLDI_FBHWPEE01_D17 | Residential heating technology - Heat pump, Ground source - single-family house - existing building - distributed level 0.17 | HOUELC, HOUAMB | HOUPARRHN_OLDI_DMD | MKr20 | 2025 | 12.3015 | 0.1816 | 0.26067 | [5 empty] | PAR | I | OLD | 3.8362 |  | RHNHPELC | 1 | 0.16667 | HOUPARRHNHPELCN04_OLDI_FBHWPEE01 | 0.75 | HOUPARRHNHPELCN04_OLDI | HOUPARRHNBHWPEE01_OLDI | BHWPEE01 | HPELCN04 | PAR_OLDI | BHWPEE01_HPELCN04 | 6 | 0 | 1 | New
HOUPARRHNHPELCN04_OLDI_FBHWPEE01_D17 | Residential heating technology - Heat pump, Ground source - single-family house - existing building - distributed level 0.17 | HOUELC, HOUAMB | HOUPARRHN_OLDI_DMD | MKr20 | 2030 | 11.654 | 0.17867 | 0.25353 | [5 empty] | PAR | I | OLD | 3.9443 |  | RHNHPELC | 1 | 0.16667 | HOUPARRHNHPELCN04_OLDI_FBHWPEE01 | 0.75 | HOUPARRHNHPELCN04_OLDI | HOUPARRHNBHWPEE01_OLDI | BHWPEE01 | HPELCN04 | PAR_OLDI | BHWPEE01_HPELCN04 | 6 | 0 | 1 | New
HOUPARRHNHPELCN04_OLDI_FBHWPEE01_D17 | Residential heating technology - Heat pump, Ground source - single-family house - existing building - distributed level 0.17 | HOUELC, HOUAMB | HOUPARRHN_OLDI_DMD | MKr20 | 2040 | 11.0713 | 0.17323 | 0.24353 | [5 empty] | PAR | I | OLD | 4.1064 |  | RHNHPELC | 1 | 0.16667 | HOUPARRHNHPELCN04_OLDI_FBHWPEE01 | 0.75 | HOUPARRHNHPELCN04_OLDI | HOUPARRHNBHWPEE01_OLDI | BHWPEE01 | HPELCN04 | PAR_OLDI | BHWPEE01_HPELCN04 | 6 | 0 | 1 | New
HOUPARRHNHPELCN04_OLDI_FBHWPEE01_D17 | Residential heating technology - Heat pump, Ground source - single-family house - existing building - distributed level 0.17 | HOUELC, HOUAMB | HOUPARRHN_OLDI_DMD | MKr20 | 2050 | 10.4886 | 0.1678 | 0.24036 | [5 empty] | PAR | I | OLD | 4.1604 |  | RHNHPELC | 1 | 0.16667 | HOUPARRHNHPELCN04_OLDI_FBHWPEE01 | 0.75 | HOUPARRHNHPELCN04_OLDI | HOUPARRHNBHWPEE01_OLDI | BHWPEE01 | HPELCN04 | PAR_OLDI | BHWPEE01_HPELCN04 | 6 | 0 | 1 | New
HOUPARRHNHPELCN03_OLDI_FBHWPEE01_D17 | Residential heating technology - Heat pump, Air-to-water - single-family house - existing building - distributed level 0.17 | HOUELC, HOUAMB | HOUPARRHN_OLDI_DMD | MKr20 | 2020 | 9.7776 | 0.27799 | 0.29378 | [5 empty] | PAR | I | OLD | 3.4039 |  | RHNHPELC | 1 | 0.16667 | HOUPARRHNHPELCN03_OLDI_FBHWPEE01 | 0.75 | HOUPARRHNHPELCN03_OLDI | HOUPARRHNBHWPEE01_OLDI | BHWPEE01 | HPELCN03 | PAR_OLDI | BHWPEE01_HPELCN03 | 6 | 0 | 1 | New
HOUPARRHNHPELCN03_OLDI_FBHWPEE01_D17 | Residential heating technology - Heat pump, Air-to-water - single-family house - existing building - distributed level 0.17 | HOUELC, HOUAMB | HOUPARRHN_OLDI_DMD | MKr20 | 2025 | 9.0187 | 0.20317 | 0.28042 | [5 empty] | PAR | I | OLD | 3.566 |  | RHNHPELC | 1 | 0.16667 | HOUPARRHNHPELCN03_OLDI_FBHWPEE01 | 0.75 | HOUPARRHNHPELCN03_OLDI | HOUPARRHNBHWPEE01_OLDI | BHWPEE01 | HPELCN03 | PAR_OLDI | BHWPEE01_HPELCN03 | 6 | 0 | 1 | New
HOUPARRHNHPELCN03_OLDI_FBHWPEE01_D17 | Residential heating technology - Heat pump, Air-to-water - single-family house - existing building - distributed level 0.17 | HOUELC, HOUAMB | HOUPARRHN_OLDI_DMD | MKr20 | 2030 | 8.2599 | 0.20024 | 0.26823 | [5 empty] | PAR | I | OLD | 3.7281 |  | RHNHPELC | 1 | 0.16667 | HOUPARRHNHPELCN03_OLDI_FBHWPEE01 | 0.75 | HOUPARRHNHPELCN03_OLDI | HOUPARRHNBHWPEE01_OLDI | BHWPEE01 | HPELCN03 | PAR_OLDI | BHWPEE01_HPELCN03 | 6 | 0 | 1 | New
HOUPARRHNHPELCN03_OLDI_FBHWPEE01_D17 | Residential heating technology - Heat pump, Air-to-water - single-family house - existing building - distributed level 0.17 | HOUELC, HOUAMB | HOUPARRHN_OLDI_DMD | MKr20 | 2040 | 7.6444 | 0.1948 | 0.25705 | [5 empty] | PAR | I | OLD | 3.8902 |  | RHNHPELC | 1 | 0.16667 | HOUPARRHNHPELCN03_OLDI_FBHWPEE01 | 0.75 | HOUPARRHNHPELCN03_OLDI | HOUPARRHNBHWPEE01_OLDI | BHWPEE01 | HPELCN03 | PAR_OLDI | BHWPEE01_HPELCN03 | 6 | 0 | 1 | New
HOUPARRHNHPELCN03_OLDI_FBHWPEE01_D17 | Residential heating technology - Heat pump, Air-to-water - single-family house - existing building - distributed level 0.17 | HOUELC, HOUAMB | HOUPARRHN_OLDI_DMD | MKr20 | 2050 | 7.029 | 0.18937 | 0.25011 | [5 empty] | PAR | I | OLD | 3.9983 |  | RHNHPELC | 1 | 0.16667 | HOUPARRHNHPELCN03_OLDI_FBHWPEE01 | 0.75 | HOUPARRHNHPELCN03_OLDI | HOUPARRHNBHWPEE01_OLDI | BHWPEE01 | HPELCN03 | PAR_OLDI | BHWPEE01_HPELCN03 | 6 | 0 | 1 | New
HOUPARRHNHPELCN02_OLDI_FBHWPEE01_D17 | Residential heating technology - Heat pump, Air-to-air - single-family house - existing building - distributed level 0.17 | HOUELC, HOUAMB | HOUPARRHN_OLDI_DMD | MKr20 | 2020 | 1.7956 | 0.14453 | 0.1908 | [5 empty] | PAR | I | OLD | 5.241 |  | RHNHPELC | 1 | 0.16667 | HOUPARRHNHPELCN02_OLDI_FBHWPEE01 | 0.75 | HOUPARRHNHPELCN02_OLDI | HOUPARRHNBHWPEE01_OLDI | BHWPEE01 | HPELCN02 | PAR_OLDI | BHWPEE01_HPELCN02 | 5 | 0 | 1.1 | Unlikely
HOUPARRHNHPELCN02_OLDI_FBHWPEE01_D17 | Residential heating technology - Heat pump, Air-to-air - single-family house - existing building - distributed level 0.17 | HOUELC, HOUAMB | HOUPARRHN_OLDI_DMD | MKr20 | 2025 | 1.7517 | 0.098193 | 0.18145 | [5 empty] | PAR | I | OLD | 5.5112 |  | RHNHPELC | 1 | 0.16667 | HOUPARRHNHPELCN02_OLDI_FBHWPEE01 | 0.75 | HOUPARRHNHPELCN02_OLDI | HOUPARRHNBHWPEE01_OLDI | BHWPEE01 | HPELCN02 | PAR_OLDI | BHWPEE01_HPELCN02 | 5 | 0 | 1.1 | Unlikely
HOUPARRHNHPELCN02_OLDI_FBHWPEE01_D17 | Residential heating technology - Heat pump, Air-to-air - single-family house - existing building - distributed level 0.17 | HOUELC, HOUAMB | HOUPARRHN_OLDI_DMD | MKr20 | 2030 | 1.7078 | 0.096379 | 0.1746 | [5 empty] | PAR | I | OLD | 5.7273 |  | RHNHPELC | 1 | 0.16667 | HOUPARRHNHPELCN02_OLDI_FBHWPEE01 | 0.75 | HOUPARRHNHPELCN02_OLDI | HOUPARRHNBHWPEE01_OLDI | BHWPEE01 | HPELCN02 | PAR_OLDI | BHWPEE01_HPELCN02 | 5 | 0 | 1.1 | Unlikely
HOUPARRHNHPELCN02_OLDI_FBHWPEE01_D17 | Residential heating technology - Heat pump, Air-to-air - single-family house - existing building - distributed level 0.17 | HOUELC, HOUAMB | HOUPARRHN_OLDI_DMD | MKr20 | 2040 | 1.6264 | 0.093013 | 0.16825 | [5 empty] | PAR | I | OLD | 5.9434 |  | RHNHPELC | 1 | 0.16667 | HOUPARRHNHPELCN02_OLDI_FBHWPEE01 | 0.75 | HOUPARRHNHPELCN02_OLDI | HOUPARRHNBHWPEE01_OLDI | BHWPEE01 | HPELCN02 | PAR_OLDI | BHWPEE01_HPELCN02 | 5 | 0 | 1.1 | Unlikely
HOUPARRHNHPELCN02_OLDI_FBHWPEE01_D17 | Residential heating technology - Heat pump, Air-to-air - single-family house - existing building - distributed level 0.17 | HOUELC, HOUAMB | HOUPARRHN_OLDI_DMD | MKr20 | 2050 | 1.5449 | 0.089647 | 0.16525 | [5 empty] | PAR | I | OLD | 6.0515 |  | RHNHPELC | 1 | 0.16667 | HOUPARRHNHPELCN02_OLDI_FBHWPEE01 | 0.75 | HOUPARRHNHPELCN02_OLDI | HOUPARRHNBHWPEE01_OLDI | BHWPEE01 | HPELCN02 | PAR_OLDI | BHWPEE01_HPELCN02 | 5 | 0 | 1.1 | Unlikely
HOUPARRHNDIELCN06_OLDI_FBHWPEE01_D17 | Residential heating technology - Electric heating - electric panel from Bauhaus - single-family house - new building - distributed level 0.17 | HOUELC | HOUPARRHN_OLDI_DMD | MKr20 | 2020 | 0.50745 | 0 | [6 empty] | PAR | I | OLD |  |  | RHNDIELC | 1 | 0.16667 | HOUPARRHNDIELCN06_OLDI_FBHWPEE01 | 0.75 | HOUPARRHNDIELCN06_OLDI | HOUPARRHNBHWPEE01_OLDI | BHWPEE01 | DIELCN06 | PAR_OLDI | BHWPEE01_DIELCN06 | 5 | 0 | 1.1 | Unlikely
HOUPARRHNDIELCN06_OLDI_FBHWPEE01_D17 | Residential heating technology - Electric heating - electric panel from Bauhaus - single-family house - new building - distributed level 0.17 | HOUELC | HOUPARRHN_OLDI_DMD | MKr20 | 2025 | 0.50745 | 0 | [6 empty] | PAR | I | OLD |  |  | RHNDIELC | 1 | 0.16667 | HOUPARRHNDIELCN06_OLDI_FBHWPEE01 | 0.75 | HOUPARRHNDIELCN06_OLDI | HOUPARRHNBHWPEE01_OLDI | BHWPEE01 | DIELCN06 | PAR_OLDI | BHWPEE01_DIELCN06 | 5 | 0 | 1.1 | Unlikely
HOUPARRHNDIELCN06_OLDI_FBHWPEE01_D17 | Residential heating technology - Electric heating - electric panel from Bauhaus - single-family house - new building - distributed level 0.17 | HOUELC | HOUPARRHN_OLDI_DMD | MKr20 | 2030 | 0.50745 | 0 | [6 empty] | PAR | I | OLD |  |  | RHNDIELC | 1 | 0.16667 | HOUPARRHNDIELCN06_OLDI_FBHWPEE01 | 0.75 | HOUPARRHNDIELCN06_OLDI | HOUPARRHNBHWPEE01_OLDI | BHWPEE01 | DIELCN06 | PAR_OLDI | BHWPEE01_DIELCN06 | 5 | 0 | 1.1 | Unlikely
HOUPARRHNDIELCN06_OLDI_FBHWPEE01_D17 | Residential heating technology - Electric heating - electric panel from Bauhaus - single-family house - new building - distributed level 0.17 | HOUELC | HOUPARRHN_OLDI_DMD | MKr20 | 2040 | 0.50745 | 0 | [6 empty] | PAR | I | OLD |  |  | RHNDIELC | 1 | 0.16667 | HOUPARRHNDIELCN06_OLDI_FBHWPEE01 | 0.75 | HOUPARRHNDIELCN06_OLDI | HOUPARRHNBHWPEE01_OLDI | BHWPEE01 | DIELCN06 | PAR_OLDI | BHWPEE01_DIELCN06 | 5 | 0 | 1.1 | Unlikely
HOUPARRHNDIELCN06_OLDI_FBHWPEE01_D17 | Residential heating technology - Electric heating - electric panel from Bauhaus - single-family house - new building - distributed level 0.17 | HOUELC | HOUPARRHN_OLDI_DMD | MKr20 | 2050 | 0.50745 | 0 | [6 empty] | PAR | I | OLD |  |  | RHNDIELC | 1 | 0.16667 | HOUPARRHNDIELCN06_OLDI_FBHWPEE01 | 0.75 | HOUPARRHNDIELCN06_OLDI | HOUPARRHNBHWPEE01_OLDI | BHWPEE01 | DIELCN06 | PAR_OLDI | BHWPEE01_DIELCN06 | 5 | 0 | 1.1 | Unlikely
HOUPARRHNDIELCN01_OLDI_FBHWPEE01_D17 | Residential heating technology - Electric heating - single-family house - new building - distributed level 0.17 | HOUELC | HOUPARRHN_OLDI_DMD | MKr20 | 2020 | 6.1657 | 0.04999 | [6 empty] | PAR | I | OLD |  |  | RHNDIELC | 1 | 0.16667 | HOUPARRHNDIELCN01_OLDI_FBHWPEE01 | 0.75 | HOUPARRHNDIELCN01_OLDI | HOUPARRHNBHWPEE01_OLDI | BHWPEE01 | DIELCN01 | PAR_OLDI | BHWPEE01_DIELCN01 | 5 | 0 | 1.1 | Unlikely
HOUPARRHNDIELCN01_OLDI_FBHWPEE01_D17 | Residential heating technology - Electric heating - single-family house - new building - distributed level 0.17 | HOUELC | HOUPARRHN_OLDI_DMD | MKr20 | 2025 | 6.0131 | 0.04999 | [6 empty] | PAR | I | OLD |  |  | RHNDIELC | 1 | 0.16667 | HOUPARRHNDIELCN01_OLDI_FBHWPEE01 | 0.75 | HOUPARRHNDIELCN01_OLDI | HOUPARRHNBHWPEE01_OLDI | BHWPEE01 | DIELCN01 | PAR_OLDI | BHWPEE01_DIELCN01 | 5 | 0 | 1.1 | Unlikely
HOUPARRHNDIELCN01_OLDI_FBHWPEE01_D17 | Residential heating technology - Electric heating - single-family house - new building - distributed level 0.17 | HOUELC | HOUPARRHN_OLDI_DMD | MKr20 | 2030 | 5.8642 | 0.047907 | [6 empty] | PAR | I | OLD |  |  | RHNDIELC | 1 | 0.16667 | HOUPARRHNDIELCN01_OLDI_FBHWPEE01 | 0.75 | HOUPARRHNDIELCN01_OLDI | HOUPARRHNBHWPEE01_OLDI | BHWPEE01 | DIELCN01 | PAR_OLDI | BHWPEE01_DIELCN01 | 5 | 0 | 1.1 | Unlikely
HOUPARRHNDIELCN01_OLDI_FBHWPEE01_D17 | Residential heating technology - Electric heating - single-family house - new building - distributed level 0.17 | HOUELC | HOUPARRHN_OLDI_DMD | MKr20 | 2040 | 5.5775 | 0.045824 | [6 empty] | PAR | I | OLD |  |  | RHNDIELC | 1 | 0.16667 | HOUPARRHNDIELCN01_OLDI_FBHWPEE01 | 0.75 | HOUPARRHNDIELCN01_OLDI | HOUPARRHNBHWPEE01_OLDI | BHWPEE01 | DIELCN01 | PAR_OLDI | BHWPEE01_DIELCN01 | 5 | 0 | 1.1 | Unlikely
HOUPARRHNDIELCN01_OLDI_FBHWPEE01_D17 | Residential heating technology - Electric heating - single-family house - new building - distributed level 0.17 | HOUELC | HOUPARRHN_OLDI_DMD | MKr20 | 2050 | 5.3049 | 0.043741 | [6 empty] | PAR | I | OLD |  |  | RHNDIELC | 1 | 0.16667 | HOUPARRHNDIELCN01_OLDI_FBHWPEE01 | 0.75 | HOUPARRHNDIELCN01_OLDI | HOUPARRHNBHWPEE01_OLDI | BHWPEE01 | DIELCN01 | PAR_OLDI | BHWPEE01_DIELCN01 | 5 | 0 | 1.1 | Unlikely
HOUPARRHNBHWPEN01_OLDI_FBHWPEE01_D17 | Residential heating technology - Biomass boiler, automatic stoking , wood pellets or wood chips - single-family house - existing building - distributed level 0.17 | HOUWPE | HOUPARRHN_OLDI_DMD | MKr20 | 2020 | 2.7357 | 0.23379 |  | 25 | 14 | 70 | 2 | 4 | PAR | I | OLD |  |  | RHNBHWPE | 1 | 0.16667 | HOUPARRHNBHWPEN01_OLDI_FBHWPEE01 | 0.75 | HOUPARRHNBHWPEN01_OLDI | HOUPARRHNBHWPEE01_OLDI | BHWPEE01 | BHWPEN01 | PAR_OLDI | BHWPEE01_BHWPEN01 | 2 | 0 | 0.9 | Same
HOUPARRHNBHWPEN01_OLDI_FBHWPEE01_D17 | Residential heating technology - Biomass boiler, automatic stoking , wood pellets or wood chips - single-family house - existing building - distributed level 0.17 | HOUWPE | HOUPARRHN_OLDI_DMD | MKr20 | 2025 | 2.668 | 0.22975 |  | 25 | 14 | 60 | 2 | 4 | PAR | I | OLD |  |  | RHNBHWPE | 1 | 0.16667 | HOUPARRHNBHWPEN01_OLDI_FBHWPEE01 | 0.75 | HOUPARRHNBHWPEN01_OLDI | HOUPARRHNBHWPEE01_OLDI | BHWPEE01 | BHWPEN01 | PAR_OLDI | BHWPEE01_BHWPEN01 | 2 | 0 | 0.9 | Same
HOUPARRHNBHWPEN01_OLDI_FBHWPEE01_D17 | Residential heating technology - Biomass boiler, automatic stoking , wood pellets or wood chips - single-family house - existing building - distributed level 0.17 | HOUWPE | HOUPARRHN_OLDI_DMD | MKr20 | 2030 | 2.602 | 0.22668 |  | 25 | 11 | 50 | 1 | 4 | PAR | I | OLD |  |  | RHNBHWPE | 1 | 0.16667 | HOUPARRHNBHWPEN01_OLDI_FBHWPEE01 | 0.75 | HOUPARRHNBHWPEN01_OLDI | HOUPARRHNBHWPEE01_OLDI | BHWPEE01 | BHWPEN01 | PAR_OLDI | BHWPEE01_BHWPEN01 | 2 | 0 | 0.9 | Same
HOUPARRHNBHWPEN01_OLDI_FBHWPEE01_D17 | Residential heating technology - Biomass boiler, automatic stoking , wood pellets or wood chips - single-family house - existing building - distributed level 0.17 | HOUWPE | HOUPARRHN_OLDI_DMD | MKr20 | 2040 | 2.4748 | 0.21665 |  | 25 | 9 | 45 | 1 | 4 | PAR | I | OLD |  |  | RHNBHWPE | 1 | 0.16667 | HOUPARRHNBHWPEN01_OLDI_FBHWPEE01 | 0.75 | HOUPARRHNBHWPEN01_OLDI | HOUPARRHNBHWPEE01_OLDI | BHWPEE01 | BHWPEN01 | PAR_OLDI | BHWPEE01_BHWPEN01 | 2 | 0 | 0.9 | Same
HOUPARRHNBHWPEN01_OLDI_FBHWPEE01_D17 | Residential heating technology - Biomass boiler, automatic stoking , wood pellets or wood chips - single-family house - existing building - distributed level 0.17 | HOUWPE | HOUPARRHN_OLDI_DMD | MKr20 | 2050 | 2.9422 | 0.25883 |  | 25 | 9 | 40 | 0 | 4 | PAR | I | OLD |  |  | RHNBHWPE | 1 | 0.16667 | HOUPARRHNBHWPEN01_OLDI_FBHWPEE01 | 0.75 | HOUPARRHNBHWPEN01_OLDI | HOUPARRHNBHWPEE01_OLDI | BHWPEE01 | BHWPEN01 | PAR_OLDI | BHWPEE01_BHWPEN01 | 2 | 0 | 0.9 | Same
HOUPARRHNBHSOLN01_OLDI_FBHWPEE01_D17 | Residential heating technology - Solar heating system - single-family house - existing building - distributed level 0.17 | HOUSOL | HOUPARRHN_OLDI_DMD | MKr20 | 2020 | 6.7755 | 0.078035 | [6 empty] | PAR | I | OLD |  |  | RHNBHSOL | 1 | 0.16667 | HOUPARRHNBHSOLN01_OLDI_FBHWPEE01 | 0.75 | HOUPARRHNBHSOLN01_OLDI | HOUPARRHNBHWPEE01_OLDI | BHWPEE01 | BHSOLN01 | PAR_OLDI | BHWPEE01_BHSOLN01 | 5 | 0 | 1.1 | Unlikely
HOUPARRHNBHSOLN01_OLDI_FBHWPEE01_D17 | Residential heating technology - Solar heating system - single-family house - existing building - distributed level 0.17 | HOUSOL | HOUPARRHN_OLDI_DMD | MKr20 | 2025 | 6.6078 | 0.073274 | [6 empty] | PAR | I | OLD |  |  | RHNBHSOL | 1 | 0.16667 | HOUPARRHNBHSOLN01_OLDI_FBHWPEE01 | 0.75 | HOUPARRHNBHSOLN01_OLDI | HOUPARRHNBHWPEE01_OLDI | BHWPEE01 | BHSOLN01 | PAR_OLDI | BHWPEE01_BHSOLN01 | 5 | 0 | 1.1 | Unlikely
HOUPARRHNBHSOLN01_OLDI_FBHWPEE01_D17 | Residential heating technology - Solar heating system - single-family house - existing building - distributed level 0.17 | HOUSOL | HOUPARRHN_OLDI_DMD | MKr20 | 2030 | 6.4442 | 0.071489 | [6 empty] | PAR | I | OLD |  |  | RHNBHSOL | 1 | 0.16667 | HOUPARRHNBHSOLN01_OLDI_FBHWPEE01 | 0.75 | HOUPARRHNBHSOLN01_OLDI | HOUPARRHNBHWPEE01_OLDI | BHWPEE01 | BHSOLN01 | PAR_OLDI | BHWPEE01_BHSOLN01 | 5 | 0 | 1.1 | Unlikely
HOUPARRHNBHSOLN01_OLDI_FBHWPEE01_D17 | Residential heating technology - Solar heating system - single-family house - existing building - distributed level 0.17 | HOUSOL | HOUPARRHN_OLDI_DMD | MKr20 | 2040 | 6.1292 | 0.067621 | [6 empty] | PAR | I | OLD |  |  | RHNBHSOL | 1 | 0.16667 | HOUPARRHNBHSOLN01_OLDI_FBHWPEE01 | 0.75 | HOUPARRHNBHSOLN01_OLDI | HOUPARRHNBHWPEE01_OLDI | BHWPEE01 | BHSOLN01 | PAR_OLDI | BHWPEE01_BHSOLN01 | 5 | 0 | 1.1 | Unlikely
HOUPARRHNBHSOLN01_OLDI_FBHWPEE01_D17 | Residential heating technology - Solar heating system - single-family house - existing building - distributed level 0.17 | HOUSOL | HOUPARRHN_OLDI_DMD | MKr20 | 2050 | 5.8295 | 0.063752 | [6 empty] | PAR | I | OLD |  |  | RHNBHSOL | 1 | 0.16667 | HOUPARRHNBHSOLN01_OLDI_FBHWPEE01 | 0.75 | HOUPARRHNBHSOLN01_OLDI | HOUPARRHNBHWPEE01_OLDI | BHWPEE01 | BHSOLN01 | PAR_OLDI | BHWPEE01_BHSOLN01 | 5 | 0 | 1.1 | Unlikely
HOUPARRHNBHDHDN09_OLDI_FBHWPEE01_D17 | Residential heating technology - Direct district heating substation - plus connection pipe - plus distribution (heating density: low ) - single-family house - existing building - distributed level 0.17 | HOUDHD | HOUPARRHN_OLDI_DMD | MKr20 | 2020 | 8.7732 | 0.025391 | [6 empty] | PAR | I | OLD |  |  | RHNBHDHD | 1 | 0.16667 | HOUPARRHNBHDHDN09_OLDI_FBHWPEE01 | 0.75 | HOUPARRHNBHDHDN09_OLDI | HOUPARRHNBHWPEE01_OLDI | BHWPEE01 | BHDHDN09 | PAR_OLDI | BHWPEE01_BHDHDN09 | 6 | 0 | 1 | New
HOUPARRHNBHDHDN09_OLDI_FBHWPEE01_D17 | Residential heating technology - Direct district heating substation - plus connection pipe - plus distribution (heating density: low ) - single-family house - existing building - distributed level 0.17 | HOUDHD | HOUPARRHN_OLDI_DMD | MKr20 | 2025 | 8.742 | 0.025203 | [6 empty] | PAR | I | OLD |  |  | RHNBHDHD | 1 | 0.16667 | HOUPARRHNBHDHDN09_OLDI_FBHWPEE01 | 0.75 | HOUPARRHNBHDHDN09_OLDI | HOUPARRHNBHWPEE01_OLDI | BHWPEE01 | BHDHDN09 | PAR_OLDI | BHWPEE01_BHDHDN09 | 6 | 0 | 1 | New
HOUPARRHNBHDHDN09_OLDI_FBHWPEE01_D17 | Residential heating technology - Direct district heating substation - plus connection pipe - plus distribution (heating density: low ) - single-family house - existing building - distributed level 0.17 | HOUDHD | HOUPARRHN_OLDI_DMD | MKr20 | 2030 | 8.7159 | 0.024753 | [6 empty] | PAR | I | OLD |  |  | RHNBHDHD | 1 | 0.16667 | HOUPARRHNBHDHDN09_OLDI_FBHWPEE01 | 0.75 | HOUPARRHNBHDHDN09_OLDI | HOUPARRHNBHWPEE01_OLDI | BHWPEE01 | BHDHDN09 | PAR_OLDI | BHWPEE01_BHDHDN09 | 6 | 0 | 1 | New
HOUPARRHNBHDHDN09_OLDI_FBHWPEE01_D17 | Residential heating technology - Direct district heating substation - plus connection pipe - plus distribution (heating density: low ) - single-family house - existing building - distributed level 0.17 | HOUDHD | HOUPARRHN_OLDI_DMD | MKr20 | 2040 | 8.6691 | 0.023687 | [6 empty] | PAR | I | OLD |  |  | RHNBHDHD | 1 | 0.16667 | HOUPARRHNBHDHDN09_OLDI_FBHWPEE01 | 0.75 | HOUPARRHNBHDHDN09_OLDI | HOUPARRHNBHWPEE01_OLDI | BHWPEE01 | BHDHDN09 | PAR_OLDI | BHWPEE01_BHDHDN09 | 6 | 0 | 1 | New
HOUPARRHNBHDHDN09_OLDI_FBHWPEE01_D17 | Residential heating technology - Direct district heating substation - plus connection pipe - plus distribution (heating density: low ) - single-family house - existing building - distributed level 0.17 | HOUDHD | HOUPARRHN_OLDI_DMD | MKr20 | 2050 | 8.617 | 0.022136 | [6 empty] | PAR | I | OLD |  |  | RHNBHDHD | 1 | 0.16667 | HOUPARRHNBHDHDN09_OLDI_FBHWPEE01 | 0.75 | HOUPARRHNBHDHDN09_OLDI | HOUPARRHNBHWPEE01_OLDI | BHWPEE01 | BHDHDN09 | PAR_OLDI | BHWPEE01_BHDHDN09 | 6 | 0 | 1 | New
HOUPARRHNBHDHDN07_OLDI_FBHWPEE01_D17 | Residential heating technology - Direct district heating substation - plus connection pipe - plus distribution (heating density: medium ) - single-family house - existing building - distributed level 0.17 | HOUDHD | HOUPARRHN_OLDI_DMD | MKr20 | 2020 | 3.5309 | 0.025391 | [6 empty] | PAR | I | OLD |  |  | RHNBHDHD | 1 | 0.16667 | HOUPARRHNBHDHDN07_OLDI_FBHWPEE01 | 0.75 | HOUPARRHNBHDHDN07_OLDI | HOUPARRHNBHWPEE01_OLDI | BHWPEE01 | BHDHDN07 | PAR_OLDI | BHWPEE01_BHDHDN07 | 6 | 0 | 1 | New
HOUPARRHNBHDHDN07_OLDI_FBHWPEE01_D17 | Residential heating technology - Direct district heating substation - plus connection pipe - plus distribution (heating density: medium ) - single-family house - existing building - distributed level 0.17 | HOUDHD | HOUPARRHN_OLDI_DMD | MKr20 | 2025 | 3.4997 | 0.025203 | [6 empty] | PAR | I | OLD |  |  | RHNBHDHD | 1 | 0.16667 | HOUPARRHNBHDHDN07_OLDI_FBHWPEE01 | 0.75 | HOUPARRHNBHDHDN07_OLDI | HOUPARRHNBHWPEE01_OLDI | BHWPEE01 | BHDHDN07 | PAR_OLDI | BHWPEE01_BHDHDN07 | 6 | 0 | 1 | New
HOUPARRHNBHDHDN07_OLDI_FBHWPEE01_D17 | Residential heating technology - Direct district heating substation - plus connection pipe - plus distribution (heating density: medium ) - single-family house - existing building - distributed level 0.17 | HOUDHD | HOUPARRHN_OLDI_DMD | MKr20 | 2030 | 3.4737 | 0.024753 | [6 empty] | PAR | I | OLD |  |  | RHNBHDHD | 1 | 0.16667 | HOUPARRHNBHDHDN07_OLDI_FBHWPEE01 | 0.75 | HOUPARRHNBHDHDN07_OLDI | HOUPARRHNBHWPEE01_OLDI | BHWPEE01 | BHDHDN07 | PAR_OLDI | BHWPEE01_BHDHDN07 | 6 | 0 | 1 | New
HOUPARRHNBHDHDN07_OLDI_FBHWPEE01_D17 | Residential heating technology - Direct district heating substation - plus connection pipe - plus distribution (heating density: medium ) - single-family house - existing building - distributed level 0.17 | HOUDHD | HOUPARRHN_OLDI_DMD | MKr20 | 2040 | 3.4268 | 0.023687 | [6 empty] | PAR | I | OLD |  |  | RHNBHDHD | 1 | 0.16667 | HOUPARRHNBHDHDN07_OLDI_FBHWPEE01 | 0.75 | HOUPARRHNBHDHDN07_OLDI | HOUPARRHNBHWPEE01_OLDI | BHWPEE01 | BHDHDN07 | PAR_OLDI | BHWPEE01_BHDHDN07 | 6 | 0 | 1 | New
HOUPARRHNBHDHDN07_OLDI_FBHWPEE01_D17 | Residential heating technology - Direct district heating substation - plus connection pipe - plus distribution (heating density: medium ) - single-family house - existing building - distributed level 0.17 | HOUDHD | HOUPARRHN_OLDI_DMD | MKr20 | 2050 | 3.3747 | 0.022136 | [6 empty] | PAR | I | OLD |  |  | RHNBHDHD | 1 | 0.16667 | HOUPARRHNBHDHDN07_OLDI_FBHWPEE01 | 0.75 | HOUPARRHNBHDHDN07_OLDI | HOUPARRHNBHWPEE01_OLDI | BHWPEE01 | BHDHDN07 | PAR_OLDI | BHWPEE01_BHDHDN07 | 6 | 0 | 1 | New
HOUPARRHNBHDHDN05_OLDI_FBHWPEE01_D17 | Residential heating technology - Direct district heating substation - plus connection pipe - plus distribution (heating density: high ) - single-family house - existing building - distributed level 0.17 | HOUDHD | HOUPARRHN_OLDI_DMD | MKr20 | 2020 | 2.6922 | 0.025391 | [6 empty] | PAR | I | OLD |  |  | RHNBHDHD | 1 | 0.16667 | HOUPARRHNBHDHDN05_OLDI_FBHWPEE01 | 0.75 | HOUPARRHNBHDHDN05_OLDI | HOUPARRHNBHWPEE01_OLDI | BHWPEE01 | BHDHDN05 | PAR_OLDI | BHWPEE01_BHDHDN05 | 6 | 0 | 1 | New
HOUPARRHNBHDHDN05_OLDI_FBHWPEE01_D17 | Residential heating technology - Direct district heating substation - plus connection pipe - plus distribution (heating density: high ) - single-family house - existing building - distributed level 0.17 | HOUDHD | HOUPARRHN_OLDI_DMD | MKr20 | 2025 | 2.6609 | 0.025203 | [6 empty] | PAR | I | OLD |  |  | RHNBHDHD | 1 | 0.16667 | HOUPARRHNBHDHDN05_OLDI_FBHWPEE01 | 0.75 | HOUPARRHNBHDHDN05_OLDI | HOUPARRHNBHWPEE01_OLDI | BHWPEE01 | BHDHDN05 | PAR_OLDI | BHWPEE01_BHDHDN05 | 6 | 0 | 1 | New
HOUPARRHNBHDHDN05_OLDI_FBHWPEE01_D17 | Residential heating technology - Direct district heating substation - plus connection pipe - plus distribution (heating density: high ) - single-family house - existing building - distributed level 0.17 | HOUDHD | HOUPARRHN_OLDI_DMD | MKr20 | 2030 | 2.6349 | 0.024753 | [6 empty] | PAR | I | OLD |  |  | RHNBHDHD | 1 | 0.16667 | HOUPARRHNBHDHDN05_OLDI_FBHWPEE01 | 0.75 | HOUPARRHNBHDHDN05_OLDI | HOUPARRHNBHWPEE01_OLDI | BHWPEE01 | BHDHDN05 | PAR_OLDI | BHWPEE01_BHDHDN05 | 6 | 0 | 1 | New
HOUPARRHNBHDHDN05_OLDI_FBHWPEE01_D17 | Residential heating technology - Direct district heating substation - plus connection pipe - plus distribution (heating density: high ) - single-family house - existing building - distributed level 0.17 | HOUDHD | HOUPARRHN_OLDI_DMD | MKr20 | 2040 | 2.588 | 0.023687 | [6 empty] | PAR | I | OLD |  |  | RHNBHDHD | 1 | 0.16667 | HOUPARRHNBHDHDN05_OLDI_FBHWPEE01 | 0.75 | HOUPARRHNBHDHDN05_OLDI | HOUPARRHNBHWPEE01_OLDI | BHWPEE01 | BHDHDN05 | PAR_OLDI | BHWPEE01_BHDHDN05 | 6 | 0 | 1 | New
HOUPARRHNBHDHDN05_OLDI_FBHWPEE01_D17 | Residential heating technology - Direct district heating substation - plus connection pipe - plus distribution (heating density: high ) - single-family house - existing building - distributed level 0.17 | HOUDHD | HOUPARRHN_OLDI_DMD | MKr20 | 2050 | 2.536 | 0.022136 | [6 empty] | PAR | I | OLD |  |  | RHNBHDHD | 1 | 0.16667 | HOUPARRHNBHDHDN05_OLDI_FBHWPEE01 | 0.75 | HOUPARRHNBHDHDN05_OLDI | HOUPARRHNBHWPEE01_OLDI | BHWPEE01 | BHDHDN05 | PAR_OLDI | BHWPEE01_BHDHDN05 | 6 | 0 | 1 | New
HOUPARRHNBHDHCN09_OLDI_FBHWPEE01_D17 | Residential heating technology - Direct district heating substation - plus connection pipe - plus distribution (heating density: low ) - single-family house - existing building - distributed level 0.17 | HOUDHC | HOUPARRHN_OLDI_DMD | MKr20 | 2020 | 8.7732 | 0.025391 | [6 empty] | PAR | I | OLD |  |  | RHNBHDHC | 1 | 0.16667 | HOUPARRHNBHDHCN09_OLDI_FBHWPEE01 | 0.75 | HOUPARRHNBHDHCN09_OLDI | HOUPARRHNBHWPEE01_OLDI | BHWPEE01 | BHDHCN09 | PAR_OLDI | BHWPEE01_BHDHCN09 | 6 | 0 | 1 | New
HOUPARRHNBHDHCN09_OLDI_FBHWPEE01_D17 | Residential heating technology - Direct district heating substation - plus connection pipe - plus distribution (heating density: low ) - single-family house - existing building - distributed level 0.17 | HOUDHC | HOUPARRHN_OLDI_DMD | MKr20 | 2025 | 8.742 | 0.025203 | [6 empty] | PAR | I | OLD |  |  | RHNBHDHC | 1 | 0.16667 | HOUPARRHNBHDHCN09_OLDI_FBHWPEE01 | 0.75 | HOUPARRHNBHDHCN09_OLDI | HOUPARRHNBHWPEE01_OLDI | BHWPEE01 | BHDHCN09 | PAR_OLDI | BHWPEE01_BHDHCN09 | 6 | 0 | 1 | New
HOUPARRHNBHDHCN09_OLDI_FBHWPEE01_D17 | Residential heating technology - Direct district heating substation - plus connection pipe - plus distribution (heating density: low ) - single-family house - existing building - distributed level 0.17 | HOUDHC | HOUPARRHN_OLDI_DMD | MKr20 | 2030 | 8.7159 | 0.024753 | [6 empty] | PAR | I | OLD |  |  | RHNBHDHC | 1 | 0.16667 | HOUPARRHNBHDHCN09_OLDI_FBHWPEE01 | 0.75 | HOUPARRHNBHDHCN09_OLDI | HOUPARRHNBHWPEE01_OLDI | BHWPEE01 | BHDHCN09 | PAR_OLDI | BHWPEE01_BHDHCN09 | 6 | 0 | 1 | New
HOUPARRHNBHDHCN09_OLDI_FBHWPEE01_D17 | Residential heating technology - Direct district heating substation - plus connection pipe - plus distribution (heating density: low ) - single-family house - existing building - distributed level 0.17 | HOUDHC | HOUPARRHN_OLDI_DMD | MKr20 | 2040 | 8.6691 | 0.023687 | [6 empty] | PAR | I | OLD |  |  | RHNBHDHC | 1 | 0.16667 | HOUPARRHNBHDHCN09_OLDI_FBHWPEE01 | 0.75 | HOUPARRHNBHDHCN09_OLDI | HOUPARRHNBHWPEE01_OLDI | BHWPEE01 | BHDHCN09 | PAR_OLDI | BHWPEE01_BHDHCN09 | 6 | 0 | 1 | New
HOUPARRHNBHDHCN09_OLDI_FBHWPEE01_D17 | Residential heating technology - Direct district heating substation - plus connection pipe - plus distribution (heating density: low ) - single-family house - existing building - distributed level 0.17 | HOUDHC | HOUPARRHN_OLDI_DMD | MKr20 | 2050 | 8.617 | 0.022136 | [6 empty] | PAR | I | OLD |  |  | RHNBHDHC | 1 | 0.16667 | HOUPARRHNBHDHCN09_OLDI_FBHWPEE01 | 0.75 | HOUPARRHNBHDHCN09_OLDI | HOUPARRHNBHWPEE01_OLDI | BHWPEE01 | BHDHCN09 | PAR_OLDI | BHWPEE01_BHDHCN09 | 6 | 0 | 1 | New
HOUPARRHNBHDHCN07_OLDI_FBHWPEE01_D17 | Residential heating technology - Direct district heating substation - plus connection pipe - plus distribution (heating density: medium ) - single-family house - existing building - distributed level 0.17 | HOUDHC | HOUPARRHN_OLDI_DMD | MKr20 | 2020 | 3.5309 | 0.025391 | [6 empty] | PAR | I | OLD |  |  | RHNBHDHC | 1 | 0.16667 | HOUPARRHNBHDHCN07_OLDI_FBHWPEE01 | 0.75 | HOUPARRHNBHDHCN07_OLDI | HOUPARRHNBHWPEE01_OLDI | BHWPEE01 | BHDHCN07 | PAR_OLDI | BHWPEE01_BHDHCN07 | 6 | 0 | 1 | New
HOUPARRHNBHDHCN07_OLDI_FBHWPEE01_D17 | Residential heating technology - Direct district heating substation - plus connection pipe - plus distribution (heating density: medium ) - single-family house - existing building - distributed level 0.17 | HOUDHC | HOUPARRHN_OLDI_DMD | MKr20 | 2025 | 3.4997 | 0.025203 | [6 empty] | PAR | I | OLD |  |  | RHNBHDHC | 1 | 0.16667 | HOUPARRHNBHDHCN07_OLDI_FBHWPEE01 | 0.75 | HOUPARRHNBHDHCN07_OLDI | HOUPARRHNBHWPEE01_OLDI | BHWPEE01 | BHDHCN07 | PAR_OLDI | BHWPEE01_BHDHCN07 | 6 | 0 | 1 | New
HOUPARRHNBHDHCN07_OLDI_FBHWPEE01_D17 | Residential heating technology - Direct district heating substation - plus connection pipe - plus distribution (heating density: medium ) - single-family house - existing building - distributed level 0.17 | HOUDHC | HOUPARRHN_OLDI_DMD | MKr20 | 2030 | 3.4737 | 0.024753 | [6 empty] | PAR | I | OLD |  |  | RHNBHDHC | 1 | 0.16667 | HOUPARRHNBHDHCN07_OLDI_FBHWPEE01 | 0.75 | HOUPARRHNBHDHCN07_OLDI | HOUPARRHNBHWPEE01_OLDI | BHWPEE01 | BHDHCN07 | PAR_OLDI | BHWPEE01_BHDHCN07 | 6 | 0 | 1 | New
HOUPARRHNBHDHCN07_OLDI_FBHWPEE01_D17 | Residential heating technology - Direct district heating substation - plus connection pipe - plus distribution (heating density: medium ) - single-family house - existing building - distributed level 0.17 | HOUDHC | HOUPARRHN_OLDI_DMD | MKr20 | 2040 | 3.4268 | 0.023687 | [6 empty] | PAR | I | OLD |  |  | RHNBHDHC | 1 | 0.16667 | HOUPARRHNBHDHCN07_OLDI_FBHWPEE01 | 0.75 | HOUPARRHNBHDHCN07_OLDI | HOUPARRHNBHWPEE01_OLDI | BHWPEE01 | BHDHCN07 | PAR_OLDI | BHWPEE01_BHDHCN07 | 6 | 0 | 1 | New
HOUPARRHNBHDHCN07_OLDI_FBHWPEE01_D17 | Residential heating technology - Direct district heating substation - plus connection pipe - plus distribution (heating density: medium ) - single-family house - existing building - distributed level 0.17 | HOUDHC | HOUPARRHN_OLDI_DMD | MKr20 | 2050 | 3.3747 | 0.022136 | [6 empty] | PAR | I | OLD |  |  | RHNBHDHC | 1 | 0.16667 | HOUPARRHNBHDHCN07_OLDI_FBHWPEE01 | 0.75 | HOUPARRHNBHDHCN07_OLDI | HOUPARRHNBHWPEE01_OLDI | BHWPEE01 | BHDHCN07 | PAR_OLDI | BHWPEE01_BHDHCN07 | 6 | 0 | 1 | New
HOUPARRHNBHDHCN05_OLDI_FBHWPEE01_D17 | Residential heating technology - Direct district heating substation - plus connection pipe - plus distribution (heating density: high ) - single-family house - existing building - distributed level 0.17 | HOUDHC | HOUPARRHN_OLDI_DMD | MKr20 | 2020 | 2.6922 | 0.025391 | [6 empty] | PAR | I | OLD |  |  | RHNBHDHC | 1 | 0.16667 | HOUPARRHNBHDHCN05_OLDI_FBHWPEE01 | 0.75 | HOUPARRHNBHDHCN05_OLDI | HOUPARRHNBHWPEE01_OLDI | BHWPEE01 | BHDHCN05 | PAR_OLDI | BHWPEE01_BHDHCN05 | 6 | 0 | 1 | New
HOUPARRHNBHDHCN05_OLDI_FBHWPEE01_D17 | Residential heating technology - Direct district heating substation - plus connection pipe - plus distribution (heating density: high ) - single-family house - existing building - distributed level 0.17 | HOUDHC | HOUPARRHN_OLDI_DMD | MKr20 | 2025 | 2.6609 | 0.025203 | [6 empty] | PAR | I | OLD |  |  | RHNBHDHC | 1 | 0.16667 | HOUPARRHNBHDHCN05_OLDI_FBHWPEE01 | 0.75 | HOUPARRHNBHDHCN05_OLDI | HOUPARRHNBHWPEE01_OLDI | BHWPEE01 | BHDHCN05 | PAR_OLDI | BHWPEE01_BHDHCN05 | 6 | 0 | 1 | New
HOUPARRHNBHDHCN05_OLDI_FBHWPEE01_D17 | Residential heating technology - Direct district heating substation - plus connection pipe - plus distribution (heating density: high ) - single-family house - existing building - distributed level 0.17 | HOUDHC | HOUPARRHN_OLDI_DMD | MKr20 | 2030 | 2.6349 | 0.024753 | [6 empty] | PAR | I | OLD |  |  | RHNBHDHC | 1 | 0.16667 | HOUPARRHNBHDHCN05_OLDI_FBHWPEE01 | 0.75 | HOUPARRHNBHDHCN05_OLDI | HOUPARRHNBHWPEE01_OLDI | BHWPEE01 | BHDHCN05 | PAR_OLDI | BHWPEE01_BHDHCN05 | 6 | 0 | 1 | New
HOUPARRHNBHDHCN05_OLDI_FBHWPEE01_D17 | Residential heating technology - Direct district heating substation - plus connection pipe - plus distribution (heating density: high ) - single-family house - existing building - distributed level 0.17 | HOUDHC | HOUPARRHN_OLDI_DMD | MKr20 | 2040 | 2.588 | 0.023687 | [6 empty] | PAR | I | OLD |  |  | RHNBHDHC | 1 | 0.16667 | HOUPARRHNBHDHCN05_OLDI_FBHWPEE01 | 0.75 | HOUPARRHNBHDHCN05_OLDI | HOUPARRHNBHWPEE01_OLDI | BHWPEE01 | BHDHCN05 | PAR_OLDI | BHWPEE01_BHDHCN05 | 6 | 0 | 1 | New
HOUPARRHNBHDHCN05_OLDI_FBHWPEE01_D17 | Residential heating technology - Direct district heating substation - plus connection pipe - plus distribution (heating density: high ) - single-family house - existing building - distributed level 0.17 | HOUDHC | HOUPARRHN_OLDI_DMD | MKr20 | 2050 | 2.536 | 0.022136 | [6 empty] | PAR | I | OLD |  |  | RHNBHDHC | 1 | 0.16667 | HOUPARRHNBHDHCN05_OLDI_FBHWPEE01 | 0.75 | HOUPARRHNBHDHCN05_OLDI | HOUPARRHNBHWPEE01_OLDI | BHWPEE01 | BHDHCN05 | PAR_OLDI | BHWPEE01_BHDHCN05 | 6 | 0 | 1 | New
HOUPARRHNHPELCN05_NEWI_D17 | Residential heating technology - Heat pump, Air-to-water - leasing - single-family house - new building - distributed level 0.17 | HOUELC, HOUAMB | HOUPARRHN_NEWI_DMD | MKr20 | 2020 | 3.7937 | 0.82046 | 0.31369 | [5 empty] | PAR | I | NEW | 3.1878 |  | RHNHPELC | 1 | 0.16667 | HOUPARRHNHPELCN05_NEWI
HOUPARRHNHPELCN05_NEWI_D17 | Residential heating technology - Heat pump, Air-to-water - leasing - single-family house - new building - distributed level 0.17 | HOUELC, HOUAMB | HOUPARRHN_NEWI_DMD | MKr20 | 2025 | 3.5789 | 0.68885 | 0.29851 | [5 empty] | PAR | I | NEW | 3.3499 |  | RHNHPELC | 1 | 0.16667 | HOUPARRHNHPELCN05_NEWI
HOUPARRHNHPELCN05_NEWI_D17 | Residential heating technology - Heat pump, Air-to-water - leasing - single-family house - new building - distributed level 0.17 | HOUELC, HOUAMB | HOUPARRHN_NEWI_DMD | MKr20 | 2030 | 3.364 | 0.6579 | 0.28474 | [5 empty] | PAR | I | NEW | 3.512 |  | RHNHPELC | 1 | 0.16667 | HOUPARRHNHPELCN05_NEWI
HOUPARRHNHPELCN05_NEWI_D17 | Residential heating technology - Heat pump, Air-to-water - leasing - single-family house - new building - distributed level 0.17 | HOUELC, HOUAMB | HOUPARRHN_NEWI_DMD | MKr20 | 2040 | 3.1744 | 0.62659 | 0.27218 | [5 empty] | PAR | I | NEW | 3.6741 |  | RHNHPELC | 1 | 0.16667 | HOUPARRHNHPELCN05_NEWI
HOUPARRHNHPELCN05_NEWI_D17 | Residential heating technology - Heat pump, Air-to-water - leasing - single-family house - new building - distributed level 0.17 | HOUELC, HOUAMB | HOUPARRHN_NEWI_DMD | MKr20 | 2050 | 2.9848 | 0.59528 | 0.2644 | [5 empty] | PAR | I | NEW | 3.7822 |  | RHNHPELC | 1 | 0.16667 | HOUPARRHNHPELCN05_NEWI
HOUPARRHNHPELCN05_NEWD_D17 | Residential heating technology - Heat pump, Air-to-water - leasing - single-family house - new building - distributed level 0.17 | HOUELC, HOUAMB | HOUPARRHN_NEWD_DMD | MKr20 | 2020 | 3.7937 | 0.82046 | 0.31369 | [5 empty] | PAR | D | NEW | 3.1878 |  | RHNHPELC | 1 | 0.16667 | HOUPARRHNHPELCN05_NEWD
HOUPARRHNHPELCN05_NEWD_D17 | Residential heating technology - Heat pump, Air-to-water - leasing - single-family house - new building - distributed level 0.17 | HOUELC, HOUAMB | HOUPARRHN_NEWD_DMD | MKr20 | 2025 | 3.5789 | 0.68885 | 0.29851 | [5 empty] | PAR | D | NEW | 3.3499 |  | RHNHPELC | 1 | 0.16667 | HOUPARRHNHPELCN05_NEWD
HOUPARRHNHPELCN05_NEWD_D17 | Residential heating technology - Heat pump, Air-to-water - leasing - single-family house - new building - distributed level 0.17 | HOUELC, HOUAMB | HOUPARRHN_NEWD_DMD | MKr20 | 2030 | 3.364 | 0.6579 | 0.28474 | [5 empty] | PAR | D | NEW | 3.512 |  | RHNHPELC | 1 | 0.16667 | HOUPARRHNHPELCN05_NEWD
HOUPARRHNHPELCN05_NEWD_D17 | Residential heating technology - Heat pump, Air-to-water - leasing - single-family house - new building - distributed level 0.17 | HOUELC, HOUAMB | HOUPARRHN_NEWD_DMD | MKr20 | 2040 | 3.1744 | 0.62659 | 0.27218 | [5 empty] | PAR | D | NEW | 3.6741 |  | RHNHPELC | 1 | 0.16667 | HOUPARRHNHPELCN05_NEWD
HOUPARRHNHPELCN05_NEWD_D17 | Residential heating technology - Heat pump, Air-to-water - leasing - single-family house - new building - distributed level 0.17 | HOUELC, HOUAMB | HOUPARRHN_NEWD_DMD | MKr20 | 2050 | 2.9848 | 0.59528 | 0.2644 | [5 empty] | PAR | D | NEW | 3.7822 |  | RHNHPELC | 1 | 0.16667 | HOUPARRHNHPELCN05_NEWD
HOUPARRHNHPELCN05_NEWC_D17 | Residential heating technology - Heat pump, Air-to-water - leasing - single-family house - new building - distributed level 0.17 | HOUELC, HOUAMB | HOUPARRHN_NEWC_DMD | MKr20 | 2020 | 3.7937 | 0.82046 | 0.31369 | [5 empty] | PAR | C | NEW | 3.1878 |  | RHNHPELC | 1 | 0.16667 | HOUPARRHNHPELCN05_NEWC
HOUPARRHNHPELCN05_NEWC_D17 | Residential heating technology - Heat pump, Air-to-water - leasing - single-family house - new building - distributed level 0.17 | HOUELC, HOUAMB | HOUPARRHN_NEWC_DMD | MKr20 | 2025 | 3.5789 | 0.68885 | 0.29851 | [5 empty] | PAR | C | NEW | 3.3499 |  | RHNHPELC | 1 | 0.16667 | HOUPARRHNHPELCN05_NEWC
HOUPARRHNHPELCN05_NEWC_D17 | Residential heating technology - Heat pump, Air-to-water - leasing - single-family house - new building - distributed level 0.17 | HOUELC, HOUAMB | HOUPARRHN_NEWC_DMD | MKr20 | 2030 | 3.364 | 0.6579 | 0.28474 | [5 empty] | PAR | C | NEW | 3.512 |  | RHNHPELC | 1 | 0.16667 | HOUPARRHNHPELCN05_NEWC
HOUPARRHNHPELCN05_NEWC_D17 | Residential heating technology - Heat pump, Air-to-water - leasing - single-family house - new building - distributed level 0.17 | HOUELC, HOUAMB | HOUPARRHN_NEWC_DMD | MKr20 | 2040 | 3.1744 | 0.62659 | 0.27218 | [5 empty] | PAR | C | NEW | 3.6741 |  | RHNHPELC | 1 | 0.16667 | HOUPARRHNHPELCN05_NEWC
HOUPARRHNHPELCN05_NEWC_D17 | Residential heating technology - Heat pump, Air-to-water - leasing - single-family house - new building - distributed level 0.17 | HOUELC, HOUAMB | HOUPARRHN_NEWC_DMD | MKr20 | 2050 | 2.9848 | 0.59528 | 0.2644 | [5 empty] | PAR | C | NEW | 3.7822 |  | RHNHPELC | 1 | 0.16667 | HOUPARRHNHPELCN05_NEWC
HOUPARRHNHPELCN04_NEWI_D17 | Residential heating technology - Heat pump, Ground source - single-family house - new building - distributed level 0.17 | HOUELC, HOUAMB | HOUPARRHN_NEWI_DMD | MKr20 | 2020 | 12.0782 | 0.34332 | 0.28474 | [5 empty] | PAR | I | NEW | 3.512 |  | RHNHPELC | 1 | 0.16667 | HOUPARRHNHPELCN04_NEWI
HOUPARRHNHPELCN04_NEWI_D17 | Residential heating technology - Heat pump, Ground source - single-family house - new building - distributed level 0.17 | HOUELC, HOUAMB | HOUPARRHN_NEWI_DMD | MKr20 | 2025 | 11.4743 | 0.23857 | 0.27624 | [5 empty] | PAR | I | NEW | 3.6201 |  | RHNHPELC | 1 | 0.16667 | HOUPARRHNHPELCN04_NEWI
HOUPARRHNHPELCN04_NEWI_D17 | Residential heating technology - Heat pump, Ground source - single-family house - new building - distributed level 0.17 | HOUELC, HOUAMB | HOUPARRHN_NEWI_DMD | MKr20 | 2030 | 10.8704 | 0.23447 | 0.26823 | [5 empty] | PAR | I | NEW | 3.7281 |  | RHNHPELC | 1 | 0.16667 | HOUPARRHNHPELCN04_NEWI
HOUPARRHNHPELCN04_NEWI_D17 | Residential heating technology - Heat pump, Ground source - single-family house - new building - distributed level 0.17 | HOUELC, HOUAMB | HOUPARRHN_NEWI_DMD | MKr20 | 2040 | 10.3269 | 0.22686 | 0.25705 | [5 empty] | PAR | I | NEW | 3.8902 |  | RHNHPELC | 1 | 0.16667 | HOUPARRHNHPELCN04_NEWI
HOUPARRHNHPELCN04_NEWI_D17 | Residential heating technology - Heat pump, Ground source - single-family house - new building - distributed level 0.17 | HOUELC, HOUAMB | HOUPARRHN_NEWI_DMD | MKr20 | 2050 | 9.7833 | 0.21925 | 0.24677 | [5 empty] | PAR | I | NEW | 4.0523 |  | RHNHPELC | 1 | 0.16667 | HOUPARRHNHPELCN04_NEWI
HOUPARRHNHPELCN04_NEWD_D17 | Residential heating technology - Heat pump, Ground source - single-family house - new building - distributed level 0.17 | HOUELC, HOUAMB | HOUPARRHN_NEWD_DMD | MKr20 | 2020 | 12.0782 | 0.34332 | 0.28474 | [5 empty] | PAR | D | NEW | 3.512 |  | RHNHPELC | 1 | 0.16667 | HOUPARRHNHPELCN04_NEWD
HOUPARRHNHPELCN04_NEWD_D17 | Residential heating technology - Heat pump, Ground source - single-family house - new building - distributed level 0.17 | HOUELC, HOUAMB | HOUPARRHN_NEWD_DMD | MKr20 | 2025 | 11.4743 | 0.23857 | 0.27624 | [5 empty] | PAR | D | NEW | 3.6201 |  | RHNHPELC | 1 | 0.16667 | HOUPARRHNHPELCN04_NEWD
HOUPARRHNHPELCN04_NEWD_D17 | Residential heating technology - Heat pump, Ground source - single-family house - new building - distributed level 0.17 | HOUELC, HOUAMB | HOUPARRHN_NEWD_DMD | MKr20 | 2030 | 10.8704 | 0.23447 | 0.26823 | [5 empty] | PAR | D | NEW | 3.7281 |  | RHNHPELC | 1 | 0.16667 | HOUPARRHNHPELCN04_NEWD
HOUPARRHNHPELCN04_NEWD_D17 | Residential heating technology - Heat pump, Ground source - single-family house - new building - distributed level 0.17 | HOUELC, HOUAMB | HOUPARRHN_NEWD_DMD | MKr20 | 2040 | 10.3269 | 0.22686 | 0.25705 | [5 empty] | PAR | D | NEW | 3.8902 |  | RHNHPELC | 1 | 0.16667 | HOUPARRHNHPELCN04_NEWD
HOUPARRHNHPELCN04_NEWD_D17 | Residential heating technology - Heat pump, Ground source - single-family house - new building - distributed level 0.17 | HOUELC, HOUAMB | HOUPARRHN_NEWD_DMD | MKr20 | 2050 | 9.7833 | 0.21925 | 0.24677 | [5 empty] | PAR | D | NEW | 4.0523 |  | RHNHPELC | 1 | 0.16667 | HOUPARRHNHPELCN04_NEWD
HOUPARRHNHPELCN04_NEWC_D17 | Residential heating technology - Heat pump, Ground source - single-family house - new building - distributed level 0.17 | HOUELC, HOUAMB | HOUPARRHN_NEWC_DMD | MKr20 | 2020 | 12.0782 | 0.34332 | 0.28474 | [5 empty] | PAR | C | NEW | 3.512 |  | RHNHPELC | 1 | 0.16667 | HOUPARRHNHPELCN04_NEWC
HOUPARRHNHPELCN04_NEWC_D17 | Residential heating technology - Heat pump, Ground source - single-family house - new building - distributed level 0.17 | HOUELC, HOUAMB | HOUPARRHN_NEWC_DMD | MKr20 | 2025 | 11.4743 | 0.23857 | 0.27624 | [5 empty] | PAR | C | NEW | 3.6201 |  | RHNHPELC | 1 | 0.16667 | HOUPARRHNHPELCN04_NEWC
HOUPARRHNHPELCN04_NEWC_D17 | Residential heating technology - Heat pump, Ground source - single-family house - new building - distributed level 0.17 | HOUELC, HOUAMB | HOUPARRHN_NEWC_DMD | MKr20 | 2030 | 10.8704 | 0.23447 | 0.26823 | [5 empty] | PAR | C | NEW | 3.7281 |  | RHNHPELC | 1 | 0.16667 | HOUPARRHNHPELCN04_NEWC
HOUPARRHNHPELCN04_NEWC_D17 | Residential heating technology - Heat pump, Ground source - single-family house - new building - distributed level 0.17 | HOUELC, HOUAMB | HOUPARRHN_NEWC_DMD | MKr20 | 2040 | 10.3269 | 0.22686 | 0.25705 | [5 empty] | PAR | C | NEW | 3.8902 |  | RHNHPELC | 1 | 0.16667 | HOUPARRHNHPELCN04_NEWC
HOUPARRHNHPELCN04_NEWC_D17 | Residential heating technology - Heat pump, Ground source - single-family house - new building - distributed level 0.17 | HOUELC, HOUAMB | HOUPARRHN_NEWC_DMD | MKr20 | 2050 | 9.7833 | 0.21925 | 0.24677 | [5 empty] | PAR | C | NEW | 4.0523 |  | RHNHPELC | 1 | 0.16667 | HOUPARRHNHPELCN04_NEWC
HOUPARRHNHPELCN03_NEWI_D17 | Residential heating technology - Heat pump, Air-to-water - single-family house - new building - distributed level 0.17 | HOUELC, HOUAMB | HOUPARRHN_NEWI_DMD | MKr20 | 2020 | 7.5875 | 0.34625 | 0.31369 | [5 empty] | PAR | I | NEW | 3.1878 |  | RHNHPELC | 1 | 0.16667 | HOUPARRHNHPELCN03_NEWI
HOUPARRHNHPELCN03_NEWI_D17 | Residential heating technology - Heat pump, Air-to-water - single-family house - new building - distributed level 0.17 | HOUELC, HOUAMB | HOUPARRHN_NEWI_DMD | MKr20 | 2025 | 7.1578 | 0.24149 | 0.29851 | [5 empty] | PAR | I | NEW | 3.3499 |  | RHNHPELC | 1 | 0.16667 | HOUPARRHNHPELCN03_NEWI
HOUPARRHNHPELCN03_NEWI_D17 | Residential heating technology - Heat pump, Air-to-water - single-family house - new building - distributed level 0.17 | HOUELC, HOUAMB | HOUPARRHN_NEWI_DMD | MKr20 | 2030 | 6.7281 | 0.23739 | 0.28474 | [5 empty] | PAR | I | NEW | 3.512 |  | RHNHPELC | 1 | 0.16667 | HOUPARRHNHPELCN03_NEWI
HOUPARRHNHPELCN03_NEWI_D17 | Residential heating technology - Heat pump, Air-to-water - single-family house - new building - distributed level 0.17 | HOUELC, HOUAMB | HOUPARRHN_NEWI_DMD | MKr20 | 2040 | 6.3489 | 0.22978 | 0.27218 | [5 empty] | PAR | I | NEW | 3.6741 |  | RHNHPELC | 1 | 0.16667 | HOUPARRHNHPELCN03_NEWI
HOUPARRHNHPELCN03_NEWI_D17 | Residential heating technology - Heat pump, Air-to-water - single-family house - new building - distributed level 0.17 | HOUELC, HOUAMB | HOUPARRHN_NEWI_DMD | MKr20 | 2050 | 5.9697 | 0.22217 | 0.2644 | [5 empty] | PAR | I | NEW | 3.7822 |  | RHNHPELC | 1 | 0.16667 | HOUPARRHNHPELCN03_NEWI
HOUPARRHNHPELCN03_NEWD_D17 | Residential heating technology - Heat pump, Air-to-water - single-family house - new building - distributed level 0.17 | HOUELC, HOUAMB | HOUPARRHN_NEWD_DMD | MKr20 | 2020 | 7.5875 | 0.34625 | 0.31369 | [5 empty] | PAR | D | NEW | 3.1878 |  | RHNHPELC | 1 | 0.16667 | HOUPARRHNHPELCN03_NEWD
HOUPARRHNHPELCN03_NEWD_D17 | Residential heating technology - Heat pump, Air-to-water - single-family house - new building - distributed level 0.17 | HOUELC, HOUAMB | HOUPARRHN_NEWD_DMD | MKr20 | 2025 | 7.1578 | 0.24149 | 0.29851 | [5 empty] | PAR | D | NEW | 3.3499 |  | RHNHPELC | 1 | 0.16667 | HOUPARRHNHPELCN03_NEWD
HOUPARRHNHPELCN03_NEWD_D17 | Residential heating technology - Heat pump, Air-to-water - single-family house - new building - distributed level 0.17 | HOUELC, HOUAMB | HOUPARRHN_NEWD_DMD | MKr20 | 2030 | 6.7281 | 0.23739 | 0.28474 | [5 empty] | PAR | D | NEW | 3.512 |  | RHNHPELC | 1 | 0.16667 | HOUPARRHNHPELCN03_NEWD
HOUPARRHNHPELCN03_NEWD_D17 | Residential heating technology - Heat pump, Air-to-water - single-family house - new building - distributed level 0.17 | HOUELC, HOUAMB | HOUPARRHN_NEWD_DMD | MKr20 | 2040 | 6.3489 | 0.22978 | 0.27218 | [5 empty] | PAR | D | NEW | 3.6741 |  | RHNHPELC | 1 | 0.16667 | HOUPARRHNHPELCN03_NEWD
HOUPARRHNHPELCN03_NEWD_D17 | Residential heating technology - Heat pump, Air-to-water - single-family house - new building - distributed level 0.17 | HOUELC, HOUAMB | HOUPARRHN_NEWD_DMD | MKr20 | 2050 | 5.9697 | 0.22217 | 0.2644 | [5 empty] | PAR | D | NEW | 3.7822 |  | RHNHPELC | 1 | 0.16667 | HOUPARRHNHPELCN03_NEWD
HOUPARRHNHPELCN03_NEWC_D17 | Residential heating technology - Heat pump, Air-to-water - single-family house - new building - distributed level 0.17 | HOUELC, HOUAMB | HOUPARRHN_NEWC_DMD | MKr20 | 2020 | 7.5875 | 0.34625 | 0.31369 | [5 empty] | PAR | C | NEW | 3.1878 |  | RHNHPELC | 1 | 0.16667 | HOUPARRHNHPELCN03_NEWC
HOUPARRHNHPELCN03_NEWC_D17 | Residential heating technology - Heat pump, Air-to-water - single-family house - new building - distributed level 0.17 | HOUELC, HOUAMB | HOUPARRHN_NEWC_DMD | MKr20 | 2025 | 7.1578 | 0.24149 | 0.29851 | [5 empty] | PAR | C | NEW | 3.3499 |  | RHNHPELC | 1 | 0.16667 | HOUPARRHNHPELCN03_NEWC
HOUPARRHNHPELCN03_NEWC_D17 | Residential heating technology - Heat pump, Air-to-water - single-family house - new building - distributed level 0.17 | HOUELC, HOUAMB | HOUPARRHN_NEWC_DMD | MKr20 | 2030 | 6.7281 | 0.23739 | 0.28474 | [5 empty] | PAR | C | NEW | 3.512 |  | RHNHPELC | 1 | 0.16667 | HOUPARRHNHPELCN03_NEWC
HOUPARRHNHPELCN03_NEWC_D17 | Residential heating technology - Heat pump, Air-to-water - single-family house - new building - distributed level 0.17 | HOUELC, HOUAMB | HOUPARRHN_NEWC_DMD | MKr20 | 2040 | 6.3489 | 0.22978 | 0.27218 | [5 empty] | PAR | C | NEW | 3.6741 |  | RHNHPELC | 1 | 0.16667 | HOUPARRHNHPELCN03_NEWC
HOUPARRHNHPELCN03_NEWC_D17 | Residential heating technology - Heat pump, Air-to-water - single-family house - new building - distributed level 0.17 | HOUELC, HOUAMB | HOUPARRHN_NEWC_DMD | MKr20 | 2050 | 5.9697 | 0.22217 | 0.2644 | [5 empty] | PAR | C | NEW | 3.7822 |  | RHNHPELC | 1 | 0.16667 | HOUPARRHNHPELCN03_NEWC
HOUPARRHNHPELCN02_NEWI_D17 | Residential heating technology - Heat pump, Air-to-air - single-family house - new building - distributed level 0.17 | HOUELC, HOUAMB | HOUPARRHN_NEWI_DMD | MKr20 | 2020 | 2.7846 | 0.37577 | 0.20117 | [5 empty] | PAR | I | NEW | 4.9708 |  | RHNHPELC | 1 | 0.16667 | HOUPARRHNHPELCN02_NEWI
HOUPARRHNHPELCN02_NEWI_D17 | Residential heating technology - Heat pump, Air-to-air - single-family house - new building - distributed level 0.17 | HOUELC, HOUAMB | HOUPARRHN_NEWI_DMD | MKr20 | 2025 | 2.7165 | 0.2553 | 0.1908 | [5 empty] | PAR | I | NEW | 5.241 |  | RHNHPELC | 1 | 0.16667 | HOUPARRHNHPELCN02_NEWI
HOUPARRHNHPELCN02_NEWI_D17 | Residential heating technology - Heat pump, Air-to-air - single-family house - new building - distributed level 0.17 | HOUELC, HOUAMB | HOUPARRHN_NEWI_DMD | MKr20 | 2030 | 2.6484 | 0.25058 | 0.18325 | [5 empty] | PAR | I | NEW | 5.4571 |  | RHNHPELC | 1 | 0.16667 | HOUPARRHNHPELCN02_NEWI
HOUPARRHNHPELCN02_NEWI_D17 | Residential heating technology - Heat pump, Air-to-air - single-family house - new building - distributed level 0.17 | HOUELC, HOUAMB | HOUPARRHN_NEWI_DMD | MKr20 | 2040 | 2.5221 | 0.24183 | 0.17627 | [5 empty] | PAR | I | NEW | 5.6732 |  | RHNHPELC | 1 | 0.16667 | HOUPARRHNHPELCN02_NEWI
HOUPARRHNHPELCN02_NEWI_D17 | Residential heating technology - Heat pump, Air-to-air - single-family house - new building - distributed level 0.17 | HOUELC, HOUAMB | HOUPARRHN_NEWI_DMD | MKr20 | 2050 | 2.3958 | 0.23308 | 0.1746 | [5 empty] | PAR | I | NEW | 5.7273 |  | RHNHPELC | 1 | 0.16667 | HOUPARRHNHPELCN02_NEWI
HOUPARRHNHPELCN02_NEWD_D17 | Residential heating technology - Heat pump, Air-to-air - single-family house - new building - distributed level 0.17 | HOUELC, HOUAMB | HOUPARRHN_NEWD_DMD | MKr20 | 2020 | 2.7846 | 0.37577 | 0.20117 | [5 empty] | PAR | D | NEW | 4.9708 |  | RHNHPELC | 1 | 0.16667 | HOUPARRHNHPELCN02_NEWD
HOUPARRHNHPELCN02_NEWD_D17 | Residential heating technology - Heat pump, Air-to-air - single-family house - new building - distributed level 0.17 | HOUELC, HOUAMB | HOUPARRHN_NEWD_DMD | MKr20 | 2025 | 2.7165 | 0.2553 | 0.1908 | [5 empty] | PAR | D | NEW | 5.241 |  | RHNHPELC | 1 | 0.16667 | HOUPARRHNHPELCN02_NEWD
HOUPARRHNHPELCN02_NEWD_D17 | Residential heating technology - Heat pump, Air-to-air - single-family house - new building - distributed level 0.17 | HOUELC, HOUAMB | HOUPARRHN_NEWD_DMD | MKr20 | 2030 | 2.6484 | 0.25058 | 0.18325 | [5 empty] | PAR | D | NEW | 5.4571 |  | RHNHPELC | 1 | 0.16667 | HOUPARRHNHPELCN02_NEWD
HOUPARRHNHPELCN02_NEWD_D17 | Residential heating technology - Heat pump, Air-to-air - single-family house - new building - distributed level 0.17 | HOUELC, HOUAMB | HOUPARRHN_NEWD_DMD | MKr20 | 2040 | 2.5221 | 0.24183 | 0.17627 | [5 empty] | PAR | D | NEW | 5.6732 |  | RHNHPELC | 1 | 0.16667 | HOUPARRHNHPELCN02_NEWD
HOUPARRHNHPELCN02_NEWD_D17 | Residential heating technology - Heat pump, Air-to-air - single-family house - new building - distributed level 0.17 | HOUELC, HOUAMB | HOUPARRHN_NEWD_DMD | MKr20 | 2050 | 2.3958 | 0.23308 | 0.1746 | [5 empty] | PAR | D | NEW | 5.7273 |  | RHNHPELC | 1 | 0.16667 | HOUPARRHNHPELCN02_NEWD
HOUPARRHNHPELCN02_NEWC_D17 | Residential heating technology - Heat pump, Air-to-air - single-family house - new building - distributed level 0.17 | HOUELC, HOUAMB | HOUPARRHN_NEWC_DMD | MKr20 | 2020 | 2.7846 | 0.37577 | 0.20117 | [5 empty] | PAR | C | NEW | 4.9708 |  | RHNHPELC | 1 | 0.16667 | HOUPARRHNHPELCN02_NEWC
HOUPARRHNHPELCN02_NEWC_D17 | Residential heating technology - Heat pump, Air-to-air - single-family house - new building - distributed level 0.17 | HOUELC, HOUAMB | HOUPARRHN_NEWC_DMD | MKr20 | 2025 | 2.7165 | 0.2553 | 0.1908 | [5 empty] | PAR | C | NEW | 5.241 |  | RHNHPELC | 1 | 0.16667 | HOUPARRHNHPELCN02_NEWC
HOUPARRHNHPELCN02_NEWC_D17 | Residential heating technology - Heat pump, Air-to-air - single-family house - new building - distributed level 0.17 | HOUELC, HOUAMB | HOUPARRHN_NEWC_DMD | MKr20 | 2030 | 2.6484 | 0.25058 | 0.18325 | [5 empty] | PAR | C | NEW | 5.4571 |  | RHNHPELC | 1 | 0.16667 | HOUPARRHNHPELCN02_NEWC
HOUPARRHNHPELCN02_NEWC_D17 | Residential heating technology - Heat pump, Air-to-air - single-family house - new building - distributed level 0.17 | HOUELC, HOUAMB | HOUPARRHN_NEWC_DMD | MKr20 | 2040 | 2.5221 | 0.24183 | 0.17627 | [5 empty] | PAR | C | NEW | 5.6732 |  | RHNHPELC | 1 | 0.16667 | HOUPARRHNHPELCN02_NEWC
HOUPARRHNHPELCN02_NEWC_D17 | Residential heating technology - Heat pump, Air-to-air - single-family house - new building - distributed level 0.17 | HOUELC, HOUAMB | HOUPARRHN_NEWC_DMD | MKr20 | 2050 | 2.3958 | 0.23308 | 0.1746 | [5 empty] | PAR | C | NEW | 5.7273 |  | RHNHPELC | 1 | 0.16667 | HOUPARRHNHPELCN02_NEWC
HOUPARRHNDIELCN06_NEWI_D17 | Residential heating technology - Electric heating - electric panel from Bauhaus - single-family house - new building - distributed level 0.17 | HOUELC | HOUPARRHN_NEWI_DMD | MKr20 | 2020 | 0.46132 | 0 | [6 empty] | PAR | I | NEW |  |  | RHNDIELC | 1 | 0.16667 | HOUPARRHNDIELCN06_NEWI
HOUPARRHNDIELCN06_NEWI_D17 | Residential heating technology - Electric heating - electric panel from Bauhaus - single-family house - new building - distributed level 0.17 | HOUELC | HOUPARRHN_NEWI_DMD | MKr20 | 2025 | 0.46132 | 0 | [6 empty] | PAR | I | NEW |  |  | RHNDIELC | 1 | 0.16667 | HOUPARRHNDIELCN06_NEWI
HOUPARRHNDIELCN06_NEWI_D17 | Residential heating technology - Electric heating - electric panel from Bauhaus - single-family house - new building - distributed level 0.17 | HOUELC | HOUPARRHN_NEWI_DMD | MKr20 | 2030 | 0.46132 | 0 | [6 empty] | PAR | I | NEW |  |  | RHNDIELC | 1 | 0.16667 | HOUPARRHNDIELCN06_NEWI
HOUPARRHNDIELCN06_NEWI_D17 | Residential heating technology - Electric heating - electric panel from Bauhaus - single-family house - new building - distributed level 0.17 | HOUELC | HOUPARRHN_NEWI_DMD | MKr20 | 2040 | 0.46132 | 0 | [6 empty] | PAR | I | NEW |  |  | RHNDIELC | 1 | 0.16667 | HOUPARRHNDIELCN06_NEWI
HOUPARRHNDIELCN06_NEWI_D17 | Residential heating technology - Electric heating - electric panel from Bauhaus - single-family house - new building - distributed level 0.17 | HOUELC | HOUPARRHN_NEWI_DMD | MKr20 | 2050 | 0.46132 | 0 | [6 empty] | PAR | I | NEW |  |  | RHNDIELC | 1 | 0.16667 | HOUPARRHNDIELCN06_NEWI
HOUPARRHNDIELCN06_NEWD_D17 | Residential heating technology - Electric heating - electric panel from Bauhaus - single-family house - new building - distributed level 0.17 | HOUELC | HOUPARRHN_NEWD_DMD | MKr20 | 2020 | 0.46132 | 0 | [6 empty] | PAR | D | NEW |  |  | RHNDIELC | 1 | 0.16667 | HOUPARRHNDIELCN06_NEWD
HOUPARRHNDIELCN06_NEWD_D17 | Residential heating technology - Electric heating - electric panel from Bauhaus - single-family house - new building - distributed level 0.17 | HOUELC | HOUPARRHN_NEWD_DMD | MKr20 | 2025 | 0.46132 | 0 | [6 empty] | PAR | D | NEW |  |  | RHNDIELC | 1 | 0.16667 | HOUPARRHNDIELCN06_NEWD
HOUPARRHNDIELCN06_NEWD_D17 | Residential heating technology - Electric heating - electric panel from Bauhaus - single-family house - new building - distributed level 0.17 | HOUELC | HOUPARRHN_NEWD_DMD | MKr20 | 2030 | 0.46132 | 0 | [6 empty] | PAR | D | NEW |  |  | RHNDIELC | 1 | 0.16667 | HOUPARRHNDIELCN06_NEWD
HOUPARRHNDIELCN06_NEWD_D17 | Residential heating technology - Electric heating - electric panel from Bauhaus - single-family house - new building - distributed level 0.17 | HOUELC | HOUPARRHN_NEWD_DMD | MKr20 | 2040 | 0.46132 | 0 | [6 empty] | PAR | D | NEW |  |  | RHNDIELC | 1 | 0.16667 | HOUPARRHNDIELCN06_NEWD
HOUPARRHNDIELCN06_NEWD_D17 | Residential heating technology - Electric heating - electric panel from Bauhaus - single-family house - new building - distributed level 0.17 | HOUELC | HOUPARRHN_NEWD_DMD | MKr20 | 2050 | 0.46132 | 0 | [6 empty] | PAR | D | NEW |  |  | RHNDIELC | 1 | 0.16667 | HOUPARRHNDIELCN06_NEWD
HOUPARRHNDIELCN06_NEWC_D17 | Residential heating technology - Electric heating - electric panel from Bauhaus - single-family house - new building - distributed level 0.17 | HOUELC | HOUPARRHN_NEWC_DMD | MKr20 | 2020 | 0.46132 | 0 | [6 empty] | PAR | C | NEW |  |  | RHNDIELC | 1 | 0.16667 | HOUPARRHNDIELCN06_NEWC
HOUPARRHNDIELCN06_NEWC_D17 | Residential heating technology - Electric heating - electric panel from Bauhaus - single-family house - new building - distributed level 0.17 | HOUELC | HOUPARRHN_NEWC_DMD | MKr20 | 2025 | 0.46132 | 0 | [6 empty] | PAR | C | NEW |  |  | RHNDIELC | 1 | 0.16667 | HOUPARRHNDIELCN06_NEWC
HOUPARRHNDIELCN06_NEWC_D17 | Residential heating technology - Electric heating - electric panel from Bauhaus - single-family house - new building - distributed level 0.17 | HOUELC | HOUPARRHN_NEWC_DMD | MKr20 | 2030 | 0.46132 | 0 | [6 empty] | PAR | C | NEW |  |  | RHNDIELC | 1 | 0.16667 | HOUPARRHNDIELCN06_NEWC
HOUPARRHNDIELCN06_NEWC_D17 | Residential heating technology - Electric heating - electric panel from Bauhaus - single-family house - new building - distributed level 0.17 | HOUELC | HOUPARRHN_NEWC_DMD | MKr20 | 2040 | 0.46132 | 0 | [6 empty] | PAR | C | NEW |  |  | RHNDIELC | 1 | 0.16667 | HOUPARRHNDIELCN06_NEWC
HOUPARRHNDIELCN06_NEWC_D17 | Residential heating technology - Electric heating - electric panel from Bauhaus - single-family house - new building - distributed level 0.17 | HOUELC | HOUPARRHN_NEWC_DMD | MKr20 | 2050 | 0.46132 | 0 | [6 empty] | PAR | C | NEW |  |  | RHNDIELC | 1 | 0.16667 | HOUPARRHNDIELCN06_NEWC
HOUPARRHNDIELCN01_NEWI_D17 | Residential heating technology - Electric heating - single-family house - new building - distributed level 0.17 | HOUELC | HOUPARRHN_NEWI_DMD | MKr20 | 2020 | 5.6052 | 0.04999 | [6 empty] | PAR | I | NEW |  |  | RHNDIELC | 1 | 0.16667 | HOUPARRHNDIELCN01_NEWI
HOUPARRHNDIELCN01_NEWI_D17 | Residential heating technology - Electric heating - single-family house - new building - distributed level 0.17 | HOUELC | HOUPARRHN_NEWI_DMD | MKr20 | 2025 | 5.4664 | 0.04999 | [6 empty] | PAR | I | NEW |  |  | RHNDIELC | 1 | 0.16667 | HOUPARRHNDIELCN01_NEWI
HOUPARRHNDIELCN01_NEWI_D17 | Residential heating technology - Electric heating - single-family house - new building - distributed level 0.17 | HOUELC | HOUPARRHN_NEWI_DMD | MKr20 | 2030 | 5.3311 | 0.047907 | [6 empty] | PAR | I | NEW |  |  | RHNDIELC | 1 | 0.16667 | HOUPARRHNDIELCN01_NEWI
HOUPARRHNDIELCN01_NEWI_D17 | Residential heating technology - Electric heating - single-family house - new building - distributed level 0.17 | HOUELC | HOUPARRHN_NEWI_DMD | MKr20 | 2040 | 5.0705 | 0.045824 | [6 empty] | PAR | I | NEW |  |  | RHNDIELC | 1 | 0.16667 | HOUPARRHNDIELCN01_NEWI
HOUPARRHNDIELCN01_NEWI_D17 | Residential heating technology - Electric heating - single-family house - new building - distributed level 0.17 | HOUELC | HOUPARRHN_NEWI_DMD | MKr20 | 2050 | 4.8226 | 0.043741 | [6 empty] | PAR | I | NEW |  |  | RHNDIELC | 1 | 0.16667 | HOUPARRHNDIELCN01_NEWI
HOUPARRHNDIELCN01_NEWD_D17 | Residential heating technology - Electric heating - single-family house - new building - distributed level 0.17 | HOUELC | HOUPARRHN_NEWD_DMD | MKr20 | 2020 | 5.6052 | 0.04999 | [6 empty] | PAR | D | NEW |  |  | RHNDIELC | 1 | 0.16667 | HOUPARRHNDIELCN01_NEWD
HOUPARRHNDIELCN01_NEWD_D17 | Residential heating technology - Electric heating - single-family house - new building - distributed level 0.17 | HOUELC | HOUPARRHN_NEWD_DMD | MKr20 | 2025 | 5.4664 | 0.04999 | [6 empty] | PAR | D | NEW |  |  | RHNDIELC | 1 | 0.16667 | HOUPARRHNDIELCN01_NEWD
HOUPARRHNDIELCN01_NEWD_D17 | Residential heating technology - Electric heating - single-family house - new building - distributed level 0.17 | HOUELC | HOUPARRHN_NEWD_DMD | MKr20 | 2030 | 5.3311 | 0.047907 | [6 empty] | PAR | D | NEW |  |  | RHNDIELC | 1 | 0.16667 | HOUPARRHNDIELCN01_NEWD
HOUPARRHNDIELCN01_NEWD_D17 | Residential heating technology - Electric heating - single-family house - new building - distributed level 0.17 | HOUELC | HOUPARRHN_NEWD_DMD | MKr20 | 2040 | 5.0705 | 0.045824 | [6 empty] | PAR | D | NEW |  |  | RHNDIELC | 1 | 0.16667 | HOUPARRHNDIELCN01_NEWD
HOUPARRHNDIELCN01_NEWD_D17 | Residential heating technology - Electric heating - single-family house - new building - distributed level 0.17 | HOUELC | HOUPARRHN_NEWD_DMD | MKr20 | 2050 | 4.8226 | 0.043741 | [6 empty] | PAR | D | NEW |  |  | RHNDIELC | 1 | 0.16667 | HOUPARRHNDIELCN01_NEWD
HOUPARRHNDIELCN01_NEWC_D17 | Residential heating technology - Electric heating - single-family house - new building - distributed level 0.17 | HOUELC | HOUPARRHN_NEWC_DMD | MKr20 | 2020 | 5.6052 | 0.04999 | [6 empty] | PAR | C | NEW |  |  | RHNDIELC | 1 | 0.16667 | HOUPARRHNDIELCN01_NEWC
HOUPARRHNDIELCN01_NEWC_D17 | Residential heating technology - Electric heating - single-family house - new building - distributed level 0.17 | HOUELC | HOUPARRHN_NEWC_DMD | MKr20 | 2025 | 5.4664 | 0.04999 | [6 empty] | PAR | C | NEW |  |  | RHNDIELC | 1 | 0.16667 | HOUPARRHNDIELCN01_NEWC
HOUPARRHNDIELCN01_NEWC_D17 | Residential heating technology - Electric heating - single-family house - new building - distributed level 0.17 | HOUELC | HOUPARRHN_NEWC_DMD | MKr20 | 2030 | 5.3311 | 0.047907 | [6 empty] | PAR | C | NEW |  |  | RHNDIELC | 1 | 0.16667 | HOUPARRHNDIELCN01_NEWC
HOUPARRHNDIELCN01_NEWC_D17 | Residential heating technology - Electric heating - single-family house - new building - distributed level 0.17 | HOUELC | HOUPARRHN_NEWC_DMD | MKr20 | 2040 | 5.0705 | 0.045824 | [6 empty] | PAR | C | NEW |  |  | RHNDIELC | 1 | 0.16667 | HOUPARRHNDIELCN01_NEWC
HOUPARRHNDIELCN01_NEWC_D17 | Residential heating technology - Electric heating - single-family house - new building - distributed level 0.17 | HOUELC | HOUPARRHN_NEWC_DMD | MKr20 | 2050 | 4.8226 | 0.043741 | [6 empty] | PAR | C | NEW |  |  | RHNDIELC | 1 | 0.16667 | HOUPARRHNDIELCN01_NEWC
HOUPARRHNBHWPEN01_NEWI_D17 | Residential heating technology - Biomass boiler, automatic stoking , wood pellets or wood chips - single-family house - new building - distributed level 0.17 | HOUWPE | HOUPARRHN_NEWI_DMD | MKr20 | 2020 | 2.9369 | 0.23455 |  | 25 | 14 | 70 | 2 | 4 | PAR | I | NEW |  |  | RHNBHWPE | 1 | 0.16667 | HOUPARRHNBHWPEN01_NEWI
HOUPARRHNBHWPEN01_NEWI_D17 | Residential heating technology - Biomass boiler, automatic stoking , wood pellets or wood chips - single-family house - new building - distributed level 0.17 | HOUWPE | HOUPARRHN_NEWI_DMD | MKr20 | 2025 | 3.5803 | 0.28763 |  | 25 | 14 | 60 | 2 | 4 | PAR | I | NEW |  |  | RHNBHWPE | 1 | 0.16667 | HOUPARRHNBHWPEN01_NEWI
HOUPARRHNBHWPEN01_NEWI_D17 | Residential heating technology - Biomass boiler, automatic stoking , wood pellets or wood chips - single-family house - new building - distributed level 0.17 | HOUWPE | HOUPARRHN_NEWI_DMD | MKr20 | 2030 | 3.4917 | 0.28316 |  | 25 | 11 | 50 | 1 | 4 | PAR | I | NEW |  |  | RHNBHWPE | 1 | 0.16667 | HOUPARRHNBHWPEN01_NEWI
HOUPARRHNBHWPEN01_NEWI_D17 | Residential heating technology - Biomass boiler, automatic stoking , wood pellets or wood chips - single-family house - new building - distributed level 0.17 | HOUWPE | HOUPARRHN_NEWI_DMD | MKr20 | 2040 | 3.321 | 0.27038 |  | 25 | 9 | 45 | 1 | 4 | PAR | I | NEW |  |  | RHNBHWPE | 1 | 0.16667 | HOUPARRHNBHWPEN01_NEWI
HOUPARRHNBHWPEN01_NEWI_D17 | Residential heating technology - Biomass boiler, automatic stoking , wood pellets or wood chips - single-family house - new building - distributed level 0.17 | HOUWPE | HOUPARRHN_NEWI_DMD | MKr20 | 2050 | 3.1586 | 0.25814 |  | 25 | 9 | 40 | 0 | 4 | PAR | I | NEW |  |  | RHNBHWPE | 1 | 0.16667 | HOUPARRHNBHWPEN01_NEWI
HOUPARRHNBHWPEN01_NEWD_D17 | Residential heating technology - Biomass boiler, automatic stoking , wood pellets or wood chips - single-family house - new building - distributed level 0.17 | HOUWPE | HOUPARRHN_NEWD_DMD | MKr20 | 2020 | 2.9369 | 0.23455 |  | 25 | 14 | 70 | 2 | 4 | PAR | D | NEW |  |  | RHNBHWPE | 1 | 0.16667 | HOUPARRHNBHWPEN01_NEWD
HOUPARRHNBHWPEN01_NEWD_D17 | Residential heating technology - Biomass boiler, automatic stoking , wood pellets or wood chips - single-family house - new building - distributed level 0.17 | HOUWPE | HOUPARRHN_NEWD_DMD | MKr20 | 2025 | 3.5803 | 0.28763 |  | 25 | 14 | 60 | 2 | 4 | PAR | D | NEW |  |  | RHNBHWPE | 1 | 0.16667 | HOUPARRHNBHWPEN01_NEWD
HOUPARRHNBHWPEN01_NEWD_D17 | Residential heating technology - Biomass boiler, automatic stoking , wood pellets or wood chips - single-family house - new building - distributed level 0.17 | HOUWPE | HOUPARRHN_NEWD_DMD | MKr20 | 2030 | 3.4917 | 0.28316 |  | 25 | 11 | 50 | 1 | 4 | PAR | D | NEW |  |  | RHNBHWPE | 1 | 0.16667 | HOUPARRHNBHWPEN01_NEWD
HOUPARRHNBHWPEN01_NEWD_D17 | Residential heating technology - Biomass boiler, automatic stoking , wood pellets or wood chips - single-family house - new building - distributed level 0.17 | HOUWPE | HOUPARRHN_NEWD_DMD | MKr20 | 2040 | 3.321 | 0.27038 |  | 25 | 9 | 45 | 1 | 4 | PAR | D | NEW |  |  | RHNBHWPE | 1 | 0.16667 | HOUPARRHNBHWPEN01_NEWD
HOUPARRHNBHWPEN01_NEWD_D17 | Residential heating technology - Biomass boiler, automatic stoking , wood pellets or wood chips - single-family house - new building - distributed level 0.17 | HOUWPE | HOUPARRHN_NEWD_DMD | MKr20 | 2050 | 3.1586 | 0.25814 |  | 25 | 9 | 40 | 0 | 4 | PAR | D | NEW |  |  | RHNBHWPE | 1 | 0.16667 | HOUPARRHNBHWPEN01_NEWD
HOUPARRHNBHWPEN01_NEWC_D17 | Residential heating technology - Biomass boiler, automatic stoking , wood pellets or wood chips - single-family house - new building - distributed level 0.17 | HOUWPE | HOUPARRHN_NEWC_DMD | MKr20 | 2020 | 2.9369 | 0.23455 |  | 25 | 14 | 70 | 2 | 4 | PAR | C | NEW |  |  | RHNBHWPE | 1 | 0.16667 | HOUPARRHNBHWPEN01_NEWC
HOUPARRHNBHWPEN01_NEWC_D17 | Residential heating technology - Biomass boiler, automatic stoking , wood pellets or wood chips - single-family house - new building - distributed level 0.17 | HOUWPE | HOUPARRHN_NEWC_DMD | MKr20 | 2025 | 3.5803 | 0.28763 |  | 25 | 14 | 60 | 2 | 4 | PAR | C | NEW |  |  | RHNBHWPE | 1 | 0.16667 | HOUPARRHNBHWPEN01_NEWC
HOUPARRHNBHWPEN01_NEWC_D17 | Residential heating technology - Biomass boiler, automatic stoking , wood pellets or wood chips - single-family house - new building - distributed level 0.17 | HOUWPE | HOUPARRHN_NEWC_DMD | MKr20 | 2030 | 3.4917 | 0.28316 |  | 25 | 11 | 50 | 1 | 4 | PAR | C | NEW |  |  | RHNBHWPE | 1 | 0.16667 | HOUPARRHNBHWPEN01_NEWC
HOUPARRHNBHWPEN01_NEWC_D17 | Residential heating technology - Biomass boiler, automatic stoking , wood pellets or wood chips - single-family house - new building - distributed level 0.17 | HOUWPE | HOUPARRHN_NEWC_DMD | MKr20 | 2040 | 3.321 | 0.27038 |  | 25 | 9 | 45 | 1 | 4 | PAR | C | NEW |  |  | RHNBHWPE | 1 | 0.16667 | HOUPARRHNBHWPEN01_NEWC
HOUPARRHNBHWPEN01_NEWC_D17 | Residential heating technology - Biomass boiler, automatic stoking , wood pellets or wood chips - single-family house - new building - distributed level 0.17 | HOUWPE | HOUPARRHN_NEWC_DMD | MKr20 | 2050 | 3.1586 | 0.25814 |  | 25 | 9 | 40 | 0 | 4 | PAR | C | NEW |  |  | RHNBHWPE | 1 | 0.16667 | HOUPARRHNBHWPEN01_NEWC
HOUPARRHNBHSOLN01_NEWI_D17 | Residential heating technology - Solar heating system - single-family house - new building - distributed level 0.17 | HOUSOL | HOUPARRHN_NEWI_DMD | MKr20 | 2020 | 3.5707 | 0.098865 | [6 empty] | PAR | I | NEW |  |  | RHNBHSOL | 1 | 0.16667 | HOUPARRHNBHSOLN01_NEWI
HOUPARRHNBHSOLN01_NEWI_D17 | Residential heating technology - Solar heating system - single-family house - new building - distributed level 0.17 | HOUSOL | HOUPARRHN_NEWI_DMD | MKr20 | 2025 | 3.3476 | 0.097079 | [6 empty] | PAR | I | NEW |  |  | RHNBHSOL | 1 | 0.16667 | HOUPARRHNBHSOLN01_NEWI
HOUPARRHNBHSOLN01_NEWI_D17 | Residential heating technology - Solar heating system - single-family house - new building - distributed level 0.17 | HOUSOL | HOUPARRHN_NEWI_DMD | MKr20 | 2030 | 3.1244 | 0.096782 | [6 empty] | PAR | I | NEW |  |  | RHNBHSOL | 1 | 0.16667 | HOUPARRHNBHSOLN01_NEWI
HOUPARRHNBHSOLN01_NEWI_D17 | Residential heating technology - Solar heating system - single-family house - new building - distributed level 0.17 | HOUSOL | HOUPARRHN_NEWI_DMD | MKr20 | 2040 | 2.9756 | 0.092913 | [6 empty] | PAR | I | NEW |  |  | RHNBHSOL | 1 | 0.16667 | HOUPARRHNBHSOLN01_NEWI
HOUPARRHNBHSOLN01_NEWI_D17 | Residential heating technology - Solar heating system - single-family house - new building - distributed level 0.17 | HOUSOL | HOUPARRHN_NEWI_DMD | MKr20 | 2050 | 2.8268 | 0.089045 | [6 empty] | PAR | I | NEW |  |  | RHNBHSOL | 1 | 0.16667 | HOUPARRHNBHSOLN01_NEWI
HOUPARRHNBHSOLN01_NEWD_D17 | Residential heating technology - Solar heating system - single-family house - new building - distributed level 0.17 | HOUSOL | HOUPARRHN_NEWD_DMD | MKr20 | 2020 | 3.5707 | 0.098865 | [6 empty] | PAR | D | NEW |  |  | RHNBHSOL | 1 | 0.16667 | HOUPARRHNBHSOLN01_NEWD
HOUPARRHNBHSOLN01_NEWD_D17 | Residential heating technology - Solar heating system - single-family house - new building - distributed level 0.17 | HOUSOL | HOUPARRHN_NEWD_DMD | MKr20 | 2025 | 3.3476 | 0.097079 | [6 empty] | PAR | D | NEW |  |  | RHNBHSOL | 1 | 0.16667 | HOUPARRHNBHSOLN01_NEWD
HOUPARRHNBHSOLN01_NEWD_D17 | Residential heating technology - Solar heating system - single-family house - new building - distributed level 0.17 | HOUSOL | HOUPARRHN_NEWD_DMD | MKr20 | 2030 | 3.1244 | 0.096782 | [6 empty] | PAR | D | NEW |  |  | RHNBHSOL | 1 | 0.16667 | HOUPARRHNBHSOLN01_NEWD
HOUPARRHNBHSOLN01_NEWD_D17 | Residential heating technology - Solar heating system - single-family house - new building - distributed level 0.17 | HOUSOL | HOUPARRHN_NEWD_DMD | MKr20 | 2040 | 2.9756 | 0.092913 | [6 empty] | PAR | D | NEW |  |  | RHNBHSOL | 1 | 0.16667 | HOUPARRHNBHSOLN01_NEWD
HOUPARRHNBHSOLN01_NEWD_D17 | Residential heating technology - Solar heating system - single-family house - new building - distributed level 0.17 | HOUSOL | HOUPARRHN_NEWD_DMD | MKr20 | 2050 | 2.8268 | 0.089045 | [6 empty] | PAR | D | NEW |  |  | RHNBHSOL | 1 | 0.16667 | HOUPARRHNBHSOLN01_NEWD
HOUPARRHNBHSOLN01_NEWC_D17 | Residential heating technology - Solar heating system - single-family house - new building - distributed level 0.17 | HOUSOL | HOUPARRHN_NEWC_DMD | MKr20 | 2020 | 3.5707 | 0.098865 | [6 empty] | PAR | C | NEW |  |  | RHNBHSOL | 1 | 0.16667 | HOUPARRHNBHSOLN01_NEWC
HOUPARRHNBHSOLN01_NEWC_D17 | Residential heating technology - Solar heating system - single-family house - new building - distributed level 0.17 | HOUSOL | HOUPARRHN_NEWC_DMD | MKr20 | 2025 | 3.3476 | 0.097079 | [6 empty] | PAR | C | NEW |  |  | RHNBHSOL | 1 | 0.16667 | HOUPARRHNBHSOLN01_NEWC
HOUPARRHNBHSOLN01_NEWC_D17 | Residential heating technology - Solar heating system - single-family house - new building - distributed level 0.17 | HOUSOL | HOUPARRHN_NEWC_DMD | MKr20 | 2030 | 3.1244 | 0.096782 | [6 empty] | PAR | C | NEW |  |  | RHNBHSOL | 1 | 0.16667 | HOUPARRHNBHSOLN01_NEWC
HOUPARRHNBHSOLN01_NEWC_D17 | Residential heating technology - Solar heating system - single-family house - new building - distributed level 0.17 | HOUSOL | HOUPARRHN_NEWC_DMD | MKr20 | 2040 | 2.9756 | 0.092913 | [6 empty] | PAR | C | NEW |  |  | RHNBHSOL | 1 | 0.16667 | HOUPARRHNBHSOLN01_NEWC
HOUPARRHNBHSOLN01_NEWC_D17 | Residential heating technology - Solar heating system - single-family house - new building - distributed level 0.17 | HOUSOL | HOUPARRHN_NEWC_DMD | MKr20 | 2050 | 2.8268 | 0.089045 | [6 empty] | PAR | C | NEW |  |  | RHNBHSOL | 1 | 0.16667 | HOUPARRHNBHSOLN01_NEWC
HOUPARRHNBHGASN03_NEWI_D17 | Residential heating technology - Natural gas boiler - plus connection pipe - single-family house - new building - distributed level 0.17 | HOUGAS | HOUPARRHN_NEWI_DMD | MKr20 | 2020 | 2.6334 | 0.085511 |  | 0.43 | 0.1 | 20.4 | 1 | 1 | PAR | I | NEW |  |  | RHNBHGAS | 1 | 0.16667 | HOUPARRHNBHGASN03_NEWI
HOUPARRHNBHGASN03_NEWI_D17 | Residential heating technology - Natural gas boiler - plus connection pipe - single-family house - new building - distributed level 0.17 | HOUGAS | HOUPARRHN_NEWI_DMD | MKr20 | 2025 | 2.5903 | 0.084067 |  | 0.43 | 0.1 | 20.4 | 1 | 1 | PAR | I | NEW |  |  | RHNBHGAS | 1 | 0.16667 | HOUPARRHNBHGASN03_NEWI
HOUPARRHNBHGASN03_NEWI_D17 | Residential heating technology - Natural gas boiler - plus connection pipe - single-family house - new building - distributed level 0.17 | HOUGAS | HOUPARRHN_NEWI_DMD | MKr20 | 2030 | 2.5483 | 0.083346 |  | 0.43 | 0.1 | 20.4 | 1 | 1 | PAR | I | NEW |  |  | RHNBHGAS | 1 | 0.16667 | HOUPARRHNBHGASN03_NEWI
HOUPARRHNBHGASN03_NEWI_D17 | Residential heating technology - Natural gas boiler - plus connection pipe - single-family house - new building - distributed level 0.17 | HOUGAS | HOUPARRHN_NEWI_DMD | MKr20 | 2040 | 2.4674 | 0.078802 |  | 0.43 | 0.1 | 20.4 | 1 | 1 | PAR | I | NEW |  |  | RHNBHGAS | 1 | 0.16667 | HOUPARRHNBHGASN03_NEWI
HOUPARRHNBHGASN03_NEWI_D17 | Residential heating technology - Natural gas boiler - plus connection pipe - single-family house - new building - distributed level 0.17 | HOUGAS | HOUPARRHN_NEWI_DMD | MKr20 | 2050 | 2.3904 | 0.075972 |  | 0.43 | 0.1 | 20.4 | 1 | 1 | PAR | I | NEW |  |  | RHNBHGAS | 1 | 0.16667 | HOUPARRHNBHGASN03_NEWI
HOUPARRHNBHGASN03_NEWD_D17 | Residential heating technology - Natural gas boiler - plus connection pipe - single-family house - new building - distributed level 0.17 | HOUGAS | HOUPARRHN_NEWD_DMD | MKr20 | 2020 | 2.6334 | 0.085511 |  | 0.43 | 0.1 | 20.4 | 1 | 1 | PAR | D | NEW |  |  | RHNBHGAS | 1 | 0.16667 | HOUPARRHNBHGASN03_NEWD
HOUPARRHNBHGASN03_NEWD_D17 | Residential heating technology - Natural gas boiler - plus connection pipe - single-family house - new building - distributed level 0.17 | HOUGAS | HOUPARRHN_NEWD_DMD | MKr20 | 2025 | 2.5903 | 0.084067 |  | 0.43 | 0.1 | 20.4 | 1 | 1 | PAR | D | NEW |  |  | RHNBHGAS | 1 | 0.16667 | HOUPARRHNBHGASN03_NEWD
HOUPARRHNBHGASN03_NEWD_D17 | Residential heating technology - Natural gas boiler - plus connection pipe - single-family house - new building - distributed level 0.17 | HOUGAS | HOUPARRHN_NEWD_DMD | MKr20 | 2030 | 2.5483 | 0.083346 |  | 0.43 | 0.1 | 20.4 | 1 | 1 | PAR | D | NEW |  |  | RHNBHGAS | 1 | 0.16667 | HOUPARRHNBHGASN03_NEWD
HOUPARRHNBHGASN03_NEWD_D17 | Residential heating technology - Natural gas boiler - plus connection pipe - single-family house - new building - distributed level 0.17 | HOUGAS | HOUPARRHN_NEWD_DMD | MKr20 | 2040 | 2.4674 | 0.078802 |  | 0.43 | 0.1 | 20.4 | 1 | 1 | PAR | D | NEW |  |  | RHNBHGAS | 1 | 0.16667 | HOUPARRHNBHGASN03_NEWD
HOUPARRHNBHGASN03_NEWD_D17 | Residential heating technology - Natural gas boiler - plus connection pipe - single-family house - new building - distributed level 0.17 | HOUGAS | HOUPARRHN_NEWD_DMD | MKr20 | 2050 | 2.3904 | 0.075972 |  | 0.43 | 0.1 | 20.4 | 1 | 1 | PAR | D | NEW |  |  | RHNBHGAS | 1 | 0.16667 | HOUPARRHNBHGASN03_NEWD
HOUPARRHNBHGASN03_NEWC_D17 | Residential heating technology - Natural gas boiler - plus connection pipe - single-family house - new building - distributed level 0.17 | HOUGAS | HOUPARRHN_NEWC_DMD | MKr20 | 2020 | 2.6334 | 0.085511 |  | 0.43 | 0.1 | 20.4 | 1 | 1 | PAR | C | NEW |  |  | RHNBHGAS | 1 | 0.16667 | HOUPARRHNBHGASN03_NEWC
HOUPARRHNBHGASN03_NEWC_D17 | Residential heating technology - Natural gas boiler - plus connection pipe - single-family house - new building - distributed level 0.17 | HOUGAS | HOUPARRHN_NEWC_DMD | MKr20 | 2025 | 2.5903 | 0.084067 |  | 0.43 | 0.1 | 20.4 | 1 | 1 | PAR | C | NEW |  |  | RHNBHGAS | 1 | 0.16667 | HOUPARRHNBHGASN03_NEWC
HOUPARRHNBHGASN03_NEWC_D17 | Residential heating technology - Natural gas boiler - plus connection pipe - single-family house - new building - distributed level 0.17 | HOUGAS | HOUPARRHN_NEWC_DMD | MKr20 | 2030 | 2.5483 | 0.083346 |  | 0.43 | 0.1 | 20.4 | 1 | 1 | PAR | C | NEW |  |  | RHNBHGAS | 1 | 0.16667 | HOUPARRHNBHGASN03_NEWC
HOUPARRHNBHGASN03_NEWC_D17 | Residential heating technology - Natural gas boiler - plus connection pipe - single-family house - new building - distributed level 0.17 | HOUGAS | HOUPARRHN_NEWC_DMD | MKr20 | 2040 | 2.4674 | 0.078802 |  | 0.43 | 0.1 | 20.4 | 1 | 1 | PAR | C | NEW |  |  | RHNBHGAS | 1 | 0.16667 | HOUPARRHNBHGASN03_NEWC
HOUPARRHNBHGASN03_NEWC_D17 | Residential heating technology - Natural gas boiler - plus connection pipe - single-family house - new building - distributed level 0.17 | HOUGAS | HOUPARRHN_NEWC_DMD | MKr20 | 2050 | 2.3904 | 0.075972 |  | 0.43 | 0.1 | 20.4 | 1 | 1 | PAR | C | NEW |  |  | RHNBHGAS | 1 | 0.16667 | HOUPARRHNBHGASN03_NEWC
HOUPARRHNBHDHDN09_NEWI_D17 | Residential heating technology - Direct district heating substation - plus connection pipe - plus distribution (heating density: low ) - single-family house - new building - distributed level 0.17 | HOUDHD | HOUPARRHN_NEWI_DMD | MKr20 | 2020 | 8.7732 | 0.025391 | [6 empty] | PAR | I | NEW |  |  | RHNBHDHD | 1 | 0.16667 | HOUPARRHNBHDHDN09_NEWI
HOUPARRHNBHDHDN09_NEWI_D17 | Residential heating technology - Direct district heating substation - plus connection pipe - plus distribution (heating density: low ) - single-family house - new building - distributed level 0.17 | HOUDHD | HOUPARRHN_NEWI_DMD | MKr20 | 2025 | 8.742 | 0.025203 | [6 empty] | PAR | I | NEW |  |  | RHNBHDHD | 1 | 0.16667 | HOUPARRHNBHDHDN09_NEWI
HOUPARRHNBHDHDN09_NEWI_D17 | Residential heating technology - Direct district heating substation - plus connection pipe - plus distribution (heating density: low ) - single-family house - new building - distributed level 0.17 | HOUDHD | HOUPARRHN_NEWI_DMD | MKr20 | 2030 | 8.7159 | 0.024753 | [6 empty] | PAR | I | NEW |  |  | RHNBHDHD | 1 | 0.16667 | HOUPARRHNBHDHDN09_NEWI
HOUPARRHNBHDHDN09_NEWI_D17 | Residential heating technology - Direct district heating substation - plus connection pipe - plus distribution (heating density: low ) - single-family house - new building - distributed level 0.17 | HOUDHD | HOUPARRHN_NEWI_DMD | MKr20 | 2040 | 8.6691 | 0.023687 | [6 empty] | PAR | I | NEW |  |  | RHNBHDHD | 1 | 0.16667 | HOUPARRHNBHDHDN09_NEWI
HOUPARRHNBHDHDN09_NEWI_D17 | Residential heating technology - Direct district heating substation - plus connection pipe - plus distribution (heating density: low ) - single-family house - new building - distributed level 0.17 | HOUDHD | HOUPARRHN_NEWI_DMD | MKr20 | 2050 | 8.617 | 0.022136 | [6 empty] | PAR | I | NEW |  |  | RHNBHDHD | 1 | 0.16667 | HOUPARRHNBHDHDN09_NEWI
HOUPARRHNBHDHDN07_NEWI_D17 | Residential heating technology - Direct district heating substation - plus connection pipe - plus distribution (heating density: medium ) - single-family house - new building - distributed level 0.17 | HOUDHD | HOUPARRHN_NEWI_DMD | MKr20 | 2020 | 3.5309 | 0.025391 | [6 empty] | PAR | I | NEW |  |  | RHNBHDHD | 1 | 0.16667 | HOUPARRHNBHDHDN07_NEWI
HOUPARRHNBHDHDN07_NEWI_D17 | Residential heating technology - Direct district heating substation - plus connection pipe - plus distribution (heating density: medium ) - single-family house - new building - distributed level 0.17 | HOUDHD | HOUPARRHN_NEWI_DMD | MKr20 | 2025 | 3.4997 | 0.025203 | [6 empty] | PAR | I | NEW |  |  | RHNBHDHD | 1 | 0.16667 | HOUPARRHNBHDHDN07_NEWI
HOUPARRHNBHDHDN07_NEWI_D17 | Residential heating technology - Direct district heating substation - plus connection pipe - plus distribution (heating density: medium ) - single-family house - new building - distributed level 0.17 | HOUDHD | HOUPARRHN_NEWI_DMD | MKr20 | 2030 | 3.4737 | 0.024753 | [6 empty] | PAR | I | NEW |  |  | RHNBHDHD | 1 | 0.16667 | HOUPARRHNBHDHDN07_NEWI
HOUPARRHNBHDHDN07_NEWI_D17 | Residential heating technology - Direct district heating substation - plus connection pipe - plus distribution (heating density: medium ) - single-family house - new building - distributed level 0.17 | HOUDHD | HOUPARRHN_NEWI_DMD | MKr20 | 2040 | 3.4268 | 0.023687 | [6 empty] | PAR | I | NEW |  |  | RHNBHDHD | 1 | 0.16667 | HOUPARRHNBHDHDN07_NEWI
HOUPARRHNBHDHDN07_NEWI_D17 | Residential heating technology - Direct district heating substation - plus connection pipe - plus distribution (heating density: medium ) - single-family house - new building - distributed level 0.17 | HOUDHD | HOUPARRHN_NEWI_DMD | MKr20 | 2050 | 3.3747 | 0.022136 | [6 empty] | PAR | I | NEW |  |  | RHNBHDHD | 1 | 0.16667 | HOUPARRHNBHDHDN07_NEWI
HOUPARRHNBHDHDN05_NEWI_D17 | Residential heating technology - Direct district heating substation - plus connection pipe - plus distribution (heating density: high ) - single-family house - new building - distributed level 0.17 | HOUDHD | HOUPARRHN_NEWI_DMD | MKr20 | 2020 | 2.6922 | 0.025391 | [6 empty] | PAR | I | NEW |  |  | RHNBHDHD | 1 | 0.16667 | HOUPARRHNBHDHDN05_NEWI
HOUPARRHNBHDHDN05_NEWI_D17 | Residential heating technology - Direct district heating substation - plus connection pipe - plus distribution (heating density: high ) - single-family house - new building - distributed level 0.17 | HOUDHD | HOUPARRHN_NEWI_DMD | MKr20 | 2025 | 2.6609 | 0.025203 | [6 empty] | PAR | I | NEW |  |  | RHNBHDHD | 1 | 0.16667 | HOUPARRHNBHDHDN05_NEWI
HOUPARRHNBHDHDN05_NEWI_D17 | Residential heating technology - Direct district heating substation - plus connection pipe - plus distribution (heating density: high ) - single-family house - new building - distributed level 0.17 | HOUDHD | HOUPARRHN_NEWI_DMD | MKr20 | 2030 | 2.6349 | 0.024753 | [6 empty] | PAR | I | NEW |  |  | RHNBHDHD | 1 | 0.16667 | HOUPARRHNBHDHDN05_NEWI
HOUPARRHNBHDHDN05_NEWI_D17 | Residential heating technology - Direct district heating substation - plus connection pipe - plus distribution (heating density: high ) - single-family house - new building - distributed level 0.17 | HOUDHD | HOUPARRHN_NEWI_DMD | MKr20 | 2040 | 2.588 | 0.023687 | [6 empty] | PAR | I | NEW |  |  | RHNBHDHD | 1 | 0.16667 | HOUPARRHNBHDHDN05_NEWI
HOUPARRHNBHDHDN05_NEWI_D17 | Residential heating technology - Direct district heating substation - plus connection pipe - plus distribution (heating density: high ) - single-family house - new building - distributed level 0.17 | HOUDHD | HOUPARRHN_NEWI_DMD | MKr20 | 2050 | 2.536 | 0.022136 | [6 empty] | PAR | I | NEW |  |  | RHNBHDHD | 1 | 0.16667 | HOUPARRHNBHDHDN05_NEWI
HOUPARRHNBHDHDN03_NEWD_D17 | Residential heating technology - Direct district heating substation - plus connection pipe - single-family house - new building - distributed level 0.17 | HOUDHD | HOUPARRHN_NEWD_DMD | MKr20 | 2020 | 2.1747 | 0.025391 | [6 empty] | PAR | D | NEW |  |  | RHNBHDHD | 1 | 0.16667 | HOUPARRHNBHDHDN03_NEWD
HOUPARRHNBHDHDN03_NEWD_D17 | Residential heating technology - Direct district heating substation - plus connection pipe - single-family house - new building - distributed level 0.17 | HOUDHD | HOUPARRHN_NEWD_DMD | MKr20 | 2025 | 2.1494 | 0.025203 | [6 empty] | PAR | D | NEW |  |  | RHNBHDHD | 1 | 0.16667 | HOUPARRHNBHDHDN03_NEWD
HOUPARRHNBHDHDN03_NEWD_D17 | Residential heating technology - Direct district heating substation - plus connection pipe - single-family house - new building - distributed level 0.17 | HOUDHD | HOUPARRHN_NEWD_DMD | MKr20 | 2030 | 2.1284 | 0.024753 | [6 empty] | PAR | D | NEW |  |  | RHNBHDHD | 1 | 0.16667 | HOUPARRHNBHDHDN03_NEWD
HOUPARRHNBHDHDN03_NEWD_D17 | Residential heating technology - Direct district heating substation - plus connection pipe - single-family house - new building - distributed level 0.17 | HOUDHD | HOUPARRHN_NEWD_DMD | MKr20 | 2040 | 2.0905 | 0.023687 | [6 empty] | PAR | D | NEW |  |  | RHNBHDHD | 1 | 0.16667 | HOUPARRHNBHDHDN03_NEWD
HOUPARRHNBHDHDN03_NEWD_D17 | Residential heating technology - Direct district heating substation - plus connection pipe - single-family house - new building - distributed level 0.17 | HOUDHD | HOUPARRHN_NEWD_DMD | MKr20 | 2050 | 2.0485 | 0.022136 | [6 empty] | PAR | D | NEW |  |  | RHNBHDHD | 1 | 0.16667 | HOUPARRHNBHDHDN03_NEWD
HOUPARRHNBHDHCN09_NEWI_D17 | Residential heating technology - Direct district heating substation - plus connection pipe - plus distribution (heating density: low ) - single-family house - new building - distributed level 0.17 | HOUDHC | HOUPARRHN_NEWI_DMD | MKr20 | 2020 | 8.7732 | 0.025391 | [6 empty] | PAR | I | NEW |  |  | RHNBHDHC | 1 | 0.16667 | HOUPARRHNBHDHCN09_NEWI
HOUPARRHNBHDHCN09_NEWI_D17 | Residential heating technology - Direct district heating substation - plus connection pipe - plus distribution (heating density: low ) - single-family house - new building - distributed level 0.17 | HOUDHC | HOUPARRHN_NEWI_DMD | MKr20 | 2025 | 8.742 | 0.025203 | [6 empty] | PAR | I | NEW |  |  | RHNBHDHC | 1 | 0.16667 | HOUPARRHNBHDHCN09_NEWI
HOUPARRHNBHDHCN09_NEWI_D17 | Residential heating technology - Direct district heating substation - plus connection pipe - plus distribution (heating density: low ) - single-family house - new building - distributed level 0.17 | HOUDHC | HOUPARRHN_NEWI_DMD | MKr20 | 2030 | 8.7159 | 0.024753 | [6 empty] | PAR | I | NEW |  |  | RHNBHDHC | 1 | 0.16667 | HOUPARRHNBHDHCN09_NEWI
HOUPARRHNBHDHCN09_NEWI_D17 | Residential heating technology - Direct district heating substation - plus connection pipe - plus distribution (heating density: low ) - single-family house - new building - distributed level 0.17 | HOUDHC | HOUPARRHN_NEWI_DMD | MKr20 | 2040 | 8.6691 | 0.023687 | [6 empty] | PAR | I | NEW |  |  | RHNBHDHC | 1 | 0.16667 | HOUPARRHNBHDHCN09_NEWI
HOUPARRHNBHDHCN09_NEWI_D17 | Residential heating technology - Direct district heating substation - plus connection pipe - plus distribution (heating density: low ) - single-family house - new building - distributed level 0.17 | HOUDHC | HOUPARRHN_NEWI_DMD | MKr20 | 2050 | 8.617 | 0.022136 | [6 empty] | PAR | I | NEW |  |  | RHNBHDHC | 1 | 0.16667 | HOUPARRHNBHDHCN09_NEWI
HOUPARRHNBHDHCN07_NEWI_D17 | Residential heating technology - Direct district heating substation - plus connection pipe - plus distribution (heating density: medium ) - single-family house - new building - distributed level 0.17 | HOUDHC | HOUPARRHN_NEWI_DMD | MKr20 | 2020 | 3.5309 | 0.025391 | [6 empty] | PAR | I | NEW |  |  | RHNBHDHC | 1 | 0.16667 | HOUPARRHNBHDHCN07_NEWI
HOUPARRHNBHDHCN07_NEWI_D17 | Residential heating technology - Direct district heating substation - plus connection pipe - plus distribution (heating density: medium ) - single-family house - new building - distributed level 0.17 | HOUDHC | HOUPARRHN_NEWI_DMD | MKr20 | 2025 | 3.4997 | 0.025203 | [6 empty] | PAR | I | NEW |  |  | RHNBHDHC | 1 | 0.16667 | HOUPARRHNBHDHCN07_NEWI
HOUPARRHNBHDHCN07_NEWI_D17 | Residential heating technology - Direct district heating substation - plus connection pipe - plus distribution (heating density: medium ) - single-family house - new building - distributed level 0.17 | HOUDHC | HOUPARRHN_NEWI_DMD | MKr20 | 2030 | 3.4737 | 0.024753 | [6 empty] | PAR | I | NEW |  |  | RHNBHDHC | 1 | 0.16667 | HOUPARRHNBHDHCN07_NEWI
HOUPARRHNBHDHCN07_NEWI_D17 | Residential heating technology - Direct district heating substation - plus connection pipe - plus distribution (heating density: medium ) - single-family house - new building - distributed level 0.17 | HOUDHC | HOUPARRHN_NEWI_DMD | MKr20 | 2040 | 3.4268 | 0.023687 | [6 empty] | PAR | I | NEW |  |  | RHNBHDHC | 1 | 0.16667 | HOUPARRHNBHDHCN07_NEWI
HOUPARRHNBHDHCN07_NEWI_D17 | Residential heating technology - Direct district heating substation - plus connection pipe - plus distribution (heating density: medium ) - single-family house - new building - distributed level 0.17 | HOUDHC | HOUPARRHN_NEWI_DMD | MKr20 | 2050 | 3.3747 | 0.022136 | [6 empty] | PAR | I | NEW |  |  | RHNBHDHC | 1 | 0.16667 | HOUPARRHNBHDHCN07_NEWI
HOUPARRHNBHDHCN05_NEWI_D17 | Residential heating technology - Direct district heating substation - plus connection pipe - plus distribution (heating density: high ) - single-family house - new building - distributed level 0.17 | HOUDHC | HOUPARRHN_NEWI_DMD | MKr20 | 2020 | 2.6922 | 0.025391 | [6 empty] | PAR | I | NEW |  |  | RHNBHDHC | 1 | 0.16667 | HOUPARRHNBHDHCN05_NEWI
HOUPARRHNBHDHCN05_NEWI_D17 | Residential heating technology - Direct district heating substation - plus connection pipe - plus distribution (heating density: high ) - single-family house - new building - distributed level 0.17 | HOUDHC | HOUPARRHN_NEWI_DMD | MKr20 | 2025 | 2.6609 | 0.025203 | [6 empty] | PAR | I | NEW |  |  | RHNBHDHC | 1 | 0.16667 | HOUPARRHNBHDHCN05_NEWI
HOUPARRHNBHDHCN05_NEWI_D17 | Residential heating technology - Direct district heating substation - plus connection pipe - plus distribution (heating density: high ) - single-family house - new building - distributed level 0.17 | HOUDHC | HOUPARRHN_NEWI_DMD | MKr20 | 2030 | 2.6349 | 0.024753 | [6 empty] | PAR | I | NEW |  |  | RHNBHDHC | 1 | 0.16667 | HOUPARRHNBHDHCN05_NEWI
HOUPARRHNBHDHCN05_NEWI_D17 | Residential heating technology - Direct district heating substation - plus connection pipe - plus distribution (heating density: high ) - single-family house - new building - distributed level 0.17 | HOUDHC | HOUPARRHN_NEWI_DMD | MKr20 | 2040 | 2.588 | 0.023687 | [6 empty] | PAR | I | NEW |  |  | RHNBHDHC | 1 | 0.16667 | HOUPARRHNBHDHCN05_NEWI
HOUPARRHNBHDHCN05_NEWI_D17 | Residential heating technology - Direct district heating substation - plus connection pipe - plus distribution (heating density: high ) - single-family house - new building - distributed level 0.17 | HOUDHC | HOUPARRHN_NEWI_DMD | MKr20 | 2050 | 2.536 | 0.022136 | [6 empty] | PAR | I | NEW |  |  | RHNBHDHC | 1 | 0.16667 | HOUPARRHNBHDHCN05_NEWI
HOUPARRHNBHDHCN03_NEWC_D17 | Residential heating technology - Direct district heating substation - plus connection pipe - single-family house - new building - distributed level 0.17 | HOUDHC | HOUPARRHN_NEWC_DMD | MKr20 | 2020 | 2.1747 | 0.025391 | [6 empty] | PAR | C | NEW |  |  | RHNBHDHC | 1 | 0.16667 | HOUPARRHNBHDHCN03_NEWC
HOUPARRHNBHDHCN03_NEWC_D17 | Residential heating technology - Direct district heating substation - plus connection pipe - single-family house - new building - distributed level 0.17 | HOUDHC | HOUPARRHN_NEWC_DMD | MKr20 | 2025 | 2.1494 | 0.025203 | [6 empty] | PAR | C | NEW |  |  | RHNBHDHC | 1 | 0.16667 | HOUPARRHNBHDHCN03_NEWC
HOUPARRHNBHDHCN03_NEWC_D17 | Residential heating technology - Direct district heating substation - plus connection pipe - single-family house - new building - distributed level 0.17 | HOUDHC | HOUPARRHN_NEWC_DMD | MKr20 | 2030 | 2.1284 | 0.024753 | [6 empty] | PAR | C | NEW |  |  | RHNBHDHC | 1 | 0.16667 | HOUPARRHNBHDHCN03_NEWC
HOUPARRHNBHDHCN03_NEWC_D17 | Residential heating technology - Direct district heating substation - plus connection pipe - single-family house - new building - distributed level 0.17 | HOUDHC | HOUPARRHN_NEWC_DMD | MKr20 | 2040 | 2.0905 | 0.023687 | [6 empty] | PAR | C | NEW |  |  | RHNBHDHC | 1 | 0.16667 | HOUPARRHNBHDHCN03_NEWC
HOUPARRHNBHDHCN03_NEWC_D17 | Residential heating technology - Direct district heating substation - plus connection pipe - single-family house - new building - distributed level 0.17 | HOUDHC | HOUPARRHN_NEWC_DMD | MKr20 | 2050 | 2.0485 | 0.022136 | [6 empty] | PAR | C | NEW |  |  | RHNBHDHC | 1 | 0.16667 | HOUPARRHNBHDHCN03_NEWC
HOUETARHNHPELCN05_NEWI_D17 | Residential heating technology - Heat pump, Air-to-water - leasing - apartment complex - new building - distributed level 0.17 | HOUELC, HOUAMB | HOUETARHN_NEWI_DMD | MKr20 | 2020 | 2.4114 | 0.32839 | 0.33651 | [5 empty] | ETA | I | NEW | 2.9717 |  | RHNHPELC | 1 | 0.16667 | HOUETARHNHPELCN05_NEWI
HOUETARHNHPELCN05_NEWI_D17 | Residential heating technology - Heat pump, Air-to-water - leasing - apartment complex - new building - distributed level 0.17 | HOUELC, HOUAMB | HOUETARHN_NEWI_DMD | MKr20 | 2025 | 2.1554 | 0.30205 | 0.3191 | [5 empty] | ETA | I | NEW | 3.1338 |  | RHNHPELC | 1 | 0.16667 | HOUETARHNHPELCN05_NEWI
HOUETARHNHPELCN05_NEWI_D17 | Residential heating technology - Heat pump, Air-to-water - leasing - apartment complex - new building - distributed level 0.17 | HOUELC, HOUAMB | HOUETARHN_NEWI_DMD | MKr20 | 2030 | 1.8993 | 0.27567 | 0.30847 | [5 empty] | ETA | I | NEW | 3.2419 |  | RHNHPELC | 1 | 0.16667 | HOUETARHNHPELCN05_NEWI
HOUETARHNHPELCN05_NEWI_D17 | Residential heating technology - Heat pump, Air-to-water - leasing - apartment complex - new building - distributed level 0.17 | HOUELC, HOUAMB | HOUETARHN_NEWI_DMD | MKr20 | 2040 | 1.6981 | 0.25382 | 0.29378 | [5 empty] | ETA | I | NEW | 3.4039 |  | RHNHPELC | 1 | 0.16667 | HOUETARHNHPELCN05_NEWI
HOUETARHNHPELCN05_NEWI_D17 | Residential heating technology - Heat pump, Air-to-water - leasing - apartment complex - new building - distributed level 0.17 | HOUELC, HOUAMB | HOUETARHN_NEWI_DMD | MKr20 | 2050 | 1.497 | 0.23217 | 0.28474 | [5 empty] | ETA | I | NEW | 3.512 |  | RHNHPELC | 1 | 0.16667 | HOUETARHNHPELCN05_NEWI
HOUETARHNHPELCN05_NEWD_D17 | Residential heating technology - Heat pump, Air-to-water - leasing - apartment complex - new building - distributed level 0.17 | HOUELC, HOUAMB | HOUETARHN_NEWD_DMD | MKr20 | 2020 | 2.4114 | 0.32839 | 0.33651 | [5 empty] | ETA | D | NEW | 2.9717 |  | RHNHPELC | 1 | 0.16667 | HOUETARHNHPELCN05_NEWD
HOUETARHNHPELCN05_NEWD_D17 | Residential heating technology - Heat pump, Air-to-water - leasing - apartment complex - new building - distributed level 0.17 | HOUELC, HOUAMB | HOUETARHN_NEWD_DMD | MKr20 | 2025 | 2.1554 | 0.30205 | 0.3191 | [5 empty] | ETA | D | NEW | 3.1338 |  | RHNHPELC | 1 | 0.16667 | HOUETARHNHPELCN05_NEWD
HOUETARHNHPELCN05_NEWD_D17 | Residential heating technology - Heat pump, Air-to-water - leasing - apartment complex - new building - distributed level 0.17 | HOUELC, HOUAMB | HOUETARHN_NEWD_DMD | MKr20 | 2030 | 1.8993 | 0.27567 | 0.30847 | [5 empty] | ETA | D | NEW | 3.2419 |  | RHNHPELC | 1 | 0.16667 | HOUETARHNHPELCN05_NEWD
HOUETARHNHPELCN05_NEWD_D17 | Residential heating technology - Heat pump, Air-to-water - leasing - apartment complex - new building - distributed level 0.17 | HOUELC, HOUAMB | HOUETARHN_NEWD_DMD | MKr20 | 2040 | 1.6981 | 0.25382 | 0.29378 | [5 empty] | ETA | D | NEW | 3.4039 |  | RHNHPELC | 1 | 0.16667 | HOUETARHNHPELCN05_NEWD
HOUETARHNHPELCN05_NEWD_D17 | Residential heating technology - Heat pump, Air-to-water - leasing - apartment complex - new building - distributed level 0.17 | HOUELC, HOUAMB | HOUETARHN_NEWD_DMD | MKr20 | 2050 | 1.497 | 0.23217 | 0.28474 | [5 empty] | ETA | D | NEW | 3.512 |  | RHNHPELC | 1 | 0.16667 | HOUETARHNHPELCN05_NEWD
HOUETARHNHPELCN05_NEWC_D17 | Residential heating technology - Heat pump, Air-to-water - leasing - apartment complex - new building - distributed level 0.17 | HOUELC, HOUAMB | HOUETARHN_NEWC_DMD | MKr20 | 2020 | 2.4114 | 0.32839 | 0.33651 | [5 empty] | ETA | C | NEW | 2.9717 |  | RHNHPELC | 1 | 0.16667 | HOUETARHNHPELCN05_NEWC
HOUETARHNHPELCN05_NEWC_D17 | Residential heating technology - Heat pump, Air-to-water - leasing - apartment complex - new building - distributed level 0.17 | HOUELC, HOUAMB | HOUETARHN_NEWC_DMD | MKr20 | 2025 | 2.1554 | 0.30205 | 0.3191 | [5 empty] | ETA | C | NEW | 3.1338 |  | RHNHPELC | 1 | 0.16667 | HOUETARHNHPELCN05_NEWC
HOUETARHNHPELCN05_NEWC_D17 | Residential heating technology - Heat pump, Air-to-water - leasing - apartment complex - new building - distributed level 0.17 | HOUELC, HOUAMB | HOUETARHN_NEWC_DMD | MKr20 | 2030 | 1.8993 | 0.27567 | 0.30847 | [5 empty] | ETA | C | NEW | 3.2419 |  | RHNHPELC | 1 | 0.16667 | HOUETARHNHPELCN05_NEWC
HOUETARHNHPELCN05_NEWC_D17 | Residential heating technology - Heat pump, Air-to-water - leasing - apartment complex - new building - distributed level 0.17 | HOUELC, HOUAMB | HOUETARHN_NEWC_DMD | MKr20 | 2040 | 1.6981 | 0.25382 | 0.29378 | [5 empty] | ETA | C | NEW | 3.4039 |  | RHNHPELC | 1 | 0.16667 | HOUETARHNHPELCN05_NEWC
HOUETARHNHPELCN05_NEWC_D17 | Residential heating technology - Heat pump, Air-to-water - leasing - apartment complex - new building - distributed level 0.17 | HOUELC, HOUAMB | HOUETARHN_NEWC_DMD | MKr20 | 2050 | 1.497 | 0.23217 | 0.28474 | [5 empty] | ETA | C | NEW | 3.512 |  | RHNHPELC | 1 | 0.16667 | HOUETARHNHPELCN05_NEWC
HOUETARHNHPELCN04_NEWI_D17 | Residential heating technology - Heat pump, Ground source - apartment complex - new building - distributed level 0.17 | HOUELC, HOUAMB | HOUETARHN_NEWI_DMD | MKr20 | 2020 | 4.5713 | 0.060271 | 0.3191 | [5 empty] | ETA | I | NEW | 3.1338 |  | RHNHPELC | 1 | 0.16667 | HOUETARHNHPELCN04_NEWI
HOUETARHNHPELCN04_NEWI_D17 | Residential heating technology - Heat pump, Ground source - apartment complex - new building - distributed level 0.17 | HOUELC, HOUAMB | HOUETARHN_NEWI_DMD | MKr20 | 2025 | 4.2284 | 0.059535 | 0.30847 | [5 empty] | ETA | I | NEW | 3.2419 |  | RHNHPELC | 1 | 0.16667 | HOUETARHNHPELCN04_NEWI
HOUETARHNHPELCN04_NEWI_D17 | Residential heating technology - Heat pump, Ground source - apartment complex - new building - distributed level 0.17 | HOUELC, HOUAMB | HOUETARHN_NEWI_DMD | MKr20 | 2030 | 3.8856 | 0.058768 | 0.29851 | [5 empty] | ETA | I | NEW | 3.3499 |  | RHNHPELC | 1 | 0.16667 | HOUETARHNHPELCN04_NEWI
HOUETARHNHPELCN04_NEWI_D17 | Residential heating technology - Heat pump, Ground source - apartment complex - new building - distributed level 0.17 | HOUELC, HOUAMB | HOUETARHN_NEWI_DMD | MKr20 | 2040 | 3.5942 | 0.057032 | 0.28474 | [5 empty] | ETA | I | NEW | 3.512 |  | RHNHPELC | 1 | 0.16667 | HOUETARHNHPELCN04_NEWI
HOUETARHNHPELCN04_NEWI_D17 | Residential heating technology - Heat pump, Ground source - apartment complex - new building - distributed level 0.17 | HOUELC, HOUAMB | HOUETARHN_NEWI_DMD | MKr20 | 2050 | 3.3027 | 0.055493 | 0.27218 | [5 empty] | ETA | I | NEW | 3.6741 |  | RHNHPELC | 1 | 0.16667 | HOUETARHNHPELCN04_NEWI
HOUETARHNHPELCN04_NEWD_D17 | Residential heating technology - Heat pump, Ground source - apartment complex - new building - distributed level 0.17 | HOUELC, HOUAMB | HOUETARHN_NEWD_DMD | MKr20 | 2020 | 4.5713 | 0.060271 | 0.3191 | [5 empty] | ETA | D | NEW | 3.1338 |  | RHNHPELC | 1 | 0.16667 | HOUETARHNHPELCN04_NEWD
HOUETARHNHPELCN04_NEWD_D17 | Residential heating technology - Heat pump, Ground source - apartment complex - new building - distributed level 0.17 | HOUELC, HOUAMB | HOUETARHN_NEWD_DMD | MKr20 | 2025 | 4.2284 | 0.059535 | 0.30847 | [5 empty] | ETA | D | NEW | 3.2419 |  | RHNHPELC | 1 | 0.16667 | HOUETARHNHPELCN04_NEWD
HOUETARHNHPELCN04_NEWD_D17 | Residential heating technology - Heat pump, Ground source - apartment complex - new building - distributed level 0.17 | HOUELC, HOUAMB | HOUETARHN_NEWD_DMD | MKr20 | 2030 | 3.8856 | 0.058768 | 0.29851 | [5 empty] | ETA | D | NEW | 3.3499 |  | RHNHPELC | 1 | 0.16667 | HOUETARHNHPELCN04_NEWD
HOUETARHNHPELCN04_NEWD_D17 | Residential heating technology - Heat pump, Ground source - apartment complex - new building - distributed level 0.17 | HOUELC, HOUAMB | HOUETARHN_NEWD_DMD | MKr20 | 2040 | 3.5942 | 0.057032 | 0.28474 | [5 empty] | ETA | D | NEW | 3.512 |  | RHNHPELC | 1 | 0.16667 | HOUETARHNHPELCN04_NEWD
HOUETARHNHPELCN04_NEWD_D17 | Residential heating technology - Heat pump, Ground source - apartment complex - new building - distributed level 0.17 | HOUELC, HOUAMB | HOUETARHN_NEWD_DMD | MKr20 | 2050 | 3.3027 | 0.055493 | 0.27218 | [5 empty] | ETA | D | NEW | 3.6741 |  | RHNHPELC | 1 | 0.16667 | HOUETARHNHPELCN04_NEWD
HOUETARHNHPELCN04_NEWC_D17 | Residential heating technology - Heat pump, Ground source - apartment complex - new building - distributed level 0.17 | HOUELC, HOUAMB | HOUETARHN_NEWC_DMD | MKr20 | 2020 | 4.5713 | 0.060271 | 0.3191 | [5 empty] | ETA | C | NEW | 3.1338 |  | RHNHPELC | 1 | 0.16667 | HOUETARHNHPELCN04_NEWC
HOUETARHNHPELCN04_NEWC_D17 | Residential heating technology - Heat pump, Ground source - apartment complex - new building - distributed level 0.17 | HOUELC, HOUAMB | HOUETARHN_NEWC_DMD | MKr20 | 2025 | 4.2284 | 0.059535 | 0.30847 | [5 empty] | ETA | C | NEW | 3.2419 |  | RHNHPELC | 1 | 0.16667 | HOUETARHNHPELCN04_NEWC
HOUETARHNHPELCN04_NEWC_D17 | Residential heating technology - Heat pump, Ground source - apartment complex - new building - distributed level 0.17 | HOUELC, HOUAMB | HOUETARHN_NEWC_DMD | MKr20 | 2030 | 3.8856 | 0.058768 | 0.29851 | [5 empty] | ETA | C | NEW | 3.3499 |  | RHNHPELC | 1 | 0.16667 | HOUETARHNHPELCN04_NEWC
HOUETARHNHPELCN04_NEWC_D17 | Residential heating technology - Heat pump, Ground source - apartment complex - new building - distributed level 0.17 | HOUELC, HOUAMB | HOUETARHN_NEWC_DMD | MKr20 | 2040 | 3.5942 | 0.057032 | 0.28474 | [5 empty] | ETA | C | NEW | 3.512 |  | RHNHPELC | 1 | 0.16667 | HOUETARHNHPELCN04_NEWC
HOUETARHNHPELCN04_NEWC_D17 | Residential heating technology - Heat pump, Ground source - apartment complex - new building - distributed level 0.17 | HOUELC, HOUAMB | HOUETARHN_NEWC_DMD | MKr20 | 2050 | 3.3027 | 0.055493 | 0.27218 | [5 empty] | ETA | C | NEW | 3.6741 |  | RHNHPELC | 1 | 0.16667 | HOUETARHNHPELCN04_NEWC
HOUETARHNHPELCN03_NEWI_D17 | Residential heating technology - Heat pump, Air-to-water - apartment complex - new building - distributed level 0.17 | HOUELC, HOUAMB | HOUETARHN_NEWI_DMD | MKr20 | 2020 | 4.8229 | 0.087248 | 0.33651 | [5 empty] | ETA | I | NEW | 2.9717 |  | RHNHPELC | 1 | 0.16667 | HOUETARHNHPELCN03_NEWI
HOUETARHNHPELCN03_NEWI_D17 | Residential heating technology - Heat pump, Air-to-water - apartment complex - new building - distributed level 0.17 | HOUELC, HOUAMB | HOUETARHN_NEWI_DMD | MKr20 | 2025 | 4.3107 | 0.086513 | 0.3191 | [5 empty] | ETA | I | NEW | 3.1338 |  | RHNHPELC | 1 | 0.16667 | HOUETARHNHPELCN03_NEWI
HOUETARHNHPELCN03_NEWI_D17 | Residential heating technology - Heat pump, Air-to-water - apartment complex - new building - distributed level 0.17 | HOUELC, HOUAMB | HOUETARHN_NEWI_DMD | MKr20 | 2030 | 3.7985 | 0.085746 | 0.30847 | [5 empty] | ETA | I | NEW | 3.2419 |  | RHNHPELC | 1 | 0.16667 | HOUETARHNHPELCN03_NEWI
HOUETARHNHPELCN03_NEWI_D17 | Residential heating technology - Heat pump, Air-to-water - apartment complex - new building - distributed level 0.17 | HOUELC, HOUAMB | HOUETARHN_NEWI_DMD | MKr20 | 2040 | 3.3963 | 0.084009 | 0.29378 | [5 empty] | ETA | I | NEW | 3.4039 |  | RHNHPELC | 1 | 0.16667 | HOUETARHNHPELCN03_NEWI
HOUETARHNHPELCN03_NEWI_D17 | Residential heating technology - Heat pump, Air-to-water - apartment complex - new building - distributed level 0.17 | HOUELC, HOUAMB | HOUETARHN_NEWI_DMD | MKr20 | 2050 | 2.994 | 0.08247 | 0.28474 | [5 empty] | ETA | I | NEW | 3.512 |  | RHNHPELC | 1 | 0.16667 | HOUETARHNHPELCN03_NEWI
HOUETARHNHPELCN03_NEWD_D17 | Residential heating technology - Heat pump, Air-to-water - apartment complex - new building - distributed level 0.17 | HOUELC, HOUAMB | HOUETARHN_NEWD_DMD | MKr20 | 2020 | 4.8229 | 0.087248 | 0.33651 | [5 empty] | ETA | D | NEW | 2.9717 |  | RHNHPELC | 1 | 0.16667 | HOUETARHNHPELCN03_NEWD
HOUETARHNHPELCN03_NEWD_D17 | Residential heating technology - Heat pump, Air-to-water - apartment complex - new building - distributed level 0.17 | HOUELC, HOUAMB | HOUETARHN_NEWD_DMD | MKr20 | 2025 | 4.3107 | 0.086513 | 0.3191 | [5 empty] | ETA | D | NEW | 3.1338 |  | RHNHPELC | 1 | 0.16667 | HOUETARHNHPELCN03_NEWD
HOUETARHNHPELCN03_NEWD_D17 | Residential heating technology - Heat pump, Air-to-water - apartment complex - new building - distributed level 0.17 | HOUELC, HOUAMB | HOUETARHN_NEWD_DMD | MKr20 | 2030 | 3.7985 | 0.085746 | 0.30847 | [5 empty] | ETA | D | NEW | 3.2419 |  | RHNHPELC | 1 | 0.16667 | HOUETARHNHPELCN03_NEWD
HOUETARHNHPELCN03_NEWD_D17 | Residential heating technology - Heat pump, Air-to-water - apartment complex - new building - distributed level 0.17 | HOUELC, HOUAMB | HOUETARHN_NEWD_DMD | MKr20 | 2040 | 3.3963 | 0.084009 | 0.29378 | [5 empty] | ETA | D | NEW | 3.4039 |  | RHNHPELC | 1 | 0.16667 | HOUETARHNHPELCN03_NEWD
HOUETARHNHPELCN03_NEWD_D17 | Residential heating technology - Heat pump, Air-to-water - apartment complex - new building - distributed level 0.17 | HOUELC, HOUAMB | HOUETARHN_NEWD_DMD | MKr20 | 2050 | 2.994 | 0.08247 | 0.28474 | [5 empty] | ETA | D | NEW | 3.512 |  | RHNHPELC | 1 | 0.16667 | HOUETARHNHPELCN03_NEWD
HOUETARHNHPELCN03_NEWC_D17 | Residential heating technology - Heat pump, Air-to-water - apartment complex - new building - distributed level 0.17 | HOUELC, HOUAMB | HOUETARHN_NEWC_DMD | MKr20 | 2020 | 4.8229 | 0.087248 | 0.33651 | [5 empty] | ETA | C | NEW | 2.9717 |  | RHNHPELC | 1 | 0.16667 | HOUETARHNHPELCN03_NEWC
HOUETARHNHPELCN03_NEWC_D17 | Residential heating technology - Heat pump, Air-to-water - apartment complex - new building - distributed level 0.17 | HOUELC, HOUAMB | HOUETARHN_NEWC_DMD | MKr20 | 2025 | 4.3107 | 0.086513 | 0.3191 | [5 empty] | ETA | C | NEW | 3.1338 |  | RHNHPELC | 1 | 0.16667 | HOUETARHNHPELCN03_NEWC
HOUETARHNHPELCN03_NEWC_D17 | Residential heating technology - Heat pump, Air-to-water - apartment complex - new building - distributed level 0.17 | HOUELC, HOUAMB | HOUETARHN_NEWC_DMD | MKr20 | 2030 | 3.7985 | 0.085746 | 0.30847 | [5 empty] | ETA | C | NEW | 3.2419 |  | RHNHPELC | 1 | 0.16667 | HOUETARHNHPELCN03_NEWC
HOUETARHNHPELCN03_NEWC_D17 | Residential heating technology - Heat pump, Air-to-water - apartment complex - new building - distributed level 0.17 | HOUELC, HOUAMB | HOUETARHN_NEWC_DMD | MKr20 | 2040 | 3.3963 | 0.084009 | 0.29378 | [5 empty] | ETA | C | NEW | 3.4039 |  | RHNHPELC | 1 | 0.16667 | HOUETARHNHPELCN03_NEWC
HOUETARHNHPELCN03_NEWC_D17 | Residential heating technology - Heat pump, Air-to-water - apartment complex - new building - distributed level 0.17 | HOUELC, HOUAMB | HOUETARHN_NEWC_DMD | MKr20 | 2050 | 2.994 | 0.08247 | 0.28474 | [5 empty] | ETA | C | NEW | 3.512 |  | RHNHPELC | 1 | 0.16667 | HOUETARHNHPELCN03_NEWC
HOUETARHNHPELCN02_NEWI_D17 | Residential heating technology - Heat pump, Air-to-air - single-family house - new building - distributed level 0.17 | HOUELC, HOUAMB | HOUETARHN_NEWI_DMD | MKr20 | 2020 | 2.7846 | 0.37577 | 0.20117 | [5 empty] | ETA | I | NEW | 4.9708 |  | RHNHPELC | 1 | 0.16667 | HOUETARHNHPELCN02_NEWI
HOUETARHNHPELCN02_NEWI_D17 | Residential heating technology - Heat pump, Air-to-air - single-family house - new building - distributed level 0.17 | HOUELC, HOUAMB | HOUETARHN_NEWI_DMD | MKr20 | 2025 | 2.7165 | 0.2553 | 0.1908 | [5 empty] | ETA | I | NEW | 5.241 |  | RHNHPELC | 1 | 0.16667 | HOUETARHNHPELCN02_NEWI
HOUETARHNHPELCN02_NEWI_D17 | Residential heating technology - Heat pump, Air-to-air - single-family house - new building - distributed level 0.17 | HOUELC, HOUAMB | HOUETARHN_NEWI_DMD | MKr20 | 2030 | 2.6484 | 0.25058 | 0.18325 | [5 empty] | ETA | I | NEW | 5.4571 |  | RHNHPELC | 1 | 0.16667 | HOUETARHNHPELCN02_NEWI
HOUETARHNHPELCN02_NEWI_D17 | Residential heating technology - Heat pump, Air-to-air - single-family house - new building - distributed level 0.17 | HOUELC, HOUAMB | HOUETARHN_NEWI_DMD | MKr20 | 2040 | 2.5221 | 0.24183 | 0.17627 | [5 empty] | ETA | I | NEW | 5.6732 |  | RHNHPELC | 1 | 0.16667 | HOUETARHNHPELCN02_NEWI
HOUETARHNHPELCN02_NEWI_D17 | Residential heating technology - Heat pump, Air-to-air - single-family house - new building - distributed level 0.17 | HOUELC, HOUAMB | HOUETARHN_NEWI_DMD | MKr20 | 2050 | 2.3958 | 0.23308 | 0.1746 | [5 empty] | ETA | I | NEW | 5.7273 |  | RHNHPELC | 1 | 0.16667 | HOUETARHNHPELCN02_NEWI
HOUETARHNHPELCN02_NEWD_D17 | Residential heating technology - Heat pump, Air-to-air - single-family house - new building - distributed level 0.17 | HOUELC, HOUAMB | HOUETARHN_NEWD_DMD | MKr20 | 2020 | 2.7846 | 0.37577 | 0.20117 | [5 empty] | ETA | D | NEW | 4.9708 |  | RHNHPELC | 1 | 0.16667 | HOUETARHNHPELCN02_NEWD
HOUETARHNHPELCN02_NEWD_D17 | Residential heating technology - Heat pump, Air-to-air - single-family house - new building - distributed level 0.17 | HOUELC, HOUAMB | HOUETARHN_NEWD_DMD | MKr20 | 2025 | 2.7165 | 0.2553 | 0.1908 | [5 empty] | ETA | D | NEW | 5.241 |  | RHNHPELC | 1 | 0.16667 | HOUETARHNHPELCN02_NEWD
HOUETARHNHPELCN02_NEWD_D17 | Residential heating technology - Heat pump, Air-to-air - single-family house - new building - distributed level 0.17 | HOUELC, HOUAMB | HOUETARHN_NEWD_DMD | MKr20 | 2030 | 2.6484 | 0.25058 | 0.18325 | [5 empty] | ETA | D | NEW | 5.4571 |  | RHNHPELC | 1 | 0.16667 | HOUETARHNHPELCN02_NEWD
HOUETARHNHPELCN02_NEWD_D17 | Residential heating technology - Heat pump, Air-to-air - single-family house - new building - distributed level 0.17 | HOUELC, HOUAMB | HOUETARHN_NEWD_DMD | MKr20 | 2040 | 2.5221 | 0.24183 | 0.17627 | [5 empty] | ETA | D | NEW | 5.6732 |  | RHNHPELC | 1 | 0.16667 | HOUETARHNHPELCN02_NEWD
HOUETARHNHPELCN02_NEWD_D17 | Residential heating technology - Heat pump, Air-to-air - single-family house - new building - distributed level 0.17 | HOUELC, HOUAMB | HOUETARHN_NEWD_DMD | MKr20 | 2050 | 2.3958 | 0.23308 | 0.1746 | [5 empty] | ETA | D | NEW | 5.7273 |  | RHNHPELC | 1 | 0.16667 | HOUETARHNHPELCN02_NEWD
HOUETARHNHPELCN02_NEWC_D17 | Residential heating technology - Heat pump, Air-to-air - single-family house - new building - distributed level 0.17 | HOUELC, HOUAMB | HOUETARHN_NEWC_DMD | MKr20 | 2020 | 2.7846 | 0.37577 | 0.20117 | [5 empty] | ETA | C | NEW | 4.9708 |  | RHNHPELC | 1 | 0.16667 | HOUETARHNHPELCN02_NEWC
HOUETARHNHPELCN02_NEWC_D17 | Residential heating technology - Heat pump, Air-to-air - single-family house - new building - distributed level 0.17 | HOUELC, HOUAMB | HOUETARHN_NEWC_DMD | MKr20 | 2025 | 2.7165 | 0.2553 | 0.1908 | [5 empty] | ETA | C | NEW | 5.241 |  | RHNHPELC | 1 | 0.16667 | HOUETARHNHPELCN02_NEWC
HOUETARHNHPELCN02_NEWC_D17 | Residential heating technology - Heat pump, Air-to-air - single-family house - new building - distributed level 0.17 | HOUELC, HOUAMB | HOUETARHN_NEWC_DMD | MKr20 | 2030 | 2.6484 | 0.25058 | 0.18325 | [5 empty] | ETA | C | NEW | 5.4571 |  | RHNHPELC | 1 | 0.16667 | HOUETARHNHPELCN02_NEWC
HOUETARHNHPELCN02_NEWC_D17 | Residential heating technology - Heat pump, Air-to-air - single-family house - new building - distributed level 0.17 | HOUELC, HOUAMB | HOUETARHN_NEWC_DMD | MKr20 | 2040 | 2.5221 | 0.24183 | 0.17627 | [5 empty] | ETA | C | NEW | 5.6732 |  | RHNHPELC | 1 | 0.16667 | HOUETARHNHPELCN02_NEWC
HOUETARHNHPELCN02_NEWC_D17 | Residential heating technology - Heat pump, Air-to-air - single-family house - new building - distributed level 0.17 | HOUELC, HOUAMB | HOUETARHN_NEWC_DMD | MKr20 | 2050 | 2.3958 | 0.23308 | 0.1746 | [5 empty] | ETA | C | NEW | 5.7273 |  | RHNHPELC | 1 | 0.16667 | HOUETARHNHPELCN02_NEWC
HOUETARHNDIELCN06_NEWI_D17 | Residential heating technology - Electric heating - electric panel from Bauhaus - apartment complex - new building - distributed level 0.17 | HOUELC | HOUETARHN_NEWI_DMD | MKr20 | 2020 | 0.46132 | 0 | [6 empty] | ETA | I | NEW |  |  | RHNDIELC | 1 | 0.16667 | HOUETARHNDIELCN06_NEWI
HOUETARHNDIELCN06_NEWI_D17 | Residential heating technology - Electric heating - electric panel from Bauhaus - apartment complex - new building - distributed level 0.17 | HOUELC | HOUETARHN_NEWI_DMD | MKr20 | 2025 | 0.46132 | 0 | [6 empty] | ETA | I | NEW |  |  | RHNDIELC | 1 | 0.16667 | HOUETARHNDIELCN06_NEWI
HOUETARHNDIELCN06_NEWI_D17 | Residential heating technology - Electric heating - electric panel from Bauhaus - apartment complex - new building - distributed level 0.17 | HOUELC | HOUETARHN_NEWI_DMD | MKr20 | 2030 | 0.46132 | 0 | [6 empty] | ETA | I | NEW |  |  | RHNDIELC | 1 | 0.16667 | HOUETARHNDIELCN06_NEWI
HOUETARHNDIELCN06_NEWI_D17 | Residential heating technology - Electric heating - electric panel from Bauhaus - apartment complex - new building - distributed level 0.17 | HOUELC | HOUETARHN_NEWI_DMD | MKr20 | 2040 | 0.46132 | 0 | [6 empty] | ETA | I | NEW |  |  | RHNDIELC | 1 | 0.16667 | HOUETARHNDIELCN06_NEWI
HOUETARHNDIELCN06_NEWI_D17 | Residential heating technology - Electric heating - electric panel from Bauhaus - apartment complex - new building - distributed level 0.17 | HOUELC | HOUETARHN_NEWI_DMD | MKr20 | 2050 | 0.46132 | 0 | [6 empty] | ETA | I | NEW |  |  | RHNDIELC | 1 | 0.16667 | HOUETARHNDIELCN06_NEWI
HOUETARHNDIELCN06_NEWD_D17 | Residential heating technology - Electric heating - electric panel from Bauhaus - apartment complex - new building - distributed level 0.17 | HOUELC | HOUETARHN_NEWD_DMD | MKr20 | 2020 | 0.46132 | 0 | [6 empty] | ETA | D | NEW |  |  | RHNDIELC | 1 | 0.16667 | HOUETARHNDIELCN06_NEWD
HOUETARHNDIELCN06_NEWD_D17 | Residential heating technology - Electric heating - electric panel from Bauhaus - apartment complex - new building - distributed level 0.17 | HOUELC | HOUETARHN_NEWD_DMD | MKr20 | 2025 | 0.46132 | 0 | [6 empty] | ETA | D | NEW |  |  | RHNDIELC | 1 | 0.16667 | HOUETARHNDIELCN06_NEWD
HOUETARHNDIELCN06_NEWD_D17 | Residential heating technology - Electric heating - electric panel from Bauhaus - apartment complex - new building - distributed level 0.17 | HOUELC | HOUETARHN_NEWD_DMD | MKr20 | 2030 | 0.46132 | 0 | [6 empty] | ETA | D | NEW |  |  | RHNDIELC | 1 | 0.16667 | HOUETARHNDIELCN06_NEWD
HOUETARHNDIELCN06_NEWD_D17 | Residential heating technology - Electric heating - electric panel from Bauhaus - apartment complex - new building - distributed level 0.17 | HOUELC | HOUETARHN_NEWD_DMD | MKr20 | 2040 | 0.46132 | 0 | [6 empty] | ETA | D | NEW |  |  | RHNDIELC | 1 | 0.16667 | HOUETARHNDIELCN06_NEWD
HOUETARHNDIELCN06_NEWD_D17 | Residential heating technology - Electric heating - electric panel from Bauhaus - apartment complex - new building - distributed level 0.17 | HOUELC | HOUETARHN_NEWD_DMD | MKr20 | 2050 | 0.46132 | 0 | [6 empty] | ETA | D | NEW |  |  | RHNDIELC | 1 | 0.16667 | HOUETARHNDIELCN06_NEWD
HOUETARHNDIELCN06_NEWC_D17 | Residential heating technology - Electric heating - electric panel from Bauhaus - apartment complex - new building - distributed level 0.17 | HOUELC | HOUETARHN_NEWC_DMD | MKr20 | 2020 | 0.46132 | 0 | [6 empty] | ETA | C | NEW |  |  | RHNDIELC | 1 | 0.16667 | HOUETARHNDIELCN06_NEWC
HOUETARHNDIELCN06_NEWC_D17 | Residential heating technology - Electric heating - electric panel from Bauhaus - apartment complex - new building - distributed level 0.17 | HOUELC | HOUETARHN_NEWC_DMD | MKr20 | 2025 | 0.46132 | 0 | [6 empty] | ETA | C | NEW |  |  | RHNDIELC | 1 | 0.16667 | HOUETARHNDIELCN06_NEWC
HOUETARHNDIELCN06_NEWC_D17 | Residential heating technology - Electric heating - electric panel from Bauhaus - apartment complex - new building - distributed level 0.17 | HOUELC | HOUETARHN_NEWC_DMD | MKr20 | 2030 | 0.46132 | 0 | [6 empty] | ETA | C | NEW |  |  | RHNDIELC | 1 | 0.16667 | HOUETARHNDIELCN06_NEWC
HOUETARHNDIELCN06_NEWC_D17 | Residential heating technology - Electric heating - electric panel from Bauhaus - apartment complex - new building - distributed level 0.17 | HOUELC | HOUETARHN_NEWC_DMD | MKr20 | 2040 | 0.46132 | 0 | [6 empty] | ETA | C | NEW |  |  | RHNDIELC | 1 | 0.16667 | HOUETARHNDIELCN06_NEWC
HOUETARHNDIELCN06_NEWC_D17 | Residential heating technology - Electric heating - electric panel from Bauhaus - apartment complex - new building - distributed level 0.17 | HOUELC | HOUETARHN_NEWC_DMD | MKr20 | 2050 | 0.46132 | 0 | [6 empty] | ETA | C | NEW |  |  | RHNDIELC | 1 | 0.16667 | HOUETARHNDIELCN06_NEWC
HOUETARHNDIELCN01_NEWI_D17 | Residential heating technology - Electric heating - apartment complex - new building - distributed level 0.17 | HOUELC | HOUETARHN_NEWI_DMD | MKr20 | 2020 | 4.2847 | 0.0019137 | [6 empty] | ETA | I | NEW |  |  | RHNDIELC | 1 | 0.16667 | HOUETARHNDIELCN01_NEWI
HOUETARHNDIELCN01_NEWI_D17 | Residential heating technology - Electric heating - apartment complex - new building - distributed level 0.17 | HOUELC | HOUETARHN_NEWI_DMD | MKr20 | 2025 | 4.1787 | 0.0018356 | [6 empty] | ETA | I | NEW |  |  | RHNDIELC | 1 | 0.16667 | HOUETARHNDIELCN01_NEWI
HOUETARHNDIELCN01_NEWI_D17 | Residential heating technology - Electric heating - apartment complex - new building - distributed level 0.17 | HOUELC | HOUETARHN_NEWI_DMD | MKr20 | 2030 | 4.0752 | 0.0017965 | [6 empty] | ETA | I | NEW |  |  | RHNDIELC | 1 | 0.16667 | HOUETARHNDIELCN01_NEWI
HOUETARHNDIELCN01_NEWI_D17 | Residential heating technology - Electric heating - apartment complex - new building - distributed level 0.17 | HOUELC | HOUETARHN_NEWI_DMD | MKr20 | 2040 | 3.876 | 0.0017184 | [6 empty] | ETA | I | NEW |  |  | RHNDIELC | 1 | 0.16667 | HOUETARHNDIELCN01_NEWI
HOUETARHNDIELCN01_NEWI_D17 | Residential heating technology - Electric heating - apartment complex - new building - distributed level 0.17 | HOUELC | HOUETARHN_NEWI_DMD | MKr20 | 2050 | 3.6865 | 0.0016403 | [6 empty] | ETA | I | NEW |  |  | RHNDIELC | 1 | 0.16667 | HOUETARHNDIELCN01_NEWI
HOUETARHNDIELCN01_NEWD_D17 | Residential heating technology - Electric heating - apartment complex - new building - distributed level 0.17 | HOUELC | HOUETARHN_NEWD_DMD | MKr20 | 2020 | 4.2847 | 0.0019137 | [6 empty] | ETA | D | NEW |  |  | RHNDIELC | 1 | 0.16667 | HOUETARHNDIELCN01_NEWD
HOUETARHNDIELCN01_NEWD_D17 | Residential heating technology - Electric heating - apartment complex - new building - distributed level 0.17 | HOUELC | HOUETARHN_NEWD_DMD | MKr20 | 2025 | 4.1787 | 0.0018356 | [6 empty] | ETA | D | NEW |  |  | RHNDIELC | 1 | 0.16667 | HOUETARHNDIELCN01_NEWD
HOUETARHNDIELCN01_NEWD_D17 | Residential heating technology - Electric heating - apartment complex - new building - distributed level 0.17 | HOUELC | HOUETARHN_NEWD_DMD | MKr20 | 2030 | 4.0752 | 0.0017965 | [6 empty] | ETA | D | NEW |  |  | RHNDIELC | 1 | 0.16667 | HOUETARHNDIELCN01_NEWD
HOUETARHNDIELCN01_NEWD_D17 | Residential heating technology - Electric heating - apartment complex - new building - distributed level 0.17 | HOUELC | HOUETARHN_NEWD_DMD | MKr20 | 2040 | 3.876 | 0.0017184 | [6 empty] | ETA | D | NEW |  |  | RHNDIELC | 1 | 0.16667 | HOUETARHNDIELCN01_NEWD
HOUETARHNDIELCN01_NEWD_D17 | Residential heating technology - Electric heating - apartment complex - new building - distributed level 0.17 | HOUELC | HOUETARHN_NEWD_DMD | MKr20 | 2050 | 3.6865 | 0.0016403 | [6 empty] | ETA | D | NEW |  |  | RHNDIELC | 1 | 0.16667 | HOUETARHNDIELCN01_NEWD
HOUETARHNDIELCN01_NEWC_D17 | Residential heating technology - Electric heating - apartment complex - new building - distributed level 0.17 | HOUELC | HOUETARHN_NEWC_DMD | MKr20 | 2020 | 4.2847 | 0.0019137 | [6 empty] | ETA | C | NEW |  |  | RHNDIELC | 1 | 0.16667 | HOUETARHNDIELCN01_NEWC
HOUETARHNDIELCN01_NEWC_D17 | Residential heating technology - Electric heating - apartment complex - new building - distributed level 0.17 | HOUELC | HOUETARHN_NEWC_DMD | MKr20 | 2025 | 4.1787 | 0.0018356 | [6 empty] | ETA | C | NEW |  |  | RHNDIELC | 1 | 0.16667 | HOUETARHNDIELCN01_NEWC
HOUETARHNDIELCN01_NEWC_D17 | Residential heating technology - Electric heating - apartment complex - new building - distributed level 0.17 | HOUELC | HOUETARHN_NEWC_DMD | MKr20 | 2030 | 4.0752 | 0.0017965 | [6 empty] | ETA | C | NEW |  |  | RHNDIELC | 1 | 0.16667 | HOUETARHNDIELCN01_NEWC
HOUETARHNDIELCN01_NEWC_D17 | Residential heating technology - Electric heating - apartment complex - new building - distributed level 0.17 | HOUELC | HOUETARHN_NEWC_DMD | MKr20 | 2040 | 3.876 | 0.0017184 | [6 empty] | ETA | C | NEW |  |  | RHNDIELC | 1 | 0.16667 | HOUETARHNDIELCN01_NEWC
HOUETARHNDIELCN01_NEWC_D17 | Residential heating technology - Electric heating - apartment complex - new building - distributed level 0.17 | HOUELC | HOUETARHN_NEWC_DMD | MKr20 | 2050 | 3.6865 | 0.0016403 | [6 empty] | ETA | C | NEW |  |  | RHNDIELC | 1 | 0.16667 | HOUETARHNDIELCN01_NEWC
HOUETARHNBHWPEN01_NEWI_D17 | Residential heating technology - Biomass boiler, automatic stoking , wood pellets or wood chips - apartment complex - new building - distributed level 0.17 | HOUWPE | HOUETARHN_NEWI_DMD | MKr20 | 2020 | 2.0699 | 0.039047 |  | 25 | 14 | 70 | 2 | 4 | ETA | I | NEW |  |  | RHNBHWPE | 1 | 0.16667 | HOUETARHNBHWPEN01_NEWI
HOUETARHNBHWPEN01_NEWI_D17 | Residential heating technology - Biomass boiler, automatic stoking , wood pellets or wood chips - apartment complex - new building - distributed level 0.17 | HOUWPE | HOUETARHN_NEWI_DMD | MKr20 | 2025 | 2.0187 | 0.038711 |  | 25 | 14 | 60 | 2 | 4 | ETA | I | NEW |  |  | RHNBHWPE | 1 | 0.16667 | HOUETARHNBHWPEN01_NEWI
HOUETARHNBHWPEN01_NEWI_D17 | Residential heating technology - Biomass boiler, automatic stoking , wood pellets or wood chips - apartment complex - new building - distributed level 0.17 | HOUWPE | HOUETARHN_NEWI_DMD | MKr20 | 2030 | 1.9687 | 0.038705 |  | 25 | 11 | 50 | 1 | 4 | ETA | I | NEW |  |  | RHNBHWPE | 1 | 0.16667 | HOUETARHNBHWPEN01_NEWI
HOUETARHNBHWPEN01_NEWI_D17 | Residential heating technology - Biomass boiler, automatic stoking , wood pellets or wood chips - apartment complex - new building - distributed level 0.17 | HOUWPE | HOUETARHN_NEWI_DMD | MKr20 | 2040 | 1.8725 | 0.03726 |  | 25 | 9 | 45 | 1 | 4 | ETA | I | NEW |  |  | RHNBHWPE | 1 | 0.16667 | HOUETARHNBHWPEN01_NEWI
HOUETARHNBHWPEN01_NEWI_D17 | Residential heating technology - Biomass boiler, automatic stoking , wood pellets or wood chips - apartment complex - new building - distributed level 0.17 | HOUWPE | HOUETARHN_NEWI_DMD | MKr20 | 2050 | 1.7809 | 0.035799 |  | 25 | 9 | 40 | 0 | 4 | ETA | I | NEW |  |  | RHNBHWPE | 1 | 0.16667 | HOUETARHNBHWPEN01_NEWI
HOUETARHNBHWPEN01_NEWD_D17 | Residential heating technology - Biomass boiler, automatic stoking , wood pellets or wood chips - apartment complex - new building - distributed level 0.17 | HOUWPE | HOUETARHN_NEWD_DMD | MKr20 | 2020 | 2.0699 | 0.039047 |  | 25 | 14 | 70 | 2 | 4 | ETA | D | NEW |  |  | RHNBHWPE | 1 | 0.16667 | HOUETARHNBHWPEN01_NEWD
HOUETARHNBHWPEN01_NEWD_D17 | Residential heating technology - Biomass boiler, automatic stoking , wood pellets or wood chips - apartment complex - new building - distributed level 0.17 | HOUWPE | HOUETARHN_NEWD_DMD | MKr20 | 2025 | 2.0187 | 0.038711 |  | 25 | 14 | 60 | 2 | 4 | ETA | D | NEW |  |  | RHNBHWPE | 1 | 0.16667 | HOUETARHNBHWPEN01_NEWD
HOUETARHNBHWPEN01_NEWD_D17 | Residential heating technology - Biomass boiler, automatic stoking , wood pellets or wood chips - apartment complex - new building - distributed level 0.17 | HOUWPE | HOUETARHN_NEWD_DMD | MKr20 | 2030 | 1.9687 | 0.038705 |  | 25 | 11 | 50 | 1 | 4 | ETA | D | NEW |  |  | RHNBHWPE | 1 | 0.16667 | HOUETARHNBHWPEN01_NEWD
HOUETARHNBHWPEN01_NEWD_D17 | Residential heating technology - Biomass boiler, automatic stoking , wood pellets or wood chips - apartment complex - new building - distributed level 0.17 | HOUWPE | HOUETARHN_NEWD_DMD | MKr20 | 2040 | 1.8725 | 0.03726 |  | 25 | 9 | 45 | 1 | 4 | ETA | D | NEW |  |  | RHNBHWPE | 1 | 0.16667 | HOUETARHNBHWPEN01_NEWD
HOUETARHNBHWPEN01_NEWD_D17 | Residential heating technology - Biomass boiler, automatic stoking , wood pellets or wood chips - apartment complex - new building - distributed level 0.17 | HOUWPE | HOUETARHN_NEWD_DMD | MKr20 | 2050 | 1.7809 | 0.035799 |  | 25 | 9 | 40 | 0 | 4 | ETA | D | NEW |  |  | RHNBHWPE | 1 | 0.16667 | HOUETARHNBHWPEN01_NEWD
HOUETARHNBHWPEN01_NEWC_D17 | Residential heating technology - Biomass boiler, automatic stoking , wood pellets or wood chips - apartment complex - new building - distributed level 0.17 | HOUWPE | HOUETARHN_NEWC_DMD | MKr20 | 2020 | 2.0699 | 0.039047 |  | 25 | 14 | 70 | 2 | 4 | ETA | C | NEW |  |  | RHNBHWPE | 1 | 0.16667 | HOUETARHNBHWPEN01_NEWC
HOUETARHNBHWPEN01_NEWC_D17 | Residential heating technology - Biomass boiler, automatic stoking , wood pellets or wood chips - apartment complex - new building - distributed level 0.17 | HOUWPE | HOUETARHN_NEWC_DMD | MKr20 | 2025 | 2.0187 | 0.038711 |  | 25 | 14 | 60 | 2 | 4 | ETA | C | NEW |  |  | RHNBHWPE | 1 | 0.16667 | HOUETARHNBHWPEN01_NEWC
HOUETARHNBHWPEN01_NEWC_D17 | Residential heating technology - Biomass boiler, automatic stoking , wood pellets or wood chips - apartment complex - new building - distributed level 0.17 | HOUWPE | HOUETARHN_NEWC_DMD | MKr20 | 2030 | 1.9687 | 0.038705 |  | 25 | 11 | 50 | 1 | 4 | ETA | C | NEW |  |  | RHNBHWPE | 1 | 0.16667 | HOUETARHNBHWPEN01_NEWC
HOUETARHNBHWPEN01_NEWC_D17 | Residential heating technology - Biomass boiler, automatic stoking , wood pellets or wood chips - apartment complex - new building - distributed level 0.17 | HOUWPE | HOUETARHN_NEWC_DMD | MKr20 | 2040 | 1.8725 | 0.03726 |  | 25 | 9 | 45 | 1 | 4 | ETA | C | NEW |  |  | RHNBHWPE | 1 | 0.16667 | HOUETARHNBHWPEN01_NEWC
HOUETARHNBHWPEN01_NEWC_D17 | Residential heating technology - Biomass boiler, automatic stoking , wood pellets or wood chips - apartment complex - new building - distributed level 0.17 | HOUWPE | HOUETARHN_NEWC_DMD | MKr20 | 2050 | 1.7809 | 0.035799 |  | 25 | 9 | 40 | 0 | 4 | ETA | C | NEW |  |  | RHNBHWPE | 1 | 0.16667 | HOUETARHNBHWPEN01_NEWC
HOUETARHNBHSOLN01_NEWI_D17 | Residential heating technology - Solar heating system - apartment complex - new building - distributed level 0.17 | HOUSOL | HOUETARHN_NEWI_DMD | MKr20 | 2020 | 3.6154 | 0.018479 | [6 empty] | ETA | I | NEW |  |  | RHNBHSOL | 1 | 0.16667 | HOUETARHNBHSOLN01_NEWI
HOUETARHNBHSOLN01_NEWI_D17 | Residential heating technology - Solar heating system - apartment complex - new building - distributed level 0.17 | HOUSOL | HOUETARHN_NEWI_DMD | MKr20 | 2025 | 3.4591 | 0.021424 | [6 empty] | ETA | I | NEW |  |  | RHNBHSOL | 1 | 0.16667 | HOUETARHNBHSOLN01_NEWI
HOUETARHNBHSOLN01_NEWI_D17 | Residential heating technology - Solar heating system - apartment complex - new building - distributed level 0.17 | HOUSOL | HOUETARHN_NEWI_DMD | MKr20 | 2030 | 3.3029 | 0.023411 | [6 empty] | ETA | I | NEW |  |  | RHNBHSOL | 1 | 0.16667 | HOUETARHNBHSOLN01_NEWI
HOUETARHNBHSOLN01_NEWI_D17 | Residential heating technology - Solar heating system - apartment complex - new building - distributed level 0.17 | HOUSOL | HOUETARHN_NEWI_DMD | MKr20 | 2040 | 3.1467 | 0.022462 | [6 empty] | ETA | I | NEW |  |  | RHNBHSOL | 1 | 0.16667 | HOUETARHNBHSOLN01_NEWI
HOUETARHNBHSOLN01_NEWI_D17 | Residential heating technology - Solar heating system - apartment complex - new building - distributed level 0.17 | HOUSOL | HOUETARHN_NEWI_DMD | MKr20 | 2050 | 2.9905 | 0.021692 | [6 empty] | ETA | I | NEW |  |  | RHNBHSOL | 1 | 0.16667 | HOUETARHNBHSOLN01_NEWI
HOUETARHNBHSOLN01_NEWD_D17 | Residential heating technology - Solar heating system - apartment complex - new building - distributed level 0.17 | HOUSOL | HOUETARHN_NEWD_DMD | MKr20 | 2020 | 3.6154 | 0.018479 | [6 empty] | ETA | D | NEW |  |  | RHNBHSOL | 1 | 0.16667 | HOUETARHNBHSOLN01_NEWD
HOUETARHNBHSOLN01_NEWD_D17 | Residential heating technology - Solar heating system - apartment complex - new building - distributed level 0.17 | HOUSOL | HOUETARHN_NEWD_DMD | MKr20 | 2025 | 3.4591 | 0.021424 | [6 empty] | ETA | D | NEW |  |  | RHNBHSOL | 1 | 0.16667 | HOUETARHNBHSOLN01_NEWD
HOUETARHNBHSOLN01_NEWD_D17 | Residential heating technology - Solar heating system - apartment complex - new building - distributed level 0.17 | HOUSOL | HOUETARHN_NEWD_DMD | MKr20 | 2030 | 3.3029 | 0.023411 | [6 empty] | ETA | D | NEW |  |  | RHNBHSOL | 1 | 0.16667 | HOUETARHNBHSOLN01_NEWD
HOUETARHNBHSOLN01_NEWD_D17 | Residential heating technology - Solar heating system - apartment complex - new building - distributed level 0.17 | HOUSOL | HOUETARHN_NEWD_DMD | MKr20 | 2040 | 3.1467 | 0.022462 | [6 empty] | ETA | D | NEW |  |  | RHNBHSOL | 1 | 0.16667 | HOUETARHNBHSOLN01_NEWD
HOUETARHNBHSOLN01_NEWD_D17 | Residential heating technology - Solar heating system - apartment complex - new building - distributed level 0.17 | HOUSOL | HOUETARHN_NEWD_DMD | MKr20 | 2050 | 2.9905 | 0.021692 | [6 empty] | ETA | D | NEW |  |  | RHNBHSOL | 1 | 0.16667 | HOUETARHNBHSOLN01_NEWD
HOUETARHNBHSOLN01_NEWC_D17 | Residential heating technology - Solar heating system - apartment complex - new building - distributed level 0.17 | HOUSOL | HOUETARHN_NEWC_DMD | MKr20 | 2020 | 3.6154 | 0.018479 | [6 empty] | ETA | C | NEW |  |  | RHNBHSOL | 1 | 0.16667 | HOUETARHNBHSOLN01_NEWC
HOUETARHNBHSOLN01_NEWC_D17 | Residential heating technology - Solar heating system - apartment complex - new building - distributed level 0.17 | HOUSOL | HOUETARHN_NEWC_DMD | MKr20 | 2025 | 3.4591 | 0.021424 | [6 empty] | ETA | C | NEW |  |  | RHNBHSOL | 1 | 0.16667 | HOUETARHNBHSOLN01_NEWC
HOUETARHNBHSOLN01_NEWC_D17 | Residential heating technology - Solar heating system - apartment complex - new building - distributed level 0.17 | HOUSOL | HOUETARHN_NEWC_DMD | MKr20 | 2030 | 3.3029 | 0.023411 | [6 empty] | ETA | C | NEW |  |  | RHNBHSOL | 1 | 0.16667 | HOUETARHNBHSOLN01_NEWC
HOUETARHNBHSOLN01_NEWC_D17 | Residential heating technology - Solar heating system - apartment complex - new building - distributed level 0.17 | HOUSOL | HOUETARHN_NEWC_DMD | MKr20 | 2040 | 3.1467 | 0.022462 | [6 empty] | ETA | C | NEW |  |  | RHNBHSOL | 1 | 0.16667 | HOUETARHNBHSOLN01_NEWC
HOUETARHNBHSOLN01_NEWC_D17 | Residential heating technology - Solar heating system - apartment complex - new building - distributed level 0.17 | HOUSOL | HOUETARHN_NEWC_DMD | MKr20 | 2050 | 2.9905 | 0.021692 | [6 empty] | ETA | C | NEW |  |  | RHNBHSOL | 1 | 0.16667 | HOUETARHNBHSOLN01_NEWC
HOUETARHNBHGASN03_NEWI_D17 | Residential heating technology - Natural gas boiler - plus connection pipe - apartment complex - new building - distributed level 0.17 | HOUGAS | HOUETARHN_NEWI_DMD | MKr20 | 2020 | 0.96388 | 0.026007 |  | 0.43 | 0.1 | 20.4 | 1 | 1 | ETA | I | NEW |  |  | RHNBHGAS | 1 | 0.16667 | HOUETARHNBHGASN03_NEWI
HOUETARHNBHGASN03_NEWI_D17 | Residential heating technology - Natural gas boiler - plus connection pipe - apartment complex - new building - distributed level 0.17 | HOUGAS | HOUETARHN_NEWI_DMD | MKr20 | 2025 | 0.94195 | 0.025805 |  | 0.43 | 0.1 | 20.4 | 1 | 1 | ETA | I | NEW |  |  | RHNBHGAS | 1 | 0.16667 | HOUETARHNBHGASN03_NEWI
HOUETARHNBHGASN03_NEWI_D17 | Residential heating technology - Natural gas boiler - plus connection pipe - apartment complex - new building - distributed level 0.17 | HOUGAS | HOUETARHN_NEWI_DMD | MKr20 | 2030 | 0.92057 | 0.025568 |  | 0.43 | 0.1 | 20.4 | 1 | 1 | ETA | I | NEW |  |  | RHNBHGAS | 1 | 0.16667 | HOUETARHNBHGASN03_NEWI
HOUETARHNBHGASN03_NEWI_D17 | Residential heating technology - Natural gas boiler - plus connection pipe - apartment complex - new building - distributed level 0.17 | HOUGAS | HOUETARHN_NEWI_DMD | MKr20 | 2040 | 0.87938 | 0.024517 |  | 0.43 | 0.1 | 20.4 | 1 | 1 | ETA | I | NEW |  |  | RHNBHGAS | 1 | 0.16667 | HOUETARHNBHGASN03_NEWI
HOUETARHNBHGASN03_NEWI_D17 | Residential heating technology - Natural gas boiler - plus connection pipe - apartment complex - new building - distributed level 0.17 | HOUGAS | HOUETARHN_NEWI_DMD | MKr20 | 2050 | 0.84021 | 0.0069928 |  | 0.43 | 0.1 | 20.4 | 1 | 1 | ETA | I | NEW |  |  | RHNBHGAS | 1 | 0.16667 | HOUETARHNBHGASN03_NEWI
HOUETARHNBHGASN03_NEWD_D17 | Residential heating technology - Natural gas boiler - plus connection pipe - apartment complex - new building - distributed level 0.17 | HOUGAS | HOUETARHN_NEWD_DMD | MKr20 | 2020 | 0.96388 | 0.026007 |  | 0.43 | 0.1 | 20.4 | 1 | 1 | ETA | D | NEW |  |  | RHNBHGAS | 1 | 0.16667 | HOUETARHNBHGASN03_NEWD
HOUETARHNBHGASN03_NEWD_D17 | Residential heating technology - Natural gas boiler - plus connection pipe - apartment complex - new building - distributed level 0.17 | HOUGAS | HOUETARHN_NEWD_DMD | MKr20 | 2025 | 0.94195 | 0.025805 |  | 0.43 | 0.1 | 20.4 | 1 | 1 | ETA | D | NEW |  |  | RHNBHGAS | 1 | 0.16667 | HOUETARHNBHGASN03_NEWD
HOUETARHNBHGASN03_NEWD_D17 | Residential heating technology - Natural gas boiler - plus connection pipe - apartment complex - new building - distributed level 0.17 | HOUGAS | HOUETARHN_NEWD_DMD | MKr20 | 2030 | 0.92057 | 0.025568 |  | 0.43 | 0.1 | 20.4 | 1 | 1 | ETA | D | NEW |  |  | RHNBHGAS | 1 | 0.16667 | HOUETARHNBHGASN03_NEWD
HOUETARHNBHGASN03_NEWD_D17 | Residential heating technology - Natural gas boiler - plus connection pipe - apartment complex - new building - distributed level 0.17 | HOUGAS | HOUETARHN_NEWD_DMD | MKr20 | 2040 | 0.87938 | 0.024517 |  | 0.43 | 0.1 | 20.4 | 1 | 1 | ETA | D | NEW |  |  | RHNBHGAS | 1 | 0.16667 | HOUETARHNBHGASN03_NEWD
HOUETARHNBHGASN03_NEWD_D17 | Residential heating technology - Natural gas boiler - plus connection pipe - apartment complex - new building - distributed level 0.17 | HOUGAS | HOUETARHN_NEWD_DMD | MKr20 | 2050 | 0.84021 | 0.0069928 |  | 0.43 | 0.1 | 20.4 | 1 | 1 | ETA | D | NEW |  |  | RHNBHGAS | 1 | 0.16667 | HOUETARHNBHGASN03_NEWD
HOUETARHNBHGASN03_NEWC_D17 | Residential heating technology - Natural gas boiler - plus connection pipe - apartment complex - new building - distributed level 0.17 | HOUGAS | HOUETARHN_NEWC_DMD | MKr20 | 2020 | 0.96388 | 0.026007 |  | 0.43 | 0.1 | 20.4 | 1 | 1 | ETA | C | NEW |  |  | RHNBHGAS | 1 | 0.16667 | HOUETARHNBHGASN03_NEWC
HOUETARHNBHGASN03_NEWC_D17 | Residential heating technology - Natural gas boiler - plus connection pipe - apartment complex - new building - distributed level 0.17 | HOUGAS | HOUETARHN_NEWC_DMD | MKr20 | 2025 | 0.94195 | 0.025805 |  | 0.43 | 0.1 | 20.4 | 1 | 1 | ETA | C | NEW |  |  | RHNBHGAS | 1 | 0.16667 | HOUETARHNBHGASN03_NEWC
HOUETARHNBHGASN03_NEWC_D17 | Residential heating technology - Natural gas boiler - plus connection pipe - apartment complex - new building - distributed level 0.17 | HOUGAS | HOUETARHN_NEWC_DMD | MKr20 | 2030 | 0.92057 | 0.025568 |  | 0.43 | 0.1 | 20.4 | 1 | 1 | ETA | C | NEW |  |  | RHNBHGAS | 1 | 0.16667 | HOUETARHNBHGASN03_NEWC
HOUETARHNBHGASN03_NEWC_D17 | Residential heating technology - Natural gas boiler - plus connection pipe - apartment complex - new building - distributed level 0.17 | HOUGAS | HOUETARHN_NEWC_DMD | MKr20 | 2040 | 0.87938 | 0.024517 |  | 0.43 | 0.1 | 20.4 | 1 | 1 | ETA | C | NEW |  |  | RHNBHGAS | 1 | 0.16667 | HOUETARHNBHGASN03_NEWC
HOUETARHNBHGASN03_NEWC_D17 | Residential heating technology - Natural gas boiler - plus connection pipe - apartment complex - new building - distributed level 0.17 | HOUGAS | HOUETARHN_NEWC_DMD | MKr20 | 2050 | 0.84021 | 0.0069928 |  | 0.43 | 0.1 | 20.4 | 1 | 1 | ETA | C | NEW |  |  | RHNBHGAS | 1 | 0.16667 | HOUETARHNBHGASN03_NEWC
HOUETARHNBHDHDN09_NEWI_D17 | Residential heating technology - Direct district heating substation - plus connection pipe - plus distribution (heating density: low ) - apartment complex - new building - distributed level 0.17 | HOUDHD | HOUETARHN_NEWI_DMD | MKr20 | 2020 | 0.59303 | 0.0029994 | [6 empty] | ETA | I | NEW |  |  | RHNBHDHD | 1 | 0.16667 | HOUETARHNBHDHDN09_NEWI
HOUETARHNBHDHDN09_NEWI_D17 | Residential heating technology - Direct district heating substation - plus connection pipe - plus distribution (heating density: low ) - apartment complex - new building - distributed level 0.17 | HOUDHD | HOUETARHN_NEWI_DMD | MKr20 | 2025 | 0.58482 | 0.0030492 | [6 empty] | ETA | I | NEW |  |  | RHNBHDHD | 1 | 0.16667 | HOUETARHNBHDHDN09_NEWI
HOUETARHNBHDHDN09_NEWI_D17 | Residential heating technology - Direct district heating substation - plus connection pipe - plus distribution (heating density: low ) - apartment complex - new building - distributed level 0.17 | HOUDHD | HOUETARHN_NEWI_DMD | MKr20 | 2030 | 0.5768 | 0.0030533 | [6 empty] | ETA | I | NEW |  |  | RHNBHDHD | 1 | 0.16667 | HOUETARHNBHDHDN09_NEWI
HOUETARHNBHDHDN09_NEWI_D17 | Residential heating technology - Direct district heating substation - plus connection pipe - plus distribution (heating density: low ) - apartment complex - new building - distributed level 0.17 | HOUDHD | HOUETARHN_NEWI_DMD | MKr20 | 2040 | 0.56137 | 0.0029906 | [6 empty] | ETA | I | NEW |  |  | RHNBHDHD | 1 | 0.16667 | HOUETARHNBHDHDN09_NEWI
HOUETARHNBHDHDN09_NEWI_D17 | Residential heating technology - Direct district heating substation - plus connection pipe - plus distribution (heating density: low ) - apartment complex - new building - distributed level 0.17 | HOUDHD | HOUETARHN_NEWI_DMD | MKr20 | 2050 | 0.54668 | 0.0028334 | [6 empty] | ETA | I | NEW |  |  | RHNBHDHD | 1 | 0.16667 | HOUETARHNBHDHDN09_NEWI
HOUETARHNBHDHDN07_NEWI_D17 | Residential heating technology - Direct district heating substation - plus connection pipe - plus distribution (heating density: medium ) - apartment complex - new building - distributed level 0.17 | HOUDHD | HOUETARHN_NEWI_DMD | MKr20 | 2020 | 0.54061 | 0.0029994 | [6 empty] | ETA | I | NEW |  |  | RHNBHDHD | 1 | 0.16667 | HOUETARHNBHDHDN07_NEWI
HOUETARHNBHDHDN07_NEWI_D17 | Residential heating technology - Direct district heating substation - plus connection pipe - plus distribution (heating density: medium ) - apartment complex - new building - distributed level 0.17 | HOUDHD | HOUETARHN_NEWI_DMD | MKr20 | 2025 | 0.53239 | 0.0030492 | [6 empty] | ETA | I | NEW |  |  | RHNBHDHD | 1 | 0.16667 | HOUETARHNBHDHDN07_NEWI
HOUETARHNBHDHDN07_NEWI_D17 | Residential heating technology - Direct district heating substation - plus connection pipe - plus distribution (heating density: medium ) - apartment complex - new building - distributed level 0.17 | HOUDHD | HOUETARHN_NEWI_DMD | MKr20 | 2030 | 0.52438 | 0.0030533 | [6 empty] | ETA | I | NEW |  |  | RHNBHDHD | 1 | 0.16667 | HOUETARHNBHDHDN07_NEWI
HOUETARHNBHDHDN07_NEWI_D17 | Residential heating technology - Direct district heating substation - plus connection pipe - plus distribution (heating density: medium ) - apartment complex - new building - distributed level 0.17 | HOUDHD | HOUETARHN_NEWI_DMD | MKr20 | 2040 | 0.50894 | 0.0029906 | [6 empty] | ETA | I | NEW |  |  | RHNBHDHD | 1 | 0.16667 | HOUETARHNBHDHDN07_NEWI
HOUETARHNBHDHDN07_NEWI_D17 | Residential heating technology - Direct district heating substation - plus connection pipe - plus distribution (heating density: medium ) - apartment complex - new building - distributed level 0.17 | HOUDHD | HOUETARHN_NEWI_DMD | MKr20 | 2050 | 0.49426 | 0.0028334 | [6 empty] | ETA | I | NEW |  |  | RHNBHDHD | 1 | 0.16667 | HOUETARHNBHDHDN07_NEWI
HOUETARHNBHDHDN05_NEWI_D17 | Residential heating technology - Direct district heating substation - plus connection pipe - plus distribution (heating density: high ) - apartment complex - new building - distributed level 0.17 | HOUDHD | HOUETARHN_NEWI_DMD | MKr20 | 2020 | 0.48819 | 0.0029994 | [6 empty] | ETA | I | NEW |  |  | RHNBHDHD | 1 | 0.16667 | HOUETARHNBHDHDN05_NEWI
HOUETARHNBHDHDN05_NEWI_D17 | Residential heating technology - Direct district heating substation - plus connection pipe - plus distribution (heating density: high ) - apartment complex - new building - distributed level 0.17 | HOUDHD | HOUETARHN_NEWI_DMD | MKr20 | 2025 | 0.47997 | 0.0030492 | [6 empty] | ETA | I | NEW |  |  | RHNBHDHD | 1 | 0.16667 | HOUETARHNBHDHDN05_NEWI
HOUETARHNBHDHDN05_NEWI_D17 | Residential heating technology - Direct district heating substation - plus connection pipe - plus distribution (heating density: high ) - apartment complex - new building - distributed level 0.17 | HOUDHD | HOUETARHN_NEWI_DMD | MKr20 | 2030 | 0.47196 | 0.0030533 | [6 empty] | ETA | I | NEW |  |  | RHNBHDHD | 1 | 0.16667 | HOUETARHNBHDHDN05_NEWI
HOUETARHNBHDHDN05_NEWI_D17 | Residential heating technology - Direct district heating substation - plus connection pipe - plus distribution (heating density: high ) - apartment complex - new building - distributed level 0.17 | HOUDHD | HOUETARHN_NEWI_DMD | MKr20 | 2040 | 0.45652 | 0.0029906 | [6 empty] | ETA | I | NEW |  |  | RHNBHDHD | 1 | 0.16667 | HOUETARHNBHDHDN05_NEWI
HOUETARHNBHDHDN05_NEWI_D17 | Residential heating technology - Direct district heating substation - plus connection pipe - plus distribution (heating density: high ) - apartment complex - new building - distributed level 0.17 | HOUDHD | HOUETARHN_NEWI_DMD | MKr20 | 2050 | 0.44184 | 0.0028334 | [6 empty] | ETA | I | NEW |  |  | RHNBHDHD | 1 | 0.16667 | HOUETARHNBHDHDN05_NEWI
HOUETARHNBHDHDN03_NEWD_D17 | Residential heating technology - Direct district heating substation - plus connection pipe - apartment complex - new building - distributed level 0.17 | HOUDHD | HOUETARHN_NEWD_DMD | MKr20 | 2020 | 0.39434 | 0.0029994 | [6 empty] | ETA | D | NEW |  |  | RHNBHDHD | 1 | 0.16667 | HOUETARHNBHDHDN03_NEWD
HOUETARHNBHDHDN03_NEWD_D17 | Residential heating technology - Direct district heating substation - plus connection pipe - apartment complex - new building - distributed level 0.17 | HOUDHD | HOUETARHN_NEWD_DMD | MKr20 | 2025 | 0.3877 | 0.0030492 | [6 empty] | ETA | D | NEW |  |  | RHNBHDHD | 1 | 0.16667 | HOUETARHNBHDHDN03_NEWD
HOUETARHNBHDHDN03_NEWD_D17 | Residential heating technology - Direct district heating substation - plus connection pipe - apartment complex - new building - distributed level 0.17 | HOUDHD | HOUETARHN_NEWD_DMD | MKr20 | 2030 | 0.38123 | 0.0030533 | [6 empty] | ETA | D | NEW |  |  | RHNBHDHD | 1 | 0.16667 | HOUETARHNBHDHDN03_NEWD
HOUETARHNBHDHDN03_NEWD_D17 | Residential heating technology - Direct district heating substation - plus connection pipe - apartment complex - new building - distributed level 0.17 | HOUDHD | HOUETARHN_NEWD_DMD | MKr20 | 2040 | 0.36876 | 0.0029906 | [6 empty] | ETA | D | NEW |  |  | RHNBHDHD | 1 | 0.16667 | HOUETARHNBHDHDN03_NEWD
HOUETARHNBHDHDN03_NEWD_D17 | Residential heating technology - Direct district heating substation - plus connection pipe - apartment complex - new building - distributed level 0.17 | HOUDHD | HOUETARHN_NEWD_DMD | MKr20 | 2050 | 0.3569 | 0.0028334 | [6 empty] | ETA | D | NEW |  |  | RHNBHDHD | 1 | 0.16667 | HOUETARHNBHDHDN03_NEWD
HOUETARHNBHDHCN09_NEWI_D17 | Residential heating technology - Direct district heating substation - plus connection pipe - plus distribution (heating density: low ) - apartment complex - new building - distributed level 0.17 | HOUDHC | HOUETARHN_NEWI_DMD | MKr20 | 2020 | 0.59303 | 0.0029994 | [6 empty] | ETA | I | NEW |  |  | RHNBHDHC | 1 | 0.16667 | HOUETARHNBHDHCN09_NEWI
HOUETARHNBHDHCN09_NEWI_D17 | Residential heating technology - Direct district heating substation - plus connection pipe - plus distribution (heating density: low ) - apartment complex - new building - distributed level 0.17 | HOUDHC | HOUETARHN_NEWI_DMD | MKr20 | 2025 | 0.58482 | 0.0030492 | [6 empty] | ETA | I | NEW |  |  | RHNBHDHC | 1 | 0.16667 | HOUETARHNBHDHCN09_NEWI
HOUETARHNBHDHCN09_NEWI_D17 | Residential heating technology - Direct district heating substation - plus connection pipe - plus distribution (heating density: low ) - apartment complex - new building - distributed level 0.17 | HOUDHC | HOUETARHN_NEWI_DMD | MKr20 | 2030 | 0.5768 | 0.0030533 | [6 empty] | ETA | I | NEW |  |  | RHNBHDHC | 1 | 0.16667 | HOUETARHNBHDHCN09_NEWI
HOUETARHNBHDHCN09_NEWI_D17 | Residential heating technology - Direct district heating substation - plus connection pipe - plus distribution (heating density: low ) - apartment complex - new building - distributed level 0.17 | HOUDHC | HOUETARHN_NEWI_DMD | MKr20 | 2040 | 0.56137 | 0.0029906 | [6 empty] | ETA | I | NEW |  |  | RHNBHDHC | 1 | 0.16667 | HOUETARHNBHDHCN09_NEWI
HOUETARHNBHDHCN09_NEWI_D17 | Residential heating technology - Direct district heating substation - plus connection pipe - plus distribution (heating density: low ) - apartment complex - new building - distributed level 0.17 | HOUDHC | HOUETARHN_NEWI_DMD | MKr20 | 2050 | 0.54668 | 0.0028334 | [6 empty] | ETA | I | NEW |  |  | RHNBHDHC | 1 | 0.16667 | HOUETARHNBHDHCN09_NEWI
HOUETARHNBHDHCN07_NEWI_D17 | Residential heating technology - Direct district heating substation - plus connection pipe - plus distribution (heating density: medium ) - apartment complex - new building - distributed level 0.17 | HOUDHC | HOUETARHN_NEWI_DMD | MKr20 | 2020 | 0.54061 | 0.0029994 | [6 empty] | ETA | I | NEW |  |  | RHNBHDHC | 1 | 0.16667 | HOUETARHNBHDHCN07_NEWI
HOUETARHNBHDHCN07_NEWI_D17 | Residential heating technology - Direct district heating substation - plus connection pipe - plus distribution (heating density: medium ) - apartment complex - new building - distributed level 0.17 | HOUDHC | HOUETARHN_NEWI_DMD | MKr20 | 2025 | 0.53239 | 0.0030492 | [6 empty] | ETA | I | NEW |  |  | RHNBHDHC | 1 | 0.16667 | HOUETARHNBHDHCN07_NEWI
HOUETARHNBHDHCN07_NEWI_D17 | Residential heating technology - Direct district heating substation - plus connection pipe - plus distribution (heating density: medium ) - apartment complex - new building - distributed level 0.17 | HOUDHC | HOUETARHN_NEWI_DMD | MKr20 | 2030 | 0.52438 | 0.0030533 | [6 empty] | ETA | I | NEW |  |  | RHNBHDHC | 1 | 0.16667 | HOUETARHNBHDHCN07_NEWI
HOUETARHNBHDHCN07_NEWI_D17 | Residential heating technology - Direct district heating substation - plus connection pipe - plus distribution (heating density: medium ) - apartment complex - new building - distributed level 0.17 | HOUDHC | HOUETARHN_NEWI_DMD | MKr20 | 2040 | 0.50894 | 0.0029906 | [6 empty] | ETA | I | NEW |  |  | RHNBHDHC | 1 | 0.16667 | HOUETARHNBHDHCN07_NEWI
HOUETARHNBHDHCN07_NEWI_D17 | Residential heating technology - Direct district heating substation - plus connection pipe - plus distribution (heating density: medium ) - apartment complex - new building - distributed level 0.17 | HOUDHC | HOUETARHN_NEWI_DMD | MKr20 | 2050 | 0.49426 | 0.0028334 | [6 empty] | ETA | I | NEW |  |  | RHNBHDHC | 1 | 0.16667 | HOUETARHNBHDHCN07_NEWI
HOUETARHNBHDHCN05_NEWI_D17 | Residential heating technology - Direct district heating substation - plus connection pipe - plus distribution (heating density: high ) - apartment complex - new building - distributed level 0.17 | HOUDHC | HOUETARHN_NEWI_DMD | MKr20 | 2020 | 0.48819 | 0.0029994 | [6 empty] | ETA | I | NEW |  |  | RHNBHDHC | 1 | 0.16667 | HOUETARHNBHDHCN05_NEWI
HOUETARHNBHDHCN05_NEWI_D17 | Residential heating technology - Direct district heating substation - plus connection pipe - plus distribution (heating density: high ) - apartment complex - new building - distributed level 0.17 | HOUDHC | HOUETARHN_NEWI_DMD | MKr20 | 2025 | 0.47997 | 0.0030492 | [6 empty] | ETA | I | NEW |  |  | RHNBHDHC | 1 | 0.16667 | HOUETARHNBHDHCN05_NEWI
HOUETARHNBHDHCN05_NEWI_D17 | Residential heating technology - Direct district heating substation - plus connection pipe - plus distribution (heating density: high ) - apartment complex - new building - distributed level 0.17 | HOUDHC | HOUETARHN_NEWI_DMD | MKr20 | 2030 | 0.47196 | 0.0030533 | [6 empty] | ETA | I | NEW |  |  | RHNBHDHC | 1 | 0.16667 | HOUETARHNBHDHCN05_NEWI
HOUETARHNBHDHCN05_NEWI_D17 | Residential heating technology - Direct district heating substation - plus connection pipe - plus distribution (heating density: high ) - apartment complex - new building - distributed level 0.17 | HOUDHC | HOUETARHN_NEWI_DMD | MKr20 | 2040 | 0.45652 | 0.0029906 | [6 empty] | ETA | I | NEW |  |  | RHNBHDHC | 1 | 0.16667 | HOUETARHNBHDHCN05_NEWI
HOUETARHNBHDHCN05_NEWI_D17 | Residential heating technology - Direct district heating substation - plus connection pipe - plus distribution (heating density: high ) - apartment complex - new building - distributed level 0.17 | HOUDHC | HOUETARHN_NEWI_DMD | MKr20 | 2050 | 0.44184 | 0.0028334 | [6 empty] | ETA | I | NEW |  |  | RHNBHDHC | 1 | 0.16667 | HOUETARHNBHDHCN05_NEWI
HOUETARHNBHDHCN03_NEWC_D17 | Residential heating technology - Direct district heating substation - plus connection pipe - apartment complex - new building - distributed level 0.17 | HOUDHC | HOUETARHN_NEWC_DMD | MKr20 | 2020 | 0.39434 | 0.0029994 | [6 empty] | ETA | C | NEW |  |  | RHNBHDHC | 1 | 0.16667 | HOUETARHNBHDHCN03_NEWC
HOUETARHNBHDHCN03_NEWC_D17 | Residential heating technology - Direct district heating substation - plus connection pipe - apartment complex - new building - distributed level 0.17 | HOUDHC | HOUETARHN_NEWC_DMD | MKr20 | 2025 | 0.3877 | 0.0030492 | [6 empty] | ETA | C | NEW |  |  | RHNBHDHC | 1 | 0.16667 | HOUETARHNBHDHCN03_NEWC
HOUETARHNBHDHCN03_NEWC_D17 | Residential heating technology - Direct district heating substation - plus connection pipe - apartment complex - new building - distributed level 0.17 | HOUDHC | HOUETARHN_NEWC_DMD | MKr20 | 2030 | 0.38123 | 0.0030533 | [6 empty] | ETA | C | NEW |  |  | RHNBHDHC | 1 | 0.16667 | HOUETARHNBHDHCN03_NEWC
HOUETARHNBHDHCN03_NEWC_D17 | Residential heating technology - Direct district heating substation - plus connection pipe - apartment complex - new building - distributed level 0.17 | HOUDHC | HOUETARHN_NEWC_DMD | MKr20 | 2040 | 0.36876 | 0.0029906 | [6 empty] | ETA | C | NEW |  |  | RHNBHDHC | 1 | 0.16667 | HOUETARHNBHDHCN03_NEWC
HOUETARHNBHDHCN03_NEWC_D17 | Residential heating technology - Direct district heating substation - plus connection pipe - apartment complex - new building - distributed level 0.17 | HOUDHC | HOUETARHN_NEWC_DMD | MKr20 | 2050 | 0.3569 | 0.0028334 | [6 empty] | ETA | C | NEW |  |  | RHNBHDHC | 1 | 0.16667 | HOUETARHNBHDHCN03_NEWC
HOUPARRHNHPELCN07_OLDIEXT39_D17 | Residential heating technology - Heat pump, Air-to-water, low-price product - single-family house - existing building - distributed level 0.17 | HOUELC, HOUAMB | HOUPARRHN_OLDI_DMD | MKr20 | 2025 | 7.0198 | 0.2463 | 0.29378 | [5 empty] | PAR | I | OLD | 3.4039 |  | RHNHPELC | 1 | 0.16667 | HOUPARRHNHPELCN07_OLDIEXT39
HOUPARRHNHPELCN07_OLDIEXT39_D17 | Residential heating technology - Heat pump, Air-to-water, low-price product - single-family house - existing building - distributed level 0.17 | HOUELC, HOUAMB | HOUPARRHN_OLDI_DMD | MKr20 | 2030 | 6.3662 | 0.24337 | 0.28042 | [5 empty] | PAR | I | OLD | 3.566 |  | RHNHPELC | 1 | 0.16667 | HOUPARRHNHPELCN07_OLDIEXT39
HOUPARRHNHPELCN07_OLDIEXT39_D17 | Residential heating technology - Heat pump, Air-to-water, low-price product - single-family house - existing building - distributed level 0.17 | HOUELC, HOUAMB | HOUPARRHN_OLDI_DMD | MKr20 | 2040 | 5.8454 | 0.23794 | 0.26823 | [5 empty] | PAR | I | OLD | 3.7281 |  | RHNHPELC | 1 | 0.16667 | HOUPARRHNHPELCN07_OLDIEXT39
HOUPARRHNHPELCN07_OLDIEXT39_D17 | Residential heating technology - Heat pump, Air-to-water, low-price product - single-family house - existing building - distributed level 0.17 | HOUELC, HOUAMB | HOUPARRHN_OLDI_DMD | MKr20 | 2050 | 5.3246 | 0.2325 | 0.26067 | [5 empty] | PAR | I | OLD | 3.8362 |  | RHNHPELC | 1 | 0.16667 | HOUPARRHNHPELCN07_OLDIEXT39
HOUPARRHNHPELCN07_OLDDEXT39_D17 | Residential heating technology - Heat pump, Air-to-water, low-price product - single-family house - existing building - distributed level 0.17 | HOUELC, HOUAMB | HOUPARRHN_OLDD_DMD | MKr20 | 2025 | 7.0198 | 0.2463 | 0.29378 | [5 empty] | PAR | D | OLD | 3.4039 |  | RHNHPELC | 1 | 0.16667 | HOUPARRHNHPELCN07_OLDDEXT39
HOUPARRHNHPELCN07_OLDDEXT39_D17 | Residential heating technology - Heat pump, Air-to-water, low-price product - single-family house - existing building - distributed level 0.17 | HOUELC, HOUAMB | HOUPARRHN_OLDD_DMD | MKr20 | 2030 | 6.3662 | 0.24337 | 0.28042 | [5 empty] | PAR | D | OLD | 3.566 |  | RHNHPELC | 1 | 0.16667 | HOUPARRHNHPELCN07_OLDDEXT39
HOUPARRHNHPELCN07_OLDDEXT39_D17 | Residential heating technology - Heat pump, Air-to-water, low-price product - single-family house - existing building - distributed level 0.17 | HOUELC, HOUAMB | HOUPARRHN_OLDD_DMD | MKr20 | 2040 | 5.8454 | 0.23794 | 0.26823 | [5 empty] | PAR | D | OLD | 3.7281 |  | RHNHPELC | 1 | 0.16667 | HOUPARRHNHPELCN07_OLDDEXT39
HOUPARRHNHPELCN07_OLDDEXT39_D17 | Residential heating technology - Heat pump, Air-to-water, low-price product - single-family house - existing building - distributed level 0.17 | HOUELC, HOUAMB | HOUPARRHN_OLDD_DMD | MKr20 | 2050 | 5.3246 | 0.2325 | 0.26067 | [5 empty] | PAR | D | OLD | 3.8362 |  | RHNHPELC | 1 | 0.16667 | HOUPARRHNHPELCN07_OLDDEXT39
HOUPARRHNHPELCN07_OLDCEXT39_D17 | Residential heating technology - Heat pump, Air-to-water, low-price product - single-family house - existing building - distributed level 0.17 | HOUELC, HOUAMB | HOUPARRHN_OLDC_DMD | MKr20 | 2025 | 7.0198 | 0.2463 | 0.29378 | [5 empty] | PAR | C | OLD | 3.4039 |  | RHNHPELC | 1 | 0.16667 | HOUPARRHNHPELCN07_OLDCEXT39
HOUPARRHNHPELCN07_OLDCEXT39_D17 | Residential heating technology - Heat pump, Air-to-water, low-price product - single-family house - existing building - distributed level 0.17 | HOUELC, HOUAMB | HOUPARRHN_OLDC_DMD | MKr20 | 2030 | 6.3662 | 0.24337 | 0.28042 | [5 empty] | PAR | C | OLD | 3.566 |  | RHNHPELC | 1 | 0.16667 | HOUPARRHNHPELCN07_OLDCEXT39
HOUPARRHNHPELCN07_OLDCEXT39_D17 | Residential heating technology - Heat pump, Air-to-water, low-price product - single-family house - existing building - distributed level 0.17 | HOUELC, HOUAMB | HOUPARRHN_OLDC_DMD | MKr20 | 2040 | 5.8454 | 0.23794 | 0.26823 | [5 empty] | PAR | C | OLD | 3.7281 |  | RHNHPELC | 1 | 0.16667 | HOUPARRHNHPELCN07_OLDCEXT39
HOUPARRHNHPELCN07_OLDCEXT39_D17 | Residential heating technology - Heat pump, Air-to-water, low-price product - single-family house - existing building - distributed level 0.17 | HOUELC, HOUAMB | HOUPARRHN_OLDC_DMD | MKr20 | 2050 | 5.3246 | 0.2325 | 0.26067 | [5 empty] | PAR | C | OLD | 3.8362 |  | RHNHPELC | 1 | 0.16667 | HOUPARRHNHPELCN07_OLDCEXT39
HOUPARRHNHPELCN05_OLDIEXT39_D17 | Residential heating technology - Heat pump, Air-to-water - leasing - single-family house - existing building - distributed level 0.17 | HOUELC, HOUAMB | HOUPARRHN_OLDI_DMD | MKr20 | 2025 | 4.5094 | 0.76684 | 0.28042 | [5 empty] | PAR | I | OLD | 3.566 |  | RHNHPELC | 1 | 0.16667 | HOUPARRHNHPELCN05_OLDIEXT39
HOUPARRHNHPELCN05_OLDIEXT39_D17 | Residential heating technology - Heat pump, Air-to-water - leasing - single-family house - existing building - distributed level 0.17 | HOUELC, HOUAMB | HOUPARRHN_OLDI_DMD | MKr20 | 2030 | 4.1299 | 0.71648 | 0.26823 | [5 empty] | PAR | I | OLD | 3.7281 |  | RHNHPELC | 1 | 0.16667 | HOUPARRHNHPELCN05_OLDIEXT39
HOUPARRHNHPELCN05_OLDIEXT39_D17 | Residential heating technology - Heat pump, Air-to-water - leasing - single-family house - existing building - distributed level 0.17 | HOUELC, HOUAMB | HOUPARRHN_OLDI_DMD | MKr20 | 2040 | 3.8222 | 0.67258 | 0.25705 | [5 empty] | PAR | I | OLD | 3.8902 |  | RHNHPELC | 1 | 0.16667 | HOUPARRHNHPELCN05_OLDIEXT39
HOUPARRHNHPELCN05_OLDIEXT39_D17 | Residential heating technology - Heat pump, Air-to-water - leasing - single-family house - existing building - distributed level 0.17 | HOUELC, HOUAMB | HOUPARRHN_OLDI_DMD | MKr20 | 2050 | 3.5145 | 0.62868 | 0.25011 | [5 empty] | PAR | I | OLD | 3.9983 |  | RHNHPELC | 1 | 0.16667 | HOUPARRHNHPELCN05_OLDIEXT39
HOUPARRHNHPELCN05_OLDDEXT39_D17 | Residential heating technology - Heat pump, Air-to-water - leasing - single-family house - existing building - distributed level 0.17 | HOUELC, HOUAMB | HOUPARRHN_OLDD_DMD | MKr20 | 2025 | 4.5094 | 0.76684 | 0.28042 | [5 empty] | PAR | D | OLD | 3.566 |  | RHNHPELC | 1 | 0.16667 | HOUPARRHNHPELCN05_OLDDEXT39
HOUPARRHNHPELCN05_OLDDEXT39_D17 | Residential heating technology - Heat pump, Air-to-water - leasing - single-family house - existing building - distributed level 0.17 | HOUELC, HOUAMB | HOUPARRHN_OLDD_DMD | MKr20 | 2030 | 4.1299 | 0.71648 | 0.26823 | [5 empty] | PAR | D | OLD | 3.7281 |  | RHNHPELC | 1 | 0.16667 | HOUPARRHNHPELCN05_OLDDEXT39
HOUPARRHNHPELCN05_OLDDEXT39_D17 | Residential heating technology - Heat pump, Air-to-water - leasing - single-family house - existing building - distributed level 0.17 | HOUELC, HOUAMB | HOUPARRHN_OLDD_DMD | MKr20 | 2040 | 3.8222 | 0.67258 | 0.25705 | [5 empty] | PAR | D | OLD | 3.8902 |  | RHNHPELC | 1 | 0.16667 | HOUPARRHNHPELCN05_OLDDEXT39
HOUPARRHNHPELCN05_OLDDEXT39_D17 | Residential heating technology - Heat pump, Air-to-water - leasing - single-family house - existing building - distributed level 0.17 | HOUELC, HOUAMB | HOUPARRHN_OLDD_DMD | MKr20 | 2050 | 3.5145 | 0.62868 | 0.25011 | [5 empty] | PAR | D | OLD | 3.9983 |  | RHNHPELC | 1 | 0.16667 | HOUPARRHNHPELCN05_OLDDEXT39
HOUPARRHNHPELCN05_OLDCEXT39_D17 | Residential heating technology - Heat pump, Air-to-water - leasing - single-family house - existing building - distributed level 0.17 | HOUELC, HOUAMB | HOUPARRHN_OLDC_DMD | MKr20 | 2025 | 4.5094 | 0.76684 | 0.28042 | [5 empty] | PAR | C | OLD | 3.566 |  | RHNHPELC | 1 | 0.16667 | HOUPARRHNHPELCN05_OLDCEXT39
HOUPARRHNHPELCN05_OLDCEXT39_D17 | Residential heating technology - Heat pump, Air-to-water - leasing - single-family house - existing building - distributed level 0.17 | HOUELC, HOUAMB | HOUPARRHN_OLDC_DMD | MKr20 | 2030 | 4.1299 | 0.71648 | 0.26823 | [5 empty] | PAR | C | OLD | 3.7281 |  | RHNHPELC | 1 | 0.16667 | HOUPARRHNHPELCN05_OLDCEXT39
HOUPARRHNHPELCN05_OLDCEXT39_D17 | Residential heating technology - Heat pump, Air-to-water - leasing - single-family house - existing building - distributed level 0.17 | HOUELC, HOUAMB | HOUPARRHN_OLDC_DMD | MKr20 | 2040 | 3.8222 | 0.67258 | 0.25705 | [5 empty] | PAR | C | OLD | 3.8902 |  | RHNHPELC | 1 | 0.16667 | HOUPARRHNHPELCN05_OLDCEXT39
HOUPARRHNHPELCN05_OLDCEXT39_D17 | Residential heating technology - Heat pump, Air-to-water - leasing - single-family house - existing building - distributed level 0.17 | HOUELC, HOUAMB | HOUPARRHN_OLDC_DMD | MKr20 | 2050 | 3.5145 | 0.62868 | 0.25011 | [5 empty] | PAR | C | OLD | 3.9983 |  | RHNHPELC | 1 | 0.16667 | HOUPARRHNHPELCN05_OLDCEXT39
HOUPARRHNHPELCN04_OLDIEXT39_D17 | Residential heating technology - Heat pump, Ground source - single-family house - existing building - distributed level 0.17 | HOUELC, HOUAMB | HOUPARRHN_OLDI_DMD | MKr20 | 2025 | 12.3015 | 0.1816 | 0.26067 | [5 empty] | PAR | I | OLD | 3.8362 |  | RHNHPELC | 1 | 0.16667 | HOUPARRHNHPELCN04_OLDIEXT39
HOUPARRHNHPELCN04_OLDIEXT39_D17 | Residential heating technology - Heat pump, Ground source - single-family house - existing building - distributed level 0.17 | HOUELC, HOUAMB | HOUPARRHN_OLDI_DMD | MKr20 | 2030 | 11.654 | 0.17867 | 0.25353 | [5 empty] | PAR | I | OLD | 3.9443 |  | RHNHPELC | 1 | 0.16667 | HOUPARRHNHPELCN04_OLDIEXT39
HOUPARRHNHPELCN04_OLDIEXT39_D17 | Residential heating technology - Heat pump, Ground source - single-family house - existing building - distributed level 0.17 | HOUELC, HOUAMB | HOUPARRHN_OLDI_DMD | MKr20 | 2040 | 11.0713 | 0.17323 | 0.24353 | [5 empty] | PAR | I | OLD | 4.1064 |  | RHNHPELC | 1 | 0.16667 | HOUPARRHNHPELCN04_OLDIEXT39
HOUPARRHNHPELCN04_OLDIEXT39_D17 | Residential heating technology - Heat pump, Ground source - single-family house - existing building - distributed level 0.17 | HOUELC, HOUAMB | HOUPARRHN_OLDI_DMD | MKr20 | 2050 | 10.4886 | 0.1678 | 0.24036 | [5 empty] | PAR | I | OLD | 4.1604 |  | RHNHPELC | 1 | 0.16667 | HOUPARRHNHPELCN04_OLDIEXT39
HOUPARRHNHPELCN04_OLDDEXT39_D17 | Residential heating technology - Heat pump, Ground source - single-family house - existing building - distributed level 0.17 | HOUELC, HOUAMB | HOUPARRHN_OLDD_DMD | MKr20 | 2025 | 12.3015 | 0.1816 | 0.26067 | [5 empty] | PAR | D | OLD | 3.8362 |  | RHNHPELC | 1 | 0.16667 | HOUPARRHNHPELCN04_OLDDEXT39
HOUPARRHNHPELCN04_OLDDEXT39_D17 | Residential heating technology - Heat pump, Ground source - single-family house - existing building - distributed level 0.17 | HOUELC, HOUAMB | HOUPARRHN_OLDD_DMD | MKr20 | 2030 | 11.654 | 0.17867 | 0.25353 | [5 empty] | PAR | D | OLD | 3.9443 |  | RHNHPELC | 1 | 0.16667 | HOUPARRHNHPELCN04_OLDDEXT39
HOUPARRHNHPELCN04_OLDDEXT39_D17 | Residential heating technology - Heat pump, Ground source - single-family house - existing building - distributed level 0.17 | HOUELC, HOUAMB | HOUPARRHN_OLDD_DMD | MKr20 | 2040 | 11.0713 | 0.17323 | 0.24353 | [5 empty] | PAR | D | OLD | 4.1064 |  | RHNHPELC | 1 | 0.16667 | HOUPARRHNHPELCN04_OLDDEXT39
HOUPARRHNHPELCN04_OLDDEXT39_D17 | Residential heating technology - Heat pump, Ground source - single-family house - existing building - distributed level 0.17 | HOUELC, HOUAMB | HOUPARRHN_OLDD_DMD | MKr20 | 2050 | 10.4886 | 0.1678 | 0.24036 | [5 empty] | PAR | D | OLD | 4.1604 |  | RHNHPELC | 1 | 0.16667 | HOUPARRHNHPELCN04_OLDDEXT39
HOUPARRHNHPELCN04_OLDCEXT39_D17 | Residential heating technology - Heat pump, Ground source - single-family house - existing building - distributed level 0.17 | HOUELC, HOUAMB | HOUPARRHN_OLDC_DMD | MKr20 | 2025 | 12.3015 | 0.1816 | 0.26067 | [5 empty] | PAR | C | OLD | 3.8362 |  | RHNHPELC | 1 | 0.16667 | HOUPARRHNHPELCN04_OLDCEXT39
HOUPARRHNHPELCN04_OLDCEXT39_D17 | Residential heating technology - Heat pump, Ground source - single-family house - existing building - distributed level 0.17 | HOUELC, HOUAMB | HOUPARRHN_OLDC_DMD | MKr20 | 2030 | 11.654 | 0.17867 | 0.25353 | [5 empty] | PAR | C | OLD | 3.9443 |  | RHNHPELC | 1 | 0.16667 | HOUPARRHNHPELCN04_OLDCEXT39
HOUPARRHNHPELCN04_OLDCEXT39_D17 | Residential heating technology - Heat pump, Ground source - single-family house - existing building - distributed level 0.17 | HOUELC, HOUAMB | HOUPARRHN_OLDC_DMD | MKr20 | 2040 | 11.0713 | 0.17323 | 0.24353 | [5 empty] | PAR | C | OLD | 4.1064 |  | RHNHPELC | 1 | 0.16667 | HOUPARRHNHPELCN04_OLDCEXT39
HOUPARRHNHPELCN04_OLDCEXT39_D17 | Residential heating technology - Heat pump, Ground source - single-family house - existing building - distributed level 0.17 | HOUELC, HOUAMB | HOUPARRHN_OLDC_DMD | MKr20 | 2050 | 10.4886 | 0.1678 | 0.24036 | [5 empty] | PAR | C | OLD | 4.1604 |  | RHNHPELC | 1 | 0.16667 | HOUPARRHNHPELCN04_OLDCEXT39
HOUPARRHNHPELCN03_OLDIEXT39_D17 | Residential heating technology - Heat pump, Air-to-water - single-family house - existing building - distributed level 0.17 | HOUELC, HOUAMB | HOUPARRHN_OLDI_DMD | MKr20 | 2025 | 9.0187 | 0.20317 | 0.28042 | [5 empty] | PAR | I | OLD | 3.566 |  | RHNHPELC | 1 | 0.16667 | HOUPARRHNHPELCN03_OLDIEXT39
HOUPARRHNHPELCN03_OLDIEXT39_D17 | Residential heating technology - Heat pump, Air-to-water - single-family house - existing building - distributed level 0.17 | HOUELC, HOUAMB | HOUPARRHN_OLDI_DMD | MKr20 | 2030 | 8.2599 | 0.20024 | 0.26823 | [5 empty] | PAR | I | OLD | 3.7281 |  | RHNHPELC | 1 | 0.16667 | HOUPARRHNHPELCN03_OLDIEXT39
HOUPARRHNHPELCN03_OLDIEXT39_D17 | Residential heating technology - Heat pump, Air-to-water - single-family house - existing building - distributed level 0.17 | HOUELC, HOUAMB | HOUPARRHN_OLDI_DMD | MKr20 | 2040 | 7.6444 | 0.1948 | 0.25705 | [5 empty] | PAR | I | OLD | 3.8902 |  | RHNHPELC | 1 | 0.16667 | HOUPARRHNHPELCN03_OLDIEXT39
HOUPARRHNHPELCN03_OLDIEXT39_D17 | Residential heating technology - Heat pump, Air-to-water - single-family house - existing building - distributed level 0.17 | HOUELC, HOUAMB | HOUPARRHN_OLDI_DMD | MKr20 | 2050 | 7.029 | 0.18937 | 0.25011 | [5 empty] | PAR | I | OLD | 3.9983 |  | RHNHPELC | 1 | 0.16667 | HOUPARRHNHPELCN03_OLDIEXT39
HOUPARRHNHPELCN03_OLDDEXT39_D17 | Residential heating technology - Heat pump, Air-to-water - single-family house - existing building - distributed level 0.17 | HOUELC, HOUAMB | HOUPARRHN_OLDD_DMD | MKr20 | 2025 | 9.0187 | 0.20317 | 0.28042 | [5 empty] | PAR | D | OLD | 3.566 |  | RHNHPELC | 1 | 0.16667 | HOUPARRHNHPELCN03_OLDDEXT39
HOUPARRHNHPELCN03_OLDDEXT39_D17 | Residential heating technology - Heat pump, Air-to-water - single-family house - existing building - distributed level 0.17 | HOUELC, HOUAMB | HOUPARRHN_OLDD_DMD | MKr20 | 2030 | 8.2599 | 0.20024 | 0.26823 | [5 empty] | PAR | D | OLD | 3.7281 |  | RHNHPELC | 1 | 0.16667 | HOUPARRHNHPELCN03_OLDDEXT39
HOUPARRHNHPELCN03_OLDDEXT39_D17 | Residential heating technology - Heat pump, Air-to-water - single-family house - existing building - distributed level 0.17 | HOUELC, HOUAMB | HOUPARRHN_OLDD_DMD | MKr20 | 2040 | 7.6444 | 0.1948 | 0.25705 | [5 empty] | PAR | D | OLD | 3.8902 |  | RHNHPELC | 1 | 0.16667 | HOUPARRHNHPELCN03_OLDDEXT39
HOUPARRHNHPELCN03_OLDDEXT39_D17 | Residential heating technology - Heat pump, Air-to-water - single-family house - existing building - distributed level 0.17 | HOUELC, HOUAMB | HOUPARRHN_OLDD_DMD | MKr20 | 2050 | 7.029 | 0.18937 | 0.25011 | [5 empty] | PAR | D | OLD | 3.9983 |  | RHNHPELC | 1 | 0.16667 | HOUPARRHNHPELCN03_OLDDEXT39
HOUPARRHNHPELCN03_OLDCEXT39_D17 | Residential heating technology - Heat pump, Air-to-water - single-family house - existing building - distributed level 0.17 | HOUELC, HOUAMB | HOUPARRHN_OLDC_DMD | MKr20 | 2025 | 9.0187 | 0.20317 | 0.28042 | [5 empty] | PAR | C | OLD | 3.566 |  | RHNHPELC | 1 | 0.16667 | HOUPARRHNHPELCN03_OLDCEXT39
HOUPARRHNHPELCN03_OLDCEXT39_D17 | Residential heating technology - Heat pump, Air-to-water - single-family house - existing building - distributed level 0.17 | HOUELC, HOUAMB | HOUPARRHN_OLDC_DMD | MKr20 | 2030 | 8.2599 | 0.20024 | 0.26823 | [5 empty] | PAR | C | OLD | 3.7281 |  | RHNHPELC | 1 | 0.16667 | HOUPARRHNHPELCN03_OLDCEXT39
HOUPARRHNHPELCN03_OLDCEXT39_D17 | Residential heating technology - Heat pump, Air-to-water - single-family house - existing building - distributed level 0.17 | HOUELC, HOUAMB | HOUPARRHN_OLDC_DMD | MKr20 | 2040 | 7.6444 | 0.1948 | 0.25705 | [5 empty] | PAR | C | OLD | 3.8902 |  | RHNHPELC | 1 | 0.16667 | HOUPARRHNHPELCN03_OLDCEXT39
HOUPARRHNHPELCN03_OLDCEXT39_D17 | Residential heating technology - Heat pump, Air-to-water - single-family house - existing building - distributed level 0.17 | HOUELC, HOUAMB | HOUPARRHN_OLDC_DMD | MKr20 | 2050 | 7.029 | 0.18937 | 0.25011 | [5 empty] | PAR | C | OLD | 3.9983 |  | RHNHPELC | 1 | 0.16667 | HOUPARRHNHPELCN03_OLDCEXT39
HOUPARRHNHPELCN02_OLDIEXT39_D17 | Residential heating technology - Heat pump, Air-to-air - single-family house - existing building - distributed level 0.17 | HOUELC, HOUAMB | HOUPARRHN_OLDI_DMD | MKr20 | 2025 | 1.5925 | 0.098193 | 0.18145 | [5 empty] | PAR | I | OLD | 5.5112 |  | RHNHPELC | 1 | 0.16667 | HOUPARRHNHPELCN02_OLDIEXT39
HOUPARRHNHPELCN02_OLDIEXT39_D17 | Residential heating technology - Heat pump, Air-to-air - single-family house - existing building - distributed level 0.17 | HOUELC, HOUAMB | HOUPARRHN_OLDI_DMD | MKr20 | 2030 | 1.5526 | 0.096379 | 0.1746 | [5 empty] | PAR | I | OLD | 5.7273 |  | RHNHPELC | 1 | 0.16667 | HOUPARRHNHPELCN02_OLDIEXT39
HOUPARRHNHPELCN02_OLDIEXT39_D17 | Residential heating technology - Heat pump, Air-to-air - single-family house - existing building - distributed level 0.17 | HOUELC, HOUAMB | HOUPARRHN_OLDI_DMD | MKr20 | 2040 | 1.4785 | 0.093013 | 0.16825 | [5 empty] | PAR | I | OLD | 5.9434 |  | RHNHPELC | 1 | 0.16667 | HOUPARRHNHPELCN02_OLDIEXT39
HOUPARRHNHPELCN02_OLDIEXT39_D17 | Residential heating technology - Heat pump, Air-to-air - single-family house - existing building - distributed level 0.17 | HOUELC, HOUAMB | HOUPARRHN_OLDI_DMD | MKr20 | 2050 | 1.4045 | 0.089647 | 0.16525 | [5 empty] | PAR | I | OLD | 6.0515 |  | RHNHPELC | 1 | 0.16667 | HOUPARRHNHPELCN02_OLDIEXT39
HOUPARRHNHPELCN02_OLDDEXT39_D17 | Residential heating technology - Heat pump, Air-to-air - single-family house - existing building - distributed level 0.17 | HOUELC, HOUAMB | HOUPARRHN_OLDD_DMD | MKr20 | 2025 | 1.5925 | 0.098193 | 0.18145 | [5 empty] | PAR | D | OLD | 5.5112 |  | RHNHPELC | 1 | 0.16667 | HOUPARRHNHPELCN02_OLDDEXT39
HOUPARRHNHPELCN02_OLDDEXT39_D17 | Residential heating technology - Heat pump, Air-to-air - single-family house - existing building - distributed level 0.17 | HOUELC, HOUAMB | HOUPARRHN_OLDD_DMD | MKr20 | 2030 | 1.5526 | 0.096379 | 0.1746 | [5 empty] | PAR | D | OLD | 5.7273 |  | RHNHPELC | 1 | 0.16667 | HOUPARRHNHPELCN02_OLDDEXT39
HOUPARRHNHPELCN02_OLDDEXT39_D17 | Residential heating technology - Heat pump, Air-to-air - single-family house - existing building - distributed level 0.17 | HOUELC, HOUAMB | HOUPARRHN_OLDD_DMD | MKr20 | 2040 | 1.4785 | 0.093013 | 0.16825 | [5 empty] | PAR | D | OLD | 5.9434 |  | RHNHPELC | 1 | 0.16667 | HOUPARRHNHPELCN02_OLDDEXT39
HOUPARRHNHPELCN02_OLDDEXT39_D17 | Residential heating technology - Heat pump, Air-to-air - single-family house - existing building - distributed level 0.17 | HOUELC, HOUAMB | HOUPARRHN_OLDD_DMD | MKr20 | 2050 | 1.4045 | 0.089647 | 0.16525 | [5 empty] | PAR | D | OLD | 6.0515 |  | RHNHPELC | 1 | 0.16667 | HOUPARRHNHPELCN02_OLDDEXT39
HOUPARRHNHPELCN02_OLDCEXT39_D17 | Residential heating technology - Heat pump, Air-to-air - single-family house - existing building - distributed level 0.17 | HOUELC, HOUAMB | HOUPARRHN_OLDC_DMD | MKr20 | 2025 | 1.5925 | 0.098193 | 0.18145 | [5 empty] | PAR | C | OLD | 5.5112 |  | RHNHPELC | 1 | 0.16667 | HOUPARRHNHPELCN02_OLDCEXT39
HOUPARRHNHPELCN02_OLDCEXT39_D17 | Residential heating technology - Heat pump, Air-to-air - single-family house - existing building - distributed level 0.17 | HOUELC, HOUAMB | HOUPARRHN_OLDC_DMD | MKr20 | 2030 | 1.5526 | 0.096379 | 0.1746 | [5 empty] | PAR | C | OLD | 5.7273 |  | RHNHPELC | 1 | 0.16667 | HOUPARRHNHPELCN02_OLDCEXT39
HOUPARRHNHPELCN02_OLDCEXT39_D17 | Residential heating technology - Heat pump, Air-to-air - single-family house - existing building - distributed level 0.17 | HOUELC, HOUAMB | HOUPARRHN_OLDC_DMD | MKr20 | 2040 | 1.4785 | 0.093013 | 0.16825 | [5 empty] | PAR | C | OLD | 5.9434 |  | RHNHPELC | 1 | 0.16667 | HOUPARRHNHPELCN02_OLDCEXT39
HOUPARRHNHPELCN02_OLDCEXT39_D17 | Residential heating technology - Heat pump, Air-to-air - single-family house - existing building - distributed level 0.17 | HOUELC, HOUAMB | HOUPARRHN_OLDC_DMD | MKr20 | 2050 | 1.4045 | 0.089647 | 0.16525 | [5 empty] | PAR | C | OLD | 6.0515 |  | RHNHPELC | 1 | 0.16667 | HOUPARRHNHPELCN02_OLDCEXT39
HOUPARRHNDIELCN06_OLDIEXT39_D17 | Residential heating technology - Electric heating - electric panel from Bauhaus - single-family house - new building - distributed level 0.17 | HOUELC | HOUPARRHN_OLDI_DMD | MKr20 | 2025 | 0.46132 | 0 | [6 empty] | PAR | I | OLD |  |  | RHNDIELC | 1 | 0.16667 | HOUPARRHNDIELCN06_OLDIEXT39
HOUPARRHNDIELCN06_OLDIEXT39_D17 | Residential heating technology - Electric heating - electric panel from Bauhaus - single-family house - new building - distributed level 0.17 | HOUELC | HOUPARRHN_OLDI_DMD | MKr20 | 2030 | 0.46132 | 0 | [6 empty] | PAR | I | OLD |  |  | RHNDIELC | 1 | 0.16667 | HOUPARRHNDIELCN06_OLDIEXT39
HOUPARRHNDIELCN06_OLDIEXT39_D17 | Residential heating technology - Electric heating - electric panel from Bauhaus - single-family house - new building - distributed level 0.17 | HOUELC | HOUPARRHN_OLDI_DMD | MKr20 | 2040 | 0.46132 | 0 | [6 empty] | PAR | I | OLD |  |  | RHNDIELC | 1 | 0.16667 | HOUPARRHNDIELCN06_OLDIEXT39
HOUPARRHNDIELCN06_OLDIEXT39_D17 | Residential heating technology - Electric heating - electric panel from Bauhaus - single-family house - new building - distributed level 0.17 | HOUELC | HOUPARRHN_OLDI_DMD | MKr20 | 2050 | 0.46132 | 0 | [6 empty] | PAR | I | OLD |  |  | RHNDIELC | 1 | 0.16667 | HOUPARRHNDIELCN06_OLDIEXT39
HOUPARRHNDIELCN06_OLDDEXT39_D17 | Residential heating technology - Electric heating - electric panel from Bauhaus - single-family house - new building - distributed level 0.17 | HOUELC | HOUPARRHN_OLDD_DMD | MKr20 | 2025 | 0.46132 | 0 | [6 empty] | PAR | D | OLD |  |  | RHNDIELC | 1 | 0.16667 | HOUPARRHNDIELCN06_OLDDEXT39
HOUPARRHNDIELCN06_OLDDEXT39_D17 | Residential heating technology - Electric heating - electric panel from Bauhaus - single-family house - new building - distributed level 0.17 | HOUELC | HOUPARRHN_OLDD_DMD | MKr20 | 2030 | 0.46132 | 0 | [6 empty] | PAR | D | OLD |  |  | RHNDIELC | 1 | 0.16667 | HOUPARRHNDIELCN06_OLDDEXT39
HOUPARRHNDIELCN06_OLDDEXT39_D17 | Residential heating technology - Electric heating - electric panel from Bauhaus - single-family house - new building - distributed level 0.17 | HOUELC | HOUPARRHN_OLDD_DMD | MKr20 | 2040 | 0.46132 | 0 | [6 empty] | PAR | D | OLD |  |  | RHNDIELC | 1 | 0.16667 | HOUPARRHNDIELCN06_OLDDEXT39
HOUPARRHNDIELCN06_OLDDEXT39_D17 | Residential heating technology - Electric heating - electric panel from Bauhaus - single-family house - new building - distributed level 0.17 | HOUELC | HOUPARRHN_OLDD_DMD | MKr20 | 2050 | 0.46132 | 0 | [6 empty] | PAR | D | OLD |  |  | RHNDIELC | 1 | 0.16667 | HOUPARRHNDIELCN06_OLDDEXT39
HOUPARRHNDIELCN06_OLDCEXT39_D17 | Residential heating technology - Electric heating - electric panel from Bauhaus - single-family house - new building - distributed level 0.17 | HOUELC | HOUPARRHN_OLDC_DMD | MKr20 | 2025 | 0.46132 | 0 | [6 empty] | PAR | C | OLD |  |  | RHNDIELC | 1 | 0.16667 | HOUPARRHNDIELCN06_OLDCEXT39
HOUPARRHNDIELCN06_OLDCEXT39_D17 | Residential heating technology - Electric heating - electric panel from Bauhaus - single-family house - new building - distributed level 0.17 | HOUELC | HOUPARRHN_OLDC_DMD | MKr20 | 2030 | 0.46132 | 0 | [6 empty] | PAR | C | OLD |  |  | RHNDIELC | 1 | 0.16667 | HOUPARRHNDIELCN06_OLDCEXT39
HOUPARRHNDIELCN06_OLDCEXT39_D17 | Residential heating technology - Electric heating - electric panel from Bauhaus - single-family house - new building - distributed level 0.17 | HOUELC | HOUPARRHN_OLDC_DMD | MKr20 | 2040 | 0.46132 | 0 | [6 empty] | PAR | C | OLD |  |  | RHNDIELC | 1 | 0.16667 | HOUPARRHNDIELCN06_OLDCEXT39
HOUPARRHNDIELCN06_OLDCEXT39_D17 | Residential heating technology - Electric heating - electric panel from Bauhaus - single-family house - new building - distributed level 0.17 | HOUELC | HOUPARRHN_OLDC_DMD | MKr20 | 2050 | 0.46132 | 0 | [6 empty] | PAR | C | OLD |  |  | RHNDIELC | 1 | 0.16667 | HOUPARRHNDIELCN06_OLDCEXT39
HOUPARRHNDIELCN01_OLDIEXT39_D17 | Residential heating technology - Electric heating - single-family house - new building - distributed level 0.17 | HOUELC | HOUPARRHN_OLDI_DMD | MKr20 | 2025 | 5.4664 | 0.04999 | [6 empty] | PAR | I | OLD |  |  | RHNDIELC | 1 | 0.16667 | HOUPARRHNDIELCN01_OLDIEXT39
HOUPARRHNDIELCN01_OLDIEXT39_D17 | Residential heating technology - Electric heating - single-family house - new building - distributed level 0.17 | HOUELC | HOUPARRHN_OLDI_DMD | MKr20 | 2030 | 5.3311 | 0.047907 | [6 empty] | PAR | I | OLD |  |  | RHNDIELC | 1 | 0.16667 | HOUPARRHNDIELCN01_OLDIEXT39
HOUPARRHNDIELCN01_OLDIEXT39_D17 | Residential heating technology - Electric heating - single-family house - new building - distributed level 0.17 | HOUELC | HOUPARRHN_OLDI_DMD | MKr20 | 2040 | 5.0705 | 0.045824 | [6 empty] | PAR | I | OLD |  |  | RHNDIELC | 1 | 0.16667 | HOUPARRHNDIELCN01_OLDIEXT39
HOUPARRHNDIELCN01_OLDIEXT39_D17 | Residential heating technology - Electric heating - single-family house - new building - distributed level 0.17 | HOUELC | HOUPARRHN_OLDI_DMD | MKr20 | 2050 | 4.8226 | 0.043741 | [6 empty] | PAR | I | OLD |  |  | RHNDIELC | 1 | 0.16667 | HOUPARRHNDIELCN01_OLDIEXT39
HOUPARRHNDIELCN01_OLDDEXT39_D17 | Residential heating technology - Electric heating - single-family house - new building - distributed level 0.17 | HOUELC | HOUPARRHN_OLDD_DMD | MKr20 | 2025 | 5.4664 | 0.04999 | [6 empty] | PAR | D | OLD |  |  | RHNDIELC | 1 | 0.16667 | HOUPARRHNDIELCN01_OLDDEXT39
HOUPARRHNDIELCN01_OLDDEXT39_D17 | Residential heating technology - Electric heating - single-family house - new building - distributed level 0.17 | HOUELC | HOUPARRHN_OLDD_DMD | MKr20 | 2030 | 5.3311 | 0.047907 | [6 empty] | PAR | D | OLD |  |  | RHNDIELC | 1 | 0.16667 | HOUPARRHNDIELCN01_OLDDEXT39
HOUPARRHNDIELCN01_OLDDEXT39_D17 | Residential heating technology - Electric heating - single-family house - new building - distributed level 0.17 | HOUELC | HOUPARRHN_OLDD_DMD | MKr20 | 2040 | 5.0705 | 0.045824 | [6 empty] | PAR | D | OLD |  |  | RHNDIELC | 1 | 0.16667 | HOUPARRHNDIELCN01_OLDDEXT39
HOUPARRHNDIELCN01_OLDDEXT39_D17 | Residential heating technology - Electric heating - single-family house - new building - distributed level 0.17 | HOUELC | HOUPARRHN_OLDD_DMD | MKr20 | 2050 | 4.8226 | 0.043741 | [6 empty] | PAR | D | OLD |  |  | RHNDIELC | 1 | 0.16667 | HOUPARRHNDIELCN01_OLDDEXT39
HOUPARRHNDIELCN01_OLDCEXT39_D17 | Residential heating technology - Electric heating - single-family house - new building - distributed level 0.17 | HOUELC | HOUPARRHN_OLDC_DMD | MKr20 | 2025 | 5.4664 | 0.04999 | [6 empty] | PAR | C | OLD |  |  | RHNDIELC | 1 | 0.16667 | HOUPARRHNDIELCN01_OLDCEXT39
HOUPARRHNDIELCN01_OLDCEXT39_D17 | Residential heating technology - Electric heating - single-family house - new building - distributed level 0.17 | HOUELC | HOUPARRHN_OLDC_DMD | MKr20 | 2030 | 5.3311 | 0.047907 | [6 empty] | PAR | C | OLD |  |  | RHNDIELC | 1 | 0.16667 | HOUPARRHNDIELCN01_OLDCEXT39
HOUPARRHNDIELCN01_OLDCEXT39_D17 | Residential heating technology - Electric heating - single-family house - new building - distributed level 0.17 | HOUELC | HOUPARRHN_OLDC_DMD | MKr20 | 2040 | 5.0705 | 0.045824 | [6 empty] | PAR | C | OLD |  |  | RHNDIELC | 1 | 0.16667 | HOUPARRHNDIELCN01_OLDCEXT39
HOUPARRHNDIELCN01_OLDCEXT39_D17 | Residential heating technology - Electric heating - single-family house - new building - distributed level 0.17 | HOUELC | HOUPARRHN_OLDC_DMD | MKr20 | 2050 | 4.8226 | 0.043741 | [6 empty] | PAR | C | OLD |  |  | RHNDIELC | 1 | 0.16667 | HOUPARRHNDIELCN01_OLDCEXT39
HOUPARRHNBHWPEN01_OLDIEXT39_D17 | Residential heating technology - Biomass boiler, automatic stoking , wood pellets or wood chips - single-family house - existing building - distributed level 0.17 | HOUWPE | HOUPARRHN_OLDI_DMD | MKr20 | 2025 | 2.9645 | 0.22975 |  | 25 | 14 | 60 | 2 | 4 | PAR | I | OLD |  |  | RHNBHWPE | 1 | 0.16667 | HOUPARRHNBHWPEN01_OLDIEXT39
HOUPARRHNBHWPEN01_OLDIEXT39_D17 | Residential heating technology - Biomass boiler, automatic stoking , wood pellets or wood chips - single-family house - existing building - distributed level 0.17 | HOUWPE | HOUPARRHN_OLDI_DMD | MKr20 | 2030 | 2.8911 | 0.22668 |  | 25 | 11 | 50 | 1 | 4 | PAR | I | OLD |  |  | RHNBHWPE | 1 | 0.16667 | HOUPARRHNBHWPEN01_OLDIEXT39
HOUPARRHNBHWPEN01_OLDIEXT39_D17 | Residential heating technology - Biomass boiler, automatic stoking , wood pellets or wood chips - single-family house - existing building - distributed level 0.17 | HOUWPE | HOUPARRHN_OLDI_DMD | MKr20 | 2040 | 2.7498 | 0.21665 |  | 25 | 9 | 45 | 1 | 4 | PAR | I | OLD |  |  | RHNBHWPE | 1 | 0.16667 | HOUPARRHNBHWPEN01_OLDIEXT39
HOUPARRHNBHWPEN01_OLDIEXT39_D17 | Residential heating technology - Biomass boiler, automatic stoking , wood pellets or wood chips - single-family house - existing building - distributed level 0.17 | HOUWPE | HOUPARRHN_OLDI_DMD | MKr20 | 2050 | 3.2692 | 0.25883 |  | 25 | 9 | 40 | 0 | 4 | PAR | I | OLD |  |  | RHNBHWPE | 1 | 0.16667 | HOUPARRHNBHWPEN01_OLDIEXT39
HOUPARRHNBHWPEN01_OLDDEXT39_D17 | Residential heating technology - Biomass boiler, automatic stoking , wood pellets or wood chips - single-family house - existing building - distributed level 0.17 | HOUWPE | HOUPARRHN_OLDD_DMD | MKr20 | 2025 | 2.9645 | 0.22975 |  | 25 | 14 | 60 | 2 | 4 | PAR | D | OLD |  |  | RHNBHWPE | 1 | 0.16667 | HOUPARRHNBHWPEN01_OLDDEXT39
HOUPARRHNBHWPEN01_OLDDEXT39_D17 | Residential heating technology - Biomass boiler, automatic stoking , wood pellets or wood chips - single-family house - existing building - distributed level 0.17 | HOUWPE | HOUPARRHN_OLDD_DMD | MKr20 | 2030 | 2.8911 | 0.22668 |  | 25 | 11 | 50 | 1 | 4 | PAR | D | OLD |  |  | RHNBHWPE | 1 | 0.16667 | HOUPARRHNBHWPEN01_OLDDEXT39
HOUPARRHNBHWPEN01_OLDDEXT39_D17 | Residential heating technology - Biomass boiler, automatic stoking , wood pellets or wood chips - single-family house - existing building - distributed level 0.17 | HOUWPE | HOUPARRHN_OLDD_DMD | MKr20 | 2040 | 2.7498 | 0.21665 |  | 25 | 9 | 45 | 1 | 4 | PAR | D | OLD |  |  | RHNBHWPE | 1 | 0.16667 | HOUPARRHNBHWPEN01_OLDDEXT39
HOUPARRHNBHWPEN01_OLDDEXT39_D17 | Residential heating technology - Biomass boiler, automatic stoking , wood pellets or wood chips - single-family house - existing building - distributed level 0.17 | HOUWPE | HOUPARRHN_OLDD_DMD | MKr20 | 2050 | 3.2692 | 0.25883 |  | 25 | 9 | 40 | 0 | 4 | PAR | D | OLD |  |  | RHNBHWPE | 1 | 0.16667 | HOUPARRHNBHWPEN01_OLDDEXT39
HOUPARRHNBHWPEN01_OLDCEXT39_D17 | Residential heating technology - Biomass boiler, automatic stoking , wood pellets or wood chips - single-family house - existing building - distributed level 0.17 | HOUWPE | HOUPARRHN_OLDC_DMD | MKr20 | 2025 | 2.9645 | 0.22975 |  | 25 | 14 | 60 | 2 | 4 | PAR | C | OLD |  |  | RHNBHWPE | 1 | 0.16667 | HOUPARRHNBHWPEN01_OLDCEXT39
HOUPARRHNBHWPEN01_OLDCEXT39_D17 | Residential heating technology - Biomass boiler, automatic stoking , wood pellets or wood chips - single-family house - existing building - distributed level 0.17 | HOUWPE | HOUPARRHN_OLDC_DMD | MKr20 | 2030 | 2.8911 | 0.22668 |  | 25 | 11 | 50 | 1 | 4 | PAR | C | OLD |  |  | RHNBHWPE | 1 | 0.16667 | HOUPARRHNBHWPEN01_OLDCEXT39
HOUPARRHNBHWPEN01_OLDCEXT39_D17 | Residential heating technology - Biomass boiler, automatic stoking , wood pellets or wood chips - single-family house - existing building - distributed level 0.17 | HOUWPE | HOUPARRHN_OLDC_DMD | MKr20 | 2040 | 2.7498 | 0.21665 |  | 25 | 9 | 45 | 1 | 4 | PAR | C | OLD |  |  | RHNBHWPE | 1 | 0.16667 | HOUPARRHNBHWPEN01_OLDCEXT39
HOUPARRHNBHWPEN01_OLDCEXT39_D17 | Residential heating technology - Biomass boiler, automatic stoking , wood pellets or wood chips - single-family house - existing building - distributed level 0.17 | HOUWPE | HOUPARRHN_OLDC_DMD | MKr20 | 2050 | 3.2692 | 0.25883 |  | 25 | 9 | 40 | 0 | 4 | PAR | C | OLD |  |  | RHNBHWPE | 1 | 0.16667 | HOUPARRHNBHWPEN01_OLDCEXT39
HOUPARRHNBHSOLN01_OLDIEXT39_D17 | Residential heating technology - Solar heating system - single-family house - existing building - distributed level 0.17 | HOUSOL | HOUPARRHN_OLDI_DMD | MKr20 | 2025 | 6.0071 | 0.073274 | [6 empty] | PAR | I | OLD |  |  | RHNBHSOL | 1 | 0.16667 | HOUPARRHNBHSOLN01_OLDIEXT39
HOUPARRHNBHSOLN01_OLDIEXT39_D17 | Residential heating technology - Solar heating system - single-family house - existing building - distributed level 0.17 | HOUSOL | HOUPARRHN_OLDI_DMD | MKr20 | 2030 | 5.8584 | 0.071489 | [6 empty] | PAR | I | OLD |  |  | RHNBHSOL | 1 | 0.16667 | HOUPARRHNBHSOLN01_OLDIEXT39
HOUPARRHNBHSOLN01_OLDIEXT39_D17 | Residential heating technology - Solar heating system - single-family house - existing building - distributed level 0.17 | HOUSOL | HOUPARRHN_OLDI_DMD | MKr20 | 2040 | 5.572 | 0.067621 | [6 empty] | PAR | I | OLD |  |  | RHNBHSOL | 1 | 0.16667 | HOUPARRHNBHSOLN01_OLDIEXT39
HOUPARRHNBHSOLN01_OLDIEXT39_D17 | Residential heating technology - Solar heating system - single-family house - existing building - distributed level 0.17 | HOUSOL | HOUPARRHN_OLDI_DMD | MKr20 | 2050 | 5.2996 | 0.063752 | [6 empty] | PAR | I | OLD |  |  | RHNBHSOL | 1 | 0.16667 | HOUPARRHNBHSOLN01_OLDIEXT39
HOUPARRHNBHSOLN01_OLDDEXT39_D17 | Residential heating technology - Solar heating system - single-family house - existing building - distributed level 0.17 | HOUSOL | HOUPARRHN_OLDD_DMD | MKr20 | 2025 | 6.0071 | 0.073274 | [6 empty] | PAR | D | OLD |  |  | RHNBHSOL | 1 | 0.16667 | HOUPARRHNBHSOLN01_OLDDEXT39
HOUPARRHNBHSOLN01_OLDDEXT39_D17 | Residential heating technology - Solar heating system - single-family house - existing building - distributed level 0.17 | HOUSOL | HOUPARRHN_OLDD_DMD | MKr20 | 2030 | 5.8584 | 0.071489 | [6 empty] | PAR | D | OLD |  |  | RHNBHSOL | 1 | 0.16667 | HOUPARRHNBHSOLN01_OLDDEXT39
HOUPARRHNBHSOLN01_OLDDEXT39_D17 | Residential heating technology - Solar heating system - single-family house - existing building - distributed level 0.17 | HOUSOL | HOUPARRHN_OLDD_DMD | MKr20 | 2040 | 5.572 | 0.067621 | [6 empty] | PAR | D | OLD |  |  | RHNBHSOL | 1 | 0.16667 | HOUPARRHNBHSOLN01_OLDDEXT39
HOUPARRHNBHSOLN01_OLDDEXT39_D17 | Residential heating technology - Solar heating system - single-family house - existing building - distributed level 0.17 | HOUSOL | HOUPARRHN_OLDD_DMD | MKr20 | 2050 | 5.2996 | 0.063752 | [6 empty] | PAR | D | OLD |  |  | RHNBHSOL | 1 | 0.16667 | HOUPARRHNBHSOLN01_OLDDEXT39
HOUPARRHNBHSOLN01_OLDCEXT39_D17 | Residential heating technology - Solar heating system - single-family house - existing building - distributed level 0.17 | HOUSOL | HOUPARRHN_OLDC_DMD | MKr20 | 2025 | 6.0071 | 0.073274 | [6 empty] | PAR | C | OLD |  |  | RHNBHSOL | 1 | 0.16667 | HOUPARRHNBHSOLN01_OLDCEXT39
HOUPARRHNBHSOLN01_OLDCEXT39_D17 | Residential heating technology - Solar heating system - single-family house - existing building - distributed level 0.17 | HOUSOL | HOUPARRHN_OLDC_DMD | MKr20 | 2030 | 5.8584 | 0.071489 | [6 empty] | PAR | C | OLD |  |  | RHNBHSOL | 1 | 0.16667 | HOUPARRHNBHSOLN01_OLDCEXT39
HOUPARRHNBHSOLN01_OLDCEXT39_D17 | Residential heating technology - Solar heating system - single-family house - existing building - distributed level 0.17 | HOUSOL | HOUPARRHN_OLDC_DMD | MKr20 | 2040 | 5.572 | 0.067621 | [6 empty] | PAR | C | OLD |  |  | RHNBHSOL | 1 | 0.16667 | HOUPARRHNBHSOLN01_OLDCEXT39
HOUPARRHNBHSOLN01_OLDCEXT39_D17 | Residential heating technology - Solar heating system - single-family house - existing building - distributed level 0.17 | HOUSOL | HOUPARRHN_OLDC_DMD | MKr20 | 2050 | 5.2996 | 0.063752 | [6 empty] | PAR | C | OLD |  |  | RHNBHSOL | 1 | 0.16667 | HOUPARRHNBHSOLN01_OLDCEXT39
HOUPARRHNBHOILN01_OLDIEXT39_D17 | Residential heating technology - Oil boiler (mineral oil fired, < 10 % FAME) - single-family house - existing building - distributed level 0.17 | HOUOIL, HOUDSB, HOUDSE | HOUPARRHN_OLDI_DMD | MKr20 | 2025 | 1.7164 | 0.05666 |  | 6.7 | 5 | 52 | 0 | 0 | PAR | I | OLD |  |  | RHNBHOIL | 1 | 0.16667 | HOUPARRHNBHOILN01_OLDIEXT39
HOUPARRHNBHOILN01_OLDIEXT39_D17 | Residential heating technology - Oil boiler (mineral oil fired, < 10 % FAME) - single-family house - existing building - distributed level 0.17 | HOUOIL, HOUDSB, HOUDSE | HOUPARRHN_OLDI_DMD | MKr20 | 2030 | 1.684 | 0.055843 |  | 6.7 | 5 | 52 | 0 | 0 | PAR | I | OLD |  |  | RHNBHOIL | 1 | 0.16667 | HOUPARRHNBHOILN01_OLDIEXT39
HOUPARRHNBHOILN01_OLDIEXT39_D17 | Residential heating technology - Oil boiler (mineral oil fired, < 10 % FAME) - single-family house - existing building - distributed level 0.17 | HOUOIL, HOUDSB, HOUDSE | HOUPARRHN_OLDI_DMD | MKr20 | 2040 | 1.6215 | 0.052996 |  | 6.7 | 5 | 52 | 0 | 0 | PAR | I | OLD |  |  | RHNBHOIL | 1 | 0.16667 | HOUPARRHNBHOILN01_OLDIEXT39
HOUPARRHNBHOILN01_OLDIEXT39_D17 | Residential heating technology - Oil boiler (mineral oil fired, < 10 % FAME) - single-family house - existing building - distributed level 0.17 | HOUOIL, HOUDSB, HOUDSE | HOUPARRHN_OLDI_DMD | MKr20 | 2050 | 1.5621 | 0.050125 |  | 6.7 | 5 | 52 | 0 | 0 | PAR | I | OLD |  |  | RHNBHOIL | 1 | 0.16667 | HOUPARRHNBHOILN01_OLDIEXT39
HOUPARRHNBHOILN01_OLDDEXT39_D17 | Residential heating technology - Oil boiler (mineral oil fired, < 10 % FAME) - single-family house - existing building - distributed level 0.17 | HOUOIL, HOUDSB, HOUDSE | HOUPARRHN_OLDD_DMD | MKr20 | 2025 | 1.7164 | 0.05666 |  | 6.7 | 5 | 52 | 0 | 0 | PAR | D | OLD |  |  | RHNBHOIL | 1 | 0.16667 | HOUPARRHNBHOILN01_OLDDEXT39
HOUPARRHNBHOILN01_OLDDEXT39_D17 | Residential heating technology - Oil boiler (mineral oil fired, < 10 % FAME) - single-family house - existing building - distributed level 0.17 | HOUOIL, HOUDSB, HOUDSE | HOUPARRHN_OLDD_DMD | MKr20 | 2030 | 1.684 | 0.055843 |  | 6.7 | 5 | 52 | 0 | 0 | PAR | D | OLD |  |  | RHNBHOIL | 1 | 0.16667 | HOUPARRHNBHOILN01_OLDDEXT39
HOUPARRHNBHOILN01_OLDDEXT39_D17 | Residential heating technology - Oil boiler (mineral oil fired, < 10 % FAME) - single-family house - existing building - distributed level 0.17 | HOUOIL, HOUDSB, HOUDSE | HOUPARRHN_OLDD_DMD | MKr20 | 2040 | 1.6215 | 0.052996 |  | 6.7 | 5 | 52 | 0 | 0 | PAR | D | OLD |  |  | RHNBHOIL | 1 | 0.16667 | HOUPARRHNBHOILN01_OLDDEXT39
HOUPARRHNBHOILN01_OLDDEXT39_D17 | Residential heating technology - Oil boiler (mineral oil fired, < 10 % FAME) - single-family house - existing building - distributed level 0.17 | HOUOIL, HOUDSB, HOUDSE | HOUPARRHN_OLDD_DMD | MKr20 | 2050 | 1.5621 | 0.050125 |  | 6.7 | 5 | 52 | 0 | 0 | PAR | D | OLD |  |  | RHNBHOIL | 1 | 0.16667 | HOUPARRHNBHOILN01_OLDDEXT39
HOUPARRHNBHOILN01_OLDCEXT39_D17 | Residential heating technology - Oil boiler (mineral oil fired, < 10 % FAME) - single-family house - existing building - distributed level 0.17 | HOUOIL, HOUDSB, HOUDSE | HOUPARRHN_OLDC_DMD | MKr20 | 2025 | 1.7164 | 0.05666 |  | 6.7 | 5 | 52 | 0 | 0 | PAR | C | OLD |  |  | RHNBHOIL | 1 | 0.16667 | HOUPARRHNBHOILN01_OLDCEXT39
HOUPARRHNBHOILN01_OLDCEXT39_D17 | Residential heating technology - Oil boiler (mineral oil fired, < 10 % FAME) - single-family house - existing building - distributed level 0.17 | HOUOIL, HOUDSB, HOUDSE | HOUPARRHN_OLDC_DMD | MKr20 | 2030 | 1.684 | 0.055843 |  | 6.7 | 5 | 52 | 0 | 0 | PAR | C | OLD |  |  | RHNBHOIL | 1 | 0.16667 | HOUPARRHNBHOILN01_OLDCEXT39
HOUPARRHNBHOILN01_OLDCEXT39_D17 | Residential heating technology - Oil boiler (mineral oil fired, < 10 % FAME) - single-family house - existing building - distributed level 0.17 | HOUOIL, HOUDSB, HOUDSE | HOUPARRHN_OLDC_DMD | MKr20 | 2040 | 1.6215 | 0.052996 |  | 6.7 | 5 | 52 | 0 | 0 | PAR | C | OLD |  |  | RHNBHOIL | 1 | 0.16667 | HOUPARRHNBHOILN01_OLDCEXT39
HOUPARRHNBHOILN01_OLDCEXT39_D17 | Residential heating technology - Oil boiler (mineral oil fired, < 10 % FAME) - single-family house - existing building - distributed level 0.17 | HOUOIL, HOUDSB, HOUDSE | HOUPARRHN_OLDC_DMD | MKr20 | 2050 | 1.5621 | 0.050125 |  | 6.7 | 5 | 52 | 0 | 0 | PAR | C | OLD |  |  | RHNBHOIL | 1 | 0.16667 | HOUPARRHNBHOILN01_OLDCEXT39
HOUPARRHNBHGASN01_OLDIEXT39_D17 | Residential heating technology - Natural gas boiler - single-family house - existing building - distributed level 0.17 | HOUGAS | HOUPARRHN_OLDI_DMD | MKr20 | 2025 | 0.71862 | 0.084067 |  | 0.43 | 0.1 | 20.4 | 1 | 1 | PAR | I | OLD |  |  | RHNBHGAS | 1 | 0.16667 | HOUPARRHNBHGASN01_OLDIEXT39
HOUPARRHNBHGASN01_OLDIEXT39_D17 | Residential heating technology - Natural gas boiler - single-family house - existing building - distributed level 0.17 | HOUGAS | HOUPARRHN_OLDI_DMD | MKr20 | 2030 | 0.70084 | 0.083346 |  | 0.43 | 0.1 | 20.4 | 1 | 1 | PAR | I | OLD |  |  | RHNBHGAS | 1 | 0.16667 | HOUPARRHNBHGASN01_OLDIEXT39
HOUPARRHNBHGASN01_OLDIEXT39_D17 | Residential heating technology - Natural gas boiler - single-family house - existing building - distributed level 0.17 | HOUGAS | HOUPARRHN_OLDI_DMD | MKr20 | 2040 | 0.66657 | 0.078802 |  | 0.43 | 0.1 | 20.4 | 1 | 1 | PAR | I | OLD |  |  | RHNBHGAS | 1 | 0.16667 | HOUPARRHNBHGASN01_OLDIEXT39
HOUPARRHNBHGASN01_OLDIEXT39_D17 | Residential heating technology - Natural gas boiler - single-family house - existing building - distributed level 0.17 | HOUGAS | HOUPARRHN_OLDI_DMD | MKr20 | 2050 | 0.63398 | 0.075972 |  | 0.43 | 0.1 | 20.4 | 1 | 1 | PAR | I | OLD |  |  | RHNBHGAS | 1 | 0.16667 | HOUPARRHNBHGASN01_OLDIEXT39
HOUPARRHNBHGASN01_OLDDEXT39_D17 | Residential heating technology - Natural gas boiler - single-family house - existing building - distributed level 0.17 | HOUGAS | HOUPARRHN_OLDD_DMD | MKr20 | 2025 | 0.71862 | 0.084067 |  | 0.43 | 0.1 | 20.4 | 1 | 1 | PAR | D | OLD |  |  | RHNBHGAS | 1 | 0.16667 | HOUPARRHNBHGASN01_OLDDEXT39
HOUPARRHNBHGASN01_OLDDEXT39_D17 | Residential heating technology - Natural gas boiler - single-family house - existing building - distributed level 0.17 | HOUGAS | HOUPARRHN_OLDD_DMD | MKr20 | 2030 | 0.70084 | 0.083346 |  | 0.43 | 0.1 | 20.4 | 1 | 1 | PAR | D | OLD |  |  | RHNBHGAS | 1 | 0.16667 | HOUPARRHNBHGASN01_OLDDEXT39
HOUPARRHNBHGASN01_OLDDEXT39_D17 | Residential heating technology - Natural gas boiler - single-family house - existing building - distributed level 0.17 | HOUGAS | HOUPARRHN_OLDD_DMD | MKr20 | 2040 | 0.66657 | 0.078802 |  | 0.43 | 0.1 | 20.4 | 1 | 1 | PAR | D | OLD |  |  | RHNBHGAS | 1 | 0.16667 | HOUPARRHNBHGASN01_OLDDEXT39
HOUPARRHNBHGASN01_OLDDEXT39_D17 | Residential heating technology - Natural gas boiler - single-family house - existing building - distributed level 0.17 | HOUGAS | HOUPARRHN_OLDD_DMD | MKr20 | 2050 | 0.63398 | 0.075972 |  | 0.43 | 0.1 | 20.4 | 1 | 1 | PAR | D | OLD |  |  | RHNBHGAS | 1 | 0.16667 | HOUPARRHNBHGASN01_OLDDEXT39
HOUPARRHNBHGASN01_OLDCEXT39_D17 | Residential heating technology - Natural gas boiler - single-family house - existing building - distributed level 0.17 | HOUGAS | HOUPARRHN_OLDC_DMD | MKr20 | 2025 | 0.71862 | 0.084067 |  | 0.43 | 0.1 | 20.4 | 1 | 1 | PAR | C | OLD |  |  | RHNBHGAS | 1 | 0.16667 | HOUPARRHNBHGASN01_OLDCEXT39
HOUPARRHNBHGASN01_OLDCEXT39_D17 | Residential heating technology - Natural gas boiler - single-family house - existing building - distributed level 0.17 | HOUGAS | HOUPARRHN_OLDC_DMD | MKr20 | 2030 | 0.70084 | 0.083346 |  | 0.43 | 0.1 | 20.4 | 1 | 1 | PAR | C | OLD |  |  | RHNBHGAS | 1 | 0.16667 | HOUPARRHNBHGASN01_OLDCEXT39
HOUPARRHNBHGASN01_OLDCEXT39_D17 | Residential heating technology - Natural gas boiler - single-family house - existing building - distributed level 0.17 | HOUGAS | HOUPARRHN_OLDC_DMD | MKr20 | 2040 | 0.66657 | 0.078802 |  | 0.43 | 0.1 | 20.4 | 1 | 1 | PAR | C | OLD |  |  | RHNBHGAS | 1 | 0.16667 | HOUPARRHNBHGASN01_OLDCEXT39
HOUPARRHNBHGASN01_OLDCEXT39_D17 | Residential heating technology - Natural gas boiler - single-family house - existing building - distributed level 0.17 | HOUGAS | HOUPARRHN_OLDC_DMD | MKr20 | 2050 | 0.63398 | 0.075972 |  | 0.43 | 0.1 | 20.4 | 1 | 1 | PAR | C | OLD |  |  | RHNBHGAS | 1 | 0.16667 | HOUPARRHNBHGASN01_OLDCEXT39
HOUPARRHNBHDHDN09_OLDIEXT39_D17 | Residential heating technology - Direct district heating substation - plus connection pipe - plus distribution (heating density: low ) - single-family house - existing building - distributed level 0.17 | HOUDHD | HOUPARRHN_OLDI_DMD | MKr20 | 2025 | 8.742 | 0.025203 | [6 empty] | PAR | I | OLD |  |  | RHNBHDHD | 1 | 0.16667 | HOUPARRHNBHDHDN09_OLDIEXT39
HOUPARRHNBHDHDN09_OLDIEXT39_D17 | Residential heating technology - Direct district heating substation - plus connection pipe - plus distribution (heating density: low ) - single-family house - existing building - distributed level 0.17 | HOUDHD | HOUPARRHN_OLDI_DMD | MKr20 | 2030 | 8.7159 | 0.024753 | [6 empty] | PAR | I | OLD |  |  | RHNBHDHD | 1 | 0.16667 | HOUPARRHNBHDHDN09_OLDIEXT39
HOUPARRHNBHDHDN09_OLDIEXT39_D17 | Residential heating technology - Direct district heating substation - plus connection pipe - plus distribution (heating density: low ) - single-family house - existing building - distributed level 0.17 | HOUDHD | HOUPARRHN_OLDI_DMD | MKr20 | 2040 | 8.6691 | 0.023687 | [6 empty] | PAR | I | OLD |  |  | RHNBHDHD | 1 | 0.16667 | HOUPARRHNBHDHDN09_OLDIEXT39
HOUPARRHNBHDHDN09_OLDIEXT39_D17 | Residential heating technology - Direct district heating substation - plus connection pipe - plus distribution (heating density: low ) - single-family house - existing building - distributed level 0.17 | HOUDHD | HOUPARRHN_OLDI_DMD | MKr20 | 2050 | 8.617 | 0.022136 | [6 empty] | PAR | I | OLD |  |  | RHNBHDHD | 1 | 0.16667 | HOUPARRHNBHDHDN09_OLDIEXT39
HOUPARRHNBHDHDN07_OLDIEXT39_D17 | Residential heating technology - Direct district heating substation - plus connection pipe - plus distribution (heating density: medium ) - single-family house - existing building - distributed level 0.17 | HOUDHD | HOUPARRHN_OLDI_DMD | MKr20 | 2025 | 3.4997 | 0.025203 | [6 empty] | PAR | I | OLD |  |  | RHNBHDHD | 1 | 0.16667 | HOUPARRHNBHDHDN07_OLDIEXT39
HOUPARRHNBHDHDN07_OLDIEXT39_D17 | Residential heating technology - Direct district heating substation - plus connection pipe - plus distribution (heating density: medium ) - single-family house - existing building - distributed level 0.17 | HOUDHD | HOUPARRHN_OLDI_DMD | MKr20 | 2030 | 3.4737 | 0.024753 | [6 empty] | PAR | I | OLD |  |  | RHNBHDHD | 1 | 0.16667 | HOUPARRHNBHDHDN07_OLDIEXT39
HOUPARRHNBHDHDN07_OLDIEXT39_D17 | Residential heating technology - Direct district heating substation - plus connection pipe - plus distribution (heating density: medium ) - single-family house - existing building - distributed level 0.17 | HOUDHD | HOUPARRHN_OLDI_DMD | MKr20 | 2040 | 3.4268 | 0.023687 | [6 empty] | PAR | I | OLD |  |  | RHNBHDHD | 1 | 0.16667 | HOUPARRHNBHDHDN07_OLDIEXT39
HOUPARRHNBHDHDN07_OLDIEXT39_D17 | Residential heating technology - Direct district heating substation - plus connection pipe - plus distribution (heating density: medium ) - single-family house - existing building - distributed level 0.17 | HOUDHD | HOUPARRHN_OLDI_DMD | MKr20 | 2050 | 3.3747 | 0.022136 | [6 empty] | PAR | I | OLD |  |  | RHNBHDHD | 1 | 0.16667 | HOUPARRHNBHDHDN07_OLDIEXT39
HOUPARRHNBHDHDN05_OLDIEXT39_D17 | Residential heating technology - Direct district heating substation - plus connection pipe - plus distribution (heating density: high ) - single-family house - existing building - distributed level 0.17 | HOUDHD | HOUPARRHN_OLDI_DMD | MKr20 | 2025 | 2.6609 | 0.025203 | [6 empty] | PAR | I | OLD |  |  | RHNBHDHD | 1 | 0.16667 | HOUPARRHNBHDHDN05_OLDIEXT39
HOUPARRHNBHDHDN05_OLDIEXT39_D17 | Residential heating technology - Direct district heating substation - plus connection pipe - plus distribution (heating density: high ) - single-family house - existing building - distributed level 0.17 | HOUDHD | HOUPARRHN_OLDI_DMD | MKr20 | 2030 | 2.6349 | 0.024753 | [6 empty] | PAR | I | OLD |  |  | RHNBHDHD | 1 | 0.16667 | HOUPARRHNBHDHDN05_OLDIEXT39
HOUPARRHNBHDHDN05_OLDIEXT39_D17 | Residential heating technology - Direct district heating substation - plus connection pipe - plus distribution (heating density: high ) - single-family house - existing building - distributed level 0.17 | HOUDHD | HOUPARRHN_OLDI_DMD | MKr20 | 2040 | 2.588 | 0.023687 | [6 empty] | PAR | I | OLD |  |  | RHNBHDHD | 1 | 0.16667 | HOUPARRHNBHDHDN05_OLDIEXT39
HOUPARRHNBHDHDN05_OLDIEXT39_D17 | Residential heating technology - Direct district heating substation - plus connection pipe - plus distribution (heating density: high ) - single-family house - existing building - distributed level 0.17 | HOUDHD | HOUPARRHN_OLDI_DMD | MKr20 | 2050 | 2.536 | 0.022136 | [6 empty] | PAR | I | OLD |  |  | RHNBHDHD | 1 | 0.16667 | HOUPARRHNBHDHDN05_OLDIEXT39
HOUPARRHNBHDHDN03_OLDDEXT39_D17 | Residential heating technology - Direct district heating substation - plus connection pipe - single-family house - existing building - distributed level 0.17 | HOUDHD | HOUPARRHN_OLDD_DMD | MKr20 | 2025 | 2.1494 | 0.025203 | [6 empty] | PAR | D | OLD |  |  | RHNBHDHD | 1 | 0.16667 | HOUPARRHNBHDHDN03_OLDDEXT39
HOUPARRHNBHDHDN03_OLDDEXT39_D17 | Residential heating technology - Direct district heating substation - plus connection pipe - single-family house - existing building - distributed level 0.17 | HOUDHD | HOUPARRHN_OLDD_DMD | MKr20 | 2030 | 2.1284 | 0.024753 | [6 empty] | PAR | D | OLD |  |  | RHNBHDHD | 1 | 0.16667 | HOUPARRHNBHDHDN03_OLDDEXT39
HOUPARRHNBHDHDN03_OLDDEXT39_D17 | Residential heating technology - Direct district heating substation - plus connection pipe - single-family house - existing building - distributed level 0.17 | HOUDHD | HOUPARRHN_OLDD_DMD | MKr20 | 2040 | 2.0905 | 0.023687 | [6 empty] | PAR | D | OLD |  |  | RHNBHDHD | 1 | 0.16667 | HOUPARRHNBHDHDN03_OLDDEXT39
HOUPARRHNBHDHDN03_OLDDEXT39_D17 | Residential heating technology - Direct district heating substation - plus connection pipe - single-family house - existing building - distributed level 0.17 | HOUDHD | HOUPARRHN_OLDD_DMD | MKr20 | 2050 | 2.0485 | 0.022136 | [6 empty] | PAR | D | OLD |  |  | RHNBHDHD | 1 | 0.16667 | HOUPARRHNBHDHDN03_OLDDEXT39
HOUPARRHNBHDHDN01_OLDDEXT39_D17 | Residential heating technology - Direct district heating substation - single-family house - existing building - distributed level 0.17 | HOUDHD | HOUPARRHN_OLDD_DMD | MKr20 | 2025 | 1.0987 | 0.025203 | [6 empty] | PAR | D | OLD |  |  | RHNBHDHD | 1 | 0.16667 | HOUPARRHNBHDHDN01_OLDDEXT39
HOUPARRHNBHDHDN01_OLDDEXT39_D17 | Residential heating technology - Direct district heating substation - single-family house - existing building - distributed level 0.17 | HOUDHD | HOUPARRHN_OLDD_DMD | MKr20 | 2030 | 1.0727 | 0.024753 | [6 empty] | PAR | D | OLD |  |  | RHNBHDHD | 1 | 0.16667 | HOUPARRHNBHDHDN01_OLDDEXT39
HOUPARRHNBHDHDN01_OLDDEXT39_D17 | Residential heating technology - Direct district heating substation - single-family house - existing building - distributed level 0.17 | HOUDHD | HOUPARRHN_OLDD_DMD | MKr20 | 2040 | 1.0258 | 0.023687 | [6 empty] | PAR | D | OLD |  |  | RHNBHDHD | 1 | 0.16667 | HOUPARRHNBHDHDN01_OLDDEXT39
HOUPARRHNBHDHDN01_OLDDEXT39_D17 | Residential heating technology - Direct district heating substation - single-family house - existing building - distributed level 0.17 | HOUDHD | HOUPARRHN_OLDD_DMD | MKr20 | 2050 | 0.97377 | 0.022136 | [6 empty] | PAR | D | OLD |  |  | RHNBHDHD | 1 | 0.16667 | HOUPARRHNBHDHDN01_OLDDEXT39
HOUPARRHNBHDHCN09_OLDIEXT39_D17 | Residential heating technology - Direct district heating substation - plus connection pipe - plus distribution (heating density: low ) - single-family house - existing building - distributed level 0.17 | HOUDHC | HOUPARRHN_OLDI_DMD | MKr20 | 2025 | 8.742 | 0.025203 | [6 empty] | PAR | I | OLD |  |  | RHNBHDHC | 1 | 0.16667 | HOUPARRHNBHDHCN09_OLDIEXT39
HOUPARRHNBHDHCN09_OLDIEXT39_D17 | Residential heating technology - Direct district heating substation - plus connection pipe - plus distribution (heating density: low ) - single-family house - existing building - distributed level 0.17 | HOUDHC | HOUPARRHN_OLDI_DMD | MKr20 | 2030 | 8.7159 | 0.024753 | [6 empty] | PAR | I | OLD |  |  | RHNBHDHC | 1 | 0.16667 | HOUPARRHNBHDHCN09_OLDIEXT39
HOUPARRHNBHDHCN09_OLDIEXT39_D17 | Residential heating technology - Direct district heating substation - plus connection pipe - plus distribution (heating density: low ) - single-family house - existing building - distributed level 0.17 | HOUDHC | HOUPARRHN_OLDI_DMD | MKr20 | 2040 | 8.6691 | 0.023687 | [6 empty] | PAR | I | OLD |  |  | RHNBHDHC | 1 | 0.16667 | HOUPARRHNBHDHCN09_OLDIEXT39
HOUPARRHNBHDHCN09_OLDIEXT39_D17 | Residential heating technology - Direct district heating substation - plus connection pipe - plus distribution (heating density: low ) - single-family house - existing building - distributed level 0.17 | HOUDHC | HOUPARRHN_OLDI_DMD | MKr20 | 2050 | 8.617 | 0.022136 | [6 empty] | PAR | I | OLD |  |  | RHNBHDHC | 1 | 0.16667 | HOUPARRHNBHDHCN09_OLDIEXT39
HOUPARRHNBHDHCN07_OLDIEXT39_D17 | Residential heating technology - Direct district heating substation - plus connection pipe - plus distribution (heating density: medium ) - single-family house - existing building - distributed level 0.17 | HOUDHC | HOUPARRHN_OLDI_DMD | MKr20 | 2025 | 3.4997 | 0.025203 | [6 empty] | PAR | I | OLD |  |  | RHNBHDHC | 1 | 0.16667 | HOUPARRHNBHDHCN07_OLDIEXT39
HOUPARRHNBHDHCN07_OLDIEXT39_D17 | Residential heating technology - Direct district heating substation - plus connection pipe - plus distribution (heating density: medium ) - single-family house - existing building - distributed level 0.17 | HOUDHC | HOUPARRHN_OLDI_DMD | MKr20 | 2030 | 3.4737 | 0.024753 | [6 empty] | PAR | I | OLD |  |  | RHNBHDHC | 1 | 0.16667 | HOUPARRHNBHDHCN07_OLDIEXT39
HOUPARRHNBHDHCN07_OLDIEXT39_D17 | Residential heating technology - Direct district heating substation - plus connection pipe - plus distribution (heating density: medium ) - single-family house - existing building - distributed level 0.17 | HOUDHC | HOUPARRHN_OLDI_DMD | MKr20 | 2040 | 3.4268 | 0.023687 | [6 empty] | PAR | I | OLD |  |  | RHNBHDHC | 1 | 0.16667 | HOUPARRHNBHDHCN07_OLDIEXT39
HOUPARRHNBHDHCN07_OLDIEXT39_D17 | Residential heating technology - Direct district heating substation - plus connection pipe - plus distribution (heating density: medium ) - single-family house - existing building - distributed level 0.17 | HOUDHC | HOUPARRHN_OLDI_DMD | MKr20 | 2050 | 3.3747 | 0.022136 | [6 empty] | PAR | I | OLD |  |  | RHNBHDHC | 1 | 0.16667 | HOUPARRHNBHDHCN07_OLDIEXT39
HOUPARRHNBHDHCN05_OLDIEXT39_D17 | Residential heating technology - Direct district heating substation - plus connection pipe - plus distribution (heating density: high ) - single-family house - existing building - distributed level 0.17 | HOUDHC | HOUPARRHN_OLDI_DMD | MKr20 | 2025 | 2.6609 | 0.025203 | [6 empty] | PAR | I | OLD |  |  | RHNBHDHC | 1 | 0.16667 | HOUPARRHNBHDHCN05_OLDIEXT39
HOUPARRHNBHDHCN05_OLDIEXT39_D17 | Residential heating technology - Direct district heating substation - plus connection pipe - plus distribution (heating density: high ) - single-family house - existing building - distributed level 0.17 | HOUDHC | HOUPARRHN_OLDI_DMD | MKr20 | 2030 | 2.6349 | 0.024753 | [6 empty] | PAR | I | OLD |  |  | RHNBHDHC | 1 | 0.16667 | HOUPARRHNBHDHCN05_OLDIEXT39
HOUPARRHNBHDHCN05_OLDIEXT39_D17 | Residential heating technology - Direct district heating substation - plus connection pipe - plus distribution (heating density: high ) - single-family house - existing building - distributed level 0.17 | HOUDHC | HOUPARRHN_OLDI_DMD | MKr20 | 2040 | 2.588 | 0.023687 | [6 empty] | PAR | I | OLD |  |  | RHNBHDHC | 1 | 0.16667 | HOUPARRHNBHDHCN05_OLDIEXT39
HOUPARRHNBHDHCN05_OLDIEXT39_D17 | Residential heating technology - Direct district heating substation - plus connection pipe - plus distribution (heating density: high ) - single-family house - existing building - distributed level 0.17 | HOUDHC | HOUPARRHN_OLDI_DMD | MKr20 | 2050 | 2.536 | 0.022136 | [6 empty] | PAR | I | OLD |  |  | RHNBHDHC | 1 | 0.16667 | HOUPARRHNBHDHCN05_OLDIEXT39
HOUPARRHNBHDHCN03_OLDCEXT39_D17 | Residential heating technology - Direct district heating substation - plus connection pipe - single-family house - existing building - distributed level 0.17 | HOUDHC | HOUPARRHN_OLDC_DMD | MKr20 | 2025 | 2.1494 | 0.025203 | [6 empty] | PAR | C | OLD |  |  | RHNBHDHC | 1 | 0.16667 | HOUPARRHNBHDHCN03_OLDCEXT39
HOUPARRHNBHDHCN03_OLDCEXT39_D17 | Residential heating technology - Direct district heating substation - plus connection pipe - single-family house - existing building - distributed level 0.17 | HOUDHC | HOUPARRHN_OLDC_DMD | MKr20 | 2030 | 2.1284 | 0.024753 | [6 empty] | PAR | C | OLD |  |  | RHNBHDHC | 1 | 0.16667 | HOUPARRHNBHDHCN03_OLDCEXT39
HOUPARRHNBHDHCN03_OLDCEXT39_D17 | Residential heating technology - Direct district heating substation - plus connection pipe - single-family house - existing building - distributed level 0.17 | HOUDHC | HOUPARRHN_OLDC_DMD | MKr20 | 2040 | 2.0905 | 0.023687 | [6 empty] | PAR | C | OLD |  |  | RHNBHDHC | 1 | 0.16667 | HOUPARRHNBHDHCN03_OLDCEXT39
HOUPARRHNBHDHCN03_OLDCEXT39_D17 | Residential heating technology - Direct district heating substation - plus connection pipe - single-family house - existing building - distributed level 0.17 | HOUDHC | HOUPARRHN_OLDC_DMD | MKr20 | 2050 | 2.0485 | 0.022136 | [6 empty] | PAR | C | OLD |  |  | RHNBHDHC | 1 | 0.16667 | HOUPARRHNBHDHCN03_OLDCEXT39
HOUPARRHNBHDHCN01_OLDCEXT39_D17 | Residential heating technology - Direct district heating substation - single-family house - existing building - distributed level 0.17 | HOUDHC | HOUPARRHN_OLDC_DMD | MKr20 | 2025 | 1.0987 | 0.025203 | [6 empty] | PAR | C | OLD |  |  | RHNBHDHC | 1 | 0.16667 | HOUPARRHNBHDHCN01_OLDCEXT39
HOUPARRHNBHDHCN01_OLDCEXT39_D17 | Residential heating technology - Direct district heating substation - single-family house - existing building - distributed level 0.17 | HOUDHC | HOUPARRHN_OLDC_DMD | MKr20 | 2030 | 1.0727 | 0.024753 | [6 empty] | PAR | C | OLD |  |  | RHNBHDHC | 1 | 0.16667 | HOUPARRHNBHDHCN01_OLDCEXT39
HOUPARRHNBHDHCN01_OLDCEXT39_D17 | Residential heating technology - Direct district heating substation - single-family house - existing building - distributed level 0.17 | HOUDHC | HOUPARRHN_OLDC_DMD | MKr20 | 2040 | 1.0258 | 0.023687 | [6 empty] | PAR | C | OLD |  |  | RHNBHDHC | 1 | 0.16667 | HOUPARRHNBHDHCN01_OLDCEXT39
HOUPARRHNBHDHCN01_OLDCEXT39_D17 | Residential heating technology - Direct district heating substation - single-family house - existing building - distributed level 0.17 | HOUDHC | HOUPARRHN_OLDC_DMD | MKr20 | 2050 | 0.97377 | 0.022136 | [6 empty] | PAR | C | OLD |  |  | RHNBHDHC | 1 | 0.16667 | HOUPARRHNBHDHCN01_OLDCEXT39
HOUETARHNHPELCN05_OLDIEXT39_D17 | Residential heating technology - Heat pump, Air-to-water - leasing - apartment complex - existing building - distributed level 0.17 | HOUELC, HOUAMB | HOUETARHN_OLDI_DMD | MKr20 | 2025 | 1.9246 | 0.2598 | 0.30341 | [5 empty] | ETA | I | OLD | 3.2959 |  | RHNHPELC | 1 | 0.16667 | HOUETARHNHPELCN05_OLDIEXT39
HOUETARHNHPELCN05_OLDIEXT39_D17 | Residential heating technology - Heat pump, Air-to-water - leasing - apartment complex - existing building - distributed level 0.17 | HOUELC, HOUAMB | HOUETARHN_OLDI_DMD | MKr20 | 2030 | 1.6998 | 0.23697 | 0.28919 | [5 empty] | ETA | I | OLD | 3.458 |  | RHNHPELC | 1 | 0.16667 | HOUETARHNHPELCN05_OLDIEXT39
HOUETARHNHPELCN05_OLDIEXT39_D17 | Residential heating technology - Heat pump, Air-to-water - leasing - apartment complex - existing building - distributed level 0.17 | HOUELC, HOUAMB | HOUETARHN_OLDI_DMD | MKr20 | 2040 | 1.5225 | 0.21839 | 0.27624 | [5 empty] | ETA | I | OLD | 3.6201 |  | RHNHPELC | 1 | 0.16667 | HOUETARHNHPELCN05_OLDIEXT39
HOUETARHNHPELCN05_OLDIEXT39_D17 | Residential heating technology - Heat pump, Air-to-water - leasing - apartment complex - existing building - distributed level 0.17 | HOUELC, HOUAMB | HOUETARHN_OLDI_DMD | MKr20 | 2050 | 1.3451 | 0.19981 | 0.2644 | [5 empty] | ETA | I | OLD | 3.7822 |  | RHNHPELC | 1 | 0.16667 | HOUETARHNHPELCN05_OLDIEXT39
HOUETARHNHPELCN05_OLDDEXT39_D17 | Residential heating technology - Heat pump, Air-to-water - leasing - apartment complex - existing building - distributed level 0.17 | HOUELC, HOUAMB | HOUETARHN_OLDD_DMD | MKr20 | 2025 | 1.9246 | 0.2598 | 0.30341 | [5 empty] | ETA | D | OLD | 3.2959 |  | RHNHPELC | 1 | 0.16667 | HOUETARHNHPELCN05_OLDDEXT39
HOUETARHNHPELCN05_OLDDEXT39_D17 | Residential heating technology - Heat pump, Air-to-water - leasing - apartment complex - existing building - distributed level 0.17 | HOUELC, HOUAMB | HOUETARHN_OLDD_DMD | MKr20 | 2030 | 1.6998 | 0.23697 | 0.28919 | [5 empty] | ETA | D | OLD | 3.458 |  | RHNHPELC | 1 | 0.16667 | HOUETARHNHPELCN05_OLDDEXT39
HOUETARHNHPELCN05_OLDDEXT39_D17 | Residential heating technology - Heat pump, Air-to-water - leasing - apartment complex - existing building - distributed level 0.17 | HOUELC, HOUAMB | HOUETARHN_OLDD_DMD | MKr20 | 2040 | 1.5225 | 0.21839 | 0.27624 | [5 empty] | ETA | D | OLD | 3.6201 |  | RHNHPELC | 1 | 0.16667 | HOUETARHNHPELCN05_OLDDEXT39
HOUETARHNHPELCN05_OLDDEXT39_D17 | Residential heating technology - Heat pump, Air-to-water - leasing - apartment complex - existing building - distributed level 0.17 | HOUELC, HOUAMB | HOUETARHN_OLDD_DMD | MKr20 | 2050 | 1.3451 | 0.19981 | 0.2644 | [5 empty] | ETA | D | OLD | 3.7822 |  | RHNHPELC | 1 | 0.16667 | HOUETARHNHPELCN05_OLDDEXT39
HOUETARHNHPELCN05_OLDCEXT39_D17 | Residential heating technology - Heat pump, Air-to-water - leasing - apartment complex - existing building - distributed level 0.17 | HOUELC, HOUAMB | HOUETARHN_OLDC_DMD | MKr20 | 2025 | 1.9246 | 0.2598 | 0.30341 | [5 empty] | ETA | C | OLD | 3.2959 |  | RHNHPELC | 1 | 0.16667 | HOUETARHNHPELCN05_OLDCEXT39
HOUETARHNHPELCN05_OLDCEXT39_D17 | Residential heating technology - Heat pump, Air-to-water - leasing - apartment complex - existing building - distributed level 0.17 | HOUELC, HOUAMB | HOUETARHN_OLDC_DMD | MKr20 | 2030 | 1.6998 | 0.23697 | 0.28919 | [5 empty] | ETA | C | OLD | 3.458 |  | RHNHPELC | 1 | 0.16667 | HOUETARHNHPELCN05_OLDCEXT39
HOUETARHNHPELCN05_OLDCEXT39_D17 | Residential heating technology - Heat pump, Air-to-water - leasing - apartment complex - existing building - distributed level 0.17 | HOUELC, HOUAMB | HOUETARHN_OLDC_DMD | MKr20 | 2040 | 1.5225 | 0.21839 | 0.27624 | [5 empty] | ETA | C | OLD | 3.6201 |  | RHNHPELC | 1 | 0.16667 | HOUETARHNHPELCN05_OLDCEXT39
HOUETARHNHPELCN05_OLDCEXT39_D17 | Residential heating technology - Heat pump, Air-to-water - leasing - apartment complex - existing building - distributed level 0.17 | HOUELC, HOUAMB | HOUETARHN_OLDC_DMD | MKr20 | 2050 | 1.3451 | 0.19981 | 0.2644 | [5 empty] | ETA | C | OLD | 3.7822 |  | RHNHPELC | 1 | 0.16667 | HOUETARHNHPELCN05_OLDCEXT39
HOUETARHNHPELCN04_OLDIEXT39_D17 | Residential heating technology - Heat pump, Ground source - apartment complex - existing building - distributed level 0.17 | HOUELC, HOUAMB | HOUETARHN_OLDI_DMD | MKr20 | 2025 | 3.7047 | 0.04155 | 0.28042 | [5 empty] | ETA | I | OLD | 3.566 |  | RHNHPELC | 1 | 0.16667 | HOUETARHNHPELCN04_OLDIEXT39
HOUETARHNHPELCN04_OLDIEXT39_D17 | Residential heating technology - Heat pump, Ground source - apartment complex - existing building - distributed level 0.17 | HOUELC, HOUAMB | HOUETARHN_OLDI_DMD | MKr20 | 2030 | 3.4043 | 0.041188 | 0.27218 | [5 empty] | ETA | I | OLD | 3.6741 |  | RHNHPELC | 1 | 0.16667 | HOUETARHNHPELCN04_OLDIEXT39
HOUETARHNHPELCN04_OLDIEXT39_D17 | Residential heating technology - Heat pump, Ground source - apartment complex - existing building - distributed level 0.17 | HOUELC, HOUAMB | HOUETARHN_OLDI_DMD | MKr20 | 2040 | 3.149 | 0.040351 | 0.26067 | [5 empty] | ETA | I | OLD | 3.8362 |  | RHNHPELC | 1 | 0.16667 | HOUETARHNHPELCN04_OLDIEXT39
HOUETARHNHPELCN04_OLDIEXT39_D17 | Residential heating technology - Heat pump, Ground source - apartment complex - existing building - distributed level 0.17 | HOUELC, HOUAMB | HOUETARHN_OLDI_DMD | MKr20 | 2050 | 2.8937 | 0.039498 | 0.25705 | [5 empty] | ETA | I | OLD | 3.8902 |  | RHNHPELC | 1 | 0.16667 | HOUETARHNHPELCN04_OLDIEXT39
HOUETARHNHPELCN04_OLDDEXT39_D17 | Residential heating technology - Heat pump, Ground source - apartment complex - existing building - distributed level 0.17 | HOUELC, HOUAMB | HOUETARHN_OLDD_DMD | MKr20 | 2025 | 3.7047 | 0.04155 | 0.28042 | [5 empty] | ETA | D | OLD | 3.566 |  | RHNHPELC | 1 | 0.16667 | HOUETARHNHPELCN04_OLDDEXT39
HOUETARHNHPELCN04_OLDDEXT39_D17 | Residential heating technology - Heat pump, Ground source - apartment complex - existing building - distributed level 0.17 | HOUELC, HOUAMB | HOUETARHN_OLDD_DMD | MKr20 | 2030 | 3.4043 | 0.041188 | 0.27218 | [5 empty] | ETA | D | OLD | 3.6741 |  | RHNHPELC | 1 | 0.16667 | HOUETARHNHPELCN04_OLDDEXT39
HOUETARHNHPELCN04_OLDDEXT39_D17 | Residential heating technology - Heat pump, Ground source - apartment complex - existing building - distributed level 0.17 | HOUELC, HOUAMB | HOUETARHN_OLDD_DMD | MKr20 | 2040 | 3.149 | 0.040351 | 0.26067 | [5 empty] | ETA | D | OLD | 3.8362 |  | RHNHPELC | 1 | 0.16667 | HOUETARHNHPELCN04_OLDDEXT39
HOUETARHNHPELCN04_OLDDEXT39_D17 | Residential heating technology - Heat pump, Ground source - apartment complex - existing building - distributed level 0.17 | HOUELC, HOUAMB | HOUETARHN_OLDD_DMD | MKr20 | 2050 | 2.8937 | 0.039498 | 0.25705 | [5 empty] | ETA | D | OLD | 3.8902 |  | RHNHPELC | 1 | 0.16667 | HOUETARHNHPELCN04_OLDDEXT39
HOUETARHNHPELCN04_OLDCEXT39_D17 | Residential heating technology - Heat pump, Ground source - apartment complex - existing building - distributed level 0.17 | HOUELC, HOUAMB | HOUETARHN_OLDC_DMD | MKr20 | 2025 | 3.7047 | 0.04155 | 0.28042 | [5 empty] | ETA | C | OLD | 3.566 |  | RHNHPELC | 1 | 0.16667 | HOUETARHNHPELCN04_OLDCEXT39
HOUETARHNHPELCN04_OLDCEXT39_D17 | Residential heating technology - Heat pump, Ground source - apartment complex - existing building - distributed level 0.17 | HOUELC, HOUAMB | HOUETARHN_OLDC_DMD | MKr20 | 2030 | 3.4043 | 0.041188 | 0.27218 | [5 empty] | ETA | C | OLD | 3.6741 |  | RHNHPELC | 1 | 0.16667 | HOUETARHNHPELCN04_OLDCEXT39
HOUETARHNHPELCN04_OLDCEXT39_D17 | Residential heating technology - Heat pump, Ground source - apartment complex - existing building - distributed level 0.17 | HOUELC, HOUAMB | HOUETARHN_OLDC_DMD | MKr20 | 2040 | 3.149 | 0.040351 | 0.26067 | [5 empty] | ETA | C | OLD | 3.8362 |  | RHNHPELC | 1 | 0.16667 | HOUETARHNHPELCN04_OLDCEXT39
HOUETARHNHPELCN04_OLDCEXT39_D17 | Residential heating technology - Heat pump, Ground source - apartment complex - existing building - distributed level 0.17 | HOUELC, HOUAMB | HOUETARHN_OLDC_DMD | MKr20 | 2050 | 2.8937 | 0.039498 | 0.25705 | [5 empty] | ETA | C | OLD | 3.8902 |  | RHNHPELC | 1 | 0.16667 | HOUETARHNHPELCN04_OLDCEXT39
HOUETARHNHPELCN03_OLDIEXT39_D17 | Residential heating technology - Heat pump, Air-to-water - apartment complex - existing building - distributed level 0.17 | HOUELC, HOUAMB | HOUETARHN_OLDI_DMD | MKr20 | 2025 | 3.8491 | 0.067348 | 0.30341 | [5 empty] | ETA | I | OLD | 3.2959 |  | RHNHPELC | 1 | 0.16667 | HOUETARHNHPELCN03_OLDIEXT39
HOUETARHNHPELCN03_OLDIEXT39_D17 | Residential heating technology - Heat pump, Air-to-water - apartment complex - existing building - distributed level 0.17 | HOUELC, HOUAMB | HOUETARHN_OLDI_DMD | MKr20 | 2030 | 3.3996 | 0.066986 | 0.28919 | [5 empty] | ETA | I | OLD | 3.458 |  | RHNHPELC | 1 | 0.16667 | HOUETARHNHPELCN03_OLDIEXT39
HOUETARHNHPELCN03_OLDIEXT39_D17 | Residential heating technology - Heat pump, Air-to-water - apartment complex - existing building - distributed level 0.17 | HOUELC, HOUAMB | HOUETARHN_OLDI_DMD | MKr20 | 2040 | 3.0449 | 0.066149 | 0.27624 | [5 empty] | ETA | I | OLD | 3.6201 |  | RHNHPELC | 1 | 0.16667 | HOUETARHNHPELCN03_OLDIEXT39
HOUETARHNHPELCN03_OLDIEXT39_D17 | Residential heating technology - Heat pump, Air-to-water - apartment complex - existing building - distributed level 0.17 | HOUELC, HOUAMB | HOUETARHN_OLDI_DMD | MKr20 | 2050 | 2.6902 | 0.065296 | 0.2644 | [5 empty] | ETA | I | OLD | 3.7822 |  | RHNHPELC | 1 | 0.16667 | HOUETARHNHPELCN03_OLDIEXT39
HOUETARHNHPELCN03_OLDDEXT39_D17 | Residential heating technology - Heat pump, Air-to-water - apartment complex - existing building - distributed level 0.17 | HOUELC, HOUAMB | HOUETARHN_OLDD_DMD | MKr20 | 2025 | 3.8491 | 0.067348 | 0.30341 | [5 empty] | ETA | D | OLD | 3.2959 |  | RHNHPELC | 1 | 0.16667 | HOUETARHNHPELCN03_OLDDEXT39
HOUETARHNHPELCN03_OLDDEXT39_D17 | Residential heating technology - Heat pump, Air-to-water - apartment complex - existing building - distributed level 0.17 | HOUELC, HOUAMB | HOUETARHN_OLDD_DMD | MKr20 | 2030 | 3.3996 | 0.066986 | 0.28919 | [5 empty] | ETA | D | OLD | 3.458 |  | RHNHPELC | 1 | 0.16667 | HOUETARHNHPELCN03_OLDDEXT39
HOUETARHNHPELCN03_OLDDEXT39_D17 | Residential heating technology - Heat pump, Air-to-water - apartment complex - existing building - distributed level 0.17 | HOUELC, HOUAMB | HOUETARHN_OLDD_DMD | MKr20 | 2040 | 3.0449 | 0.066149 | 0.27624 | [5 empty] | ETA | D | OLD | 3.6201 |  | RHNHPELC | 1 | 0.16667 | HOUETARHNHPELCN03_OLDDEXT39
HOUETARHNHPELCN03_OLDDEXT39_D17 | Residential heating technology - Heat pump, Air-to-water - apartment complex - existing building - distributed level 0.17 | HOUELC, HOUAMB | HOUETARHN_OLDD_DMD | MKr20 | 2050 | 2.6902 | 0.065296 | 0.2644 | [5 empty] | ETA | D | OLD | 3.7822 |  | RHNHPELC | 1 | 0.16667 | HOUETARHNHPELCN03_OLDDEXT39
HOUETARHNHPELCN03_OLDCEXT39_D17 | Residential heating technology - Heat pump, Air-to-water - apartment complex - existing building - distributed level 0.17 | HOUELC, HOUAMB | HOUETARHN_OLDC_DMD | MKr20 | 2025 | 3.8491 | 0.067348 | 0.30341 | [5 empty] | ETA | C | OLD | 3.2959 |  | RHNHPELC | 1 | 0.16667 | HOUETARHNHPELCN03_OLDCEXT39
HOUETARHNHPELCN03_OLDCEXT39_D17 | Residential heating technology - Heat pump, Air-to-water - apartment complex - existing building - distributed level 0.17 | HOUELC, HOUAMB | HOUETARHN_OLDC_DMD | MKr20 | 2030 | 3.3996 | 0.066986 | 0.28919 | [5 empty] | ETA | C | OLD | 3.458 |  | RHNHPELC | 1 | 0.16667 | HOUETARHNHPELCN03_OLDCEXT39
HOUETARHNHPELCN03_OLDCEXT39_D17 | Residential heating technology - Heat pump, Air-to-water - apartment complex - existing building - distributed level 0.17 | HOUELC, HOUAMB | HOUETARHN_OLDC_DMD | MKr20 | 2040 | 3.0449 | 0.066149 | 0.27624 | [5 empty] | ETA | C | OLD | 3.6201 |  | RHNHPELC | 1 | 0.16667 | HOUETARHNHPELCN03_OLDCEXT39
HOUETARHNHPELCN03_OLDCEXT39_D17 | Residential heating technology - Heat pump, Air-to-water - apartment complex - existing building - distributed level 0.17 | HOUELC, HOUAMB | HOUETARHN_OLDC_DMD | MKr20 | 2050 | 2.6902 | 0.065296 | 0.2644 | [5 empty] | ETA | C | OLD | 3.7822 |  | RHNHPELC | 1 | 0.16667 | HOUETARHNHPELCN03_OLDCEXT39
HOUETARHNHPELCN02_OLDIEXT39_D17 | Residential heating technology - Heat pump, Air-to-air - single-family house - existing building - distributed level 0.17 | HOUELC, HOUAMB | HOUETARHN_OLDI_DMD | MKr20 | 2025 | 1.5925 | 0.098193 | 0.18145 | [5 empty] | ETA | I | OLD | 5.5112 |  | RHNHPELC | 1 | 0.16667 | HOUETARHNHPELCN02_OLDIEXT39
HOUETARHNHPELCN02_OLDIEXT39_D17 | Residential heating technology - Heat pump, Air-to-air - single-family house - existing building - distributed level 0.17 | HOUELC, HOUAMB | HOUETARHN_OLDI_DMD | MKr20 | 2030 | 1.5526 | 0.096379 | 0.1746 | [5 empty] | ETA | I | OLD | 5.7273 |  | RHNHPELC | 1 | 0.16667 | HOUETARHNHPELCN02_OLDIEXT39
HOUETARHNHPELCN02_OLDIEXT39_D17 | Residential heating technology - Heat pump, Air-to-air - single-family house - existing building - distributed level 0.17 | HOUELC, HOUAMB | HOUETARHN_OLDI_DMD | MKr20 | 2040 | 1.4785 | 0.093013 | 0.16825 | [5 empty] | ETA | I | OLD | 5.9434 |  | RHNHPELC | 1 | 0.16667 | HOUETARHNHPELCN02_OLDIEXT39
HOUETARHNHPELCN02_OLDIEXT39_D17 | Residential heating technology - Heat pump, Air-to-air - single-family house - existing building - distributed level 0.17 | HOUELC, HOUAMB | HOUETARHN_OLDI_DMD | MKr20 | 2050 | 1.4045 | 0.089647 | 0.16525 | [5 empty] | ETA | I | OLD | 6.0515 |  | RHNHPELC | 1 | 0.16667 | HOUETARHNHPELCN02_OLDIEXT39
HOUETARHNHPELCN02_OLDDEXT39_D17 | Residential heating technology - Heat pump, Air-to-air - single-family house - existing building - distributed level 0.17 | HOUELC, HOUAMB | HOUETARHN_OLDD_DMD | MKr20 | 2025 | 1.5925 | 0.098193 | 0.18145 | [5 empty] | ETA | D | OLD | 5.5112 |  | RHNHPELC | 1 | 0.16667 | HOUETARHNHPELCN02_OLDDEXT39
HOUETARHNHPELCN02_OLDDEXT39_D17 | Residential heating technology - Heat pump, Air-to-air - single-family house - existing building - distributed level 0.17 | HOUELC, HOUAMB | HOUETARHN_OLDD_DMD | MKr20 | 2030 | 1.5526 | 0.096379 | 0.1746 | [5 empty] | ETA | D | OLD | 5.7273 |  | RHNHPELC | 1 | 0.16667 | HOUETARHNHPELCN02_OLDDEXT39
HOUETARHNHPELCN02_OLDDEXT39_D17 | Residential heating technology - Heat pump, Air-to-air - single-family house - existing building - distributed level 0.17 | HOUELC, HOUAMB | HOUETARHN_OLDD_DMD | MKr20 | 2040 | 1.4785 | 0.093013 | 0.16825 | [5 empty] | ETA | D | OLD | 5.9434 |  | RHNHPELC | 1 | 0.16667 | HOUETARHNHPELCN02_OLDDEXT39
HOUETARHNHPELCN02_OLDDEXT39_D17 | Residential heating technology - Heat pump, Air-to-air - single-family house - existing building - distributed level 0.17 | HOUELC, HOUAMB | HOUETARHN_OLDD_DMD | MKr20 | 2050 | 1.4045 | 0.089647 | 0.16525 | [5 empty] | ETA | D | OLD | 6.0515 |  | RHNHPELC | 1 | 0.16667 | HOUETARHNHPELCN02_OLDDEXT39
HOUETARHNHPELCN02_OLDCEXT39_D17 | Residential heating technology - Heat pump, Air-to-air - single-family house - existing building - distributed level 0.17 | HOUELC, HOUAMB | HOUETARHN_OLDC_DMD | MKr20 | 2025 | 1.5925 | 0.098193 | 0.18145 | [5 empty] | ETA | C | OLD | 5.5112 |  | RHNHPELC | 1 | 0.16667 | HOUETARHNHPELCN02_OLDCEXT39
HOUETARHNHPELCN02_OLDCEXT39_D17 | Residential heating technology - Heat pump, Air-to-air - single-family house - existing building - distributed level 0.17 | HOUELC, HOUAMB | HOUETARHN_OLDC_DMD | MKr20 | 2030 | 1.5526 | 0.096379 | 0.1746 | [5 empty] | ETA | C | OLD | 5.7273 |  | RHNHPELC | 1 | 0.16667 | HOUETARHNHPELCN02_OLDCEXT39
HOUETARHNHPELCN02_OLDCEXT39_D17 | Residential heating technology - Heat pump, Air-to-air - single-family house - existing building - distributed level 0.17 | HOUELC, HOUAMB | HOUETARHN_OLDC_DMD | MKr20 | 2040 | 1.4785 | 0.093013 | 0.16825 | [5 empty] | ETA | C | OLD | 5.9434 |  | RHNHPELC | 1 | 0.16667 | HOUETARHNHPELCN02_OLDCEXT39
HOUETARHNHPELCN02_OLDCEXT39_D17 | Residential heating technology - Heat pump, Air-to-air - single-family house - existing building - distributed level 0.17 | HOUELC, HOUAMB | HOUETARHN_OLDC_DMD | MKr20 | 2050 | 1.4045 | 0.089647 | 0.16525 | [5 empty] | ETA | C | OLD | 6.0515 |  | RHNHPELC | 1 | 0.16667 | HOUETARHNHPELCN02_OLDCEXT39
HOUETARHNDIELCN06_OLDIEXT39_D17 | Residential heating technology - Electric heating - electric panel from Bauhaus - apartment complex - new building - distributed level 0.17 | HOUELC | HOUETARHN_OLDI_DMD | MKr20 | 2025 | 0.46132 | 0 | [6 empty] | ETA | I | OLD |  |  | RHNDIELC | 1 | 0.16667 | HOUETARHNDIELCN06_OLDIEXT39
HOUETARHNDIELCN06_OLDIEXT39_D17 | Residential heating technology - Electric heating - electric panel from Bauhaus - apartment complex - new building - distributed level 0.17 | HOUELC | HOUETARHN_OLDI_DMD | MKr20 | 2030 | 0.46132 | 0 | [6 empty] | ETA | I | OLD |  |  | RHNDIELC | 1 | 0.16667 | HOUETARHNDIELCN06_OLDIEXT39
HOUETARHNDIELCN06_OLDIEXT39_D17 | Residential heating technology - Electric heating - electric panel from Bauhaus - apartment complex - new building - distributed level 0.17 | HOUELC | HOUETARHN_OLDI_DMD | MKr20 | 2040 | 0.46132 | 0 | [6 empty] | ETA | I | OLD |  |  | RHNDIELC | 1 | 0.16667 | HOUETARHNDIELCN06_OLDIEXT39
HOUETARHNDIELCN06_OLDIEXT39_D17 | Residential heating technology - Electric heating - electric panel from Bauhaus - apartment complex - new building - distributed level 0.17 | HOUELC | HOUETARHN_OLDI_DMD | MKr20 | 2050 | 0.46132 | 0 | [6 empty] | ETA | I | OLD |  |  | RHNDIELC | 1 | 0.16667 | HOUETARHNDIELCN06_OLDIEXT39
HOUETARHNDIELCN06_OLDDEXT39_D17 | Residential heating technology - Electric heating - electric panel from Bauhaus - apartment complex - new building - distributed level 0.17 | HOUELC | HOUETARHN_OLDD_DMD | MKr20 | 2025 | 0.46132 | 0 | [6 empty] | ETA | D | OLD |  |  | RHNDIELC | 1 | 0.16667 | HOUETARHNDIELCN06_OLDDEXT39
HOUETARHNDIELCN06_OLDDEXT39_D17 | Residential heating technology - Electric heating - electric panel from Bauhaus - apartment complex - new building - distributed level 0.17 | HOUELC | HOUETARHN_OLDD_DMD | MKr20 | 2030 | 0.46132 | 0 | [6 empty] | ETA | D | OLD |  |  | RHNDIELC | 1 | 0.16667 | HOUETARHNDIELCN06_OLDDEXT39
HOUETARHNDIELCN06_OLDDEXT39_D17 | Residential heating technology - Electric heating - electric panel from Bauhaus - apartment complex - new building - distributed level 0.17 | HOUELC | HOUETARHN_OLDD_DMD | MKr20 | 2040 | 0.46132 | 0 | [6 empty] | ETA | D | OLD |  |  | RHNDIELC | 1 | 0.16667 | HOUETARHNDIELCN06_OLDDEXT39
HOUETARHNDIELCN06_OLDDEXT39_D17 | Residential heating technology - Electric heating - electric panel from Bauhaus - apartment complex - new building - distributed level 0.17 | HOUELC | HOUETARHN_OLDD_DMD | MKr20 | 2050 | 0.46132 | 0 | [6 empty] | ETA | D | OLD |  |  | RHNDIELC | 1 | 0.16667 | HOUETARHNDIELCN06_OLDDEXT39
HOUETARHNDIELCN06_OLDCEXT39_D17 | Residential heating technology - Electric heating - electric panel from Bauhaus - apartment complex - new building - distributed level 0.17 | HOUELC | HOUETARHN_OLDC_DMD | MKr20 | 2025 | 0.46132 | 0 | [6 empty] | ETA | C | OLD |  |  | RHNDIELC | 1 | 0.16667 | HOUETARHNDIELCN06_OLDCEXT39
HOUETARHNDIELCN06_OLDCEXT39_D17 | Residential heating technology - Electric heating - electric panel from Bauhaus - apartment complex - new building - distributed level 0.17 | HOUELC | HOUETARHN_OLDC_DMD | MKr20 | 2030 | 0.46132 | 0 | [6 empty] | ETA | C | OLD |  |  | RHNDIELC | 1 | 0.16667 | HOUETARHNDIELCN06_OLDCEXT39
HOUETARHNDIELCN06_OLDCEXT39_D17 | Residential heating technology - Electric heating - electric panel from Bauhaus - apartment complex - new building - distributed level 0.17 | HOUELC | HOUETARHN_OLDC_DMD | MKr20 | 2040 | 0.46132 | 0 | [6 empty] | ETA | C | OLD |  |  | RHNDIELC | 1 | 0.16667 | HOUETARHNDIELCN06_OLDCEXT39
HOUETARHNDIELCN06_OLDCEXT39_D17 | Residential heating technology - Electric heating - electric panel from Bauhaus - apartment complex - new building - distributed level 0.17 | HOUELC | HOUETARHN_OLDC_DMD | MKr20 | 2050 | 0.46132 | 0 | [6 empty] | ETA | C | OLD |  |  | RHNDIELC | 1 | 0.16667 | HOUETARHNDIELCN06_OLDCEXT39
HOUETARHNDIELCN01_OLDIEXT39_D17 | Residential heating technology - Electric heating - apartment complex - new building - distributed level 0.17 | HOUELC | HOUETARHN_OLDI_DMD | MKr20 | 2025 | 4.1787 | 0.0018356 | [6 empty] | ETA | I | OLD |  |  | RHNDIELC | 1 | 0.16667 | HOUETARHNDIELCN01_OLDIEXT39
HOUETARHNDIELCN01_OLDIEXT39_D17 | Residential heating technology - Electric heating - apartment complex - new building - distributed level 0.17 | HOUELC | HOUETARHN_OLDI_DMD | MKr20 | 2030 | 4.0752 | 0.0017965 | [6 empty] | ETA | I | OLD |  |  | RHNDIELC | 1 | 0.16667 | HOUETARHNDIELCN01_OLDIEXT39
HOUETARHNDIELCN01_OLDIEXT39_D17 | Residential heating technology - Electric heating - apartment complex - new building - distributed level 0.17 | HOUELC | HOUETARHN_OLDI_DMD | MKr20 | 2040 | 3.876 | 0.0017184 | [6 empty] | ETA | I | OLD |  |  | RHNDIELC | 1 | 0.16667 | HOUETARHNDIELCN01_OLDIEXT39
HOUETARHNDIELCN01_OLDIEXT39_D17 | Residential heating technology - Electric heating - apartment complex - new building - distributed level 0.17 | HOUELC | HOUETARHN_OLDI_DMD | MKr20 | 2050 | 3.6865 | 0.0016403 | [6 empty] | ETA | I | OLD |  |  | RHNDIELC | 1 | 0.16667 | HOUETARHNDIELCN01_OLDIEXT39
HOUETARHNDIELCN01_OLDDEXT39_D17 | Residential heating technology - Electric heating - apartment complex - new building - distributed level 0.17 | HOUELC | HOUETARHN_OLDD_DMD | MKr20 | 2025 | 4.1787 | 0.0018356 | [6 empty] | ETA | D | OLD |  |  | RHNDIELC | 1 | 0.16667 | HOUETARHNDIELCN01_OLDDEXT39
HOUETARHNDIELCN01_OLDDEXT39_D17 | Residential heating technology - Electric heating - apartment complex - new building - distributed level 0.17 | HOUELC | HOUETARHN_OLDD_DMD | MKr20 | 2030 | 4.0752 | 0.0017965 | [6 empty] | ETA | D | OLD |  |  | RHNDIELC | 1 | 0.16667 | HOUETARHNDIELCN01_OLDDEXT39
HOUETARHNDIELCN01_OLDDEXT39_D17 | Residential heating technology - Electric heating - apartment complex - new building - distributed level 0.17 | HOUELC | HOUETARHN_OLDD_DMD | MKr20 | 2040 | 3.876 | 0.0017184 | [6 empty] | ETA | D | OLD |  |  | RHNDIELC | 1 | 0.16667 | HOUETARHNDIELCN01_OLDDEXT39
HOUETARHNDIELCN01_OLDDEXT39_D17 | Residential heating technology - Electric heating - apartment complex - new building - distributed level 0.17 | HOUELC | HOUETARHN_OLDD_DMD | MKr20 | 2050 | 3.6865 | 0.0016403 | [6 empty] | ETA | D | OLD |  |  | RHNDIELC | 1 | 0.16667 | HOUETARHNDIELCN01_OLDDEXT39
HOUETARHNDIELCN01_OLDCEXT39_D17 | Residential heating technology - Electric heating - apartment complex - new building - distributed level 0.17 | HOUELC | HOUETARHN_OLDC_DMD | MKr20 | 2025 | 4.1787 | 0.0018356 | [6 empty] | ETA | C | OLD |  |  | RHNDIELC | 1 | 0.16667 | HOUETARHNDIELCN01_OLDCEXT39
HOUETARHNDIELCN01_OLDCEXT39_D17 | Residential heating technology - Electric heating - apartment complex - new building - distributed level 0.17 | HOUELC | HOUETARHN_OLDC_DMD | MKr20 | 2030 | 4.0752 | 0.0017965 | [6 empty] | ETA | C | OLD |  |  | RHNDIELC | 1 | 0.16667 | HOUETARHNDIELCN01_OLDCEXT39
HOUETARHNDIELCN01_OLDCEXT39_D17 | Residential heating technology - Electric heating - apartment complex - new building - distributed level 0.17 | HOUELC | HOUETARHN_OLDC_DMD | MKr20 | 2040 | 3.876 | 0.0017184 | [6 empty] | ETA | C | OLD |  |  | RHNDIELC | 1 | 0.16667 | HOUETARHNDIELCN01_OLDCEXT39
HOUETARHNDIELCN01_OLDCEXT39_D17 | Residential heating technology - Electric heating - apartment complex - new building - distributed level 0.17 | HOUELC | HOUETARHN_OLDC_DMD | MKr20 | 2050 | 3.6865 | 0.0016403 | [6 empty] | ETA | C | OLD |  |  | RHNDIELC | 1 | 0.16667 | HOUETARHNDIELCN01_OLDCEXT39
HOUETARHNBHWPEN01_OLDIEXT39_D17 | Residential heating technology - Biomass boiler, automatic stoking , wood pellets or wood chips - apartment complex - existing building - distributed level 0.17 | HOUWPE | HOUETARHN_OLDI_DMD | MKr20 | 2025 | 1.3407 | 0.023288 |  | 25 | 14 | 60 | 2 | 4 | ETA | I | OLD |  |  | RHNBHWPE | 1 | 0.16667 | HOUETARHNBHWPEN01_OLDIEXT39
HOUETARHNBHWPEN01_OLDIEXT39_D17 | Residential heating technology - Biomass boiler, automatic stoking , wood pellets or wood chips - apartment complex - existing building - distributed level 0.17 | HOUWPE | HOUETARHN_OLDI_DMD | MKr20 | 2030 | 1.3075 | 0.023393 |  | 25 | 11 | 50 | 1 | 4 | ETA | I | OLD |  |  | RHNBHWPE | 1 | 0.16667 | HOUETARHNBHWPEN01_OLDIEXT39
HOUETARHNBHWPEN01_OLDIEXT39_D17 | Residential heating technology - Biomass boiler, automatic stoking , wood pellets or wood chips - apartment complex - existing building - distributed level 0.17 | HOUWPE | HOUETARHN_OLDI_DMD | MKr20 | 2040 | 1.2436 | 0.022646 |  | 25 | 9 | 45 | 1 | 4 | ETA | I | OLD |  |  | RHNBHWPE | 1 | 0.16667 | HOUETARHNBHWPEN01_OLDIEXT39
HOUETARHNBHWPEN01_OLDIEXT39_D17 | Residential heating technology - Biomass boiler, automatic stoking , wood pellets or wood chips - apartment complex - existing building - distributed level 0.17 | HOUWPE | HOUETARHN_OLDI_DMD | MKr20 | 2050 | 1.1828 | 0.021671 |  | 25 | 9 | 40 | 0 | 4 | ETA | I | OLD |  |  | RHNBHWPE | 1 | 0.16667 | HOUETARHNBHWPEN01_OLDIEXT39
HOUETARHNBHWPEN01_OLDDEXT39_D17 | Residential heating technology - Biomass boiler, automatic stoking , wood pellets or wood chips - apartment complex - existing building - distributed level 0.17 | HOUWPE | HOUETARHN_OLDD_DMD | MKr20 | 2025 | 1.3407 | 0.023288 |  | 25 | 14 | 60 | 2 | 4 | ETA | D | OLD |  |  | RHNBHWPE | 1 | 0.16667 | HOUETARHNBHWPEN01_OLDDEXT39
HOUETARHNBHWPEN01_OLDDEXT39_D17 | Residential heating technology - Biomass boiler, automatic stoking , wood pellets or wood chips - apartment complex - existing building - distributed level 0.17 | HOUWPE | HOUETARHN_OLDD_DMD | MKr20 | 2030 | 1.3075 | 0.023393 |  | 25 | 11 | 50 | 1 | 4 | ETA | D | OLD |  |  | RHNBHWPE | 1 | 0.16667 | HOUETARHNBHWPEN01_OLDDEXT39
HOUETARHNBHWPEN01_OLDDEXT39_D17 | Residential heating technology - Biomass boiler, automatic stoking , wood pellets or wood chips - apartment complex - existing building - distributed level 0.17 | HOUWPE | HOUETARHN_OLDD_DMD | MKr20 | 2040 | 1.2436 | 0.022646 |  | 25 | 9 | 45 | 1 | 4 | ETA | D | OLD |  |  | RHNBHWPE | 1 | 0.16667 | HOUETARHNBHWPEN01_OLDDEXT39
HOUETARHNBHWPEN01_OLDDEXT39_D17 | Residential heating technology - Biomass boiler, automatic stoking , wood pellets or wood chips - apartment complex - existing building - distributed level 0.17 | HOUWPE | HOUETARHN_OLDD_DMD | MKr20 | 2050 | 1.1828 | 0.021671 |  | 25 | 9 | 40 | 0 | 4 | ETA | D | OLD |  |  | RHNBHWPE | 1 | 0.16667 | HOUETARHNBHWPEN01_OLDDEXT39
HOUETARHNBHWPEN01_OLDCEXT39_D17 | Residential heating technology - Biomass boiler, automatic stoking , wood pellets or wood chips - apartment complex - existing building - distributed level 0.17 | HOUWPE | HOUETARHN_OLDC_DMD | MKr20 | 2025 | 1.3407 | 0.023288 |  | 25 | 14 | 60 | 2 | 4 | ETA | C | OLD |  |  | RHNBHWPE | 1 | 0.16667 | HOUETARHNBHWPEN01_OLDCEXT39
HOUETARHNBHWPEN01_OLDCEXT39_D17 | Residential heating technology - Biomass boiler, automatic stoking , wood pellets or wood chips - apartment complex - existing building - distributed level 0.17 | HOUWPE | HOUETARHN_OLDC_DMD | MKr20 | 2030 | 1.3075 | 0.023393 |  | 25 | 11 | 50 | 1 | 4 | ETA | C | OLD |  |  | RHNBHWPE | 1 | 0.16667 | HOUETARHNBHWPEN01_OLDCEXT39
HOUETARHNBHWPEN01_OLDCEXT39_D17 | Residential heating technology - Biomass boiler, automatic stoking , wood pellets or wood chips - apartment complex - existing building - distributed level 0.17 | HOUWPE | HOUETARHN_OLDC_DMD | MKr20 | 2040 | 1.2436 | 0.022646 |  | 25 | 9 | 45 | 1 | 4 | ETA | C | OLD |  |  | RHNBHWPE | 1 | 0.16667 | HOUETARHNBHWPEN01_OLDCEXT39
HOUETARHNBHWPEN01_OLDCEXT39_D17 | Residential heating technology - Biomass boiler, automatic stoking , wood pellets or wood chips - apartment complex - existing building - distributed level 0.17 | HOUWPE | HOUETARHN_OLDC_DMD | MKr20 | 2050 | 1.1828 | 0.021671 |  | 25 | 9 | 40 | 0 | 4 | ETA | C | OLD |  |  | RHNBHWPE | 1 | 0.16667 | HOUETARHNBHWPEN01_OLDCEXT39
HOUETARHNBHSOLN01_OLDIEXT39_D17 | Residential heating technology - Solar heating system - apartment complex - existing building - distributed level 0.17 | HOUSOL | HOUETARHN_OLDI_DMD | MKr20 | 2025 | 3.4591 | 0.019728 | [6 empty] | ETA | I | OLD |  |  | RHNBHSOL | 1 | 0.16667 | HOUETARHNBHSOLN01_OLDIEXT39
HOUETARHNBHSOLN01_OLDIEXT39_D17 | Residential heating technology - Solar heating system - apartment complex - existing building - distributed level 0.17 | HOUSOL | HOUETARHN_OLDI_DMD | MKr20 | 2030 | 3.3029 | 0.020152 | [6 empty] | ETA | I | OLD |  |  | RHNBHSOL | 1 | 0.16667 | HOUETARHNBHSOLN01_OLDIEXT39
HOUETARHNBHSOLN01_OLDIEXT39_D17 | Residential heating technology - Solar heating system - apartment complex - existing building - distributed level 0.17 | HOUSOL | HOUETARHN_OLDI_DMD | MKr20 | 2040 | 3.1467 | 0.019606 | [6 empty] | ETA | I | OLD |  |  | RHNBHSOL | 1 | 0.16667 | HOUETARHNBHSOLN01_OLDIEXT39
HOUETARHNBHSOLN01_OLDIEXT39_D17 | Residential heating technology - Solar heating system - apartment complex - existing building - distributed level 0.17 | HOUSOL | HOUETARHN_OLDI_DMD | MKr20 | 2050 | 2.9905 | 0.018612 | [6 empty] | ETA | I | OLD |  |  | RHNBHSOL | 1 | 0.16667 | HOUETARHNBHSOLN01_OLDIEXT39
HOUETARHNBHSOLN01_OLDDEXT39_D17 | Residential heating technology - Solar heating system - apartment complex - existing building - distributed level 0.17 | HOUSOL | HOUETARHN_OLDD_DMD | MKr20 | 2025 | 3.4591 | 0.019728 | [6 empty] | ETA | D | OLD |  |  | RHNBHSOL | 1 | 0.16667 | HOUETARHNBHSOLN01_OLDDEXT39
HOUETARHNBHSOLN01_OLDDEXT39_D17 | Residential heating technology - Solar heating system - apartment complex - existing building - distributed level 0.17 | HOUSOL | HOUETARHN_OLDD_DMD | MKr20 | 2030 | 3.3029 | 0.020152 | [6 empty] | ETA | D | OLD |  |  | RHNBHSOL | 1 | 0.16667 | HOUETARHNBHSOLN01_OLDDEXT39
HOUETARHNBHSOLN01_OLDDEXT39_D17 | Residential heating technology - Solar heating system - apartment complex - existing building - distributed level 0.17 | HOUSOL | HOUETARHN_OLDD_DMD | MKr20 | 2040 | 3.1467 | 0.019606 | [6 empty] | ETA | D | OLD |  |  | RHNBHSOL | 1 | 0.16667 | HOUETARHNBHSOLN01_OLDDEXT39
HOUETARHNBHSOLN01_OLDDEXT39_D17 | Residential heating technology - Solar heating system - apartment complex - existing building - distributed level 0.17 | HOUSOL | HOUETARHN_OLDD_DMD | MKr20 | 2050 | 2.9905 | 0.018612 | [6 empty] | ETA | D | OLD |  |  | RHNBHSOL | 1 | 0.16667 | HOUETARHNBHSOLN01_OLDDEXT39
HOUETARHNBHSOLN01_OLDCEXT39_D17 | Residential heating technology - Solar heating system - apartment complex - existing building - distributed level 0.17 | HOUSOL | HOUETARHN_OLDC_DMD | MKr20 | 2025 | 3.4591 | 0.019728 | [6 empty] | ETA | C | OLD |  |  | RHNBHSOL | 1 | 0.16667 | HOUETARHNBHSOLN01_OLDCEXT39
HOUETARHNBHSOLN01_OLDCEXT39_D17 | Residential heating technology - Solar heating system - apartment complex - existing building - distributed level 0.17 | HOUSOL | HOUETARHN_OLDC_DMD | MKr20 | 2030 | 3.3029 | 0.020152 | [6 empty] | ETA | C | OLD |  |  | RHNBHSOL | 1 | 0.16667 | HOUETARHNBHSOLN01_OLDCEXT39
HOUETARHNBHSOLN01_OLDCEXT39_D17 | Residential heating technology - Solar heating system - apartment complex - existing building - distributed level 0.17 | HOUSOL | HOUETARHN_OLDC_DMD | MKr20 | 2040 | 3.1467 | 0.019606 | [6 empty] | ETA | C | OLD |  |  | RHNBHSOL | 1 | 0.16667 | HOUETARHNBHSOLN01_OLDCEXT39
HOUETARHNBHSOLN01_OLDCEXT39_D17 | Residential heating technology - Solar heating system - apartment complex - existing building - distributed level 0.17 | HOUSOL | HOUETARHN_OLDC_DMD | MKr20 | 2050 | 2.9905 | 0.018612 | [6 empty] | ETA | C | OLD |  |  | RHNBHSOL | 1 | 0.16667 | HOUETARHNBHSOLN01_OLDCEXT39
HOUETARHNBHOILN01_OLDIEXT39_D17 | Residential heating technology - Oil boiler (mineral oil fired, < 10 % FAME) - apartment complex - existing building - distributed level 0.17 | HOUOIL, HOUDSB, HOUDSE | HOUETARHN_OLDI_DMD | MKr20 | 2025 | 0.49671 | 0.016291 |  | 6.7 | 5 | 52 | 0 | 0 | ETA | I | OLD |  |  | RHNBHOIL | 1 | 0.16667 | HOUETARHNBHOILN01_OLDIEXT39
HOUETARHNBHOILN01_OLDIEXT39_D17 | Residential heating technology - Oil boiler (mineral oil fired, < 10 % FAME) - apartment complex - existing building - distributed level 0.17 | HOUOIL, HOUDSB, HOUDSE | HOUETARHN_OLDI_DMD | MKr20 | 2030 | 0.48441 | 0.016527 |  | 6.7 | 5 | 52 | 0 | 0 | ETA | I | OLD |  |  | RHNBHOIL | 1 | 0.16667 | HOUETARHNBHOILN01_OLDIEXT39
HOUETARHNBHOILN01_OLDIEXT39_D17 | Residential heating technology - Oil boiler (mineral oil fired, < 10 % FAME) - apartment complex - existing building - distributed level 0.17 | HOUOIL, HOUDSB, HOUDSE | HOUETARHN_OLDI_DMD | MKr20 | 2040 | 0.46073 | 0.016678 |  | 6.7 | 5 | 52 | 0 | 0 | ETA | I | OLD |  |  | RHNBHOIL | 1 | 0.16667 | HOUETARHNBHOILN01_OLDIEXT39
HOUETARHNBHOILN01_OLDIEXT39_D17 | Residential heating technology - Oil boiler (mineral oil fired, < 10 % FAME) - apartment complex - existing building - distributed level 0.17 | HOUOIL, HOUDSB, HOUDSE | HOUETARHN_OLDI_DMD | MKr20 | 2050 | 0.43821 | 0.016817 |  | 6.7 | 5 | 52 | 0 | 0 | ETA | I | OLD |  |  | RHNBHOIL | 1 | 0.16667 | HOUETARHNBHOILN01_OLDIEXT39
HOUETARHNBHOILN01_OLDDEXT39_D17 | Residential heating technology - Oil boiler (mineral oil fired, < 10 % FAME) - apartment complex - existing building - distributed level 0.17 | HOUOIL, HOUDSB, HOUDSE | HOUETARHN_OLDD_DMD | MKr20 | 2025 | 0.49671 | 0.016291 |  | 6.7 | 5 | 52 | 0 | 0 | ETA | D | OLD |  |  | RHNBHOIL | 1 | 0.16667 | HOUETARHNBHOILN01_OLDDEXT39
HOUETARHNBHOILN01_OLDDEXT39_D17 | Residential heating technology - Oil boiler (mineral oil fired, < 10 % FAME) - apartment complex - existing building - distributed level 0.17 | HOUOIL, HOUDSB, HOUDSE | HOUETARHN_OLDD_DMD | MKr20 | 2030 | 0.48441 | 0.016527 |  | 6.7 | 5 | 52 | 0 | 0 | ETA | D | OLD |  |  | RHNBHOIL | 1 | 0.16667 | HOUETARHNBHOILN01_OLDDEXT39
HOUETARHNBHOILN01_OLDDEXT39_D17 | Residential heating technology - Oil boiler (mineral oil fired, < 10 % FAME) - apartment complex - existing building - distributed level 0.17 | HOUOIL, HOUDSB, HOUDSE | HOUETARHN_OLDD_DMD | MKr20 | 2040 | 0.46073 | 0.016678 |  | 6.7 | 5 | 52 | 0 | 0 | ETA | D | OLD |  |  | RHNBHOIL | 1 | 0.16667 | HOUETARHNBHOILN01_OLDDEXT39
HOUETARHNBHOILN01_OLDDEXT39_D17 | Residential heating technology - Oil boiler (mineral oil fired, < 10 % FAME) - apartment complex - existing building - distributed level 0.17 | HOUOIL, HOUDSB, HOUDSE | HOUETARHN_OLDD_DMD | MKr20 | 2050 | 0.43821 | 0.016817 |  | 6.7 | 5 | 52 | 0 | 0 | ETA | D | OLD |  |  | RHNBHOIL | 1 | 0.16667 | HOUETARHNBHOILN01_OLDDEXT39
HOUETARHNBHOILN01_OLDCEXT39_D17 | Residential heating technology - Oil boiler (mineral oil fired, < 10 % FAME) - apartment complex - existing building - distributed level 0.17 | HOUOIL, HOUDSB, HOUDSE | HOUETARHN_OLDC_DMD | MKr20 | 2025 | 0.49671 | 0.016291 |  | 6.7 | 5 | 52 | 0 | 0 | ETA | C | OLD |  |  | RHNBHOIL | 1 | 0.16667 | HOUETARHNBHOILN01_OLDCEXT39
HOUETARHNBHOILN01_OLDCEXT39_D17 | Residential heating technology - Oil boiler (mineral oil fired, < 10 % FAME) - apartment complex - existing building - distributed level 0.17 | HOUOIL, HOUDSB, HOUDSE | HOUETARHN_OLDC_DMD | MKr20 | 2030 | 0.48441 | 0.016527 |  | 6.7 | 5 | 52 | 0 | 0 | ETA | C | OLD |  |  | RHNBHOIL | 1 | 0.16667 | HOUETARHNBHOILN01_OLDCEXT39
HOUETARHNBHOILN01_OLDCEXT39_D17 | Residential heating technology - Oil boiler (mineral oil fired, < 10 % FAME) - apartment complex - existing building - distributed level 0.17 | HOUOIL, HOUDSB, HOUDSE | HOUETARHN_OLDC_DMD | MKr20 | 2040 | 0.46073 | 0.016678 |  | 6.7 | 5 | 52 | 0 | 0 | ETA | C | OLD |  |  | RHNBHOIL | 1 | 0.16667 | HOUETARHNBHOILN01_OLDCEXT39
HOUETARHNBHOILN01_OLDCEXT39_D17 | Residential heating technology - Oil boiler (mineral oil fired, < 10 % FAME) - apartment complex - existing building - distributed level 0.17 | HOUOIL, HOUDSB, HOUDSE | HOUETARHN_OLDC_DMD | MKr20 | 2050 | 0.43821 | 0.016817 |  | 6.7 | 5 | 52 | 0 | 0 | ETA | C | OLD |  |  | RHNBHOIL | 1 | 0.16667 | HOUETARHNBHOILN01_OLDCEXT39
HOUETARHNBHGASN01_OLDIEXT39_D17 | Residential heating technology - Natural gas boiler - apartment complex - existing building - distributed level 0.17 | HOUGAS | HOUETARHN_OLDI_DMD | MKr20 | 2025 | 0.17784 | 0.010322 |  | 0.43 | 0.1 | 20.4 | 1 | 1 | ETA | I | OLD |  |  | RHNBHGAS | 1 | 0.16667 | HOUETARHNBHGASN01_OLDIEXT39
HOUETARHNBHGASN01_OLDIEXT39_D17 | Residential heating technology - Natural gas boiler - apartment complex - existing building - distributed level 0.17 | HOUGAS | HOUETARHN_OLDI_DMD | MKr20 | 2030 | 0.17409 | 0.010227 |  | 0.43 | 0.1 | 20.4 | 1 | 1 | ETA | I | OLD |  |  | RHNBHGAS | 1 | 0.16667 | HOUETARHNBHGASN01_OLDIEXT39
HOUETARHNBHGASN01_OLDIEXT39_D17 | Residential heating technology - Natural gas boiler - apartment complex - existing building - distributed level 0.17 | HOUGAS | HOUETARHN_OLDI_DMD | MKr20 | 2040 | 0.16687 | 0.0098068 |  | 0.43 | 0.1 | 20.4 | 1 | 1 | ETA | I | OLD |  |  | RHNBHGAS | 1 | 0.16667 | HOUETARHNBHGASN01_OLDIEXT39
HOUETARHNBHGASN01_OLDIEXT39_D17 | Residential heating technology - Natural gas boiler - apartment complex - existing building - distributed level 0.17 | HOUGAS | HOUETARHN_OLDI_DMD | MKr20 | 2050 | 0.16001 | 0.0027971 |  | 0.43 | 0.1 | 20.4 | 1 | 1 | ETA | I | OLD |  |  | RHNBHGAS | 1 | 0.16667 | HOUETARHNBHGASN01_OLDIEXT39
HOUETARHNBHGASN01_OLDDEXT39_D17 | Residential heating technology - Natural gas boiler - apartment complex - existing building - distributed level 0.17 | HOUGAS | HOUETARHN_OLDD_DMD | MKr20 | 2025 | 0.17784 | 0.010322 |  | 0.43 | 0.1 | 20.4 | 1 | 1 | ETA | D | OLD |  |  | RHNBHGAS | 1 | 0.16667 | HOUETARHNBHGASN01_OLDDEXT39
HOUETARHNBHGASN01_OLDDEXT39_D17 | Residential heating technology - Natural gas boiler - apartment complex - existing building - distributed level 0.17 | HOUGAS | HOUETARHN_OLDD_DMD | MKr20 | 2030 | 0.17409 | 0.010227 |  | 0.43 | 0.1 | 20.4 | 1 | 1 | ETA | D | OLD |  |  | RHNBHGAS | 1 | 0.16667 | HOUETARHNBHGASN01_OLDDEXT39
HOUETARHNBHGASN01_OLDDEXT39_D17 | Residential heating technology - Natural gas boiler - apartment complex - existing building - distributed level 0.17 | HOUGAS | HOUETARHN_OLDD_DMD | MKr20 | 2040 | 0.16687 | 0.0098068 |  | 0.43 | 0.1 | 20.4 | 1 | 1 | ETA | D | OLD |  |  | RHNBHGAS | 1 | 0.16667 | HOUETARHNBHGASN01_OLDDEXT39
HOUETARHNBHGASN01_OLDDEXT39_D17 | Residential heating technology - Natural gas boiler - apartment complex - existing building - distributed level 0.17 | HOUGAS | HOUETARHN_OLDD_DMD | MKr20 | 2050 | 0.16001 | 0.0027971 |  | 0.43 | 0.1 | 20.4 | 1 | 1 | ETA | D | OLD |  |  | RHNBHGAS | 1 | 0.16667 | HOUETARHNBHGASN01_OLDDEXT39
HOUETARHNBHGASN01_OLDCEXT39_D17 | Residential heating technology - Natural gas boiler - apartment complex - existing building - distributed level 0.17 | HOUGAS | HOUETARHN_OLDC_DMD | MKr20 | 2025 | 0.17784 | 0.010322 |  | 0.43 | 0.1 | 20.4 | 1 | 1 | ETA | C | OLD |  |  | RHNBHGAS | 1 | 0.16667 | HOUETARHNBHGASN01_OLDCEXT39
HOUETARHNBHGASN01_OLDCEXT39_D17 | Residential heating technology - Natural gas boiler - apartment complex - existing building - distributed level 0.17 | HOUGAS | HOUETARHN_OLDC_DMD | MKr20 | 2030 | 0.17409 | 0.010227 |  | 0.43 | 0.1 | 20.4 | 1 | 1 | ETA | C | OLD |  |  | RHNBHGAS | 1 | 0.16667 | HOUETARHNBHGASN01_OLDCEXT39
HOUETARHNBHGASN01_OLDCEXT39_D17 | Residential heating technology - Natural gas boiler - apartment complex - existing building - distributed level 0.17 | HOUGAS | HOUETARHN_OLDC_DMD | MKr20 | 2040 | 0.16687 | 0.0098068 |  | 0.43 | 0.1 | 20.4 | 1 | 1 | ETA | C | OLD |  |  | RHNBHGAS | 1 | 0.16667 | HOUETARHNBHGASN01_OLDCEXT39
HOUETARHNBHGASN01_OLDCEXT39_D17 | Residential heating technology - Natural gas boiler - apartment complex - existing building - distributed level 0.17 | HOUGAS | HOUETARHN_OLDC_DMD | MKr20 | 2050 | 0.16001 | 0.0027971 |  | 0.43 | 0.1 | 20.4 | 1 | 1 | ETA | C | OLD |  |  | RHNBHGAS | 1 | 0.16667 | HOUETARHNBHGASN01_OLDCEXT39
HOUETARHNBHDHDN09_OLDIEXT39_D17 | Residential heating technology - Direct district heating substation - plus connection pipe - plus distribution (heating density: low ) - apartment complex - existing building - distributed level 0.17 | HOUDHD | HOUETARHN_OLDI_DMD | MKr20 | 2025 | 0.35498 | 0.001406 | [6 empty] | ETA | I | OLD |  |  | RHNBHDHD | 1 | 0.16667 | HOUETARHNBHDHDN09_OLDIEXT39
HOUETARHNBHDHDN09_OLDIEXT39_D17 | Residential heating technology - Direct district heating substation - plus connection pipe - plus distribution (heating density: low ) - apartment complex - existing building - distributed level 0.17 | HOUDHD | HOUETARHN_OLDI_DMD | MKr20 | 2030 | 0.35033 | 0.0013853 | [6 empty] | ETA | I | OLD |  |  | RHNBHDHD | 1 | 0.16667 | HOUETARHNBHDHDN09_OLDIEXT39
HOUETARHNBHDHDN09_OLDIEXT39_D17 | Residential heating technology - Direct district heating substation - plus connection pipe - plus distribution (heating density: low ) - apartment complex - existing building - distributed level 0.17 | HOUDHD | HOUETARHN_OLDI_DMD | MKr20 | 2040 | 0.34139 | 0.0013433 | [6 empty] | ETA | I | OLD |  |  | RHNBHDHD | 1 | 0.16667 | HOUETARHNBHDHDN09_OLDIEXT39
HOUETARHNBHDHDN09_OLDIEXT39_D17 | Residential heating technology - Direct district heating substation - plus connection pipe - plus distribution (heating density: low ) - apartment complex - existing building - distributed level 0.17 | HOUDHD | HOUETARHN_OLDI_DMD | MKr20 | 2050 | 0.33288 | 0.0012896 | [6 empty] | ETA | I | OLD |  |  | RHNBHDHD | 1 | 0.16667 | HOUETARHNBHDHDN09_OLDIEXT39
HOUETARHNBHDHDN07_OLDIEXT39_D17 | Residential heating technology - Direct district heating substation - plus connection pipe - plus distribution (heating density: medium ) - apartment complex - existing building - distributed level 0.17 | HOUDHD | HOUETARHN_OLDI_DMD | MKr20 | 2025 | 0.30256 | 0.001406 | [6 empty] | ETA | I | OLD |  |  | RHNBHDHD | 1 | 0.16667 | HOUETARHNBHDHDN07_OLDIEXT39
HOUETARHNBHDHDN07_OLDIEXT39_D17 | Residential heating technology - Direct district heating substation - plus connection pipe - plus distribution (heating density: medium ) - apartment complex - existing building - distributed level 0.17 | HOUDHD | HOUETARHN_OLDI_DMD | MKr20 | 2030 | 0.29791 | 0.0013853 | [6 empty] | ETA | I | OLD |  |  | RHNBHDHD | 1 | 0.16667 | HOUETARHNBHDHDN07_OLDIEXT39
HOUETARHNBHDHDN07_OLDIEXT39_D17 | Residential heating technology - Direct district heating substation - plus connection pipe - plus distribution (heating density: medium ) - apartment complex - existing building - distributed level 0.17 | HOUDHD | HOUETARHN_OLDI_DMD | MKr20 | 2040 | 0.28896 | 0.0013433 | [6 empty] | ETA | I | OLD |  |  | RHNBHDHD | 1 | 0.16667 | HOUETARHNBHDHDN07_OLDIEXT39
HOUETARHNBHDHDN07_OLDIEXT39_D17 | Residential heating technology - Direct district heating substation - plus connection pipe - plus distribution (heating density: medium ) - apartment complex - existing building - distributed level 0.17 | HOUDHD | HOUETARHN_OLDI_DMD | MKr20 | 2050 | 0.28046 | 0.0012896 | [6 empty] | ETA | I | OLD |  |  | RHNBHDHD | 1 | 0.16667 | HOUETARHNBHDHDN07_OLDIEXT39
HOUETARHNBHDHDN05_OLDIEXT39_D17 | Residential heating technology - Direct district heating substation - plus connection pipe - plus distribution (heating density: high ) - apartment complex - existing building - distributed level 0.17 | HOUDHD | HOUETARHN_OLDI_DMD | MKr20 | 2025 | 0.25013 | 0.001406 | [6 empty] | ETA | I | OLD |  |  | RHNBHDHD | 1 | 0.16667 | HOUETARHNBHDHDN05_OLDIEXT39
HOUETARHNBHDHDN05_OLDIEXT39_D17 | Residential heating technology - Direct district heating substation - plus connection pipe - plus distribution (heating density: high ) - apartment complex - existing building - distributed level 0.17 | HOUDHD | HOUETARHN_OLDI_DMD | MKr20 | 2030 | 0.24549 | 0.0013853 | [6 empty] | ETA | I | OLD |  |  | RHNBHDHD | 1 | 0.16667 | HOUETARHNBHDHDN05_OLDIEXT39
HOUETARHNBHDHDN05_OLDIEXT39_D17 | Residential heating technology - Direct district heating substation - plus connection pipe - plus distribution (heating density: high ) - apartment complex - existing building - distributed level 0.17 | HOUDHD | HOUETARHN_OLDI_DMD | MKr20 | 2040 | 0.23654 | 0.0013433 | [6 empty] | ETA | I | OLD |  |  | RHNBHDHD | 1 | 0.16667 | HOUETARHNBHDHDN05_OLDIEXT39
HOUETARHNBHDHDN05_OLDIEXT39_D17 | Residential heating technology - Direct district heating substation - plus connection pipe - plus distribution (heating density: high ) - apartment complex - existing building - distributed level 0.17 | HOUDHD | HOUETARHN_OLDI_DMD | MKr20 | 2050 | 0.22803 | 0.0012896 | [6 empty] | ETA | I | OLD |  |  | RHNBHDHD | 1 | 0.16667 | HOUETARHNBHDHDN05_OLDIEXT39
HOUETARHNBHDHDN03_OLDDEXT39_D17 | Residential heating technology - Direct district heating substation - plus connection pipe - apartment complex - existing building - distributed level 0.17 | HOUDHD | HOUETARHN_OLDD_DMD | MKr20 | 2025 | 0.20205 | 0.001406 | [6 empty] | ETA | D | OLD |  |  | RHNBHDHD | 1 | 0.16667 | HOUETARHNBHDHDN03_OLDDEXT39
HOUETARHNBHDHDN03_OLDDEXT39_D17 | Residential heating technology - Direct district heating substation - plus connection pipe - apartment complex - existing building - distributed level 0.17 | HOUDHD | HOUETARHN_OLDD_DMD | MKr20 | 2030 | 0.1983 | 0.0013853 | [6 empty] | ETA | D | OLD |  |  | RHNBHDHD | 1 | 0.16667 | HOUETARHNBHDHDN03_OLDDEXT39
HOUETARHNBHDHDN03_OLDDEXT39_D17 | Residential heating technology - Direct district heating substation - plus connection pipe - apartment complex - existing building - distributed level 0.17 | HOUDHD | HOUETARHN_OLDD_DMD | MKr20 | 2040 | 0.19107 | 0.0013433 | [6 empty] | ETA | D | OLD |  |  | RHNBHDHD | 1 | 0.16667 | HOUETARHNBHDHDN03_OLDDEXT39
HOUETARHNBHDHDN03_OLDDEXT39_D17 | Residential heating technology - Direct district heating substation - plus connection pipe - apartment complex - existing building - distributed level 0.17 | HOUDHD | HOUETARHN_OLDD_DMD | MKr20 | 2050 | 0.1842 | 0.0012896 | [6 empty] | ETA | D | OLD |  |  | RHNBHDHD | 1 | 0.16667 | HOUETARHNBHDHDN03_OLDDEXT39
HOUETARHNBHDHDN01_OLDDEXT39_D17 | Residential heating technology - Direct district heating substation - apartment complex - existing building - distributed level 0.17 | HOUDHD | HOUETARHN_OLDD_DMD | MKr20 | 2025 | 0.18765 | 0.001406 | [6 empty] | ETA | D | OLD |  |  | RHNBHDHD | 1 | 0.16667 | HOUETARHNBHDHDN01_OLDDEXT39
HOUETARHNBHDHDN01_OLDDEXT39_D17 | Residential heating technology - Direct district heating substation - apartment complex - existing building - distributed level 0.17 | HOUDHD | HOUETARHN_OLDD_DMD | MKr20 | 2030 | 0.183 | 0.0013853 | [6 empty] | ETA | D | OLD |  |  | RHNBHDHD | 1 | 0.16667 | HOUETARHNBHDHDN01_OLDDEXT39
HOUETARHNBHDHDN01_OLDDEXT39_D17 | Residential heating technology - Direct district heating substation - apartment complex - existing building - distributed level 0.17 | HOUDHD | HOUETARHN_OLDD_DMD | MKr20 | 2040 | 0.17405 | 0.0013433 | [6 empty] | ETA | D | OLD |  |  | RHNBHDHD | 1 | 0.16667 | HOUETARHNBHDHDN01_OLDDEXT39
HOUETARHNBHDHDN01_OLDDEXT39_D17 | Residential heating technology - Direct district heating substation - apartment complex - existing building - distributed level 0.17 | HOUDHD | HOUETARHN_OLDD_DMD | MKr20 | 2050 | 0.16554 | 0.0012896 | [6 empty] | ETA | D | OLD |  |  | RHNBHDHD | 1 | 0.16667 | HOUETARHNBHDHDN01_OLDDEXT39
HOUETARHNBHDHCN09_OLDIEXT39_D17 | Residential heating technology - Direct district heating substation - plus connection pipe - plus distribution (heating density: low ) - apartment complex - existing building - distributed level 0.17 | HOUDHC | HOUETARHN_OLDI_DMD | MKr20 | 2025 | 0.35498 | 0.001406 | [6 empty] | ETA | I | OLD |  |  | RHNBHDHC | 1 | 0.16667 | HOUETARHNBHDHCN09_OLDIEXT39
HOUETARHNBHDHCN09_OLDIEXT39_D17 | Residential heating technology - Direct district heating substation - plus connection pipe - plus distribution (heating density: low ) - apartment complex - existing building - distributed level 0.17 | HOUDHC | HOUETARHN_OLDI_DMD | MKr20 | 2030 | 0.35033 | 0.0013853 | [6 empty] | ETA | I | OLD |  |  | RHNBHDHC | 1 | 0.16667 | HOUETARHNBHDHCN09_OLDIEXT39
HOUETARHNBHDHCN09_OLDIEXT39_D17 | Residential heating technology - Direct district heating substation - plus connection pipe - plus distribution (heating density: low ) - apartment complex - existing building - distributed level 0.17 | HOUDHC | HOUETARHN_OLDI_DMD | MKr20 | 2040 | 0.34139 | 0.0013433 | [6 empty] | ETA | I | OLD |  |  | RHNBHDHC | 1 | 0.16667 | HOUETARHNBHDHCN09_OLDIEXT39
HOUETARHNBHDHCN09_OLDIEXT39_D17 | Residential heating technology - Direct district heating substation - plus connection pipe - plus distribution (heating density: low ) - apartment complex - existing building - distributed level 0.17 | HOUDHC | HOUETARHN_OLDI_DMD | MKr20 | 2050 | 0.33288 | 0.0012896 | [6 empty] | ETA | I | OLD |  |  | RHNBHDHC | 1 | 0.16667 | HOUETARHNBHDHCN09_OLDIEXT39
HOUETARHNBHDHCN07_OLDIEXT39_D17 | Residential heating technology - Direct district heating substation - plus connection pipe - plus distribution (heating density: medium ) - apartment complex - existing building - distributed level 0.17 | HOUDHC | HOUETARHN_OLDI_DMD | MKr20 | 2025 | 0.30256 | 0.001406 | [6 empty] | ETA | I | OLD |  |  | RHNBHDHC | 1 | 0.16667 | HOUETARHNBHDHCN07_OLDIEXT39
HOUETARHNBHDHCN07_OLDIEXT39_D17 | Residential heating technology - Direct district heating substation - plus connection pipe - plus distribution (heating density: medium ) - apartment complex - existing building - distributed level 0.17 | HOUDHC | HOUETARHN_OLDI_DMD | MKr20 | 2030 | 0.29791 | 0.0013853 | [6 empty] | ETA | I | OLD |  |  | RHNBHDHC | 1 | 0.16667 | HOUETARHNBHDHCN07_OLDIEXT39
HOUETARHNBHDHCN07_OLDIEXT39_D17 | Residential heating technology - Direct district heating substation - plus connection pipe - plus distribution (heating density: medium ) - apartment complex - existing building - distributed level 0.17 | HOUDHC | HOUETARHN_OLDI_DMD | MKr20 | 2040 | 0.28896 | 0.0013433 | [6 empty] | ETA | I | OLD |  |  | RHNBHDHC | 1 | 0.16667 | HOUETARHNBHDHCN07_OLDIEXT39
HOUETARHNBHDHCN07_OLDIEXT39_D17 | Residential heating technology - Direct district heating substation - plus connection pipe - plus distribution (heating density: medium ) - apartment complex - existing building - distributed level 0.17 | HOUDHC | HOUETARHN_OLDI_DMD | MKr20 | 2050 | 0.28046 | 0.0012896 | [6 empty] | ETA | I | OLD |  |  | RHNBHDHC | 1 | 0.16667 | HOUETARHNBHDHCN07_OLDIEXT39
HOUETARHNBHDHCN05_OLDIEXT39_D17 | Residential heating technology - Direct district heating substation - plus connection pipe - plus distribution (heating density: high ) - apartment complex - existing building - distributed level 0.17 | HOUDHC | HOUETARHN_OLDI_DMD | MKr20 | 2025 | 0.25013 | 0.001406 | [6 empty] | ETA | I | OLD |  |  | RHNBHDHC | 1 | 0.16667 | HOUETARHNBHDHCN05_OLDIEXT39
HOUETARHNBHDHCN05_OLDIEXT39_D17 | Residential heating technology - Direct district heating substation - plus connection pipe - plus distribution (heating density: high ) - apartment complex - existing building - distributed level 0.17 | HOUDHC | HOUETARHN_OLDI_DMD | MKr20 | 2030 | 0.24549 | 0.0013853 | [6 empty] | ETA | I | OLD |  |  | RHNBHDHC | 1 | 0.16667 | HOUETARHNBHDHCN05_OLDIEXT39
HOUETARHNBHDHCN05_OLDIEXT39_D17 | Residential heating technology - Direct district heating substation - plus connection pipe - plus distribution (heating density: high ) - apartment complex - existing building - distributed level 0.17 | HOUDHC | HOUETARHN_OLDI_DMD | MKr20 | 2040 | 0.23654 | 0.0013433 | [6 empty] | ETA | I | OLD |  |  | RHNBHDHC | 1 | 0.16667 | HOUETARHNBHDHCN05_OLDIEXT39
HOUETARHNBHDHCN05_OLDIEXT39_D17 | Residential heating technology - Direct district heating substation - plus connection pipe - plus distribution (heating density: high ) - apartment complex - existing building - distributed level 0.17 | HOUDHC | HOUETARHN_OLDI_DMD | MKr20 | 2050 | 0.22803 | 0.0012896 | [6 empty] | ETA | I | OLD |  |  | RHNBHDHC | 1 | 0.16667 | HOUETARHNBHDHCN05_OLDIEXT39
HOUETARHNBHDHCN03_OLDCEXT39_D17 | Residential heating technology - Direct district heating substation - plus connection pipe - apartment complex - existing building - distributed level 0.17 | HOUDHC | HOUETARHN_OLDC_DMD | MKr20 | 2025 | 0.20205 | 0.001406 | [6 empty] | ETA | C | OLD |  |  | RHNBHDHC | 1 | 0.16667 | HOUETARHNBHDHCN03_OLDCEXT39
HOUETARHNBHDHCN03_OLDCEXT39_D17 | Residential heating technology - Direct district heating substation - plus connection pipe - apartment complex - existing building - distributed level 0.17 | HOUDHC | HOUETARHN_OLDC_DMD | MKr20 | 2030 | 0.1983 | 0.0013853 | [6 empty] | ETA | C | OLD |  |  | RHNBHDHC | 1 | 0.16667 | HOUETARHNBHDHCN03_OLDCEXT39
HOUETARHNBHDHCN03_OLDCEXT39_D17 | Residential heating technology - Direct district heating substation - plus connection pipe - apartment complex - existing building - distributed level 0.17 | HOUDHC | HOUETARHN_OLDC_DMD | MKr20 | 2040 | 0.19107 | 0.0013433 | [6 empty] | ETA | C | OLD |  |  | RHNBHDHC | 1 | 0.16667 | HOUETARHNBHDHCN03_OLDCEXT39
HOUETARHNBHDHCN03_OLDCEXT39_D17 | Residential heating technology - Direct district heating substation - plus connection pipe - apartment complex - existing building - distributed level 0.17 | HOUDHC | HOUETARHN_OLDC_DMD | MKr20 | 2050 | 0.1842 | 0.0012896 | [6 empty] | ETA | C | OLD |  |  | RHNBHDHC | 1 | 0.16667 | HOUETARHNBHDHCN03_OLDCEXT39
HOUETARHNBHDHCN01_OLDCEXT39_D17 | Residential heating technology - Direct district heating substation - apartment complex - existing building - distributed level 0.17 | HOUDHC | HOUETARHN_OLDC_DMD | MKr20 | 2025 | 0.18765 | 0.001406 | [6 empty] | ETA | C | OLD |  |  | RHNBHDHC | 1 | 0.16667 | HOUETARHNBHDHCN01_OLDCEXT39
HOUETARHNBHDHCN01_OLDCEXT39_D17 | Residential heating technology - Direct district heating substation - apartment complex - existing building - distributed level 0.17 | HOUDHC | HOUETARHN_OLDC_DMD | MKr20 | 2030 | 0.183 | 0.0013853 | [6 empty] | ETA | C | OLD |  |  | RHNBHDHC | 1 | 0.16667 | HOUETARHNBHDHCN01_OLDCEXT39
HOUETARHNBHDHCN01_OLDCEXT39_D17 | Residential heating technology - Direct district heating substation - apartment complex - existing building - distributed level 0.17 | HOUDHC | HOUETARHN_OLDC_DMD | MKr20 | 2040 | 0.17405 | 0.0013433 | [6 empty] | ETA | C | OLD |  |  | RHNBHDHC | 1 | 0.16667 | HOUETARHNBHDHCN01_OLDCEXT39
HOUETARHNBHDHCN01_OLDCEXT39_D17 | Residential heating technology - Direct district heating substation - apartment complex - existing building - distributed level 0.17 | HOUDHC | HOUETARHN_OLDC_DMD | MKr20 | 2050 | 0.16554 | 0.0012896 | [6 empty] | ETA | C | OLD |  |  | RHNBHDHC | 1 | 0.16667 | HOUETARHNBHDHCN01_OLDCEXT39
HOUETARHNBHDHCN01_OLDC_FBHDHCE01_D33 | Residential heating technology - Direct district heating substation - apartment complex - existing building - distributed level 0.33 | HOUDHC | HOUETARHN_OLDC_DMD | MKr20 | 2020 | 0.19163 | 0.0015352 | [6 empty] | ETA | C | OLD |  |  | RHNBHDHC | 2 | 0.33333 | HOUETARHNBHDHCN01_OLDC_FBHDHCE01 | 0.95 | HOUETARHNBHDHCN01_OLDC | HOUETARHNBHDHCE01_OLDC | BHDHCE01 | BHDHCN01 | ETA_OLDC | BHDHCE01_BHDHCN01 | 2 | 0 | 0.9 | Same
HOUETARHNBHDHCN01_OLDC_FBHDHCE01_D33 | Residential heating technology - Direct district heating substation - apartment complex - existing building - distributed level 0.33 | HOUDHC | HOUETARHN_OLDC_DMD | MKr20 | 2025 | 0.18689 | 0.0015559 | [6 empty] | ETA | C | OLD |  |  | RHNBHDHC | 2 | 0.33333 | HOUETARHNBHDHCN01_OLDC_FBHDHCE01 | 0.95 | HOUETARHNBHDHCN01_OLDC | HOUETARHNBHDHCE01_OLDC | BHDHCE01 | BHDHCN01 | ETA_OLDC | BHDHCE01_BHDHCN01 | 2 | 0 | 0.9 | Same
HOUETARHNBHDHCN01_OLDC_FBHDHCE01_D33 | Residential heating technology - Direct district heating substation - apartment complex - existing building - distributed level 0.33 | HOUDHC | HOUETARHN_OLDC_DMD | MKr20 | 2030 | 0.18227 | 0.001533 | [6 empty] | ETA | C | OLD |  |  | RHNBHDHC | 2 | 0.33333 | HOUETARHNBHDHCN01_OLDC_FBHDHCE01 | 0.95 | HOUETARHNBHDHCN01_OLDC | HOUETARHNBHDHCE01_OLDC | BHDHCE01 | BHDHCN01 | ETA_OLDC | BHDHCE01_BHDHCN01 | 2 | 0 | 0.9 | Same
HOUETARHNBHDHCN01_OLDC_FBHDHCE01_D33 | Residential heating technology - Direct district heating substation - apartment complex - existing building - distributed level 0.33 | HOUDHC | HOUETARHN_OLDC_DMD | MKr20 | 2040 | 0.17335 | 0.0014865 | [6 empty] | ETA | C | OLD |  |  | RHNBHDHC | 2 | 0.33333 | HOUETARHNBHDHCN01_OLDC_FBHDHCE01 | 0.95 | HOUETARHNBHDHCN01_OLDC | HOUETARHNBHDHCE01_OLDC | BHDHCE01 | BHDHCN01 | ETA_OLDC | BHDHCE01_BHDHCN01 | 2 | 0 | 0.9 | Same
HOUETARHNBHDHCN01_OLDC_FBHDHCE01_D33 | Residential heating technology - Direct district heating substation - apartment complex - existing building - distributed level 0.33 | HOUDHC | HOUETARHN_OLDC_DMD | MKr20 | 2050 | 0.16488 | 0.0014271 | [6 empty] | ETA | C | OLD |  |  | RHNBHDHC | 2 | 0.33333 | HOUETARHNBHDHCN01_OLDC_FBHDHCE01 | 0.95 | HOUETARHNBHDHCN01_OLDC | HOUETARHNBHDHCE01_OLDC | BHDHCE01 | BHDHCN01 | ETA_OLDC | BHDHCE01_BHDHCN01 | 2 | 0 | 0.9 | Same
HOUPARRHNBHDHCN01_OLDC_FBHDHCE01_D33 | Residential heating technology - Direct district heating substation - single-family house - existing building - distributed level 0.33 | HOUDHC | HOUPARRHN_OLDC_DMD | MKr20 | 2020 | 1.1254 | 0.028099 | [6 empty] | PAR | C | OLD |  |  | RHNBHDHC | 2 | 0.33333 | HOUPARRHNBHDHCN01_OLDC_FBHDHCE01 | 0.95 | HOUPARRHNBHDHCN01_OLDC | HOUPARRHNBHDHCE01_OLDC | BHDHCE01 | BHDHCN01 | PAR_OLDC | BHDHCE01_BHDHCN01 | 2 | 0 | 0.9 | Same
HOUPARRHNBHDHCN01_OLDC_FBHDHCE01_D33 | Residential heating technology - Direct district heating substation - single-family house - existing building - distributed level 0.33 | HOUDHC | HOUPARRHN_OLDC_DMD | MKr20 | 2025 | 1.0943 | 0.027891 | [6 empty] | PAR | C | OLD |  |  | RHNBHDHC | 2 | 0.33333 | HOUPARRHNBHDHCN01_OLDC_FBHDHCE01 | 0.95 | HOUPARRHNBHDHCN01_OLDC | HOUPARRHNBHDHCE01_OLDC | BHDHCE01 | BHDHCN01 | PAR_OLDC | BHDHCE01_BHDHCN01 | 2 | 0 | 0.9 | Same
HOUPARRHNBHDHCN01_OLDC_FBHDHCE01_D33 | Residential heating technology - Direct district heating substation - single-family house - existing building - distributed level 0.33 | HOUDHC | HOUPARRHN_OLDC_DMD | MKr20 | 2030 | 1.0684 | 0.027393 | [6 empty] | PAR | C | OLD |  |  | RHNBHDHC | 2 | 0.33333 | HOUPARRHNBHDHCN01_OLDC_FBHDHCE01 | 0.95 | HOUPARRHNBHDHCN01_OLDC | HOUPARRHNBHDHCE01_OLDC | BHDHCE01 | BHDHCN01 | PAR_OLDC | BHDHCE01_BHDHCN01 | 2 | 0 | 0.9 | Same
HOUPARRHNBHDHCN01_OLDC_FBHDHCE01_D33 | Residential heating technology - Direct district heating substation - single-family house - existing building - distributed level 0.33 | HOUDHC | HOUPARRHN_OLDC_DMD | MKr20 | 2040 | 1.0217 | 0.026213 | [6 empty] | PAR | C | OLD |  |  | RHNBHDHC | 2 | 0.33333 | HOUPARRHNBHDHCN01_OLDC_FBHDHCE01 | 0.95 | HOUPARRHNBHDHCN01_OLDC | HOUPARRHNBHDHCE01_OLDC | BHDHCE01 | BHDHCN01 | PAR_OLDC | BHDHCE01_BHDHCN01 | 2 | 0 | 0.9 | Same
HOUPARRHNBHDHCN01_OLDC_FBHDHCE01_D33 | Residential heating technology - Direct district heating substation - single-family house - existing building - distributed level 0.33 | HOUDHC | HOUPARRHN_OLDC_DMD | MKr20 | 2050 | 0.96985 | 0.024497 | [6 empty] | PAR | C | OLD |  |  | RHNBHDHC | 2 | 0.33333 | HOUPARRHNBHDHCN01_OLDC_FBHDHCE01 | 0.95 | HOUPARRHNBHDHCN01_OLDC | HOUPARRHNBHDHCE01_OLDC | BHDHCE01 | BHDHCN01 | PAR_OLDC | BHDHCE01_BHDHCN01 | 2 | 0 | 0.9 | Same
HOUETARHNBHDHDN01_OLDD_FBHDHDE01_D33 | Residential heating technology - Direct district heating substation - apartment complex - existing building - distributed level 0.33 | HOUDHD | HOUETARHN_OLDD_DMD | MKr20 | 2020 | 0.19163 | 0.0015352 | [6 empty] | ETA | D | OLD |  |  | RHNBHDHD | 2 | 0.33333 | HOUETARHNBHDHDN01_OLDD_FBHDHDE01 | 0.95 | HOUETARHNBHDHDN01_OLDD | HOUETARHNBHDHDE01_OLDD | BHDHDE01 | BHDHDN01 | ETA_OLDD | BHDHDE01_BHDHDN01 | 2 | 0 | 0.9 | Same
HOUETARHNBHDHDN01_OLDD_FBHDHDE01_D33 | Residential heating technology - Direct district heating substation - apartment complex - existing building - distributed level 0.33 | HOUDHD | HOUETARHN_OLDD_DMD | MKr20 | 2025 | 0.18689 | 0.0015559 | [6 empty] | ETA | D | OLD |  |  | RHNBHDHD | 2 | 0.33333 | HOUETARHNBHDHDN01_OLDD_FBHDHDE01 | 0.95 | HOUETARHNBHDHDN01_OLDD | HOUETARHNBHDHDE01_OLDD | BHDHDE01 | BHDHDN01 | ETA_OLDD | BHDHDE01_BHDHDN01 | 2 | 0 | 0.9 | Same
HOUETARHNBHDHDN01_OLDD_FBHDHDE01_D33 | Residential heating technology - Direct district heating substation - apartment complex - existing building - distributed level 0.33 | HOUDHD | HOUETARHN_OLDD_DMD | MKr20 | 2030 | 0.18227 | 0.001533 | [6 empty] | ETA | D | OLD |  |  | RHNBHDHD | 2 | 0.33333 | HOUETARHNBHDHDN01_OLDD_FBHDHDE01 | 0.95 | HOUETARHNBHDHDN01_OLDD | HOUETARHNBHDHDE01_OLDD | BHDHDE01 | BHDHDN01 | ETA_OLDD | BHDHDE01_BHDHDN01 | 2 | 0 | 0.9 | Same
HOUETARHNBHDHDN01_OLDD_FBHDHDE01_D33 | Residential heating technology - Direct district heating substation - apartment complex - existing building - distributed level 0.33 | HOUDHD | HOUETARHN_OLDD_DMD | MKr20 | 2040 | 0.17335 | 0.0014865 | [6 empty] | ETA | D | OLD |  |  | RHNBHDHD | 2 | 0.33333 | HOUETARHNBHDHDN01_OLDD_FBHDHDE01 | 0.95 | HOUETARHNBHDHDN01_OLDD | HOUETARHNBHDHDE01_OLDD | BHDHDE01 | BHDHDN01 | ETA_OLDD | BHDHDE01_BHDHDN01 | 2 | 0 | 0.9 | Same
HOUETARHNBHDHDN01_OLDD_FBHDHDE01_D33 | Residential heating technology - Direct district heating substation - apartment complex - existing building - distributed level 0.33 | HOUDHD | HOUETARHN_OLDD_DMD | MKr20 | 2050 | 0.16488 | 0.0014271 | [6 empty] | ETA | D | OLD |  |  | RHNBHDHD | 2 | 0.33333 | HOUETARHNBHDHDN01_OLDD_FBHDHDE01 | 0.95 | HOUETARHNBHDHDN01_OLDD | HOUETARHNBHDHDE01_OLDD | BHDHDE01 | BHDHDN01 | ETA_OLDD | BHDHDE01_BHDHDN01 | 2 | 0 | 0.9 | Same
HOUPARRHNBHDHDN01_OLDD_FBHDHDE01_D33 | Residential heating technology - Direct district heating substation - single-family house - existing building - distributed level 0.33 | HOUDHD | HOUPARRHN_OLDD_DMD | MKr20 | 2020 | 1.1254 | 0.028099 | [6 empty] | PAR | D | OLD |  |  | RHNBHDHD | 2 | 0.33333 | HOUPARRHNBHDHDN01_OLDD_FBHDHDE01 | 0.95 | HOUPARRHNBHDHDN01_OLDD | HOUPARRHNBHDHDE01_OLDD | BHDHDE01 | BHDHDN01 | PAR_OLDD | BHDHDE01_BHDHDN01 | 2 | 0 | 0.9 | Same
HOUPARRHNBHDHDN01_OLDD_FBHDHDE01_D33 | Residential heating technology - Direct district heating substation - single-family house - existing building - distributed level 0.33 | HOUDHD | HOUPARRHN_OLDD_DMD | MKr20 | 2025 | 1.0943 | 0.027891 | [6 empty] | PAR | D | OLD |  |  | RHNBHDHD | 2 | 0.33333 | HOUPARRHNBHDHDN01_OLDD_FBHDHDE01 | 0.95 | HOUPARRHNBHDHDN01_OLDD | HOUPARRHNBHDHDE01_OLDD | BHDHDE01 | BHDHDN01 | PAR_OLDD | BHDHDE01_BHDHDN01 | 2 | 0 | 0.9 | Same
HOUPARRHNBHDHDN01_OLDD_FBHDHDE01_D33 | Residential heating technology - Direct district heating substation - single-family house - existing building - distributed level 0.33 | HOUDHD | HOUPARRHN_OLDD_DMD | MKr20 | 2030 | 1.0684 | 0.027393 | [6 empty] | PAR | D | OLD |  |  | RHNBHDHD | 2 | 0.33333 | HOUPARRHNBHDHDN01_OLDD_FBHDHDE01 | 0.95 | HOUPARRHNBHDHDN01_OLDD | HOUPARRHNBHDHDE01_OLDD | BHDHDE01 | BHDHDN01 | PAR_OLDD | BHDHDE01_BHDHDN01 | 2 | 0 | 0.9 | Same
HOUPARRHNBHDHDN01_OLDD_FBHDHDE01_D33 | Residential heating technology - Direct district heating substation - single-family house - existing building - distributed level 0.33 | HOUDHD | HOUPARRHN_OLDD_DMD | MKr20 | 2040 | 1.0217 | 0.026213 | [6 empty] | PAR | D | OLD |  |  | RHNBHDHD | 2 | 0.33333 | HOUPARRHNBHDHDN01_OLDD_FBHDHDE01 | 0.95 | HOUPARRHNBHDHDN01_OLDD | HOUPARRHNBHDHDE01_OLDD | BHDHDE01 | BHDHDN01 | PAR_OLDD | BHDHDE01_BHDHDN01 | 2 | 0 | 0.9 | Same
HOUPARRHNBHDHDN01_OLDD_FBHDHDE01_D33 | Residential heating technology - Direct district heating substation - single-family house - existing building - distributed level 0.33 | HOUDHD | HOUPARRHN_OLDD_DMD | MKr20 | 2050 | 0.96985 | 0.024497 | [6 empty] | PAR | D | OLD |  |  | RHNBHDHD | 2 | 0.33333 | HOUPARRHNBHDHDN01_OLDD_FBHDHDE01 | 0.95 | HOUPARRHNBHDHDN01_OLDD | HOUPARRHNBHDHDE01_OLDD | BHDHDE01 | BHDHDN01 | PAR_OLDD | BHDHDE01_BHDHDN01 | 2 | 0 | 0.9 | Same
HOUETARHNHPELCN05_OLDC_FDIELCE01_D33 | Residential heating technology - Heat pump, Air-to-water - leasing - apartment complex - existing building - distributed level 0.33 | HOUELC, HOUAMB | HOUETARHN_OLDC_DMD | MKr20 | 2020 | 2.6164 | 0.31275 | 0.33288 | [5 empty] | ETA | C | OLD | 3.0041 |  | RHNHPELC | 2 | 0.33333 | HOUETARHNHPELCN05_OLDC_FDIELCE01 | 0.97 | HOUETARHNHPELCN05_OLDC | HOUETARHNDIELCE01_OLDC | DIELCE01 | HPELCN05 | ETA_OLDC | DIELCE01_HPELCN05 | 5 | 0 | 1.1 | Unlikely
HOUETARHNHPELCN05_OLDC_FDIELCE01_D33 | Residential heating technology - Heat pump, Air-to-water - leasing - apartment complex - existing building - distributed level 0.33 | HOUELC, HOUAMB | HOUETARHN_OLDC_DMD | MKr20 | 2025 | 2.3428 | 0.28751 | 0.31651 | [5 empty] | ETA | C | OLD | 3.1595 |  | RHNHPELC | 2 | 0.33333 | HOUETARHNHPELCN05_OLDC_FDIELCE01 | 0.97 | HOUETARHNHPELCN05_OLDC | HOUETARHNDIELCE01_OLDC | DIELCE01 | HPELCN05 | ETA_OLDC | DIELCE01_HPELCN05 | 5 | 0 | 1.1 | Unlikely
HOUETARHNHPELCN05_OLDC_FDIELCE01_D33 | Residential heating technology - Heat pump, Air-to-water - leasing - apartment complex - existing building - distributed level 0.33 | HOUELC, HOUAMB | HOUETARHN_OLDC_DMD | MKr20 | 2030 | 2.0692 | 0.26224 | 0.30167 | [5 empty] | ETA | C | OLD | 3.3149 |  | RHNHPELC | 2 | 0.33333 | HOUETARHNHPELCN05_OLDC_FDIELCE01 | 0.97 | HOUETARHNHPELCN05_OLDC | HOUETARHNDIELCE01_OLDC | DIELCE01 | HPELCN05 | ETA_OLDC | DIELCE01_HPELCN05 | 5 | 0 | 1.1 | Unlikely
HOUETARHNHPELCN05_OLDC_FDIELCE01_D33 | Residential heating technology - Heat pump, Air-to-water - leasing - apartment complex - existing building - distributed level 0.33 | HOUELC, HOUAMB | HOUETARHN_OLDC_DMD | MKr20 | 2040 | 1.8533 | 0.24168 | 0.28816 | [5 empty] | ETA | C | OLD | 3.4702 |  | RHNHPELC | 2 | 0.33333 | HOUETARHNHPELCN05_OLDC_FDIELCE01 | 0.97 | HOUETARHNHPELCN05_OLDC | HOUETARHNDIELCE01_OLDC | DIELCE01 | HPELCN05 | ETA_OLDC | DIELCE01_HPELCN05 | 5 | 0 | 1.1 | Unlikely
HOUETARHNHPELCN05_OLDC_FDIELCE01_D33 | Residential heating technology - Heat pump, Air-to-water - leasing - apartment complex - existing building - distributed level 0.33 | HOUELC, HOUAMB | HOUETARHN_OLDC_DMD | MKr20 | 2050 | 1.6374 | 0.22111 | 0.27581 | [5 empty] | ETA | C | OLD | 3.6256 |  | RHNHPELC | 2 | 0.33333 | HOUETARHNHPELCN05_OLDC_FDIELCE01 | 0.97 | HOUETARHNHPELCN05_OLDC | HOUETARHNDIELCE01_OLDC | DIELCE01 | HPELCN05 | ETA_OLDC | DIELCE01_HPELCN05 | 5 | 0 | 1.1 | Unlikely
HOUETARHNHPELCN04_OLDC_FDIELCE01_D33 | Residential heating technology - Heat pump, Ground source - apartment complex - existing building - distributed level 0.33 | HOUELC, HOUAMB | HOUETARHN_OLDC_DMD | MKr20 | 2020 | 4.4322 | 0.046348 | 0.30167 | [5 empty] | ETA | C | OLD | 3.3149 |  | RHNHPELC | 2 | 0.33333 | HOUETARHNHPELCN04_OLDC_FDIELCE01 | 0.97 | HOUETARHNHPELCN04_OLDC | HOUETARHNDIELCE01_OLDC | DIELCE01 | HPELCN04 | ETA_OLDC | DIELCE01_HPELCN04 | 6 | 0 | 1 | New
HOUETARHNHPELCN04_OLDC_FDIELCE01_D33 | Residential heating technology - Heat pump, Ground source - apartment complex - existing building - distributed level 0.33 | HOUELC, HOUAMB | HOUETARHN_OLDC_DMD | MKr20 | 2025 | 4.0998 | 0.045981 | 0.29253 | [5 empty] | ETA | C | OLD | 3.4185 |  | RHNHPELC | 2 | 0.33333 | HOUETARHNHPELCN04_OLDC_FDIELCE01 | 0.97 | HOUETARHNHPELCN04_OLDC | HOUETARHNDIELCE01_OLDC | DIELCE01 | HPELCN04 | ETA_OLDC | DIELCE01_HPELCN04 | 6 | 0 | 1 | New
HOUETARHNHPELCN04_OLDC_FDIELCE01_D33 | Residential heating technology - Heat pump, Ground source - apartment complex - existing building - distributed level 0.33 | HOUELC, HOUAMB | HOUETARHN_OLDC_DMD | MKr20 | 2030 | 3.7674 | 0.04558 | 0.28393 | [5 empty] | ETA | C | OLD | 3.522 |  | RHNHPELC | 2 | 0.33333 | HOUETARHNHPELCN04_OLDC_FDIELCE01 | 0.97 | HOUETARHNHPELCN04_OLDC | HOUETARHNDIELCE01_OLDC | DIELCE01 | HPELCN04 | ETA_OLDC | DIELCE01_HPELCN04 | 6 | 0 | 1 | New
HOUETARHNHPELCN04_OLDC_FDIELCE01_D33 | Residential heating technology - Heat pump, Ground source - apartment complex - existing building - distributed level 0.33 | HOUELC, HOUAMB | HOUETARHN_OLDC_DMD | MKr20 | 2040 | 3.4848 | 0.044654 | 0.27193 | [5 empty] | ETA | C | OLD | 3.6774 |  | RHNHPELC | 2 | 0.33333 | HOUETARHNHPELCN04_OLDC_FDIELCE01 | 0.97 | HOUETARHNHPELCN04_OLDC | HOUETARHNDIELCE01_OLDC | DIELCE01 | HPELCN04 | ETA_OLDC | DIELCE01_HPELCN04 | 6 | 0 | 1 | New
HOUETARHNHPELCN04_OLDC_FDIELCE01_D33 | Residential heating technology - Heat pump, Ground source - apartment complex - existing building - distributed level 0.33 | HOUELC, HOUAMB | HOUETARHN_OLDC_DMD | MKr20 | 2050 | 3.2023 | 0.043711 | 0.26815 | [5 empty] | ETA | C | OLD | 3.7292 |  | RHNHPELC | 2 | 0.33333 | HOUETARHNHPELCN04_OLDC_FDIELCE01 | 0.97 | HOUETARHNHPELCN04_OLDC | HOUETARHNDIELCE01_OLDC | DIELCE01 | HPELCN04 | ETA_OLDC | DIELCE01_HPELCN04 | 6 | 0 | 1 | New
HOUETARHNHPELCN03_OLDC_FDIELCE01_D33 | Residential heating technology - Heat pump, Air-to-water - apartment complex - existing building - distributed level 0.33 | HOUELC, HOUAMB | HOUETARHN_OLDC_DMD | MKr20 | 2020 | 4.7571 | 0.074897 | 0.33288 | [5 empty] | ETA | C | OLD | 3.0041 |  | RHNHPELC | 2 | 0.33333 | HOUETARHNHPELCN03_OLDC_FDIELCE01 | 0.97 | HOUETARHNHPELCN03_OLDC | HOUETARHNDIELCE01_OLDC | DIELCE01 | HPELCN03 | ETA_OLDC | DIELCE01_HPELCN03 | 6 | 0 | 1 | New
HOUETARHNHPELCN03_OLDC_FDIELCE01_D33 | Residential heating technology - Heat pump, Air-to-water - apartment complex - existing building - distributed level 0.33 | HOUELC, HOUAMB | HOUETARHN_OLDC_DMD | MKr20 | 2025 | 4.2596 | 0.07453 | 0.31651 | [5 empty] | ETA | C | OLD | 3.1595 |  | RHNHPELC | 2 | 0.33333 | HOUETARHNHPELCN03_OLDC_FDIELCE01 | 0.97 | HOUETARHNHPELCN03_OLDC | HOUETARHNDIELCE01_OLDC | DIELCE01 | HPELCN03 | ETA_OLDC | DIELCE01_HPELCN03 | 6 | 0 | 1 | New
HOUETARHNHPELCN03_OLDC_FDIELCE01_D33 | Residential heating technology - Heat pump, Air-to-water - apartment complex - existing building - distributed level 0.33 | HOUELC, HOUAMB | HOUETARHN_OLDC_DMD | MKr20 | 2030 | 3.7622 | 0.074129 | 0.30167 | [5 empty] | ETA | C | OLD | 3.3149 |  | RHNHPELC | 2 | 0.33333 | HOUETARHNHPELCN03_OLDC_FDIELCE01 | 0.97 | HOUETARHNHPELCN03_OLDC | HOUETARHNDIELCE01_OLDC | DIELCE01 | HPELCN03 | ETA_OLDC | DIELCE01_HPELCN03 | 6 | 0 | 1 | New
HOUETARHNHPELCN03_OLDC_FDIELCE01_D33 | Residential heating technology - Heat pump, Air-to-water - apartment complex - existing building - distributed level 0.33 | HOUELC, HOUAMB | HOUETARHN_OLDC_DMD | MKr20 | 2040 | 3.3696 | 0.073203 | 0.28816 | [5 empty] | ETA | C | OLD | 3.4702 |  | RHNHPELC | 2 | 0.33333 | HOUETARHNHPELCN03_OLDC_FDIELCE01 | 0.97 | HOUETARHNHPELCN03_OLDC | HOUETARHNDIELCE01_OLDC | DIELCE01 | HPELCN03 | ETA_OLDC | DIELCE01_HPELCN03 | 6 | 0 | 1 | New
HOUETARHNHPELCN03_OLDC_FDIELCE01_D33 | Residential heating technology - Heat pump, Air-to-water - apartment complex - existing building - distributed level 0.33 | HOUELC, HOUAMB | HOUETARHN_OLDC_DMD | MKr20 | 2050 | 2.9771 | 0.07226 | 0.27581 | [5 empty] | ETA | C | OLD | 3.6256 |  | RHNHPELC | 2 | 0.33333 | HOUETARHNHPELCN03_OLDC_FDIELCE01 | 0.97 | HOUETARHNHPELCN03_OLDC | HOUETARHNDIELCE01_OLDC | DIELCE01 | HPELCN03 | ETA_OLDC | DIELCE01_HPELCN03 | 6 | 0 | 1 | New
HOUETARHNHPELCN02_OLDC_FDIELCE01_D33 | Residential heating technology - Heat pump, Air-to-air - single-family house - existing building - distributed level 0.33 | HOUELC, HOUAMB | HOUETARHN_OLDC_DMD | MKr20 | 2020 | 1.9871 | 0.15994 | 0.19904 | [5 empty] | ETA | C | OLD | 5.0241 |  | RHNHPELC | 2 | 0.33333 | HOUETARHNHPELCN02_OLDC_FDIELCE01 | 0.97 | HOUETARHNHPELCN02_OLDC | HOUETARHNDIELCE01_OLDC | DIELCE01 | HPELCN02 | ETA_OLDC | DIELCE01_HPELCN02 | 5 | 0 | 1.1 | Unlikely
HOUETARHNHPELCN02_OLDC_FDIELCE01_D33 | Residential heating technology - Heat pump, Air-to-air - single-family house - existing building - distributed level 0.33 | HOUELC, HOUAMB | HOUETARHN_OLDC_DMD | MKr20 | 2025 | 1.9385 | 0.10866 | 0.18928 | [5 empty] | ETA | C | OLD | 5.2831 |  | RHNHPELC | 2 | 0.33333 | HOUETARHNHPELCN02_OLDC_FDIELCE01 | 0.97 | HOUETARHNHPELCN02_OLDC | HOUETARHNDIELCE01_OLDC | DIELCE01 | HPELCN02 | ETA_OLDC | DIELCE01_HPELCN02 | 5 | 0 | 1.1 | Unlikely
HOUETARHNHPELCN02_OLDC_FDIELCE01_D33 | Residential heating technology - Heat pump, Air-to-air - single-family house - existing building - distributed level 0.33 | HOUELC, HOUAMB | HOUETARHN_OLDC_DMD | MKr20 | 2030 | 1.8899 | 0.10666 | 0.18214 | [5 empty] | ETA | C | OLD | 5.4902 |  | RHNHPELC | 2 | 0.33333 | HOUETARHNHPELCN02_OLDC_FDIELCE01 | 0.97 | HOUETARHNHPELCN02_OLDC | HOUETARHNDIELCE01_OLDC | DIELCE01 | HPELCN02 | ETA_OLDC | DIELCE01_HPELCN02 | 5 | 0 | 1.1 | Unlikely
HOUETARHNHPELCN02_OLDC_FDIELCE01_D33 | Residential heating technology - Heat pump, Air-to-air - single-family house - existing building - distributed level 0.33 | HOUELC, HOUAMB | HOUETARHN_OLDC_DMD | MKr20 | 2040 | 1.7998 | 0.10293 | 0.17552 | [5 empty] | ETA | C | OLD | 5.6974 |  | RHNHPELC | 2 | 0.33333 | HOUETARHNHPELCN02_OLDC_FDIELCE01 | 0.97 | HOUETARHNHPELCN02_OLDC | HOUETARHNDIELCE01_OLDC | DIELCE01 | HPELCN02 | ETA_OLDC | DIELCE01_HPELCN02 | 5 | 0 | 1.1 | Unlikely
HOUETARHNHPELCN02_OLDC_FDIELCE01_D33 | Residential heating technology - Heat pump, Air-to-air - single-family house - existing building - distributed level 0.33 | HOUELC, HOUAMB | HOUETARHN_OLDC_DMD | MKr20 | 2050 | 1.7097 | 0.099207 | 0.17238 | [5 empty] | ETA | C | OLD | 5.801 |  | RHNHPELC | 2 | 0.33333 | HOUETARHNHPELCN02_OLDC_FDIELCE01 | 0.97 | HOUETARHNHPELCN02_OLDC | HOUETARHNDIELCE01_OLDC | DIELCE01 | HPELCN02 | ETA_OLDC | DIELCE01_HPELCN02 | 5 | 0 | 1.1 | Unlikely
HOUETARHNDIELCN06_OLDC_FDIELCE01_D33 | Residential heating technology - Electric heating - electric panel from Bauhaus - apartment complex - new building - distributed level 0.33 | HOUELC | HOUETARHN_OLDC_DMD | MKr20 | 2020 | 0.45946 | 0 | [6 empty] | ETA | C | OLD |  |  | RHNDIELC | 2 | 0.33333 | HOUETARHNDIELCN06_OLDC_FDIELCE01 | 0.97 | HOUETARHNDIELCN06_OLDC | HOUETARHNDIELCE01_OLDC | DIELCE01 | DIELCN06 | ETA_OLDC | DIELCE01_DIELCN06 | 2 | 0 | 0.9 | Same
HOUETARHNDIELCN06_OLDC_FDIELCE01_D33 | Residential heating technology - Electric heating - electric panel from Bauhaus - apartment complex - new building - distributed level 0.33 | HOUELC | HOUETARHN_OLDC_DMD | MKr20 | 2025 | 0.45946 | 0 | [6 empty] | ETA | C | OLD |  |  | RHNDIELC | 2 | 0.33333 | HOUETARHNDIELCN06_OLDC_FDIELCE01 | 0.97 | HOUETARHNDIELCN06_OLDC | HOUETARHNDIELCE01_OLDC | DIELCE01 | DIELCN06 | ETA_OLDC | DIELCE01_DIELCN06 | 2 | 0 | 0.9 | Same
HOUETARHNDIELCN06_OLDC_FDIELCE01_D33 | Residential heating technology - Electric heating - electric panel from Bauhaus - apartment complex - new building - distributed level 0.33 | HOUELC | HOUETARHN_OLDC_DMD | MKr20 | 2030 | 0.45946 | 0 | [6 empty] | ETA | C | OLD |  |  | RHNDIELC | 2 | 0.33333 | HOUETARHNDIELCN06_OLDC_FDIELCE01 | 0.97 | HOUETARHNDIELCN06_OLDC | HOUETARHNDIELCE01_OLDC | DIELCE01 | DIELCN06 | ETA_OLDC | DIELCE01_DIELCN06 | 2 | 0 | 0.9 | Same
HOUETARHNDIELCN06_OLDC_FDIELCE01_D33 | Residential heating technology - Electric heating - electric panel from Bauhaus - apartment complex - new building - distributed level 0.33 | HOUELC | HOUETARHN_OLDC_DMD | MKr20 | 2040 | 0.45946 | 0 | [6 empty] | ETA | C | OLD |  |  | RHNDIELC | 2 | 0.33333 | HOUETARHNDIELCN06_OLDC_FDIELCE01 | 0.97 | HOUETARHNDIELCN06_OLDC | HOUETARHNDIELCE01_OLDC | DIELCE01 | DIELCN06 | ETA_OLDC | DIELCE01_DIELCN06 | 2 | 0 | 0.9 | Same
HOUETARHNDIELCN06_OLDC_FDIELCE01_D33 | Residential heating technology - Electric heating - electric panel from Bauhaus - apartment complex - new building - distributed level 0.33 | HOUELC | HOUETARHN_OLDC_DMD | MKr20 | 2050 | 0.45946 | 0 | [6 empty] | ETA | C | OLD |  |  | RHNDIELC | 2 | 0.33333 | HOUETARHNDIELCN06_OLDC_FDIELCE01 | 0.97 | HOUETARHNDIELCN06_OLDC | HOUETARHNDIELCE01_OLDC | DIELCE01 | DIELCN06 | ETA_OLDC | DIELCE01_DIELCN06 | 2 | 0 | 0.9 | Same
HOUETARHNDIELCN01_OLDC_FDIELCE01_D33 | Residential heating technology - Electric heating - apartment complex - new building - distributed level 0.33 | HOUELC | HOUETARHN_OLDC_DMD | MKr20 | 2020 | 4.2675 | 0.0021178 | [6 empty] | ETA | C | OLD |  |  | RHNDIELC | 2 | 0.33333 | HOUETARHNDIELCN01_OLDC_FDIELCE01 | 0.97 | HOUETARHNDIELCN01_OLDC | HOUETARHNDIELCE01_OLDC | DIELCE01 | DIELCN01 | ETA_OLDC | DIELCE01_DIELCN01 | 2 | 0 | 0.9 | Same
HOUETARHNDIELCN01_OLDC_FDIELCE01_D33 | Residential heating technology - Electric heating - apartment complex - new building - distributed level 0.33 | HOUELC | HOUETARHN_OLDC_DMD | MKr20 | 2025 | 4.1619 | 0.0020313 | [6 empty] | ETA | C | OLD |  |  | RHNDIELC | 2 | 0.33333 | HOUETARHNDIELCN01_OLDC_FDIELCE01 | 0.97 | HOUETARHNDIELCN01_OLDC | HOUETARHNDIELCE01_OLDC | DIELCE01 | DIELCN01 | ETA_OLDC | DIELCE01_DIELCN01 | 2 | 0 | 0.9 | Same
HOUETARHNDIELCN01_OLDC_FDIELCE01_D33 | Residential heating technology - Electric heating - apartment complex - new building - distributed level 0.33 | HOUELC | HOUETARHN_OLDC_DMD | MKr20 | 2030 | 4.0589 | 0.0019881 | [6 empty] | ETA | C | OLD |  |  | RHNDIELC | 2 | 0.33333 | HOUETARHNDIELCN01_OLDC_FDIELCE01 | 0.97 | HOUETARHNDIELCN01_OLDC | HOUETARHNDIELCE01_OLDC | DIELCE01 | DIELCN01 | ETA_OLDC | DIELCE01_DIELCN01 | 2 | 0 | 0.9 | Same
HOUETARHNDIELCN01_OLDC_FDIELCE01_D33 | Residential heating technology - Electric heating - apartment complex - new building - distributed level 0.33 | HOUELC | HOUETARHN_OLDC_DMD | MKr20 | 2040 | 3.8604 | 0.0019017 | [6 empty] | ETA | C | OLD |  |  | RHNDIELC | 2 | 0.33333 | HOUETARHNDIELCN01_OLDC_FDIELCE01 | 0.97 | HOUETARHNDIELCN01_OLDC | HOUETARHNDIELCE01_OLDC | DIELCE01 | DIELCN01 | ETA_OLDC | DIELCE01_DIELCN01 | 2 | 0 | 0.9 | Same
HOUETARHNDIELCN01_OLDC_FDIELCE01_D33 | Residential heating technology - Electric heating - apartment complex - new building - distributed level 0.33 | HOUELC | HOUETARHN_OLDC_DMD | MKr20 | 2050 | 3.6717 | 0.0018152 | [6 empty] | ETA | C | OLD |  |  | RHNDIELC | 2 | 0.33333 | HOUETARHNDIELCN01_OLDC_FDIELCE01 | 0.97 | HOUETARHNDIELCN01_OLDC | HOUETARHNDIELCE01_OLDC | DIELCE01 | DIELCN01 | ETA_OLDC | DIELCE01_DIELCN01 | 2 | 0 | 0.9 | Same
HOUETARHNBHSOLN01_OLDC_FDIELCE01_D33 | Residential heating technology - Solar heating system - apartment complex - existing building - distributed level 0.33 | HOUSOL | HOUETARHN_OLDC_DMD | MKr20 | 2020 | 4.401 | 0.020597 | [6 empty] | ETA | C | OLD |  |  | RHNBHSOL | 2 | 0.33333 | HOUETARHNBHSOLN01_OLDC_FDIELCE01 | 0.97 | HOUETARHNBHSOLN01_OLDC | HOUETARHNDIELCE01_OLDC | DIELCE01 | BHSOLN01 | ETA_OLDC | DIELCE01_BHSOLN01 | 5 | 0 | 1.1 | Unlikely
HOUETARHNBHSOLN01_OLDC_FDIELCE01_D33 | Residential heating technology - Solar heating system - apartment complex - existing building - distributed level 0.33 | HOUSOL | HOUETARHN_OLDC_DMD | MKr20 | 2025 | 4.2109 | 0.021832 | [6 empty] | ETA | C | OLD |  |  | RHNBHSOL | 2 | 0.33333 | HOUETARHNBHSOLN01_OLDC_FDIELCE01 | 0.97 | HOUETARHNBHSOLN01_OLDC | HOUETARHNDIELCE01_OLDC | DIELCE01 | BHSOLN01 | ETA_OLDC | DIELCE01_BHSOLN01 | 5 | 0 | 1.1 | Unlikely
HOUETARHNBHSOLN01_OLDC_FDIELCE01_D33 | Residential heating technology - Solar heating system - apartment complex - existing building - distributed level 0.33 | HOUSOL | HOUETARHN_OLDC_DMD | MKr20 | 2030 | 4.0207 | 0.022301 | [6 empty] | ETA | C | OLD |  |  | RHNBHSOL | 2 | 0.33333 | HOUETARHNBHSOLN01_OLDC_FDIELCE01 | 0.97 | HOUETARHNBHSOLN01_OLDC | HOUETARHNDIELCE01_OLDC | DIELCE01 | BHSOLN01 | ETA_OLDC | DIELCE01_BHSOLN01 | 5 | 0 | 1.1 | Unlikely
HOUETARHNBHSOLN01_OLDC_FDIELCE01_D33 | Residential heating technology - Solar heating system - apartment complex - existing building - distributed level 0.33 | HOUSOL | HOUETARHN_OLDC_DMD | MKr20 | 2040 | 3.8305 | 0.021696 | [6 empty] | ETA | C | OLD |  |  | RHNBHSOL | 2 | 0.33333 | HOUETARHNBHSOLN01_OLDC_FDIELCE01 | 0.97 | HOUETARHNBHSOLN01_OLDC | HOUETARHNDIELCE01_OLDC | DIELCE01 | BHSOLN01 | ETA_OLDC | DIELCE01_BHSOLN01 | 5 | 0 | 1.1 | Unlikely
HOUETARHNBHSOLN01_OLDC_FDIELCE01_D33 | Residential heating technology - Solar heating system - apartment complex - existing building - distributed level 0.33 | HOUSOL | HOUETARHN_OLDC_DMD | MKr20 | 2050 | 3.6403 | 0.020597 | [6 empty] | ETA | C | OLD |  |  | RHNBHSOL | 2 | 0.33333 | HOUETARHNBHSOLN01_OLDC_FDIELCE01 | 0.97 | HOUETARHNBHSOLN01_OLDC | HOUETARHNDIELCE01_OLDC | DIELCE01 | BHSOLN01 | ETA_OLDC | DIELCE01_BHSOLN01 | 5 | 0 | 1.1 | Unlikely
HOUETARHNBHDHCN03_OLDC_FDIELCE01_D33 | Residential heating technology - Direct district heating substation - plus connection pipe - apartment complex - existing building - distributed level 0.33 | HOUDHC | HOUETARHN_OLDC_DMD | MKr20 | 2020 | 0.26026 | 0.0015352 | [6 empty] | ETA | C | OLD |  |  | RHNBHDHC | 2 | 0.33333 | HOUETARHNBHDHCN03_OLDC_FDIELCE01 | 0.97 | HOUETARHNBHDHCN03_OLDC | HOUETARHNDIELCE01_OLDC | DIELCE01 | BHDHCN03 | ETA_OLDC | DIELCE01_BHDHCN03 | 6 | 0 | 1 | New
HOUETARHNBHDHCN03_OLDC_FDIELCE01_D33 | Residential heating technology - Direct district heating substation - plus connection pipe - apartment complex - existing building - distributed level 0.33 | HOUDHC | HOUETARHN_OLDC_DMD | MKr20 | 2025 | 0.2554 | 0.0015559 | [6 empty] | ETA | C | OLD |  |  | RHNBHDHC | 2 | 0.33333 | HOUETARHNBHDHCN03_OLDC_FDIELCE01 | 0.97 | HOUETARHNBHDHCN03_OLDC | HOUETARHNDIELCE01_OLDC | DIELCE01 | BHDHCN03 | ETA_OLDC | DIELCE01_BHDHCN03 | 6 | 0 | 1 | New
HOUETARHNBHDHCN03_OLDC_FDIELCE01_D33 | Residential heating technology - Direct district heating substation - plus connection pipe - apartment complex - existing building - distributed level 0.33 | HOUDHC | HOUETARHN_OLDC_DMD | MKr20 | 2030 | 0.25066 | 0.001533 | [6 empty] | ETA | C | OLD |  |  | RHNBHDHC | 2 | 0.33333 | HOUETARHNBHDHCN03_OLDC_FDIELCE01 | 0.97 | HOUETARHNBHDHCN03_OLDC | HOUETARHNDIELCE01_OLDC | DIELCE01 | BHDHCN03 | ETA_OLDC | DIELCE01_BHDHCN03 | 6 | 0 | 1 | New
HOUETARHNBHDHCN03_OLDC_FDIELCE01_D33 | Residential heating technology - Direct district heating substation - plus connection pipe - apartment complex - existing building - distributed level 0.33 | HOUDHC | HOUETARHN_OLDC_DMD | MKr20 | 2040 | 0.24152 | 0.0014865 | [6 empty] | ETA | C | OLD |  |  | RHNBHDHC | 2 | 0.33333 | HOUETARHNBHDHCN03_OLDC_FDIELCE01 | 0.97 | HOUETARHNBHDHCN03_OLDC | HOUETARHNDIELCE01_OLDC | DIELCE01 | BHDHCN03 | ETA_OLDC | DIELCE01_BHDHCN03 | 6 | 0 | 1 | New
HOUETARHNBHDHCN03_OLDC_FDIELCE01_D33 | Residential heating technology - Direct district heating substation - plus connection pipe - apartment complex - existing building - distributed level 0.33 | HOUDHC | HOUETARHN_OLDC_DMD | MKr20 | 2050 | 0.23283 | 0.0014271 | [6 empty] | ETA | C | OLD |  |  | RHNBHDHC | 2 | 0.33333 | HOUETARHNBHDHCN03_OLDC_FDIELCE01 | 0.97 | HOUETARHNBHDHCN03_OLDC | HOUETARHNDIELCE01_OLDC | DIELCE01 | BHDHCN03 | ETA_OLDC | DIELCE01_BHDHCN03 | 6 | 0 | 1 | New
HOUETARHNHPELCN05_OLDD_FDIELCE01_D33 | Residential heating technology - Heat pump, Air-to-water - leasing - apartment complex - existing building - distributed level 0.33 | HOUELC, HOUAMB | HOUETARHN_OLDD_DMD | MKr20 | 2020 | 2.6164 | 0.31275 | 0.33288 | [5 empty] | ETA | D | OLD | 3.0041 |  | RHNHPELC | 2 | 0.33333 | HOUETARHNHPELCN05_OLDD_FDIELCE01 | 0.97 | HOUETARHNHPELCN05_OLDD | HOUETARHNDIELCE01_OLDD | DIELCE01 | HPELCN05 | ETA_OLDD | DIELCE01_HPELCN05 | 5 | 0 | 1.1 | Unlikely
HOUETARHNHPELCN05_OLDD_FDIELCE01_D33 | Residential heating technology - Heat pump, Air-to-water - leasing - apartment complex - existing building - distributed level 0.33 | HOUELC, HOUAMB | HOUETARHN_OLDD_DMD | MKr20 | 2025 | 2.3428 | 0.28751 | 0.31651 | [5 empty] | ETA | D | OLD | 3.1595 |  | RHNHPELC | 2 | 0.33333 | HOUETARHNHPELCN05_OLDD_FDIELCE01 | 0.97 | HOUETARHNHPELCN05_OLDD | HOUETARHNDIELCE01_OLDD | DIELCE01 | HPELCN05 | ETA_OLDD | DIELCE01_HPELCN05 | 5 | 0 | 1.1 | Unlikely
HOUETARHNHPELCN05_OLDD_FDIELCE01_D33 | Residential heating technology - Heat pump, Air-to-water - leasing - apartment complex - existing building - distributed level 0.33 | HOUELC, HOUAMB | HOUETARHN_OLDD_DMD | MKr20 | 2030 | 2.0692 | 0.26224 | 0.30167 | [5 empty] | ETA | D | OLD | 3.3149 |  | RHNHPELC | 2 | 0.33333 | HOUETARHNHPELCN05_OLDD_FDIELCE01 | 0.97 | HOUETARHNHPELCN05_OLDD | HOUETARHNDIELCE01_OLDD | DIELCE01 | HPELCN05 | ETA_OLDD | DIELCE01_HPELCN05 | 5 | 0 | 1.1 | Unlikely
HOUETARHNHPELCN05_OLDD_FDIELCE01_D33 | Residential heating technology - Heat pump, Air-to-water - leasing - apartment complex - existing building - distributed level 0.33 | HOUELC, HOUAMB | HOUETARHN_OLDD_DMD | MKr20 | 2040 | 1.8533 | 0.24168 | 0.28816 | [5 empty] | ETA | D | OLD | 3.4702 |  | RHNHPELC | 2 | 0.33333 | HOUETARHNHPELCN05_OLDD_FDIELCE01 | 0.97 | HOUETARHNHPELCN05_OLDD | HOUETARHNDIELCE01_OLDD | DIELCE01 | HPELCN05 | ETA_OLDD | DIELCE01_HPELCN05 | 5 | 0 | 1.1 | Unlikely
HOUETARHNHPELCN05_OLDD_FDIELCE01_D33 | Residential heating technology - Heat pump, Air-to-water - leasing - apartment complex - existing building - distributed level 0.33 | HOUELC, HOUAMB | HOUETARHN_OLDD_DMD | MKr20 | 2050 | 1.6374 | 0.22111 | 0.27581 | [5 empty] | ETA | D | OLD | 3.6256 |  | RHNHPELC | 2 | 0.33333 | HOUETARHNHPELCN05_OLDD_FDIELCE01 | 0.97 | HOUETARHNHPELCN05_OLDD | HOUETARHNDIELCE01_OLDD | DIELCE01 | HPELCN05 | ETA_OLDD | DIELCE01_HPELCN05 | 5 | 0 | 1.1 | Unlikely
HOUETARHNHPELCN04_OLDD_FDIELCE01_D33 | Residential heating technology - Heat pump, Ground source - apartment complex - existing building - distributed level 0.33 | HOUELC, HOUAMB | HOUETARHN_OLDD_DMD | MKr20 | 2020 | 4.4322 | 0.046348 | 0.30167 | [5 empty] | ETA | D | OLD | 3.3149 |  | RHNHPELC | 2 | 0.33333 | HOUETARHNHPELCN04_OLDD_FDIELCE01 | 0.97 | HOUETARHNHPELCN04_OLDD | HOUETARHNDIELCE01_OLDD | DIELCE01 | HPELCN04 | ETA_OLDD | DIELCE01_HPELCN04 | 6 | 0 | 1 | New
HOUETARHNHPELCN04_OLDD_FDIELCE01_D33 | Residential heating technology - Heat pump, Ground source - apartment complex - existing building - distributed level 0.33 | HOUELC, HOUAMB | HOUETARHN_OLDD_DMD | MKr20 | 2025 | 4.0998 | 0.045981 | 0.29253 | [5 empty] | ETA | D | OLD | 3.4185 |  | RHNHPELC | 2 | 0.33333 | HOUETARHNHPELCN04_OLDD_FDIELCE01 | 0.97 | HOUETARHNHPELCN04_OLDD | HOUETARHNDIELCE01_OLDD | DIELCE01 | HPELCN04 | ETA_OLDD | DIELCE01_HPELCN04 | 6 | 0 | 1 | New
HOUETARHNHPELCN04_OLDD_FDIELCE01_D33 | Residential heating technology - Heat pump, Ground source - apartment complex - existing building - distributed level 0.33 | HOUELC, HOUAMB | HOUETARHN_OLDD_DMD | MKr20 | 2030 | 3.7674 | 0.04558 | 0.28393 | [5 empty] | ETA | D | OLD | 3.522 |  | RHNHPELC | 2 | 0.33333 | HOUETARHNHPELCN04_OLDD_FDIELCE01 | 0.97 | HOUETARHNHPELCN04_OLDD | HOUETARHNDIELCE01_OLDD | DIELCE01 | HPELCN04 | ETA_OLDD | DIELCE01_HPELCN04 | 6 | 0 | 1 | New
HOUETARHNHPELCN04_OLDD_FDIELCE01_D33 | Residential heating technology - Heat pump, Ground source - apartment complex - existing building - distributed level 0.33 | HOUELC, HOUAMB | HOUETARHN_OLDD_DMD | MKr20 | 2040 | 3.4848 | 0.044654 | 0.27193 | [5 empty] | ETA | D | OLD | 3.6774 |  | RHNHPELC | 2 | 0.33333 | HOUETARHNHPELCN04_OLDD_FDIELCE01 | 0.97 | HOUETARHNHPELCN04_OLDD | HOUETARHNDIELCE01_OLDD | DIELCE01 | HPELCN04 | ETA_OLDD | DIELCE01_HPELCN04 | 6 | 0 | 1 | New
HOUETARHNHPELCN04_OLDD_FDIELCE01_D33 | Residential heating technology - Heat pump, Ground source - apartment complex - existing building - distributed level 0.33 | HOUELC, HOUAMB | HOUETARHN_OLDD_DMD | MKr20 | 2050 | 3.2023 | 0.043711 | 0.26815 | [5 empty] | ETA | D | OLD | 3.7292 |  | RHNHPELC | 2 | 0.33333 | HOUETARHNHPELCN04_OLDD_FDIELCE01 | 0.97 | HOUETARHNHPELCN04_OLDD | HOUETARHNDIELCE01_OLDD | DIELCE01 | HPELCN04 | ETA_OLDD | DIELCE01_HPELCN04 | 6 | 0 | 1 | New
HOUETARHNHPELCN03_OLDD_FDIELCE01_D33 | Residential heating technology - Heat pump, Air-to-water - apartment complex - existing building - distributed level 0.33 | HOUELC, HOUAMB | HOUETARHN_OLDD_DMD | MKr20 | 2020 | 4.7571 | 0.074897 | 0.33288 | [5 empty] | ETA | D | OLD | 3.0041 |  | RHNHPELC | 2 | 0.33333 | HOUETARHNHPELCN03_OLDD_FDIELCE01 | 0.97 | HOUETARHNHPELCN03_OLDD | HOUETARHNDIELCE01_OLDD | DIELCE01 | HPELCN03 | ETA_OLDD | DIELCE01_HPELCN03 | 6 | 0 | 1 | New
HOUETARHNHPELCN03_OLDD_FDIELCE01_D33 | Residential heating technology - Heat pump, Air-to-water - apartment complex - existing building - distributed level 0.33 | HOUELC, HOUAMB | HOUETARHN_OLDD_DMD | MKr20 | 2025 | 4.2596 | 0.07453 | 0.31651 | [5 empty] | ETA | D | OLD | 3.1595 |  | RHNHPELC | 2 | 0.33333 | HOUETARHNHPELCN03_OLDD_FDIELCE01 | 0.97 | HOUETARHNHPELCN03_OLDD | HOUETARHNDIELCE01_OLDD | DIELCE01 | HPELCN03 | ETA_OLDD | DIELCE01_HPELCN03 | 6 | 0 | 1 | New
HOUETARHNHPELCN03_OLDD_FDIELCE01_D33 | Residential heating technology - Heat pump, Air-to-water - apartment complex - existing building - distributed level 0.33 | HOUELC, HOUAMB | HOUETARHN_OLDD_DMD | MKr20 | 2030 | 3.7622 | 0.074129 | 0.30167 | [5 empty] | ETA | D | OLD | 3.3149 |  | RHNHPELC | 2 | 0.33333 | HOUETARHNHPELCN03_OLDD_FDIELCE01 | 0.97 | HOUETARHNHPELCN03_OLDD | HOUETARHNDIELCE01_OLDD | DIELCE01 | HPELCN03 | ETA_OLDD | DIELCE01_HPELCN03 | 6 | 0 | 1 | New
HOUETARHNHPELCN03_OLDD_FDIELCE01_D33 | Residential heating technology - Heat pump, Air-to-water - apartment complex - existing building - distributed level 0.33 | HOUELC, HOUAMB | HOUETARHN_OLDD_DMD | MKr20 | 2040 | 3.3696 | 0.073203 | 0.28816 | [5 empty] | ETA | D | OLD | 3.4702 |  | RHNHPELC | 2 | 0.33333 | HOUETARHNHPELCN03_OLDD_FDIELCE01 | 0.97 | HOUETARHNHPELCN03_OLDD | HOUETARHNDIELCE01_OLDD | DIELCE01 | HPELCN03 | ETA_OLDD | DIELCE01_HPELCN03 | 6 | 0 | 1 | New
HOUETARHNHPELCN03_OLDD_FDIELCE01_D33 | Residential heating technology - Heat pump, Air-to-water - apartment complex - existing building - distributed level 0.33 | HOUELC, HOUAMB | HOUETARHN_OLDD_DMD | MKr20 | 2050 | 2.9771 | 0.07226 | 0.27581 | [5 empty] | ETA | D | OLD | 3.6256 |  | RHNHPELC | 2 | 0.33333 | HOUETARHNHPELCN03_OLDD_FDIELCE01 | 0.97 | HOUETARHNHPELCN03_OLDD | HOUETARHNDIELCE01_OLDD | DIELCE01 | HPELCN03 | ETA_OLDD | DIELCE01_HPELCN03 | 6 | 0 | 1 | New
HOUETARHNHPELCN02_OLDD_FDIELCE01_D33 | Residential heating technology - Heat pump, Air-to-air - single-family house - existing building - distributed level 0.33 | HOUELC, HOUAMB | HOUETARHN_OLDD_DMD | MKr20 | 2020 | 1.9871 | 0.15994 | 0.19904 | [5 empty] | ETA | D | OLD | 5.0241 |  | RHNHPELC | 2 | 0.33333 | HOUETARHNHPELCN02_OLDD_FDIELCE01 | 0.97 | HOUETARHNHPELCN02_OLDD | HOUETARHNDIELCE01_OLDD | DIELCE01 | HPELCN02 | ETA_OLDD | DIELCE01_HPELCN02 | 5 | 0 | 1.1 | Unlikely
HOUETARHNHPELCN02_OLDD_FDIELCE01_D33 | Residential heating technology - Heat pump, Air-to-air - single-family house - existing building - distributed level 0.33 | HOUELC, HOUAMB | HOUETARHN_OLDD_DMD | MKr20 | 2025 | 1.9385 | 0.10866 | 0.18928 | [5 empty] | ETA | D | OLD | 5.2831 |  | RHNHPELC | 2 | 0.33333 | HOUETARHNHPELCN02_OLDD_FDIELCE01 | 0.97 | HOUETARHNHPELCN02_OLDD | HOUETARHNDIELCE01_OLDD | DIELCE01 | HPELCN02 | ETA_OLDD | DIELCE01_HPELCN02 | 5 | 0 | 1.1 | Unlikely
HOUETARHNHPELCN02_OLDD_FDIELCE01_D33 | Residential heating technology - Heat pump, Air-to-air - single-family house - existing building - distributed level 0.33 | HOUELC, HOUAMB | HOUETARHN_OLDD_DMD | MKr20 | 2030 | 1.8899 | 0.10666 | 0.18214 | [5 empty] | ETA | D | OLD | 5.4902 |  | RHNHPELC | 2 | 0.33333 | HOUETARHNHPELCN02_OLDD_FDIELCE01 | 0.97 | HOUETARHNHPELCN02_OLDD | HOUETARHNDIELCE01_OLDD | DIELCE01 | HPELCN02 | ETA_OLDD | DIELCE01_HPELCN02 | 5 | 0 | 1.1 | Unlikely
HOUETARHNHPELCN02_OLDD_FDIELCE01_D33 | Residential heating technology - Heat pump, Air-to-air - single-family house - existing building - distributed level 0.33 | HOUELC, HOUAMB | HOUETARHN_OLDD_DMD | MKr20 | 2040 | 1.7998 | 0.10293 | 0.17552 | [5 empty] | ETA | D | OLD | 5.6974 |  | RHNHPELC | 2 | 0.33333 | HOUETARHNHPELCN02_OLDD_FDIELCE01 | 0.97 | HOUETARHNHPELCN02_OLDD | HOUETARHNDIELCE01_OLDD | DIELCE01 | HPELCN02 | ETA_OLDD | DIELCE01_HPELCN02 | 5 | 0 | 1.1 | Unlikely
HOUETARHNHPELCN02_OLDD_FDIELCE01_D33 | Residential heating technology - Heat pump, Air-to-air - single-family house - existing building - distributed level 0.33 | HOUELC, HOUAMB | HOUETARHN_OLDD_DMD | MKr20 | 2050 | 1.7097 | 0.099207 | 0.17238 | [5 empty] | ETA | D | OLD | 5.801 |  | RHNHPELC | 2 | 0.33333 | HOUETARHNHPELCN02_OLDD_FDIELCE01 | 0.97 | HOUETARHNHPELCN02_OLDD | HOUETARHNDIELCE01_OLDD | DIELCE01 | HPELCN02 | ETA_OLDD | DIELCE01_HPELCN02 | 5 | 0 | 1.1 | Unlikely
HOUETARHNDIELCN06_OLDD_FDIELCE01_D33 | Residential heating technology - Electric heating - electric panel from Bauhaus - apartment complex - new building - distributed level 0.33 | HOUELC | HOUETARHN_OLDD_DMD | MKr20 | 2020 | 0.45946 | 0 | [6 empty] | ETA | D | OLD |  |  | RHNDIELC | 2 | 0.33333 | HOUETARHNDIELCN06_OLDD_FDIELCE01 | 0.97 | HOUETARHNDIELCN06_OLDD | HOUETARHNDIELCE01_OLDD | DIELCE01 | DIELCN06 | ETA_OLDD | DIELCE01_DIELCN06 | 2 | 0 | 0.9 | Same
HOUETARHNDIELCN06_OLDD_FDIELCE01_D33 | Residential heating technology - Electric heating - electric panel from Bauhaus - apartment complex - new building - distributed level 0.33 | HOUELC | HOUETARHN_OLDD_DMD | MKr20 | 2025 | 0.45946 | 0 | [6 empty] | ETA | D | OLD |  |  | RHNDIELC | 2 | 0.33333 | HOUETARHNDIELCN06_OLDD_FDIELCE01 | 0.97 | HOUETARHNDIELCN06_OLDD | HOUETARHNDIELCE01_OLDD | DIELCE01 | DIELCN06 | ETA_OLDD | DIELCE01_DIELCN06 | 2 | 0 | 0.9 | Same
HOUETARHNDIELCN06_OLDD_FDIELCE01_D33 | Residential heating technology - Electric heating - electric panel from Bauhaus - apartment complex - new building - distributed level 0.33 | HOUELC | HOUETARHN_OLDD_DMD | MKr20 | 2030 | 0.45946 | 0 | [6 empty] | ETA | D | OLD |  |  | RHNDIELC | 2 | 0.33333 | HOUETARHNDIELCN06_OLDD_FDIELCE01 | 0.97 | HOUETARHNDIELCN06_OLDD | HOUETARHNDIELCE01_OLDD | DIELCE01 | DIELCN06 | ETA_OLDD | DIELCE01_DIELCN06 | 2 | 0 | 0.9 | Same
HOUETARHNDIELCN06_OLDD_FDIELCE01_D33 | Residential heating technology - Electric heating - electric panel from Bauhaus - apartment complex - new building - distributed level 0.33 | HOUELC | HOUETARHN_OLDD_DMD | MKr20 | 2040 | 0.45946 | 0 | [6 empty] | ETA | D | OLD |  |  | RHNDIELC | 2 | 0.33333 | HOUETARHNDIELCN06_OLDD_FDIELCE01 | 0.97 | HOUETARHNDIELCN06_OLDD | HOUETARHNDIELCE01_OLDD | DIELCE01 | DIELCN06 | ETA_OLDD | DIELCE01_DIELCN06 | 2 | 0 | 0.9 | Same
HOUETARHNDIELCN06_OLDD_FDIELCE01_D33 | Residential heating technology - Electric heating - electric panel from Bauhaus - apartment complex - new building - distributed level 0.33 | HOUELC | HOUETARHN_OLDD_DMD | MKr20 | 2050 | 0.45946 | 0 | [6 empty] | ETA | D | OLD |  |  | RHNDIELC | 2 | 0.33333 | HOUETARHNDIELCN06_OLDD_FDIELCE01 | 0.97 | HOUETARHNDIELCN06_OLDD | HOUETARHNDIELCE01_OLDD | DIELCE01 | DIELCN06 | ETA_OLDD | DIELCE01_DIELCN06 | 2 | 0 | 0.9 | Same
HOUETARHNDIELCN01_OLDD_FDIELCE01_D33 | Residential heating technology - Electric heating - apartment complex - new building - distributed level 0.33 | HOUELC | HOUETARHN_OLDD_DMD | MKr20 | 2020 | 4.2675 | 0.0021178 | [6 empty] | ETA | D | OLD |  |  | RHNDIELC | 2 | 0.33333 | HOUETARHNDIELCN01_OLDD_FDIELCE01 | 0.97 | HOUETARHNDIELCN01_OLDD | HOUETARHNDIELCE01_OLDD | DIELCE01 | DIELCN01 | ETA_OLDD | DIELCE01_DIELCN01 | 2 | 0 | 0.9 | Same
HOUETARHNDIELCN01_OLDD_FDIELCE01_D33 | Residential heating technology - Electric heating - apartment complex - new building - distributed level 0.33 | HOUELC | HOUETARHN_OLDD_DMD | MKr20 | 2025 | 4.1619 | 0.0020313 | [6 empty] | ETA | D | OLD |  |  | RHNDIELC | 2 | 0.33333 | HOUETARHNDIELCN01_OLDD_FDIELCE01 | 0.97 | HOUETARHNDIELCN01_OLDD | HOUETARHNDIELCE01_OLDD | DIELCE01 | DIELCN01 | ETA_OLDD | DIELCE01_DIELCN01 | 2 | 0 | 0.9 | Same
HOUETARHNDIELCN01_OLDD_FDIELCE01_D33 | Residential heating technology - Electric heating - apartment complex - new building - distributed level 0.33 | HOUELC | HOUETARHN_OLDD_DMD | MKr20 | 2030 | 4.0589 | 0.0019881 | [6 empty] | ETA | D | OLD |  |  | RHNDIELC | 2 | 0.33333 | HOUETARHNDIELCN01_OLDD_FDIELCE01 | 0.97 | HOUETARHNDIELCN01_OLDD | HOUETARHNDIELCE01_OLDD | DIELCE01 | DIELCN01 | ETA_OLDD | DIELCE01_DIELCN01 | 2 | 0 | 0.9 | Same
HOUETARHNDIELCN01_OLDD_FDIELCE01_D33 | Residential heating technology - Electric heating - apartment complex - new building - distributed level 0.33 | HOUELC | HOUETARHN_OLDD_DMD | MKr20 | 2040 | 3.8604 | 0.0019017 | [6 empty] | ETA | D | OLD |  |  | RHNDIELC | 2 | 0.33333 | HOUETARHNDIELCN01_OLDD_FDIELCE01 | 0.97 | HOUETARHNDIELCN01_OLDD | HOUETARHNDIELCE01_OLDD | DIELCE01 | DIELCN01 | ETA_OLDD | DIELCE01_DIELCN01 | 2 | 0 | 0.9 | Same
HOUETARHNDIELCN01_OLDD_FDIELCE01_D33 | Residential heating technology - Electric heating - apartment complex - new building - distributed level 0.33 | HOUELC | HOUETARHN_OLDD_DMD | MKr20 | 2050 | 3.6717 | 0.0018152 | [6 empty] | ETA | D | OLD |  |  | RHNDIELC | 2 | 0.33333 | HOUETARHNDIELCN01_OLDD_FDIELCE01 | 0.97 | HOUETARHNDIELCN01_OLDD | HOUETARHNDIELCE01_OLDD | DIELCE01 | DIELCN01 | ETA_OLDD | DIELCE01_DIELCN01 | 2 | 0 | 0.9 | Same
HOUETARHNBHSOLN01_OLDD_FDIELCE01_D33 | Residential heating technology - Solar heating system - apartment complex - existing building - distributed level 0.33 | HOUSOL | HOUETARHN_OLDD_DMD | MKr20 | 2020 | 4.401 | 0.020597 | [6 empty] | ETA | D | OLD |  |  | RHNBHSOL | 2 | 0.33333 | HOUETARHNBHSOLN01_OLDD_FDIELCE01 | 0.97 | HOUETARHNBHSOLN01_OLDD | HOUETARHNDIELCE01_OLDD | DIELCE01 | BHSOLN01 | ETA_OLDD | DIELCE01_BHSOLN01 | 5 | 0 | 1.1 | Unlikely
HOUETARHNBHSOLN01_OLDD_FDIELCE01_D33 | Residential heating technology - Solar heating system - apartment complex - existing building - distributed level 0.33 | HOUSOL | HOUETARHN_OLDD_DMD | MKr20 | 2025 | 4.2109 | 0.021832 | [6 empty] | ETA | D | OLD |  |  | RHNBHSOL | 2 | 0.33333 | HOUETARHNBHSOLN01_OLDD_FDIELCE01 | 0.97 | HOUETARHNBHSOLN01_OLDD | HOUETARHNDIELCE01_OLDD | DIELCE01 | BHSOLN01 | ETA_OLDD | DIELCE01_BHSOLN01 | 5 | 0 | 1.1 | Unlikely
HOUETARHNBHSOLN01_OLDD_FDIELCE01_D33 | Residential heating technology - Solar heating system - apartment complex - existing building - distributed level 0.33 | HOUSOL | HOUETARHN_OLDD_DMD | MKr20 | 2030 | 4.0207 | 0.022301 | [6 empty] | ETA | D | OLD |  |  | RHNBHSOL | 2 | 0.33333 | HOUETARHNBHSOLN01_OLDD_FDIELCE01 | 0.97 | HOUETARHNBHSOLN01_OLDD | HOUETARHNDIELCE01_OLDD | DIELCE01 | BHSOLN01 | ETA_OLDD | DIELCE01_BHSOLN01 | 5 | 0 | 1.1 | Unlikely
HOUETARHNBHSOLN01_OLDD_FDIELCE01_D33 | Residential heating technology - Solar heating system - apartment complex - existing building - distributed level 0.33 | HOUSOL | HOUETARHN_OLDD_DMD | MKr20 | 2040 | 3.8305 | 0.021696 | [6 empty] | ETA | D | OLD |  |  | RHNBHSOL | 2 | 0.33333 | HOUETARHNBHSOLN01_OLDD_FDIELCE01 | 0.97 | HOUETARHNBHSOLN01_OLDD | HOUETARHNDIELCE01_OLDD | DIELCE01 | BHSOLN01 | ETA_OLDD | DIELCE01_BHSOLN01 | 5 | 0 | 1.1 | Unlikely
HOUETARHNBHSOLN01_OLDD_FDIELCE01_D33 | Residential heating technology - Solar heating system - apartment complex - existing building - distributed level 0.33 | HOUSOL | HOUETARHN_OLDD_DMD | MKr20 | 2050 | 3.6403 | 0.020597 | [6 empty] | ETA | D | OLD |  |  | RHNBHSOL | 2 | 0.33333 | HOUETARHNBHSOLN01_OLDD_FDIELCE01 | 0.97 | HOUETARHNBHSOLN01_OLDD | HOUETARHNDIELCE01_OLDD | DIELCE01 | BHSOLN01 | ETA_OLDD | DIELCE01_BHSOLN01 | 5 | 0 | 1.1 | Unlikely
HOUETARHNBHDHDN03_OLDD_FDIELCE01_D33 | Residential heating technology - Direct district heating substation - plus connection pipe - apartment complex - existing building - distributed level 0.33 | HOUDHD | HOUETARHN_OLDD_DMD | MKr20 | 2020 | 0.28629 | 0.0015352 | [6 empty] | ETA | D | OLD |  |  | RHNBHDHD | 2 | 0.33333 | HOUETARHNBHDHDN03_OLDD_FDIELCE01 | 0.97 | HOUETARHNBHDHDN03_OLDD | HOUETARHNDIELCE01_OLDD | DIELCE01 | BHDHDN03 | ETA_OLDD | DIELCE01_BHDHDN03 | 5 | 0 | 1.1 | Unlikely
HOUETARHNBHDHDN03_OLDD_FDIELCE01_D33 | Residential heating technology - Direct district heating substation - plus connection pipe - apartment complex - existing building - distributed level 0.33 | HOUDHD | HOUETARHN_OLDD_DMD | MKr20 | 2025 | 0.28094 | 0.0015559 | [6 empty] | ETA | D | OLD |  |  | RHNBHDHD | 2 | 0.33333 | HOUETARHNBHDHDN03_OLDD_FDIELCE01 | 0.97 | HOUETARHNBHDHDN03_OLDD | HOUETARHNDIELCE01_OLDD | DIELCE01 | BHDHDN03 | ETA_OLDD | DIELCE01_BHDHDN03 | 5 | 0 | 1.1 | Unlikely
HOUETARHNBHDHDN03_OLDD_FDIELCE01_D33 | Residential heating technology - Direct district heating substation - plus connection pipe - apartment complex - existing building - distributed level 0.33 | HOUDHD | HOUETARHN_OLDD_DMD | MKr20 | 2030 | 0.27572 | 0.001533 | [6 empty] | ETA | D | OLD |  |  | RHNBHDHD | 2 | 0.33333 | HOUETARHNBHDHDN03_OLDD_FDIELCE01 | 0.97 | HOUETARHNBHDHDN03_OLDD | HOUETARHNDIELCE01_OLDD | DIELCE01 | BHDHDN03 | ETA_OLDD | DIELCE01_BHDHDN03 | 5 | 0 | 1.1 | Unlikely
HOUETARHNBHDHDN03_OLDD_FDIELCE01_D33 | Residential heating technology - Direct district heating substation - plus connection pipe - apartment complex - existing building - distributed level 0.33 | HOUDHD | HOUETARHN_OLDD_DMD | MKr20 | 2040 | 0.26567 | 0.0014865 | [6 empty] | ETA | D | OLD |  |  | RHNBHDHD | 2 | 0.33333 | HOUETARHNBHDHDN03_OLDD_FDIELCE01 | 0.97 | HOUETARHNBHDHDN03_OLDD | HOUETARHNDIELCE01_OLDD | DIELCE01 | BHDHDN03 | ETA_OLDD | DIELCE01_BHDHDN03 | 5 | 0 | 1.1 | Unlikely
HOUETARHNBHDHDN03_OLDD_FDIELCE01_D33 | Residential heating technology - Direct district heating substation - plus connection pipe - apartment complex - existing building - distributed level 0.33 | HOUDHD | HOUETARHN_OLDD_DMD | MKr20 | 2050 | 0.25612 | 0.0014271 | [6 empty] | ETA | D | OLD |  |  | RHNBHDHD | 2 | 0.33333 | HOUETARHNBHDHDN03_OLDD_FDIELCE01 | 0.97 | HOUETARHNBHDHDN03_OLDD | HOUETARHNDIELCE01_OLDD | DIELCE01 | BHDHDN03 | ETA_OLDD | DIELCE01_BHDHDN03 | 5 | 0 | 1.1 | Unlikely
HOUETARHNHPELCN05_OLDI_FDIELCE01_D33 | Residential heating technology - Heat pump, Air-to-water - leasing - apartment complex - existing building - distributed level 0.33 | HOUELC, HOUAMB | HOUETARHN_OLDI_DMD | MKr20 | 2020 | 2.6164 | 0.31275 | 0.33288 | [5 empty] | ETA | I | OLD | 3.0041 |  | RHNHPELC | 2 | 0.33333 | HOUETARHNHPELCN05_OLDI_FDIELCE01 | 0.97 | HOUETARHNHPELCN05_OLDI | HOUETARHNDIELCE01_OLDI | DIELCE01 | HPELCN05 | ETA_OLDI | DIELCE01_HPELCN05 | 5 | 0 | 1.1 | Unlikely
HOUETARHNHPELCN05_OLDI_FDIELCE01_D33 | Residential heating technology - Heat pump, Air-to-water - leasing - apartment complex - existing building - distributed level 0.33 | HOUELC, HOUAMB | HOUETARHN_OLDI_DMD | MKr20 | 2025 | 2.3428 | 0.28751 | 0.31651 | [5 empty] | ETA | I | OLD | 3.1595 |  | RHNHPELC | 2 | 0.33333 | HOUETARHNHPELCN05_OLDI_FDIELCE01 | 0.97 | HOUETARHNHPELCN05_OLDI | HOUETARHNDIELCE01_OLDI | DIELCE01 | HPELCN05 | ETA_OLDI | DIELCE01_HPELCN05 | 5 | 0 | 1.1 | Unlikely
HOUETARHNHPELCN05_OLDI_FDIELCE01_D33 | Residential heating technology - Heat pump, Air-to-water - leasing - apartment complex - existing building - distributed level 0.33 | HOUELC, HOUAMB | HOUETARHN_OLDI_DMD | MKr20 | 2030 | 2.0692 | 0.26224 | 0.30167 | [5 empty] | ETA | I | OLD | 3.3149 |  | RHNHPELC | 2 | 0.33333 | HOUETARHNHPELCN05_OLDI_FDIELCE01 | 0.97 | HOUETARHNHPELCN05_OLDI | HOUETARHNDIELCE01_OLDI | DIELCE01 | HPELCN05 | ETA_OLDI | DIELCE01_HPELCN05 | 5 | 0 | 1.1 | Unlikely
HOUETARHNHPELCN05_OLDI_FDIELCE01_D33 | Residential heating technology - Heat pump, Air-to-water - leasing - apartment complex - existing building - distributed level 0.33 | HOUELC, HOUAMB | HOUETARHN_OLDI_DMD | MKr20 | 2040 | 1.8533 | 0.24168 | 0.28816 | [5 empty] | ETA | I | OLD | 3.4702 |  | RHNHPELC | 2 | 0.33333 | HOUETARHNHPELCN05_OLDI_FDIELCE01 | 0.97 | HOUETARHNHPELCN05_OLDI | HOUETARHNDIELCE01_OLDI | DIELCE01 | HPELCN05 | ETA_OLDI | DIELCE01_HPELCN05 | 5 | 0 | 1.1 | Unlikely
HOUETARHNHPELCN05_OLDI_FDIELCE01_D33 | Residential heating technology - Heat pump, Air-to-water - leasing - apartment complex - existing building - distributed level 0.33 | HOUELC, HOUAMB | HOUETARHN_OLDI_DMD | MKr20 | 2050 | 1.6374 | 0.22111 | 0.27581 | [5 empty] | ETA | I | OLD | 3.6256 |  | RHNHPELC | 2 | 0.33333 | HOUETARHNHPELCN05_OLDI_FDIELCE01 | 0.97 | HOUETARHNHPELCN05_OLDI | HOUETARHNDIELCE01_OLDI | DIELCE01 | HPELCN05 | ETA_OLDI | DIELCE01_HPELCN05 | 5 | 0 | 1.1 | Unlikely
HOUETARHNHPELCN04_OLDI_FDIELCE01_D33 | Residential heating technology - Heat pump, Ground source - apartment complex - existing building - distributed level 0.33 | HOUELC, HOUAMB | HOUETARHN_OLDI_DMD | MKr20 | 2020 | 4.4322 | 0.046348 | 0.30167 | [5 empty] | ETA | I | OLD | 3.3149 |  | RHNHPELC | 2 | 0.33333 | HOUETARHNHPELCN04_OLDI_FDIELCE01 | 0.97 | HOUETARHNHPELCN04_OLDI | HOUETARHNDIELCE01_OLDI | DIELCE01 | HPELCN04 | ETA_OLDI | DIELCE01_HPELCN04 | 6 | 0 | 1 | New
HOUETARHNHPELCN04_OLDI_FDIELCE01_D33 | Residential heating technology - Heat pump, Ground source - apartment complex - existing building - distributed level 0.33 | HOUELC, HOUAMB | HOUETARHN_OLDI_DMD | MKr20 | 2025 | 4.0998 | 0.045981 | 0.29253 | [5 empty] | ETA | I | OLD | 3.4185 |  | RHNHPELC | 2 | 0.33333 | HOUETARHNHPELCN04_OLDI_FDIELCE01 | 0.97 | HOUETARHNHPELCN04_OLDI | HOUETARHNDIELCE01_OLDI | DIELCE01 | HPELCN04 | ETA_OLDI | DIELCE01_HPELCN04 | 6 | 0 | 1 | New
HOUETARHNHPELCN04_OLDI_FDIELCE01_D33 | Residential heating technology - Heat pump, Ground source - apartment complex - existing building - distributed level 0.33 | HOUELC, HOUAMB | HOUETARHN_OLDI_DMD | MKr20 | 2030 | 3.7674 | 0.04558 | 0.28393 | [5 empty] | ETA | I | OLD | 3.522 |  | RHNHPELC | 2 | 0.33333 | HOUETARHNHPELCN04_OLDI_FDIELCE01 | 0.97 | HOUETARHNHPELCN04_OLDI | HOUETARHNDIELCE01_OLDI | DIELCE01 | HPELCN04 | ETA_OLDI | DIELCE01_HPELCN04 | 6 | 0 | 1 | New
HOUETARHNHPELCN04_OLDI_FDIELCE01_D33 | Residential heating technology - Heat pump, Ground source - apartment complex - existing building - distributed level 0.33 | HOUELC, HOUAMB | HOUETARHN_OLDI_DMD | MKr20 | 2040 | 3.4848 | 0.044654 | 0.27193 | [5 empty] | ETA | I | OLD | 3.6774 |  | RHNHPELC | 2 | 0.33333 | HOUETARHNHPELCN04_OLDI_FDIELCE01 | 0.97 | HOUETARHNHPELCN04_OLDI | HOUETARHNDIELCE01_OLDI | DIELCE01 | HPELCN04 | ETA_OLDI | DIELCE01_HPELCN04 | 6 | 0 | 1 | New
HOUETARHNHPELCN04_OLDI_FDIELCE01_D33 | Residential heating technology - Heat pump, Ground source - apartment complex - existing building - distributed level 0.33 | HOUELC, HOUAMB | HOUETARHN_OLDI_DMD | MKr20 | 2050 | 3.2023 | 0.043711 | 0.26815 | [5 empty] | ETA | I | OLD | 3.7292 |  | RHNHPELC | 2 | 0.33333 | HOUETARHNHPELCN04_OLDI_FDIELCE01 | 0.97 | HOUETARHNHPELCN04_OLDI | HOUETARHNDIELCE01_OLDI | DIELCE01 | HPELCN04 | ETA_OLDI | DIELCE01_HPELCN04 | 6 | 0 | 1 | New
HOUETARHNHPELCN03_OLDI_FDIELCE01_D33 | Residential heating technology - Heat pump, Air-to-water - apartment complex - existing building - distributed level 0.33 | HOUELC, HOUAMB | HOUETARHN_OLDI_DMD | MKr20 | 2020 | 4.7571 | 0.074897 | 0.33288 | [5 empty] | ETA | I | OLD | 3.0041 |  | RHNHPELC | 2 | 0.33333 | HOUETARHNHPELCN03_OLDI_FDIELCE01 | 0.97 | HOUETARHNHPELCN03_OLDI | HOUETARHNDIELCE01_OLDI | DIELCE01 | HPELCN03 | ETA_OLDI | DIELCE01_HPELCN03 | 6 | 0 | 1 | New
HOUETARHNHPELCN03_OLDI_FDIELCE01_D33 | Residential heating technology - Heat pump, Air-to-water - apartment complex - existing building - distributed level 0.33 | HOUELC, HOUAMB | HOUETARHN_OLDI_DMD | MKr20 | 2025 | 4.2596 | 0.07453 | 0.31651 | [5 empty] | ETA | I | OLD | 3.1595 |  | RHNHPELC | 2 | 0.33333 | HOUETARHNHPELCN03_OLDI_FDIELCE01 | 0.97 | HOUETARHNHPELCN03_OLDI | HOUETARHNDIELCE01_OLDI | DIELCE01 | HPELCN03 | ETA_OLDI | DIELCE01_HPELCN03 | 6 | 0 | 1 | New
HOUETARHNHPELCN03_OLDI_FDIELCE01_D33 | Residential heating technology - Heat pump, Air-to-water - apartment complex - existing building - distributed level 0.33 | HOUELC, HOUAMB | HOUETARHN_OLDI_DMD | MKr20 | 2030 | 3.7622 | 0.074129 | 0.30167 | [5 empty] | ETA | I | OLD | 3.3149 |  | RHNHPELC | 2 | 0.33333 | HOUETARHNHPELCN03_OLDI_FDIELCE01 | 0.97 | HOUETARHNHPELCN03_OLDI | HOUETARHNDIELCE01_OLDI | DIELCE01 | HPELCN03 | ETA_OLDI | DIELCE01_HPELCN03 | 6 | 0 | 1 | New
HOUETARHNHPELCN03_OLDI_FDIELCE01_D33 | Residential heating technology - Heat pump, Air-to-water - apartment complex - existing building - distributed level 0.33 | HOUELC, HOUAMB | HOUETARHN_OLDI_DMD | MKr20 | 2040 | 3.3696 | 0.073203 | 0.28816 | [5 empty] | ETA | I | OLD | 3.4702 |  | RHNHPELC | 2 | 0.33333 | HOUETARHNHPELCN03_OLDI_FDIELCE01 | 0.97 | HOUETARHNHPELCN03_OLDI | HOUETARHNDIELCE01_OLDI | DIELCE01 | HPELCN03 | ETA_OLDI | DIELCE01_HPELCN03 | 6 | 0 | 1 | New
HOUETARHNHPELCN03_OLDI_FDIELCE01_D33 | Residential heating technology - Heat pump, Air-to-water - apartment complex - existing building - distributed level 0.33 | HOUELC, HOUAMB | HOUETARHN_OLDI_DMD | MKr20 | 2050 | 2.9771 | 0.07226 | 0.27581 | [5 empty] | ETA | I | OLD | 3.6256 |  | RHNHPELC | 2 | 0.33333 | HOUETARHNHPELCN03_OLDI_FDIELCE01 | 0.97 | HOUETARHNHPELCN03_OLDI | HOUETARHNDIELCE01_OLDI | DIELCE01 | HPELCN03 | ETA_OLDI | DIELCE01_HPELCN03 | 6 | 0 | 1 | New
HOUETARHNHPELCN02_OLDI_FDIELCE01_D33 | Residential heating technology - Heat pump, Air-to-air - single-family house - existing building - distributed level 0.33 | HOUELC, HOUAMB | HOUETARHN_OLDI_DMD | MKr20 | 2020 | 1.9871 | 0.15994 | 0.19904 | [5 empty] | ETA | I | OLD | 5.0241 |  | RHNHPELC | 2 | 0.33333 | HOUETARHNHPELCN02_OLDI_FDIELCE01 | 0.97 | HOUETARHNHPELCN02_OLDI | HOUETARHNDIELCE01_OLDI | DIELCE01 | HPELCN02 | ETA_OLDI | DIELCE01_HPELCN02 | 5 | 0 | 1.1 | Unlikely
HOUETARHNHPELCN02_OLDI_FDIELCE01_D33 | Residential heating technology - Heat pump, Air-to-air - single-family house - existing building - distributed level 0.33 | HOUELC, HOUAMB | HOUETARHN_OLDI_DMD | MKr20 | 2025 | 1.9385 | 0.10866 | 0.18928 | [5 empty] | ETA | I | OLD | 5.2831 |  | RHNHPELC | 2 | 0.33333 | HOUETARHNHPELCN02_OLDI_FDIELCE01 | 0.97 | HOUETARHNHPELCN02_OLDI | HOUETARHNDIELCE01_OLDI | DIELCE01 | HPELCN02 | ETA_OLDI | DIELCE01_HPELCN02 | 5 | 0 | 1.1 | Unlikely
HOUETARHNHPELCN02_OLDI_FDIELCE01_D33 | Residential heating technology - Heat pump, Air-to-air - single-family house - existing building - distributed level 0.33 | HOUELC, HOUAMB | HOUETARHN_OLDI_DMD | MKr20 | 2030 | 1.8899 | 0.10666 | 0.18214 | [5 empty] | ETA | I | OLD | 5.4902 |  | RHNHPELC | 2 | 0.33333 | HOUETARHNHPELCN02_OLDI_FDIELCE01 | 0.97 | HOUETARHNHPELCN02_OLDI | HOUETARHNDIELCE01_OLDI | DIELCE01 | HPELCN02 | ETA_OLDI | DIELCE01_HPELCN02 | 5 | 0 | 1.1 | Unlikely
HOUETARHNHPELCN02_OLDI_FDIELCE01_D33 | Residential heating technology - Heat pump, Air-to-air - single-family house - existing building - distributed level 0.33 | HOUELC, HOUAMB | HOUETARHN_OLDI_DMD | MKr20 | 2040 | 1.7998 | 0.10293 | 0.17552 | [5 empty] | ETA | I | OLD | 5.6974 |  | RHNHPELC | 2 | 0.33333 | HOUETARHNHPELCN02_OLDI_FDIELCE01 | 0.97 | HOUETARHNHPELCN02_OLDI | HOUETARHNDIELCE01_OLDI | DIELCE01 | HPELCN02 | ETA_OLDI | DIELCE01_HPELCN02 | 5 | 0 | 1.1 | Unlikely
HOUETARHNHPELCN02_OLDI_FDIELCE01_D33 | Residential heating technology - Heat pump, Air-to-air - single-family house - existing building - distributed level 0.33 | HOUELC, HOUAMB | HOUETARHN_OLDI_DMD | MKr20 | 2050 | 1.7097 | 0.099207 | 0.17238 | [5 empty] | ETA | I | OLD | 5.801 |  | RHNHPELC | 2 | 0.33333 | HOUETARHNHPELCN02_OLDI_FDIELCE01 | 0.97 | HOUETARHNHPELCN02_OLDI | HOUETARHNDIELCE01_OLDI | DIELCE01 | HPELCN02 | ETA_OLDI | DIELCE01_HPELCN02 | 5 | 0 | 1.1 | Unlikely
HOUETARHNDIELCN06_OLDI_FDIELCE01_D33 | Residential heating technology - Electric heating - electric panel from Bauhaus - apartment complex - new building - distributed level 0.33 | HOUELC | HOUETARHN_OLDI_DMD | MKr20 | 2020 | 0.45946 | 0 | [6 empty] | ETA | I | OLD |  |  | RHNDIELC | 2 | 0.33333 | HOUETARHNDIELCN06_OLDI_FDIELCE01 | 0.97 | HOUETARHNDIELCN06_OLDI | HOUETARHNDIELCE01_OLDI | DIELCE01 | DIELCN06 | ETA_OLDI | DIELCE01_DIELCN06 | 2 | 0 | 0.9 | Same
HOUETARHNDIELCN06_OLDI_FDIELCE01_D33 | Residential heating technology - Electric heating - electric panel from Bauhaus - apartment complex - new building - distributed level 0.33 | HOUELC | HOUETARHN_OLDI_DMD | MKr20 | 2025 | 0.45946 | 0 | [6 empty] | ETA | I | OLD |  |  | RHNDIELC | 2 | 0.33333 | HOUETARHNDIELCN06_OLDI_FDIELCE01 | 0.97 | HOUETARHNDIELCN06_OLDI | HOUETARHNDIELCE01_OLDI | DIELCE01 | DIELCN06 | ETA_OLDI | DIELCE01_DIELCN06 | 2 | 0 | 0.9 | Same
HOUETARHNDIELCN06_OLDI_FDIELCE01_D33 | Residential heating technology - Electric heating - electric panel from Bauhaus - apartment complex - new building - distributed level 0.33 | HOUELC | HOUETARHN_OLDI_DMD | MKr20 | 2030 | 0.45946 | 0 | [6 empty] | ETA | I | OLD |  |  | RHNDIELC | 2 | 0.33333 | HOUETARHNDIELCN06_OLDI_FDIELCE01 | 0.97 | HOUETARHNDIELCN06_OLDI | HOUETARHNDIELCE01_OLDI | DIELCE01 | DIELCN06 | ETA_OLDI | DIELCE01_DIELCN06 | 2 | 0 | 0.9 | Same
HOUETARHNDIELCN06_OLDI_FDIELCE01_D33 | Residential heating technology - Electric heating - electric panel from Bauhaus - apartment complex - new building - distributed level 0.33 | HOUELC | HOUETARHN_OLDI_DMD | MKr20 | 2040 | 0.45946 | 0 | [6 empty] | ETA | I | OLD |  |  | RHNDIELC | 2 | 0.33333 | HOUETARHNDIELCN06_OLDI_FDIELCE01 | 0.97 | HOUETARHNDIELCN06_OLDI | HOUETARHNDIELCE01_OLDI | DIELCE01 | DIELCN06 | ETA_OLDI | DIELCE01_DIELCN06 | 2 | 0 | 0.9 | Same
HOUETARHNDIELCN06_OLDI_FDIELCE01_D33 | Residential heating technology - Electric heating - electric panel from Bauhaus - apartment complex - new building - distributed level 0.33 | HOUELC | HOUETARHN_OLDI_DMD | MKr20 | 2050 | 0.45946 | 0 | [6 empty] | ETA | I | OLD |  |  | RHNDIELC | 2 | 0.33333 | HOUETARHNDIELCN06_OLDI_FDIELCE01 | 0.97 | HOUETARHNDIELCN06_OLDI | HOUETARHNDIELCE01_OLDI | DIELCE01 | DIELCN06 | ETA_OLDI | DIELCE01_DIELCN06 | 2 | 0 | 0.9 | Same
HOUETARHNDIELCN01_OLDI_FDIELCE01_D33 | Residential heating technology - Electric heating - apartment complex - new building - distributed level 0.33 | HOUELC | HOUETARHN_OLDI_DMD | MKr20 | 2020 | 4.2675 | 0.0021178 | [6 empty] | ETA | I | OLD |  |  | RHNDIELC | 2 | 0.33333 | HOUETARHNDIELCN01_OLDI_FDIELCE01 | 0.97 | HOUETARHNDIELCN01_OLDI | HOUETARHNDIELCE01_OLDI | DIELCE01 | DIELCN01 | ETA_OLDI | DIELCE01_DIELCN01 | 2 | 0 | 0.9 | Same
HOUETARHNDIELCN01_OLDI_FDIELCE01_D33 | Residential heating technology - Electric heating - apartment complex - new building - distributed level 0.33 | HOUELC | HOUETARHN_OLDI_DMD | MKr20 | 2025 | 4.1619 | 0.0020313 | [6 empty] | ETA | I | OLD |  |  | RHNDIELC | 2 | 0.33333 | HOUETARHNDIELCN01_OLDI_FDIELCE01 | 0.97 | HOUETARHNDIELCN01_OLDI | HOUETARHNDIELCE01_OLDI | DIELCE01 | DIELCN01 | ETA_OLDI | DIELCE01_DIELCN01 | 2 | 0 | 0.9 | Same
HOUETARHNDIELCN01_OLDI_FDIELCE01_D33 | Residential heating technology - Electric heating - apartment complex - new building - distributed level 0.33 | HOUELC | HOUETARHN_OLDI_DMD | MKr20 | 2030 | 4.0589 | 0.0019881 | [6 empty] | ETA | I | OLD |  |  | RHNDIELC | 2 | 0.33333 | HOUETARHNDIELCN01_OLDI_FDIELCE01 | 0.97 | HOUETARHNDIELCN01_OLDI | HOUETARHNDIELCE01_OLDI | DIELCE01 | DIELCN01 | ETA_OLDI | DIELCE01_DIELCN01 | 2 | 0 | 0.9 | Same
HOUETARHNDIELCN01_OLDI_FDIELCE01_D33 | Residential heating technology - Electric heating - apartment complex - new building - distributed level 0.33 | HOUELC | HOUETARHN_OLDI_DMD | MKr20 | 2040 | 3.8604 | 0.0019017 | [6 empty] | ETA | I | OLD |  |  | RHNDIELC | 2 | 0.33333 | HOUETARHNDIELCN01_OLDI_FDIELCE01 | 0.97 | HOUETARHNDIELCN01_OLDI | HOUETARHNDIELCE01_OLDI | DIELCE01 | DIELCN01 | ETA_OLDI | DIELCE01_DIELCN01 | 2 | 0 | 0.9 | Same
HOUETARHNDIELCN01_OLDI_FDIELCE01_D33 | Residential heating technology - Electric heating - apartment complex - new building - distributed level 0.33 | HOUELC | HOUETARHN_OLDI_DMD | MKr20 | 2050 | 3.6717 | 0.0018152 | [6 empty] | ETA | I | OLD |  |  | RHNDIELC | 2 | 0.33333 | HOUETARHNDIELCN01_OLDI_FDIELCE01 | 0.97 | HOUETARHNDIELCN01_OLDI | HOUETARHNDIELCE01_OLDI | DIELCE01 | DIELCN01 | ETA_OLDI | DIELCE01_DIELCN01 | 2 | 0 | 0.9 | Same
HOUETARHNBHSOLN01_OLDI_FDIELCE01_D33 | Residential heating technology - Solar heating system - apartment complex - existing building - distributed level 0.33 | HOUSOL | HOUETARHN_OLDI_DMD | MKr20 | 2020 | 4.401 | 0.020597 | [6 empty] | ETA | I | OLD |  |  | RHNBHSOL | 2 | 0.33333 | HOUETARHNBHSOLN01_OLDI_FDIELCE01 | 0.97 | HOUETARHNBHSOLN01_OLDI | HOUETARHNDIELCE01_OLDI | DIELCE01 | BHSOLN01 | ETA_OLDI | DIELCE01_BHSOLN01 | 5 | 0 | 1.1 | Unlikely
HOUETARHNBHSOLN01_OLDI_FDIELCE01_D33 | Residential heating technology - Solar heating system - apartment complex - existing building - distributed level 0.33 | HOUSOL | HOUETARHN_OLDI_DMD | MKr20 | 2025 | 4.2109 | 0.021832 | [6 empty] | ETA | I | OLD |  |  | RHNBHSOL | 2 | 0.33333 | HOUETARHNBHSOLN01_OLDI_FDIELCE01 | 0.97 | HOUETARHNBHSOLN01_OLDI | HOUETARHNDIELCE01_OLDI | DIELCE01 | BHSOLN01 | ETA_OLDI | DIELCE01_BHSOLN01 | 5 | 0 | 1.1 | Unlikely
HOUETARHNBHSOLN01_OLDI_FDIELCE01_D33 | Residential heating technology - Solar heating system - apartment complex - existing building - distributed level 0.33 | HOUSOL | HOUETARHN_OLDI_DMD | MKr20 | 2030 | 4.0207 | 0.022301 | [6 empty] | ETA | I | OLD |  |  | RHNBHSOL | 2 | 0.33333 | HOUETARHNBHSOLN01_OLDI_FDIELCE01 | 0.97 | HOUETARHNBHSOLN01_OLDI | HOUETARHNDIELCE01_OLDI | DIELCE01 | BHSOLN01 | ETA_OLDI | DIELCE01_BHSOLN01 | 5 | 0 | 1.1 | Unlikely
HOUETARHNBHSOLN01_OLDI_FDIELCE01_D33 | Residential heating technology - Solar heating system - apartment complex - existing building - distributed level 0.33 | HOUSOL | HOUETARHN_OLDI_DMD | MKr20 | 2040 | 3.8305 | 0.021696 | [6 empty] | ETA | I | OLD |  |  | RHNBHSOL | 2 | 0.33333 | HOUETARHNBHSOLN01_OLDI_FDIELCE01 | 0.97 | HOUETARHNBHSOLN01_OLDI | HOUETARHNDIELCE01_OLDI | DIELCE01 | BHSOLN01 | ETA_OLDI | DIELCE01_BHSOLN01 | 5 | 0 | 1.1 | Unlikely
HOUETARHNBHSOLN01_OLDI_FDIELCE01_D33 | Residential heating technology - Solar heating system - apartment complex - existing building - distributed level 0.33 | HOUSOL | HOUETARHN_OLDI_DMD | MKr20 | 2050 | 3.6403 | 0.020597 | [6 empty] | ETA | I | OLD |  |  | RHNBHSOL | 2 | 0.33333 | HOUETARHNBHSOLN01_OLDI_FDIELCE01 | 0.97 | HOUETARHNBHSOLN01_OLDI | HOUETARHNDIELCE01_OLDI | DIELCE01 | BHSOLN01 | ETA_OLDI | DIELCE01_BHSOLN01 | 5 | 0 | 1.1 | Unlikely
HOUETARHNBHDHDN09_OLDI_FDIELCE01_D33 | Residential heating technology - Direct district heating substation - plus connection pipe - plus distribution (heating density: low ) - apartment complex - existing building - distributed level 0.33 | HOUDHD | HOUETARHN_OLDI_DMD | MKr20 | 2020 | 0.43792 | 0.0015352 | [6 empty] | ETA | I | OLD |  |  | RHNBHDHD | 2 | 0.33333 | HOUETARHNBHDHDN09_OLDI_FDIELCE01 | 0.97 | HOUETARHNBHDHDN09_OLDI | HOUETARHNDIELCE01_OLDI | DIELCE01 | BHDHDN09 | ETA_OLDI | DIELCE01_BHDHDN09 | 5 | 0 | 1.1 | Unlikely
HOUETARHNBHDHDN09_OLDI_FDIELCE01_D33 | Residential heating technology - Direct district heating substation - plus connection pipe - plus distribution (heating density: low ) - apartment complex - existing building - distributed level 0.33 | HOUDHD | HOUETARHN_OLDI_DMD | MKr20 | 2025 | 0.43212 | 0.0015559 | [6 empty] | ETA | I | OLD |  |  | RHNBHDHD | 2 | 0.33333 | HOUETARHNBHDHDN09_OLDI_FDIELCE01 | 0.97 | HOUETARHNBHDHDN09_OLDI | HOUETARHNDIELCE01_OLDI | DIELCE01 | BHDHDN09 | ETA_OLDI | DIELCE01_BHDHDN09 | 5 | 0 | 1.1 | Unlikely
HOUETARHNBHDHDN09_OLDI_FDIELCE01_D33 | Residential heating technology - Direct district heating substation - plus connection pipe - plus distribution (heating density: low ) - apartment complex - existing building - distributed level 0.33 | HOUDHD | HOUETARHN_OLDI_DMD | MKr20 | 2030 | 0.42646 | 0.001533 | [6 empty] | ETA | I | OLD |  |  | RHNBHDHD | 2 | 0.33333 | HOUETARHNBHDHDN09_OLDI_FDIELCE01 | 0.97 | HOUETARHNBHDHDN09_OLDI | HOUETARHNDIELCE01_OLDI | DIELCE01 | BHDHDN09 | ETA_OLDI | DIELCE01_BHDHDN09 | 5 | 0 | 1.1 | Unlikely
HOUETARHNBHDHDN09_OLDI_FDIELCE01_D33 | Residential heating technology - Direct district heating substation - plus connection pipe - plus distribution (heating density: low ) - apartment complex - existing building - distributed level 0.33 | HOUDHD | HOUETARHN_OLDI_DMD | MKr20 | 2040 | 0.41557 | 0.0014865 | [6 empty] | ETA | I | OLD |  |  | RHNBHDHD | 2 | 0.33333 | HOUETARHNBHDHDN09_OLDI_FDIELCE01 | 0.97 | HOUETARHNBHDHDN09_OLDI | HOUETARHNDIELCE01_OLDI | DIELCE01 | BHDHDN09 | ETA_OLDI | DIELCE01_BHDHDN09 | 5 | 0 | 1.1 | Unlikely
HOUETARHNBHDHDN09_OLDI_FDIELCE01_D33 | Residential heating technology - Direct district heating substation - plus connection pipe - plus distribution (heating density: low ) - apartment complex - existing building - distributed level 0.33 | HOUDHD | HOUETARHN_OLDI_DMD | MKr20 | 2050 | 0.40522 | 0.0014271 | [6 empty] | ETA | I | OLD |  |  | RHNBHDHD | 2 | 0.33333 | HOUETARHNBHDHDN09_OLDI_FDIELCE01 | 0.97 | HOUETARHNBHDHDN09_OLDI | HOUETARHNDIELCE01_OLDI | DIELCE01 | BHDHDN09 | ETA_OLDI | DIELCE01_BHDHDN09 | 5 | 0 | 1.1 | Unlikely
HOUETARHNBHDHDN07_OLDI_FDIELCE01_D33 | Residential heating technology - Direct district heating substation - plus connection pipe - plus distribution (heating density: medium ) - apartment complex - existing building - distributed level 0.33 | HOUDHD | HOUETARHN_OLDI_DMD | MKr20 | 2020 | 0.3741 | 0.0015352 | [6 empty] | ETA | I | OLD |  |  | RHNBHDHD | 2 | 0.33333 | HOUETARHNBHDHDN07_OLDI_FDIELCE01 | 0.97 | HOUETARHNBHDHDN07_OLDI | HOUETARHNDIELCE01_OLDI | DIELCE01 | BHDHDN07 | ETA_OLDI | DIELCE01_BHDHDN07 | 5 | 0 | 1.1 | Unlikely
HOUETARHNBHDHDN07_OLDI_FDIELCE01_D33 | Residential heating technology - Direct district heating substation - plus connection pipe - plus distribution (heating density: medium ) - apartment complex - existing building - distributed level 0.33 | HOUDHD | HOUETARHN_OLDI_DMD | MKr20 | 2025 | 0.3683 | 0.0015559 | [6 empty] | ETA | I | OLD |  |  | RHNBHDHD | 2 | 0.33333 | HOUETARHNBHDHDN07_OLDI_FDIELCE01 | 0.97 | HOUETARHNBHDHDN07_OLDI | HOUETARHNDIELCE01_OLDI | DIELCE01 | BHDHDN07 | ETA_OLDI | DIELCE01_BHDHDN07 | 5 | 0 | 1.1 | Unlikely
HOUETARHNBHDHDN07_OLDI_FDIELCE01_D33 | Residential heating technology - Direct district heating substation - plus connection pipe - plus distribution (heating density: medium ) - apartment complex - existing building - distributed level 0.33 | HOUDHD | HOUETARHN_OLDI_DMD | MKr20 | 2030 | 0.36265 | 0.001533 | [6 empty] | ETA | I | OLD |  |  | RHNBHDHD | 2 | 0.33333 | HOUETARHNBHDHDN07_OLDI_FDIELCE01 | 0.97 | HOUETARHNBHDHDN07_OLDI | HOUETARHNDIELCE01_OLDI | DIELCE01 | BHDHDN07 | ETA_OLDI | DIELCE01_BHDHDN07 | 5 | 0 | 1.1 | Unlikely
HOUETARHNBHDHDN07_OLDI_FDIELCE01_D33 | Residential heating technology - Direct district heating substation - plus connection pipe - plus distribution (heating density: medium ) - apartment complex - existing building - distributed level 0.33 | HOUDHD | HOUETARHN_OLDI_DMD | MKr20 | 2040 | 0.35176 | 0.0014865 | [6 empty] | ETA | I | OLD |  |  | RHNBHDHD | 2 | 0.33333 | HOUETARHNBHDHDN07_OLDI_FDIELCE01 | 0.97 | HOUETARHNBHDHDN07_OLDI | HOUETARHNDIELCE01_OLDI | DIELCE01 | BHDHDN07 | ETA_OLDI | DIELCE01_BHDHDN07 | 5 | 0 | 1.1 | Unlikely
HOUETARHNBHDHDN07_OLDI_FDIELCE01_D33 | Residential heating technology - Direct district heating substation - plus connection pipe - plus distribution (heating density: medium ) - apartment complex - existing building - distributed level 0.33 | HOUDHD | HOUETARHN_OLDI_DMD | MKr20 | 2050 | 0.3414 | 0.0014271 | [6 empty] | ETA | I | OLD |  |  | RHNBHDHD | 2 | 0.33333 | HOUETARHNBHDHDN07_OLDI_FDIELCE01 | 0.97 | HOUETARHNBHDHDN07_OLDI | HOUETARHNDIELCE01_OLDI | DIELCE01 | BHDHDN07 | ETA_OLDI | DIELCE01_BHDHDN07 | 5 | 0 | 1.1 | Unlikely
HOUETARHNBHDHDN05_OLDI_FDIELCE01_D33 | Residential heating technology - Direct district heating substation - plus connection pipe - plus distribution (heating density: high ) - apartment complex - existing building - distributed level 0.33 | HOUDHD | HOUETARHN_OLDI_DMD | MKr20 | 2020 | 0.31029 | 0.0015352 | [6 empty] | ETA | I | OLD |  |  | RHNBHDHD | 2 | 0.33333 | HOUETARHNBHDHDN05_OLDI_FDIELCE01 | 0.97 | HOUETARHNBHDHDN05_OLDI | HOUETARHNDIELCE01_OLDI | DIELCE01 | BHDHDN05 | ETA_OLDI | DIELCE01_BHDHDN05 | 5 | 0 | 1.1 | Unlikely
HOUETARHNBHDHDN05_OLDI_FDIELCE01_D33 | Residential heating technology - Direct district heating substation - plus connection pipe - plus distribution (heating density: high ) - apartment complex - existing building - distributed level 0.33 | HOUDHD | HOUETARHN_OLDI_DMD | MKr20 | 2025 | 0.30449 | 0.0015559 | [6 empty] | ETA | I | OLD |  |  | RHNBHDHD | 2 | 0.33333 | HOUETARHNBHDHDN05_OLDI_FDIELCE01 | 0.97 | HOUETARHNBHDHDN05_OLDI | HOUETARHNDIELCE01_OLDI | DIELCE01 | BHDHDN05 | ETA_OLDI | DIELCE01_BHDHDN05 | 5 | 0 | 1.1 | Unlikely
HOUETARHNBHDHDN05_OLDI_FDIELCE01_D33 | Residential heating technology - Direct district heating substation - plus connection pipe - plus distribution (heating density: high ) - apartment complex - existing building - distributed level 0.33 | HOUDHD | HOUETARHN_OLDI_DMD | MKr20 | 2030 | 0.29884 | 0.001533 | [6 empty] | ETA | I | OLD |  |  | RHNBHDHD | 2 | 0.33333 | HOUETARHNBHDHDN05_OLDI_FDIELCE01 | 0.97 | HOUETARHNBHDHDN05_OLDI | HOUETARHNDIELCE01_OLDI | DIELCE01 | BHDHDN05 | ETA_OLDI | DIELCE01_BHDHDN05 | 5 | 0 | 1.1 | Unlikely
HOUETARHNBHDHDN05_OLDI_FDIELCE01_D33 | Residential heating technology - Direct district heating substation - plus connection pipe - plus distribution (heating density: high ) - apartment complex - existing building - distributed level 0.33 | HOUDHD | HOUETARHN_OLDI_DMD | MKr20 | 2040 | 0.28794 | 0.0014865 | [6 empty] | ETA | I | OLD |  |  | RHNBHDHD | 2 | 0.33333 | HOUETARHNBHDHDN05_OLDI_FDIELCE01 | 0.97 | HOUETARHNBHDHDN05_OLDI | HOUETARHNDIELCE01_OLDI | DIELCE01 | BHDHDN05 | ETA_OLDI | DIELCE01_BHDHDN05 | 5 | 0 | 1.1 | Unlikely
HOUETARHNBHDHDN05_OLDI_FDIELCE01_D33 | Residential heating technology - Direct district heating substation - plus connection pipe - plus distribution (heating density: high ) - apartment complex - existing building - distributed level 0.33 | HOUDHD | HOUETARHN_OLDI_DMD | MKr20 | 2050 | 0.27759 | 0.0014271 | [6 empty] | ETA | I | OLD |  |  | RHNBHDHD | 2 | 0.33333 | HOUETARHNBHDHDN05_OLDI_FDIELCE01 | 0.97 | HOUETARHNBHDHDN05_OLDI | HOUETARHNDIELCE01_OLDI | DIELCE01 | BHDHDN05 | ETA_OLDI | DIELCE01_BHDHDN05 | 5 | 0 | 1.1 | Unlikely
HOUETARHNBHDHCN09_OLDI_FDIELCE01_D33 | Residential heating technology - Direct district heating substation - plus connection pipe - plus distribution (heating density: low ) - apartment complex - existing building - distributed level 0.33 | HOUDHC | HOUETARHN_OLDI_DMD | MKr20 | 2020 | 0.43792 | 0.0015352 | [6 empty] | ETA | I | OLD |  |  | RHNBHDHC | 2 | 0.33333 | HOUETARHNBHDHCN09_OLDI_FDIELCE01 | 0.97 | HOUETARHNBHDHCN09_OLDI | HOUETARHNDIELCE01_OLDI | DIELCE01 | BHDHCN09 | ETA_OLDI | DIELCE01_BHDHCN09 | 5 | 0 | 1.1 | Unlikely
HOUETARHNBHDHCN09_OLDI_FDIELCE01_D33 | Residential heating technology - Direct district heating substation - plus connection pipe - plus distribution (heating density: low ) - apartment complex - existing building - distributed level 0.33 | HOUDHC | HOUETARHN_OLDI_DMD | MKr20 | 2025 | 0.43212 | 0.0015559 | [6 empty] | ETA | I | OLD |  |  | RHNBHDHC | 2 | 0.33333 | HOUETARHNBHDHCN09_OLDI_FDIELCE01 | 0.97 | HOUETARHNBHDHCN09_OLDI | HOUETARHNDIELCE01_OLDI | DIELCE01 | BHDHCN09 | ETA_OLDI | DIELCE01_BHDHCN09 | 5 | 0 | 1.1 | Unlikely
HOUETARHNBHDHCN09_OLDI_FDIELCE01_D33 | Residential heating technology - Direct district heating substation - plus connection pipe - plus distribution (heating density: low ) - apartment complex - existing building - distributed level 0.33 | HOUDHC | HOUETARHN_OLDI_DMD | MKr20 | 2030 | 0.42646 | 0.001533 | [6 empty] | ETA | I | OLD |  |  | RHNBHDHC | 2 | 0.33333 | HOUETARHNBHDHCN09_OLDI_FDIELCE01 | 0.97 | HOUETARHNBHDHCN09_OLDI | HOUETARHNDIELCE01_OLDI | DIELCE01 | BHDHCN09 | ETA_OLDI | DIELCE01_BHDHCN09 | 5 | 0 | 1.1 | Unlikely
HOUETARHNBHDHCN09_OLDI_FDIELCE01_D33 | Residential heating technology - Direct district heating substation - plus connection pipe - plus distribution (heating density: low ) - apartment complex - existing building - distributed level 0.33 | HOUDHC | HOUETARHN_OLDI_DMD | MKr20 | 2040 | 0.41557 | 0.0014865 | [6 empty] | ETA | I | OLD |  |  | RHNBHDHC | 2 | 0.33333 | HOUETARHNBHDHCN09_OLDI_FDIELCE01 | 0.97 | HOUETARHNBHDHCN09_OLDI | HOUETARHNDIELCE01_OLDI | DIELCE01 | BHDHCN09 | ETA_OLDI | DIELCE01_BHDHCN09 | 5 | 0 | 1.1 | Unlikely
HOUETARHNBHDHCN09_OLDI_FDIELCE01_D33 | Residential heating technology - Direct district heating substation - plus connection pipe - plus distribution (heating density: low ) - apartment complex - existing building - distributed level 0.33 | HOUDHC | HOUETARHN_OLDI_DMD | MKr20 | 2050 | 0.40522 | 0.0014271 | [6 empty] | ETA | I | OLD |  |  | RHNBHDHC | 2 | 0.33333 | HOUETARHNBHDHCN09_OLDI_FDIELCE01 | 0.97 | HOUETARHNBHDHCN09_OLDI | HOUETARHNDIELCE01_OLDI | DIELCE01 | BHDHCN09 | ETA_OLDI | DIELCE01_BHDHCN09 | 5 | 0 | 1.1 | Unlikely
HOUETARHNBHDHCN07_OLDI_FDIELCE01_D33 | Residential heating technology - Direct district heating substation - plus connection pipe - plus distribution (heating density: medium ) - apartment complex - existing building - distributed level 0.33 | HOUDHC | HOUETARHN_OLDI_DMD | MKr20 | 2020 | 0.3741 | 0.0015352 | [6 empty] | ETA | I | OLD |  |  | RHNBHDHC | 2 | 0.33333 | HOUETARHNBHDHCN07_OLDI_FDIELCE01 | 0.97 | HOUETARHNBHDHCN07_OLDI | HOUETARHNDIELCE01_OLDI | DIELCE01 | BHDHCN07 | ETA_OLDI | DIELCE01_BHDHCN07 | 5 | 0 | 1.1 | Unlikely
HOUETARHNBHDHCN07_OLDI_FDIELCE01_D33 | Residential heating technology - Direct district heating substation - plus connection pipe - plus distribution (heating density: medium ) - apartment complex - existing building - distributed level 0.33 | HOUDHC | HOUETARHN_OLDI_DMD | MKr20 | 2025 | 0.3683 | 0.0015559 | [6 empty] | ETA | I | OLD |  |  | RHNBHDHC | 2 | 0.33333 | HOUETARHNBHDHCN07_OLDI_FDIELCE01 | 0.97 | HOUETARHNBHDHCN07_OLDI | HOUETARHNDIELCE01_OLDI | DIELCE01 | BHDHCN07 | ETA_OLDI | DIELCE01_BHDHCN07 | 5 | 0 | 1.1 | Unlikely
HOUETARHNBHDHCN07_OLDI_FDIELCE01_D33 | Residential heating technology - Direct district heating substation - plus connection pipe - plus distribution (heating density: medium ) - apartment complex - existing building - distributed level 0.33 | HOUDHC | HOUETARHN_OLDI_DMD | MKr20 | 2030 | 0.36265 | 0.001533 | [6 empty] | ETA | I | OLD |  |  | RHNBHDHC | 2 | 0.33333 | HOUETARHNBHDHCN07_OLDI_FDIELCE01 | 0.97 | HOUETARHNBHDHCN07_OLDI | HOUETARHNDIELCE01_OLDI | DIELCE01 | BHDHCN07 | ETA_OLDI | DIELCE01_BHDHCN07 | 5 | 0 | 1.1 | Unlikely
HOUETARHNBHDHCN07_OLDI_FDIELCE01_D33 | Residential heating technology - Direct district heating substation - plus connection pipe - plus distribution (heating density: medium ) - apartment complex - existing building - distributed level 0.33 | HOUDHC | HOUETARHN_OLDI_DMD | MKr20 | 2040 | 0.35176 | 0.0014865 | [6 empty] | ETA | I | OLD |  |  | RHNBHDHC | 2 | 0.33333 | HOUETARHNBHDHCN07_OLDI_FDIELCE01 | 0.97 | HOUETARHNBHDHCN07_OLDI | HOUETARHNDIELCE01_OLDI | DIELCE01 | BHDHCN07 | ETA_OLDI | DIELCE01_BHDHCN07 | 5 | 0 | 1.1 | Unlikely
HOUETARHNBHDHCN07_OLDI_FDIELCE01_D33 | Residential heating technology - Direct district heating substation - plus connection pipe - plus distribution (heating density: medium ) - apartment complex - existing building - distributed level 0.33 | HOUDHC | HOUETARHN_OLDI_DMD | MKr20 | 2050 | 0.3414 | 0.0014271 | [6 empty] | ETA | I | OLD |  |  | RHNBHDHC | 2 | 0.33333 | HOUETARHNBHDHCN07_OLDI_FDIELCE01 | 0.97 | HOUETARHNBHDHCN07_OLDI | HOUETARHNDIELCE01_OLDI | DIELCE01 | BHDHCN07 | ETA_OLDI | DIELCE01_BHDHCN07 | 5 | 0 | 1.1 | Unlikely
HOUETARHNBHDHCN05_OLDI_FDIELCE01_D33 | Residential heating technology - Direct district heating substation - plus connection pipe - plus distribution (heating density: high ) - apartment complex - existing building - distributed level 0.33 | HOUDHC | HOUETARHN_OLDI_DMD | MKr20 | 2020 | 0.31029 | 0.0015352 | [6 empty] | ETA | I | OLD |  |  | RHNBHDHC | 2 | 0.33333 | HOUETARHNBHDHCN05_OLDI_FDIELCE01 | 0.97 | HOUETARHNBHDHCN05_OLDI | HOUETARHNDIELCE01_OLDI | DIELCE01 | BHDHCN05 | ETA_OLDI | DIELCE01_BHDHCN05 | 5 | 0 | 1.1 | Unlikely
HOUETARHNBHDHCN05_OLDI_FDIELCE01_D33 | Residential heating technology - Direct district heating substation - plus connection pipe - plus distribution (heating density: high ) - apartment complex - existing building - distributed level 0.33 | HOUDHC | HOUETARHN_OLDI_DMD | MKr20 | 2025 | 0.30449 | 0.0015559 | [6 empty] | ETA | I | OLD |  |  | RHNBHDHC | 2 | 0.33333 | HOUETARHNBHDHCN05_OLDI_FDIELCE01 | 0.97 | HOUETARHNBHDHCN05_OLDI | HOUETARHNDIELCE01_OLDI | DIELCE01 | BHDHCN05 | ETA_OLDI | DIELCE01_BHDHCN05 | 5 | 0 | 1.1 | Unlikely
HOUETARHNBHDHCN05_OLDI_FDIELCE01_D33 | Residential heating technology - Direct district heating substation - plus connection pipe - plus distribution (heating density: high ) - apartment complex - existing building - distributed level 0.33 | HOUDHC | HOUETARHN_OLDI_DMD | MKr20 | 2030 | 0.29884 | 0.001533 | [6 empty] | ETA | I | OLD |  |  | RHNBHDHC | 2 | 0.33333 | HOUETARHNBHDHCN05_OLDI_FDIELCE01 | 0.97 | HOUETARHNBHDHCN05_OLDI | HOUETARHNDIELCE01_OLDI | DIELCE01 | BHDHCN05 | ETA_OLDI | DIELCE01_BHDHCN05 | 5 | 0 | 1.1 | Unlikely
HOUETARHNBHDHCN05_OLDI_FDIELCE01_D33 | Residential heating technology - Direct district heating substation - plus connection pipe - plus distribution (heating density: high ) - apartment complex - existing building - distributed level 0.33 | HOUDHC | HOUETARHN_OLDI_DMD | MKr20 | 2040 | 0.28794 | 0.0014865 | [6 empty] | ETA | I | OLD |  |  | RHNBHDHC | 2 | 0.33333 | HOUETARHNBHDHCN05_OLDI_FDIELCE01 | 0.97 | HOUETARHNBHDHCN05_OLDI | HOUETARHNDIELCE01_OLDI | DIELCE01 | BHDHCN05 | ETA_OLDI | DIELCE01_BHDHCN05 | 5 | 0 | 1.1 | Unlikely
HOUETARHNBHDHCN05_OLDI_FDIELCE01_D33 | Residential heating technology - Direct district heating substation - plus connection pipe - plus distribution (heating density: high ) - apartment complex - existing building - distributed level 0.33 | HOUDHC | HOUETARHN_OLDI_DMD | MKr20 | 2050 | 0.27759 | 0.0014271 | [6 empty] | ETA | I | OLD |  |  | RHNBHDHC | 2 | 0.33333 | HOUETARHNBHDHCN05_OLDI_FDIELCE01 | 0.97 | HOUETARHNBHDHCN05_OLDI | HOUETARHNDIELCE01_OLDI | DIELCE01 | BHDHCN05 | ETA_OLDI | DIELCE01_BHDHCN05 | 5 | 0 | 1.1 | Unlikely
HOUPARRHNHPELCN07_OLDC_FDIELCE01_D33 | Residential heating technology - Heat pump, Air-to-water, low-price product - single-family house - existing building - distributed level 0.33 | HOUELC, HOUAMB | HOUPARRHN_OLDC_DMD | MKr20 | 2020 | 9.341 | 0.35537 | 0.32178 | [5 empty] | PAR | C | OLD | 3.1077 |  | RHNHPELC | 2 | 0.33333 | HOUPARRHNHPELCN07_OLDC_FDIELCE01 | 0.539 | HOUPARRHNHPELCN07_OLDC | HOUPARRHNDIELCE01_OLDC | DIELCE01 | HPELCN07 | PAR_OLDC | DIELCE01_HPELCN07 | 5 | 0 | 1.1 | Unlikely
HOUPARRHNHPELCN07_OLDC_FDIELCE01_D33 | Residential heating technology - Heat pump, Air-to-water, low-price product - single-family house - existing building - distributed level 0.33 | HOUELC, HOUAMB | HOUPARRHN_OLDC_DMD | MKr20 | 2025 | 8.5453 | 0.27257 | 0.30646 | [5 empty] | PAR | C | OLD | 3.2631 |  | RHNHPELC | 2 | 0.33333 | HOUPARRHNHPELCN07_OLDC_FDIELCE01 | 0.539 | HOUPARRHNHPELCN07_OLDC | HOUPARRHNDIELCE01_OLDC | DIELCE01 | HPELCN07 | PAR_OLDC | DIELCE01_HPELCN07 | 5 | 0 | 1.1 | Unlikely
HOUPARRHNHPELCN07_OLDC_FDIELCE01_D33 | Residential heating technology - Heat pump, Air-to-water, low-price product - single-family house - existing building - distributed level 0.33 | HOUELC, HOUAMB | HOUPARRHN_OLDC_DMD | MKr20 | 2030 | 7.7496 | 0.26933 | 0.29253 | [5 empty] | PAR | C | OLD | 3.4185 |  | RHNHPELC | 2 | 0.33333 | HOUPARRHNHPELCN07_OLDC_FDIELCE01 | 0.539 | HOUPARRHNHPELCN07_OLDC | HOUPARRHNDIELCE01_OLDC | DIELCE01 | HPELCN07 | PAR_OLDC | DIELCE01_HPELCN07 | 5 | 0 | 1.1 | Unlikely
HOUPARRHNHPELCN07_OLDC_FDIELCE01_D33 | Residential heating technology - Heat pump, Air-to-water, low-price product - single-family house - existing building - distributed level 0.33 | HOUELC, HOUAMB | HOUPARRHN_OLDC_DMD | MKr20 | 2040 | 7.1157 | 0.26331 | 0.27981 | [5 empty] | PAR | C | OLD | 3.5738 |  | RHNHPELC | 2 | 0.33333 | HOUPARRHNHPELCN07_OLDC_FDIELCE01 | 0.539 | HOUPARRHNHPELCN07_OLDC | HOUPARRHNDIELCE01_OLDC | DIELCE01 | HPELCN07 | PAR_OLDC | DIELCE01_HPELCN07 | 5 | 0 | 1.1 | Unlikely
HOUPARRHNHPELCN07_OLDC_FDIELCE01_D33 | Residential heating technology - Heat pump, Air-to-water, low-price product - single-family house - existing building - distributed level 0.33 | HOUELC, HOUAMB | HOUPARRHN_OLDC_DMD | MKr20 | 2050 | 6.4817 | 0.2573 | 0.27193 | [5 empty] | PAR | C | OLD | 3.6774 |  | RHNHPELC | 2 | 0.33333 | HOUPARRHNHPELCN07_OLDC_FDIELCE01 | 0.539 | HOUPARRHNHPELCN07_OLDC | HOUPARRHNDIELCE01_OLDC | DIELCE01 | HPELCN07 | PAR_OLDC | DIELCE01_HPELCN07 | 5 | 0 | 1.1 | Unlikely
HOUPARRHNHPELCN05_OLDC_FDIELCE01_D33 | Residential heating technology - Heat pump, Air-to-water - leasing - single-family house - existing building - distributed level 0.33 | HOUELC, HOUAMB | HOUPARRHN_OLDC_DMD | MKr20 | 2020 | 5.9512 | 0.9839 | 0.30646 | [5 empty] | PAR | C | OLD | 3.2631 |  | RHNHPELC | 2 | 0.33333 | HOUPARRHNHPELCN05_OLDC_FDIELCE01 | 0.539 | HOUPARRHNHPELCN05_OLDC | HOUPARRHNDIELCE01_OLDC | DIELCE01 | HPELCN05 | PAR_OLDC | DIELCE01_HPELCN05 | 5 | 0 | 1.1 | Unlikely
HOUPARRHNHPELCN05_OLDC_FDIELCE01_D33 | Residential heating technology - Heat pump, Air-to-water - leasing - single-family house - existing building - distributed level 0.33 | HOUELC, HOUAMB | HOUPARRHN_OLDC_DMD | MKr20 | 2025 | 5.4893 | 0.84862 | 0.29253 | [5 empty] | PAR | C | OLD | 3.4185 |  | RHNHPELC | 2 | 0.33333 | HOUPARRHNHPELCN05_OLDC_FDIELCE01 | 0.539 | HOUPARRHNHPELCN05_OLDC | HOUPARRHNDIELCE01_OLDC | DIELCE01 | HPELCN05 | PAR_OLDC | DIELCE01_HPELCN05 | 5 | 0 | 1.1 | Unlikely
HOUPARRHNHPELCN05_OLDC_FDIELCE01_D33 | Residential heating technology - Heat pump, Air-to-water - leasing - single-family house - existing building - distributed level 0.33 | HOUELC, HOUAMB | HOUPARRHN_OLDC_DMD | MKr20 | 2030 | 5.0274 | 0.79289 | 0.27981 | [5 empty] | PAR | C | OLD | 3.5738 |  | RHNHPELC | 2 | 0.33333 | HOUPARRHNHPELCN05_OLDC_FDIELCE01 | 0.539 | HOUPARRHNHPELCN05_OLDC | HOUPARRHNDIELCE01_OLDC | DIELCE01 | HPELCN05 | PAR_OLDC | DIELCE01_HPELCN05 | 5 | 0 | 1.1 | Unlikely
HOUPARRHNHPELCN05_OLDC_FDIELCE01_D33 | Residential heating technology - Heat pump, Air-to-water - leasing - single-family house - existing building - distributed level 0.33 | HOUELC, HOUAMB | HOUPARRHN_OLDC_DMD | MKr20 | 2040 | 4.6528 | 0.74431 | 0.26815 | [5 empty] | PAR | C | OLD | 3.7292 |  | RHNHPELC | 2 | 0.33333 | HOUPARRHNHPELCN05_OLDC_FDIELCE01 | 0.539 | HOUPARRHNHPELCN05_OLDC | HOUPARRHNDIELCE01_OLDC | DIELCE01 | HPELCN05 | PAR_OLDC | DIELCE01_HPELCN05 | 5 | 0 | 1.1 | Unlikely
HOUPARRHNHPELCN05_OLDC_FDIELCE01_D33 | Residential heating technology - Heat pump, Air-to-water - leasing - single-family house - existing building - distributed level 0.33 | HOUELC, HOUAMB | HOUPARRHN_OLDC_DMD | MKr20 | 2050 | 4.2782 | 0.69572 | 0.26091 | [5 empty] | PAR | C | OLD | 3.8328 |  | RHNHPELC | 2 | 0.33333 | HOUPARRHNHPELCN05_OLDC_FDIELCE01 | 0.539 | HOUPARRHNHPELCN05_OLDC | HOUPARRHNDIELCE01_OLDC | DIELCE01 | HPELCN05 | PAR_OLDC | DIELCE01_HPELCN05 | 5 | 0 | 1.1 | Unlikely
HOUPARRHNHPELCN04_OLDC_FDIELCE01_D33 | Residential heating technology - Heat pump, Ground source - single-family house - existing building - distributed level 0.33 | HOUELC, HOUAMB | HOUPARRHN_OLDC_DMD | MKr20 | 2020 | 14.3298 | 0.28377 | 0.27981 | [5 empty] | PAR | C | OLD | 3.5738 |  | RHNHPELC | 2 | 0.33333 | HOUPARRHNHPELCN04_OLDC_FDIELCE01 | 0.539 | HOUPARRHNHPELCN04_OLDC | HOUPARRHNDIELCE01_OLDC | DIELCE01 | HPELCN04 | PAR_OLDC | DIELCE01_HPELCN04 | 6 | 0 | 1 | New
HOUPARRHNHPELCN04_OLDC_FDIELCE01_D33 | Residential heating technology - Heat pump, Ground source - single-family house - existing building - distributed level 0.33 | HOUELC, HOUAMB | HOUPARRHN_OLDC_DMD | MKr20 | 2025 | 13.6133 | 0.20097 | 0.27193 | [5 empty] | PAR | C | OLD | 3.6774 |  | RHNHPELC | 2 | 0.33333 | HOUPARRHNHPELCN04_OLDC_FDIELCE01 | 0.539 | HOUPARRHNHPELCN04_OLDC | HOUPARRHNDIELCE01_OLDC | DIELCE01 | HPELCN04 | PAR_OLDC | DIELCE01_HPELCN04 | 6 | 0 | 1 | New
HOUPARRHNHPELCN04_OLDC_FDIELCE01_D33 | Residential heating technology - Heat pump, Ground source - single-family house - existing building - distributed level 0.33 | HOUELC, HOUAMB | HOUPARRHN_OLDC_DMD | MKr20 | 2030 | 12.8968 | 0.19772 | 0.26448 | [5 empty] | PAR | C | OLD | 3.781 |  | RHNHPELC | 2 | 0.33333 | HOUPARRHNHPELCN04_OLDC_FDIELCE01 | 0.539 | HOUPARRHNHPELCN04_OLDC | HOUPARRHNDIELCE01_OLDC | DIELCE01 | HPELCN04 | PAR_OLDC | DIELCE01_HPELCN04 | 6 | 0 | 1 | New
HOUPARRHNHPELCN04_OLDC_FDIELCE01_D33 | Residential heating technology - Heat pump, Ground source - single-family house - existing building - distributed level 0.33 | HOUELC, HOUAMB | HOUPARRHN_OLDC_DMD | MKr20 | 2040 | 12.252 | 0.19171 | 0.25404 | [5 empty] | PAR | C | OLD | 3.9364 |  | RHNHPELC | 2 | 0.33333 | HOUPARRHNHPELCN04_OLDC_FDIELCE01 | 0.539 | HOUPARRHNHPELCN04_OLDC | HOUPARRHNDIELCE01_OLDC | DIELCE01 | HPELCN04 | PAR_OLDC | DIELCE01_HPELCN04 | 6 | 0 | 1 | New
HOUPARRHNHPELCN04_OLDC_FDIELCE01_D33 | Residential heating technology - Heat pump, Ground source - single-family house - existing building - distributed level 0.33 | HOUELC, HOUAMB | HOUPARRHN_OLDC_DMD | MKr20 | 2050 | 11.6072 | 0.18569 | 0.25074 | [5 empty] | PAR | C | OLD | 3.9882 |  | RHNHPELC | 2 | 0.33333 | HOUPARRHNHPELCN04_OLDC_FDIELCE01 | 0.539 | HOUPARRHNHPELCN04_OLDC | HOUPARRHNDIELCE01_OLDC | DIELCE01 | HPELCN04 | PAR_OLDC | DIELCE01_HPELCN04 | 6 | 0 | 1 | New
HOUPARRHNHPELCN03_OLDC_FDIELCE01_D33 | Residential heating technology - Heat pump, Air-to-water - single-family house - existing building - distributed level 0.33 | HOUELC, HOUAMB | HOUPARRHN_OLDC_DMD | MKr20 | 2020 | 10.8203 | 0.30764 | 0.30646 | [5 empty] | PAR | C | OLD | 3.2631 |  | RHNHPELC | 2 | 0.33333 | HOUPARRHNHPELCN03_OLDC_FDIELCE01 | 0.539 | HOUPARRHNHPELCN03_OLDC | HOUPARRHNDIELCE01_OLDC | DIELCE01 | HPELCN03 | PAR_OLDC | DIELCE01_HPELCN03 | 6 | 0 | 1 | New
HOUPARRHNHPELCN03_OLDC_FDIELCE01_D33 | Residential heating technology - Heat pump, Air-to-water - single-family house - existing building - distributed level 0.33 | HOUELC, HOUAMB | HOUPARRHN_OLDC_DMD | MKr20 | 2025 | 9.9805 | 0.22483 | 0.29253 | [5 empty] | PAR | C | OLD | 3.4185 |  | RHNHPELC | 2 | 0.33333 | HOUPARRHNHPELCN03_OLDC_FDIELCE01 | 0.539 | HOUPARRHNHPELCN03_OLDC | HOUPARRHNDIELCE01_OLDC | DIELCE01 | HPELCN03 | PAR_OLDC | DIELCE01_HPELCN03 | 6 | 0 | 1 | New
HOUPARRHNHPELCN03_OLDC_FDIELCE01_D33 | Residential heating technology - Heat pump, Air-to-water - single-family house - existing building - distributed level 0.33 | HOUELC, HOUAMB | HOUPARRHN_OLDC_DMD | MKr20 | 2030 | 9.1408 | 0.22159 | 0.27981 | [5 empty] | PAR | C | OLD | 3.5738 |  | RHNHPELC | 2 | 0.33333 | HOUPARRHNHPELCN03_OLDC_FDIELCE01 | 0.539 | HOUPARRHNHPELCN03_OLDC | HOUPARRHNDIELCE01_OLDC | DIELCE01 | HPELCN03 | PAR_OLDC | DIELCE01_HPELCN03 | 6 | 0 | 1 | New
HOUPARRHNHPELCN03_OLDC_FDIELCE01_D33 | Residential heating technology - Heat pump, Air-to-water - single-family house - existing building - distributed level 0.33 | HOUELC, HOUAMB | HOUPARRHN_OLDC_DMD | MKr20 | 2040 | 8.4597 | 0.21558 | 0.26815 | [5 empty] | PAR | C | OLD | 3.7292 |  | RHNHPELC | 2 | 0.33333 | HOUPARRHNHPELCN03_OLDC_FDIELCE01 | 0.539 | HOUPARRHNHPELCN03_OLDC | HOUPARRHNDIELCE01_OLDC | DIELCE01 | HPELCN03 | PAR_OLDC | DIELCE01_HPELCN03 | 6 | 0 | 1 | New
HOUPARRHNHPELCN03_OLDC_FDIELCE01_D33 | Residential heating technology - Heat pump, Air-to-water - single-family house - existing building - distributed level 0.33 | HOUELC, HOUAMB | HOUPARRHN_OLDC_DMD | MKr20 | 2050 | 7.7786 | 0.20956 | 0.26091 | [5 empty] | PAR | C | OLD | 3.8328 |  | RHNHPELC | 2 | 0.33333 | HOUPARRHNHPELCN03_OLDC_FDIELCE01 | 0.539 | HOUPARRHNHPELCN03_OLDC | HOUPARRHNDIELCE01_OLDC | DIELCE01 | HPELCN03 | PAR_OLDC | DIELCE01_HPELCN03 | 6 | 0 | 1 | New
HOUPARRHNHPELCN02_OLDC_FDIELCE01_D33 | Residential heating technology - Heat pump, Air-to-air - single-family house - existing building - distributed level 0.33 | HOUELC, HOUAMB | HOUPARRHN_OLDC_DMD | MKr20 | 2020 | 1.9871 | 0.15994 | 0.19904 | [5 empty] | PAR | C | OLD | 5.0241 |  | RHNHPELC | 2 | 0.33333 | HOUPARRHNHPELCN02_OLDC_FDIELCE01 | 0.539 | HOUPARRHNHPELCN02_OLDC | HOUPARRHNDIELCE01_OLDC | DIELCE01 | HPELCN02 | PAR_OLDC | DIELCE01_HPELCN02 | 5 | 0 | 1.1 | Unlikely
HOUPARRHNHPELCN02_OLDC_FDIELCE01_D33 | Residential heating technology - Heat pump, Air-to-air - single-family house - existing building - distributed level 0.33 | HOUELC, HOUAMB | HOUPARRHN_OLDC_DMD | MKr20 | 2025 | 1.9385 | 0.10866 | 0.18928 | [5 empty] | PAR | C | OLD | 5.2831 |  | RHNHPELC | 2 | 0.33333 | HOUPARRHNHPELCN02_OLDC_FDIELCE01 | 0.539 | HOUPARRHNHPELCN02_OLDC | HOUPARRHNDIELCE01_OLDC | DIELCE01 | HPELCN02 | PAR_OLDC | DIELCE01_HPELCN02 | 5 | 0 | 1.1 | Unlikely
HOUPARRHNHPELCN02_OLDC_FDIELCE01_D33 | Residential heating technology - Heat pump, Air-to-air - single-family house - existing building - distributed level 0.33 | HOUELC, HOUAMB | HOUPARRHN_OLDC_DMD | MKr20 | 2030 | 1.8899 | 0.10666 | 0.18214 | [5 empty] | PAR | C | OLD | 5.4902 |  | RHNHPELC | 2 | 0.33333 | HOUPARRHNHPELCN02_OLDC_FDIELCE01 | 0.539 | HOUPARRHNHPELCN02_OLDC | HOUPARRHNDIELCE01_OLDC | DIELCE01 | HPELCN02 | PAR_OLDC | DIELCE01_HPELCN02 | 5 | 0 | 1.1 | Unlikely
HOUPARRHNHPELCN02_OLDC_FDIELCE01_D33 | Residential heating technology - Heat pump, Air-to-air - single-family house - existing building - distributed level 0.33 | HOUELC, HOUAMB | HOUPARRHN_OLDC_DMD | MKr20 | 2040 | 1.7998 | 0.10293 | 0.17552 | [5 empty] | PAR | C | OLD | 5.6974 |  | RHNHPELC | 2 | 0.33333 | HOUPARRHNHPELCN02_OLDC_FDIELCE01 | 0.539 | HOUPARRHNHPELCN02_OLDC | HOUPARRHNDIELCE01_OLDC | DIELCE01 | HPELCN02 | PAR_OLDC | DIELCE01_HPELCN02 | 5 | 0 | 1.1 | Unlikely
HOUPARRHNHPELCN02_OLDC_FDIELCE01_D33 | Residential heating technology - Heat pump, Air-to-air - single-family house - existing building - distributed level 0.33 | HOUELC, HOUAMB | HOUPARRHN_OLDC_DMD | MKr20 | 2050 | 1.7097 | 0.099207 | 0.17238 | [5 empty] | PAR | C | OLD | 5.801 |  | RHNHPELC | 2 | 0.33333 | HOUPARRHNHPELCN02_OLDC_FDIELCE01 | 0.539 | HOUPARRHNHPELCN02_OLDC | HOUPARRHNDIELCE01_OLDC | DIELCE01 | HPELCN02 | PAR_OLDC | DIELCE01_HPELCN02 | 5 | 0 | 1.1 | Unlikely
HOUPARRHNDIELCN06_OLDC_FDIELCE01_D33 | Residential heating technology - Electric heating - electric panel from Bauhaus - single-family house - new building - distributed level 0.33 | HOUELC | HOUPARRHN_OLDC_DMD | MKr20 | 2020 | 0.45946 | 0 | [6 empty] | PAR | C | OLD |  |  | RHNDIELC | 2 | 0.33333 | HOUPARRHNDIELCN06_OLDC_FDIELCE01 | 0.539 | HOUPARRHNDIELCN06_OLDC | HOUPARRHNDIELCE01_OLDC | DIELCE01 | DIELCN06 | PAR_OLDC | DIELCE01_DIELCN06 | 2 | 0 | 0.9 | Same
HOUPARRHNDIELCN06_OLDC_FDIELCE01_D33 | Residential heating technology - Electric heating - electric panel from Bauhaus - single-family house - new building - distributed level 0.33 | HOUELC | HOUPARRHN_OLDC_DMD | MKr20 | 2025 | 0.45946 | 0 | [6 empty] | PAR | C | OLD |  |  | RHNDIELC | 2 | 0.33333 | HOUPARRHNDIELCN06_OLDC_FDIELCE01 | 0.539 | HOUPARRHNDIELCN06_OLDC | HOUPARRHNDIELCE01_OLDC | DIELCE01 | DIELCN06 | PAR_OLDC | DIELCE01_DIELCN06 | 2 | 0 | 0.9 | Same
HOUPARRHNDIELCN06_OLDC_FDIELCE01_D33 | Residential heating technology - Electric heating - electric panel from Bauhaus - single-family house - new building - distributed level 0.33 | HOUELC | HOUPARRHN_OLDC_DMD | MKr20 | 2030 | 0.45946 | 0 | [6 empty] | PAR | C | OLD |  |  | RHNDIELC | 2 | 0.33333 | HOUPARRHNDIELCN06_OLDC_FDIELCE01 | 0.539 | HOUPARRHNDIELCN06_OLDC | HOUPARRHNDIELCE01_OLDC | DIELCE01 | DIELCN06 | PAR_OLDC | DIELCE01_DIELCN06 | 2 | 0 | 0.9 | Same
HOUPARRHNDIELCN06_OLDC_FDIELCE01_D33 | Residential heating technology - Electric heating - electric panel from Bauhaus - single-family house - new building - distributed level 0.33 | HOUELC | HOUPARRHN_OLDC_DMD | MKr20 | 2040 | 0.45946 | 0 | [6 empty] | PAR | C | OLD |  |  | RHNDIELC | 2 | 0.33333 | HOUPARRHNDIELCN06_OLDC_FDIELCE01 | 0.539 | HOUPARRHNDIELCN06_OLDC | HOUPARRHNDIELCE01_OLDC | DIELCE01 | DIELCN06 | PAR_OLDC | DIELCE01_DIELCN06 | 2 | 0 | 0.9 | Same
HOUPARRHNDIELCN06_OLDC_FDIELCE01_D33 | Residential heating technology - Electric heating - electric panel from Bauhaus - single-family house - new building - distributed level 0.33 | HOUELC | HOUPARRHN_OLDC_DMD | MKr20 | 2050 | 0.45946 | 0 | [6 empty] | PAR | C | OLD |  |  | RHNDIELC | 2 | 0.33333 | HOUPARRHNDIELCN06_OLDC_FDIELCE01 | 0.539 | HOUPARRHNDIELCN06_OLDC | HOUPARRHNDIELCE01_OLDC | DIELCE01 | DIELCN06 | PAR_OLDC | DIELCE01_DIELCN06 | 2 | 0 | 0.9 | Same
HOUPARRHNDIELCN01_OLDC_FDIELCE01_D33 | Residential heating technology - Electric heating - single-family house - new building - distributed level 0.33 | HOUELC | HOUPARRHN_OLDC_DMD | MKr20 | 2020 | 5.5826 | 0.055321 | [6 empty] | PAR | C | OLD |  |  | RHNDIELC | 2 | 0.33333 | HOUPARRHNDIELCN01_OLDC_FDIELCE01 | 0.539 | HOUPARRHNDIELCN01_OLDC | HOUPARRHNDIELCE01_OLDC | DIELCE01 | DIELCN01 | PAR_OLDC | DIELCE01_DIELCN01 | 2 | 0 | 0.9 | Same
HOUPARRHNDIELCN01_OLDC_FDIELCE01_D33 | Residential heating technology - Electric heating - single-family house - new building - distributed level 0.33 | HOUELC | HOUPARRHN_OLDC_DMD | MKr20 | 2025 | 5.4444 | 0.055321 | [6 empty] | PAR | C | OLD |  |  | RHNDIELC | 2 | 0.33333 | HOUPARRHNDIELCN01_OLDC_FDIELCE01 | 0.539 | HOUPARRHNDIELCN01_OLDC | HOUPARRHNDIELCE01_OLDC | DIELCE01 | DIELCN01 | PAR_OLDC | DIELCE01_DIELCN01 | 2 | 0 | 0.9 | Same
HOUPARRHNDIELCN01_OLDC_FDIELCE01_D33 | Residential heating technology - Electric heating - single-family house - new building - distributed level 0.33 | HOUELC | HOUPARRHN_OLDC_DMD | MKr20 | 2030 | 5.3097 | 0.053016 | [6 empty] | PAR | C | OLD |  |  | RHNDIELC | 2 | 0.33333 | HOUPARRHNDIELCN01_OLDC_FDIELCE01 | 0.539 | HOUPARRHNDIELCN01_OLDC | HOUPARRHNDIELCE01_OLDC | DIELCE01 | DIELCN01 | PAR_OLDC | DIELCE01_DIELCN01 | 2 | 0 | 0.9 | Same
HOUPARRHNDIELCN01_OLDC_FDIELCE01_D33 | Residential heating technology - Electric heating - single-family house - new building - distributed level 0.33 | HOUELC | HOUPARRHN_OLDC_DMD | MKr20 | 2040 | 5.0501 | 0.050711 | [6 empty] | PAR | C | OLD |  |  | RHNDIELC | 2 | 0.33333 | HOUPARRHNDIELCN01_OLDC_FDIELCE01 | 0.539 | HOUPARRHNDIELCN01_OLDC | HOUPARRHNDIELCE01_OLDC | DIELCE01 | DIELCN01 | PAR_OLDC | DIELCE01_DIELCN01 | 2 | 0 | 0.9 | Same
HOUPARRHNDIELCN01_OLDC_FDIELCE01_D33 | Residential heating technology - Electric heating - single-family house - new building - distributed level 0.33 | HOUELC | HOUPARRHN_OLDC_DMD | MKr20 | 2050 | 4.8032 | 0.048406 | [6 empty] | PAR | C | OLD |  |  | RHNDIELC | 2 | 0.33333 | HOUPARRHNDIELCN01_OLDC_FDIELCE01 | 0.539 | HOUPARRHNDIELCN01_OLDC | HOUPARRHNDIELCE01_OLDC | DIELCE01 | DIELCN01 | PAR_OLDC | DIELCE01_DIELCN01 | 2 | 0 | 0.9 | Same
HOUPARRHNBHSOLN01_OLDC_FDIELCE01_D33 | Residential heating technology - Solar heating system - single-family house - existing building - distributed level 0.33 | HOUSOL | HOUPARRHN_OLDC_DMD | MKr20 | 2020 | 7.498 | 0.086357 | [6 empty] | PAR | C | OLD |  |  | RHNBHSOL | 2 | 0.33333 | HOUPARRHNBHSOLN01_OLDC_FDIELCE01 | 0.539 | HOUPARRHNBHSOLN01_OLDC | HOUPARRHNDIELCE01_OLDC | DIELCE01 | BHSOLN01 | PAR_OLDC | DIELCE01_BHSOLN01 | 5 | 0 | 1.1 | Unlikely
HOUPARRHNBHSOLN01_OLDC_FDIELCE01_D33 | Residential heating technology - Solar heating system - single-family house - existing building - distributed level 0.33 | HOUSOL | HOUPARRHN_OLDC_DMD | MKr20 | 2025 | 7.3124 | 0.081089 | [6 empty] | PAR | C | OLD |  |  | RHNBHSOL | 2 | 0.33333 | HOUPARRHNBHSOLN01_OLDC_FDIELCE01 | 0.539 | HOUPARRHNBHSOLN01_OLDC | HOUPARRHNDIELCE01_OLDC | DIELCE01 | BHSOLN01 | PAR_OLDC | DIELCE01_BHSOLN01 | 5 | 0 | 1.1 | Unlikely
HOUPARRHNBHSOLN01_OLDC_FDIELCE01_D33 | Residential heating technology - Solar heating system - single-family house - existing building - distributed level 0.33 | HOUSOL | HOUPARRHN_OLDC_DMD | MKr20 | 2030 | 7.1315 | 0.079113 | [6 empty] | PAR | C | OLD |  |  | RHNBHSOL | 2 | 0.33333 | HOUPARRHNBHSOLN01_OLDC_FDIELCE01 | 0.539 | HOUPARRHNBHSOLN01_OLDC | HOUPARRHNDIELCE01_OLDC | DIELCE01 | BHSOLN01 | PAR_OLDC | DIELCE01_BHSOLN01 | 5 | 0 | 1.1 | Unlikely
HOUPARRHNBHSOLN01_OLDC_FDIELCE01_D33 | Residential heating technology - Solar heating system - single-family house - existing building - distributed level 0.33 | HOUSOL | HOUPARRHN_OLDC_DMD | MKr20 | 2040 | 6.7828 | 0.074832 | [6 empty] | PAR | C | OLD |  |  | RHNBHSOL | 2 | 0.33333 | HOUPARRHNBHSOLN01_OLDC_FDIELCE01 | 0.539 | HOUPARRHNBHSOLN01_OLDC | HOUPARRHNDIELCE01_OLDC | DIELCE01 | BHSOLN01 | PAR_OLDC | DIELCE01_BHSOLN01 | 5 | 0 | 1.1 | Unlikely
HOUPARRHNBHSOLN01_OLDC_FDIELCE01_D33 | Residential heating technology - Solar heating system - single-family house - existing building - distributed level 0.33 | HOUSOL | HOUPARRHN_OLDC_DMD | MKr20 | 2050 | 6.4512 | 0.070551 | [6 empty] | PAR | C | OLD |  |  | RHNBHSOL | 2 | 0.33333 | HOUPARRHNBHSOLN01_OLDC_FDIELCE01 | 0.539 | HOUPARRHNBHSOLN01_OLDC | HOUPARRHNDIELCE01_OLDC | DIELCE01 | BHSOLN01 | PAR_OLDC | DIELCE01_BHSOLN01 | 5 | 0 | 1.1 | Unlikely
HOUPARRHNBHDHCN03_OLDC_FDIELCE01_D33 | Residential heating technology - Direct district heating substation - plus connection pipe - single-family house - existing building - distributed level 0.33 | HOUDHC | HOUPARRHN_OLDC_DMD | MKr20 | 2020 | 2.7489 | 0.028099 | [6 empty] | PAR | C | OLD |  |  | RHNBHDHC | 2 | 0.33333 | HOUPARRHNBHDHCN03_OLDC_FDIELCE01 | 0.539 | HOUPARRHNBHDHCN03_OLDC | HOUPARRHNDIELCE01_OLDC | DIELCE01 | BHDHCN03 | PAR_OLDC | DIELCE01_BHDHCN03 | 6 | 0 | 1 | New
HOUPARRHNBHDHCN03_OLDC_FDIELCE01_D33 | Residential heating technology - Direct district heating substation - plus connection pipe - single-family house - existing building - distributed level 0.33 | HOUDHC | HOUPARRHN_OLDC_DMD | MKr20 | 2025 | 2.717 | 0.027891 | [6 empty] | PAR | C | OLD |  |  | RHNBHDHC | 2 | 0.33333 | HOUPARRHNBHDHCN03_OLDC_FDIELCE01 | 0.539 | HOUPARRHNBHDHCN03_OLDC | HOUPARRHNDIELCE01_OLDC | DIELCE01 | BHDHCN03 | PAR_OLDC | DIELCE01_BHDHCN03 | 6 | 0 | 1 | New
HOUPARRHNBHDHCN03_OLDC_FDIELCE01_D33 | Residential heating technology - Direct district heating substation - plus connection pipe - single-family house - existing building - distributed level 0.33 | HOUDHC | HOUPARRHN_OLDC_DMD | MKr20 | 2030 | 2.6904 | 0.027393 | [6 empty] | PAR | C | OLD |  |  | RHNBHDHC | 2 | 0.33333 | HOUPARRHNBHDHCN03_OLDC_FDIELCE01 | 0.539 | HOUPARRHNBHDHCN03_OLDC | HOUPARRHNDIELCE01_OLDC | DIELCE01 | BHDHCN03 | PAR_OLDC | DIELCE01_BHDHCN03 | 6 | 0 | 1 | New
HOUPARRHNBHDHCN03_OLDC_FDIELCE01_D33 | Residential heating technology - Direct district heating substation - plus connection pipe - single-family house - existing building - distributed level 0.33 | HOUDHC | HOUPARRHN_OLDC_DMD | MKr20 | 2040 | 2.6425 | 0.026213 | [6 empty] | PAR | C | OLD |  |  | RHNBHDHC | 2 | 0.33333 | HOUPARRHNBHDHCN03_OLDC_FDIELCE01 | 0.539 | HOUPARRHNBHDHCN03_OLDC | HOUPARRHNDIELCE01_OLDC | DIELCE01 | BHDHCN03 | PAR_OLDC | DIELCE01_BHDHCN03 | 6 | 0 | 1 | New
HOUPARRHNBHDHCN03_OLDC_FDIELCE01_D33 | Residential heating technology - Direct district heating substation - plus connection pipe - single-family house - existing building - distributed level 0.33 | HOUDHC | HOUPARRHN_OLDC_DMD | MKr20 | 2050 | 2.5894 | 0.024497 | [6 empty] | PAR | C | OLD |  |  | RHNBHDHC | 2 | 0.33333 | HOUPARRHNBHDHCN03_OLDC_FDIELCE01 | 0.539 | HOUPARRHNBHDHCN03_OLDC | HOUPARRHNDIELCE01_OLDC | DIELCE01 | BHDHCN03 | PAR_OLDC | DIELCE01_BHDHCN03 | 6 | 0 | 1 | New
HOUPARRHNHPELCN07_OLDD_FDIELCE01_D33 | Residential heating technology - Heat pump, Air-to-water, low-price product - single-family house - existing building - distributed level 0.33 | HOUELC, HOUAMB | HOUPARRHN_OLDD_DMD | MKr20 | 2020 | 9.341 | 0.35537 | 0.32178 | [5 empty] | PAR | D | OLD | 3.1077 |  | RHNHPELC | 2 | 0.33333 | HOUPARRHNHPELCN07_OLDD_FDIELCE01 | 0.539 | HOUPARRHNHPELCN07_OLDD | HOUPARRHNDIELCE01_OLDD | DIELCE01 | HPELCN07 | PAR_OLDD | DIELCE01_HPELCN07 | 5 | 0 | 1.1 | Unlikely
HOUPARRHNHPELCN07_OLDD_FDIELCE01_D33 | Residential heating technology - Heat pump, Air-to-water, low-price product - single-family house - existing building - distributed level 0.33 | HOUELC, HOUAMB | HOUPARRHN_OLDD_DMD | MKr20 | 2025 | 8.5453 | 0.27257 | 0.30646 | [5 empty] | PAR | D | OLD | 3.2631 |  | RHNHPELC | 2 | 0.33333 | HOUPARRHNHPELCN07_OLDD_FDIELCE01 | 0.539 | HOUPARRHNHPELCN07_OLDD | HOUPARRHNDIELCE01_OLDD | DIELCE01 | HPELCN07 | PAR_OLDD | DIELCE01_HPELCN07 | 5 | 0 | 1.1 | Unlikely
HOUPARRHNHPELCN07_OLDD_FDIELCE01_D33 | Residential heating technology - Heat pump, Air-to-water, low-price product - single-family house - existing building - distributed level 0.33 | HOUELC, HOUAMB | HOUPARRHN_OLDD_DMD | MKr20 | 2030 | 7.7496 | 0.26933 | 0.29253 | [5 empty] | PAR | D | OLD | 3.4185 |  | RHNHPELC | 2 | 0.33333 | HOUPARRHNHPELCN07_OLDD_FDIELCE01 | 0.539 | HOUPARRHNHPELCN07_OLDD | HOUPARRHNDIELCE01_OLDD | DIELCE01 | HPELCN07 | PAR_OLDD | DIELCE01_HPELCN07 | 5 | 0 | 1.1 | Unlikely
HOUPARRHNHPELCN07_OLDD_FDIELCE01_D33 | Residential heating technology - Heat pump, Air-to-water, low-price product - single-family house - existing building - distributed level 0.33 | HOUELC, HOUAMB | HOUPARRHN_OLDD_DMD | MKr20 | 2040 | 7.1157 | 0.26331 | 0.27981 | [5 empty] | PAR | D | OLD | 3.5738 |  | RHNHPELC | 2 | 0.33333 | HOUPARRHNHPELCN07_OLDD_FDIELCE01 | 0.539 | HOUPARRHNHPELCN07_OLDD | HOUPARRHNDIELCE01_OLDD | DIELCE01 | HPELCN07 | PAR_OLDD | DIELCE01_HPELCN07 | 5 | 0 | 1.1 | Unlikely
HOUPARRHNHPELCN07_OLDD_FDIELCE01_D33 | Residential heating technology - Heat pump, Air-to-water, low-price product - single-family house - existing building - distributed level 0.33 | HOUELC, HOUAMB | HOUPARRHN_OLDD_DMD | MKr20 | 2050 | 6.4817 | 0.2573 | 0.27193 | [5 empty] | PAR | D | OLD | 3.6774 |  | RHNHPELC | 2 | 0.33333 | HOUPARRHNHPELCN07_OLDD_FDIELCE01 | 0.539 | HOUPARRHNHPELCN07_OLDD | HOUPARRHNDIELCE01_OLDD | DIELCE01 | HPELCN07 | PAR_OLDD | DIELCE01_HPELCN07 | 5 | 0 | 1.1 | Unlikely
HOUPARRHNHPELCN05_OLDD_FDIELCE01_D33 | Residential heating technology - Heat pump, Air-to-water - leasing - single-family house - existing building - distributed level 0.33 | HOUELC, HOUAMB | HOUPARRHN_OLDD_DMD | MKr20 | 2020 | 5.9512 | 0.9839 | 0.30646 | [5 empty] | PAR | D | OLD | 3.2631 |  | RHNHPELC | 2 | 0.33333 | HOUPARRHNHPELCN05_OLDD_FDIELCE01 | 0.539 | HOUPARRHNHPELCN05_OLDD | HOUPARRHNDIELCE01_OLDD | DIELCE01 | HPELCN05 | PAR_OLDD | DIELCE01_HPELCN05 | 5 | 0 | 1.1 | Unlikely
HOUPARRHNHPELCN05_OLDD_FDIELCE01_D33 | Residential heating technology - Heat pump, Air-to-water - leasing - single-family house - existing building - distributed level 0.33 | HOUELC, HOUAMB | HOUPARRHN_OLDD_DMD | MKr20 | 2025 | 5.4893 | 0.84862 | 0.29253 | [5 empty] | PAR | D | OLD | 3.4185 |  | RHNHPELC | 2 | 0.33333 | HOUPARRHNHPELCN05_OLDD_FDIELCE01 | 0.539 | HOUPARRHNHPELCN05_OLDD | HOUPARRHNDIELCE01_OLDD | DIELCE01 | HPELCN05 | PAR_OLDD | DIELCE01_HPELCN05 | 5 | 0 | 1.1 | Unlikely
HOUPARRHNHPELCN05_OLDD_FDIELCE01_D33 | Residential heating technology - Heat pump, Air-to-water - leasing - single-family house - existing building - distributed level 0.33 | HOUELC, HOUAMB | HOUPARRHN_OLDD_DMD | MKr20 | 2030 | 5.0274 | 0.79289 | 0.27981 | [5 empty] | PAR | D | OLD | 3.5738 |  | RHNHPELC | 2 | 0.33333 | HOUPARRHNHPELCN05_OLDD_FDIELCE01 | 0.539 | HOUPARRHNHPELCN05_OLDD | HOUPARRHNDIELCE01_OLDD | DIELCE01 | HPELCN05 | PAR_OLDD | DIELCE01_HPELCN05 | 5 | 0 | 1.1 | Unlikely
HOUPARRHNHPELCN05_OLDD_FDIELCE01_D33 | Residential heating technology - Heat pump, Air-to-water - leasing - single-family house - existing building - distributed level 0.33 | HOUELC, HOUAMB | HOUPARRHN_OLDD_DMD | MKr20 | 2040 | 4.6528 | 0.74431 | 0.26815 | [5 empty] | PAR | D | OLD | 3.7292 |  | RHNHPELC | 2 | 0.33333 | HOUPARRHNHPELCN05_OLDD_FDIELCE01 | 0.539 | HOUPARRHNHPELCN05_OLDD | HOUPARRHNDIELCE01_OLDD | DIELCE01 | HPELCN05 | PAR_OLDD | DIELCE01_HPELCN05 | 5 | 0 | 1.1 | Unlikely
HOUPARRHNHPELCN05_OLDD_FDIELCE01_D33 | Residential heating technology - Heat pump, Air-to-water - leasing - single-family house - existing building - distributed level 0.33 | HOUELC, HOUAMB | HOUPARRHN_OLDD_DMD | MKr20 | 2050 | 4.2782 | 0.69572 | 0.26091 | [5 empty] | PAR | D | OLD | 3.8328 |  | RHNHPELC | 2 | 0.33333 | HOUPARRHNHPELCN05_OLDD_FDIELCE01 | 0.539 | HOUPARRHNHPELCN05_OLDD | HOUPARRHNDIELCE01_OLDD | DIELCE01 | HPELCN05 | PAR_OLDD | DIELCE01_HPELCN05 | 5 | 0 | 1.1 | Unlikely
HOUPARRHNHPELCN04_OLDD_FDIELCE01_D33 | Residential heating technology - Heat pump, Ground source - single-family house - existing building - distributed level 0.33 | HOUELC, HOUAMB | HOUPARRHN_OLDD_DMD | MKr20 | 2020 | 14.3298 | 0.28377 | 0.27981 | [5 empty] | PAR | D | OLD | 3.5738 |  | RHNHPELC | 2 | 0.33333 | HOUPARRHNHPELCN04_OLDD_FDIELCE01 | 0.539 | HOUPARRHNHPELCN04_OLDD | HOUPARRHNDIELCE01_OLDD | DIELCE01 | HPELCN04 | PAR_OLDD | DIELCE01_HPELCN04 | 6 | 0 | 1 | New
HOUPARRHNHPELCN04_OLDD_FDIELCE01_D33 | Residential heating technology - Heat pump, Ground source - single-family house - existing building - distributed level 0.33 | HOUELC, HOUAMB | HOUPARRHN_OLDD_DMD | MKr20 | 2025 | 13.6133 | 0.20097 | 0.27193 | [5 empty] | PAR | D | OLD | 3.6774 |  | RHNHPELC | 2 | 0.33333 | HOUPARRHNHPELCN04_OLDD_FDIELCE01 | 0.539 | HOUPARRHNHPELCN04_OLDD | HOUPARRHNDIELCE01_OLDD | DIELCE01 | HPELCN04 | PAR_OLDD | DIELCE01_HPELCN04 | 6 | 0 | 1 | New
HOUPARRHNHPELCN04_OLDD_FDIELCE01_D33 | Residential heating technology - Heat pump, Ground source - single-family house - existing building - distributed level 0.33 | HOUELC, HOUAMB | HOUPARRHN_OLDD_DMD | MKr20 | 2030 | 12.8968 | 0.19772 | 0.26448 | [5 empty] | PAR | D | OLD | 3.781 |  | RHNHPELC | 2 | 0.33333 | HOUPARRHNHPELCN04_OLDD_FDIELCE01 | 0.539 | HOUPARRHNHPELCN04_OLDD | HOUPARRHNDIELCE01_OLDD | DIELCE01 | HPELCN04 | PAR_OLDD | DIELCE01_HPELCN04 | 6 | 0 | 1 | New
HOUPARRHNHPELCN04_OLDD_FDIELCE01_D33 | Residential heating technology - Heat pump, Ground source - single-family house - existing building - distributed level 0.33 | HOUELC, HOUAMB | HOUPARRHN_OLDD_DMD | MKr20 | 2040 | 12.252 | 0.19171 | 0.25404 | [5 empty] | PAR | D | OLD | 3.9364 |  | RHNHPELC | 2 | 0.33333 | HOUPARRHNHPELCN04_OLDD_FDIELCE01 | 0.539 | HOUPARRHNHPELCN04_OLDD | HOUPARRHNDIELCE01_OLDD | DIELCE01 | HPELCN04 | PAR_OLDD | DIELCE01_HPELCN04 | 6 | 0 | 1 | New
HOUPARRHNHPELCN04_OLDD_FDIELCE01_D33 | Residential heating technology - Heat pump, Ground source - single-family house - existing building - distributed level 0.33 | HOUELC, HOUAMB | HOUPARRHN_OLDD_DMD | MKr20 | 2050 | 11.6072 | 0.18569 | 0.25074 | [5 empty] | PAR | D | OLD | 3.9882 |  | RHNHPELC | 2 | 0.33333 | HOUPARRHNHPELCN04_OLDD_FDIELCE01 | 0.539 | HOUPARRHNHPELCN04_OLDD | HOUPARRHNDIELCE01_OLDD | DIELCE01 | HPELCN04 | PAR_OLDD | DIELCE01_HPELCN04 | 6 | 0 | 1 | New
HOUPARRHNHPELCN03_OLDD_FDIELCE01_D33 | Residential heating technology - Heat pump, Air-to-water - single-family house - existing building - distributed level 0.33 | HOUELC, HOUAMB | HOUPARRHN_OLDD_DMD | MKr20 | 2020 | 10.8203 | 0.30764 | 0.30646 | [5 empty] | PAR | D | OLD | 3.2631 |  | RHNHPELC | 2 | 0.33333 | HOUPARRHNHPELCN03_OLDD_FDIELCE01 | 0.539 | HOUPARRHNHPELCN03_OLDD | HOUPARRHNDIELCE01_OLDD | DIELCE01 | HPELCN03 | PAR_OLDD | DIELCE01_HPELCN03 | 6 | 0 | 1 | New
HOUPARRHNHPELCN03_OLDD_FDIELCE01_D33 | Residential heating technology - Heat pump, Air-to-water - single-family house - existing building - distributed level 0.33 | HOUELC, HOUAMB | HOUPARRHN_OLDD_DMD | MKr20 | 2025 | 9.9805 | 0.22483 | 0.29253 | [5 empty] | PAR | D | OLD | 3.4185 |  | RHNHPELC | 2 | 0.33333 | HOUPARRHNHPELCN03_OLDD_FDIELCE01 | 0.539 | HOUPARRHNHPELCN03_OLDD | HOUPARRHNDIELCE01_OLDD | DIELCE01 | HPELCN03 | PAR_OLDD | DIELCE01_HPELCN03 | 6 | 0 | 1 | New
HOUPARRHNHPELCN03_OLDD_FDIELCE01_D33 | Residential heating technology - Heat pump, Air-to-water - single-family house - existing building - distributed level 0.33 | HOUELC, HOUAMB | HOUPARRHN_OLDD_DMD | MKr20 | 2030 | 9.1408 | 0.22159 | 0.27981 | [5 empty] | PAR | D | OLD | 3.5738 |  | RHNHPELC | 2 | 0.33333 | HOUPARRHNHPELCN03_OLDD_FDIELCE01 | 0.539 | HOUPARRHNHPELCN03_OLDD | HOUPARRHNDIELCE01_OLDD | DIELCE01 | HPELCN03 | PAR_OLDD | DIELCE01_HPELCN03 | 6 | 0 | 1 | New
HOUPARRHNHPELCN03_OLDD_FDIELCE01_D33 | Residential heating technology - Heat pump, Air-to-water - single-family house - existing building - distributed level 0.33 | HOUELC, HOUAMB | HOUPARRHN_OLDD_DMD | MKr20 | 2040 | 8.4597 | 0.21558 | 0.26815 | [5 empty] | PAR | D | OLD | 3.7292 |  | RHNHPELC | 2 | 0.33333 | HOUPARRHNHPELCN03_OLDD_FDIELCE01 | 0.539 | HOUPARRHNHPELCN03_OLDD | HOUPARRHNDIELCE01_OLDD | DIELCE01 | HPELCN03 | PAR_OLDD | DIELCE01_HPELCN03 | 6 | 0 | 1 | New
HOUPARRHNHPELCN03_OLDD_FDIELCE01_D33 | Residential heating technology - Heat pump, Air-to-water - single-family house - existing building - distributed level 0.33 | HOUELC, HOUAMB | HOUPARRHN_OLDD_DMD | MKr20 | 2050 | 7.7786 | 0.20956 | 0.26091 | [5 empty] | PAR | D | OLD | 3.8328 |  | RHNHPELC | 2 | 0.33333 | HOUPARRHNHPELCN03_OLDD_FDIELCE01 | 0.539 | HOUPARRHNHPELCN03_OLDD | HOUPARRHNDIELCE01_OLDD | DIELCE01 | HPELCN03 | PAR_OLDD | DIELCE01_HPELCN03 | 6 | 0 | 1 | New
HOUPARRHNHPELCN02_OLDD_FDIELCE01_D33 | Residential heating technology - Heat pump, Air-to-air - single-family house - existing building - distributed level 0.33 | HOUELC, HOUAMB | HOUPARRHN_OLDD_DMD | MKr20 | 2020 | 1.9871 | 0.15994 | 0.19904 | [5 empty] | PAR | D | OLD | 5.0241 |  | RHNHPELC | 2 | 0.33333 | HOUPARRHNHPELCN02_OLDD_FDIELCE01 | 0.539 | HOUPARRHNHPELCN02_OLDD | HOUPARRHNDIELCE01_OLDD | DIELCE01 | HPELCN02 | PAR_OLDD | DIELCE01_HPELCN02 | 5 | 0 | 1.1 | Unlikely
HOUPARRHNHPELCN02_OLDD_FDIELCE01_D33 | Residential heating technology - Heat pump, Air-to-air - single-family house - existing building - distributed level 0.33 | HOUELC, HOUAMB | HOUPARRHN_OLDD_DMD | MKr20 | 2025 | 1.9385 | 0.10866 | 0.18928 | [5 empty] | PAR | D | OLD | 5.2831 |  | RHNHPELC | 2 | 0.33333 | HOUPARRHNHPELCN02_OLDD_FDIELCE01 | 0.539 | HOUPARRHNHPELCN02_OLDD | HOUPARRHNDIELCE01_OLDD | DIELCE01 | HPELCN02 | PAR_OLDD | DIELCE01_HPELCN02 | 5 | 0 | 1.1 | Unlikely
HOUPARRHNHPELCN02_OLDD_FDIELCE01_D33 | Residential heating technology - Heat pump, Air-to-air - single-family house - existing building - distributed level 0.33 | HOUELC, HOUAMB | HOUPARRHN_OLDD_DMD | MKr20 | 2030 | 1.8899 | 0.10666 | 0.18214 | [5 empty] | PAR | D | OLD | 5.4902 |  | RHNHPELC | 2 | 0.33333 | HOUPARRHNHPELCN02_OLDD_FDIELCE01 | 0.539 | HOUPARRHNHPELCN02_OLDD | HOUPARRHNDIELCE01_OLDD | DIELCE01 | HPELCN02 | PAR_OLDD | DIELCE01_HPELCN02 | 5 | 0 | 1.1 | Unlikely
HOUPARRHNHPELCN02_OLDD_FDIELCE01_D33 | Residential heating technology - Heat pump, Air-to-air - single-family house - existing building - distributed level 0.33 | HOUELC, HOUAMB | HOUPARRHN_OLDD_DMD | MKr20 | 2040 | 1.7998 | 0.10293 | 0.17552 | [5 empty] | PAR | D | OLD | 5.6974 |  | RHNHPELC | 2 | 0.33333 | HOUPARRHNHPELCN02_OLDD_FDIELCE01 | 0.539 | HOUPARRHNHPELCN02_OLDD | HOUPARRHNDIELCE01_OLDD | DIELCE01 | HPELCN02 | PAR_OLDD | DIELCE01_HPELCN02 | 5 | 0 | 1.1 | Unlikely
HOUPARRHNHPELCN02_OLDD_FDIELCE01_D33 | Residential heating technology - Heat pump, Air-to-air - single-family house - existing building - distributed level 0.33 | HOUELC, HOUAMB | HOUPARRHN_OLDD_DMD | MKr20 | 2050 | 1.7097 | 0.099207 | 0.17238 | [5 empty] | PAR | D | OLD | 5.801 |  | RHNHPELC | 2 | 0.33333 | HOUPARRHNHPELCN02_OLDD_FDIELCE01 | 0.539 | HOUPARRHNHPELCN02_OLDD | HOUPARRHNDIELCE01_OLDD | DIELCE01 | HPELCN02 | PAR_OLDD | DIELCE01_HPELCN02 | 5 | 0 | 1.1 | Unlikely
HOUPARRHNDIELCN06_OLDD_FDIELCE01_D33 | Residential heating technology - Electric heating - electric panel from Bauhaus - single-family house - new building - distributed level 0.33 | HOUELC | HOUPARRHN_OLDD_DMD | MKr20 | 2020 | 0.45946 | 0 | [6 empty] | PAR | D | OLD |  |  | RHNDIELC | 2 | 0.33333 | HOUPARRHNDIELCN06_OLDD_FDIELCE01 | 0.539 | HOUPARRHNDIELCN06_OLDD | HOUPARRHNDIELCE01_OLDD | DIELCE01 | DIELCN06 | PAR_OLDD | DIELCE01_DIELCN06 | 2 | 0 | 0.9 | Same
HOUPARRHNDIELCN06_OLDD_FDIELCE01_D33 | Residential heating technology - Electric heating - electric panel from Bauhaus - single-family house - new building - distributed level 0.33 | HOUELC | HOUPARRHN_OLDD_DMD | MKr20 | 2025 | 0.45946 | 0 | [6 empty] | PAR | D | OLD |  |  | RHNDIELC | 2 | 0.33333 | HOUPARRHNDIELCN06_OLDD_FDIELCE01 | 0.539 | HOUPARRHNDIELCN06_OLDD | HOUPARRHNDIELCE01_OLDD | DIELCE01 | DIELCN06 | PAR_OLDD | DIELCE01_DIELCN06 | 2 | 0 | 0.9 | Same
HOUPARRHNDIELCN06_OLDD_FDIELCE01_D33 | Residential heating technology - Electric heating - electric panel from Bauhaus - single-family house - new building - distributed level 0.33 | HOUELC | HOUPARRHN_OLDD_DMD | MKr20 | 2030 | 0.45946 | 0 | [6 empty] | PAR | D | OLD |  |  | RHNDIELC | 2 | 0.33333 | HOUPARRHNDIELCN06_OLDD_FDIELCE01 | 0.539 | HOUPARRHNDIELCN06_OLDD | HOUPARRHNDIELCE01_OLDD | DIELCE01 | DIELCN06 | PAR_OLDD | DIELCE01_DIELCN06 | 2 | 0 | 0.9 | Same
HOUPARRHNDIELCN06_OLDD_FDIELCE01_D33 | Residential heating technology - Electric heating - electric panel from Bauhaus - single-family house - new building - distributed level 0.33 | HOUELC | HOUPARRHN_OLDD_DMD | MKr20 | 2040 | 0.45946 | 0 | [6 empty] | PAR | D | OLD |  |  | RHNDIELC | 2 | 0.33333 | HOUPARRHNDIELCN06_OLDD_FDIELCE01 | 0.539 | HOUPARRHNDIELCN06_OLDD | HOUPARRHNDIELCE01_OLDD | DIELCE01 | DIELCN06 | PAR_OLDD | DIELCE01_DIELCN06 | 2 | 0 | 0.9 | Same
HOUPARRHNDIELCN06_OLDD_FDIELCE01_D33 | Residential heating technology - Electric heating - electric panel from Bauhaus - single-family house - new building - distributed level 0.33 | HOUELC | HOUPARRHN_OLDD_DMD | MKr20 | 2050 | 0.45946 | 0 | [6 empty] | PAR | D | OLD |  |  | RHNDIELC | 2 | 0.33333 | HOUPARRHNDIELCN06_OLDD_FDIELCE01 | 0.539 | HOUPARRHNDIELCN06_OLDD | HOUPARRHNDIELCE01_OLDD | DIELCE01 | DIELCN06 | PAR_OLDD | DIELCE01_DIELCN06 | 2 | 0 | 0.9 | Same
HOUPARRHNDIELCN01_OLDD_FDIELCE01_D33 | Residential heating technology - Electric heating - single-family house - new building - distributed level 0.33 | HOUELC | HOUPARRHN_OLDD_DMD | MKr20 | 2020 | 5.5826 | 0.055321 | [6 empty] | PAR | D | OLD |  |  | RHNDIELC | 2 | 0.33333 | HOUPARRHNDIELCN01_OLDD_FDIELCE01 | 0.539 | HOUPARRHNDIELCN01_OLDD | HOUPARRHNDIELCE01_OLDD | DIELCE01 | DIELCN01 | PAR_OLDD | DIELCE01_DIELCN01 | 2 | 0 | 0.9 | Same
HOUPARRHNDIELCN01_OLDD_FDIELCE01_D33 | Residential heating technology - Electric heating - single-family house - new building - distributed level 0.33 | HOUELC | HOUPARRHN_OLDD_DMD | MKr20 | 2025 | 5.4444 | 0.055321 | [6 empty] | PAR | D | OLD |  |  | RHNDIELC | 2 | 0.33333 | HOUPARRHNDIELCN01_OLDD_FDIELCE01 | 0.539 | HOUPARRHNDIELCN01_OLDD | HOUPARRHNDIELCE01_OLDD | DIELCE01 | DIELCN01 | PAR_OLDD | DIELCE01_DIELCN01 | 2 | 0 | 0.9 | Same
HOUPARRHNDIELCN01_OLDD_FDIELCE01_D33 | Residential heating technology - Electric heating - single-family house - new building - distributed level 0.33 | HOUELC | HOUPARRHN_OLDD_DMD | MKr20 | 2030 | 5.3097 | 0.053016 | [6 empty] | PAR | D | OLD |  |  | RHNDIELC | 2 | 0.33333 | HOUPARRHNDIELCN01_OLDD_FDIELCE01 | 0.539 | HOUPARRHNDIELCN01_OLDD | HOUPARRHNDIELCE01_OLDD | DIELCE01 | DIELCN01 | PAR_OLDD | DIELCE01_DIELCN01 | 2 | 0 | 0.9 | Same
HOUPARRHNDIELCN01_OLDD_FDIELCE01_D33 | Residential heating technology - Electric heating - single-family house - new building - distributed level 0.33 | HOUELC | HOUPARRHN_OLDD_DMD | MKr20 | 2040 | 5.0501 | 0.050711 | [6 empty] | PAR | D | OLD |  |  | RHNDIELC | 2 | 0.33333 | HOUPARRHNDIELCN01_OLDD_FDIELCE01 | 0.539 | HOUPARRHNDIELCN01_OLDD | HOUPARRHNDIELCE01_OLDD | DIELCE01 | DIELCN01 | PAR_OLDD | DIELCE01_DIELCN01 | 2 | 0 | 0.9 | Same
HOUPARRHNDIELCN01_OLDD_FDIELCE01_D33 | Residential heating technology - Electric heating - single-family house - new building - distributed level 0.33 | HOUELC | HOUPARRHN_OLDD_DMD | MKr20 | 2050 | 4.8032 | 0.048406 | [6 empty] | PAR | D | OLD |  |  | RHNDIELC | 2 | 0.33333 | HOUPARRHNDIELCN01_OLDD_FDIELCE01 | 0.539 | HOUPARRHNDIELCN01_OLDD | HOUPARRHNDIELCE01_OLDD | DIELCE01 | DIELCN01 | PAR_OLDD | DIELCE01_DIELCN01 | 2 | 0 | 0.9 | Same
HOUPARRHNBHSOLN01_OLDD_FDIELCE01_D33 | Residential heating technology - Solar heating system - single-family house - existing building - distributed level 0.33 | HOUSOL | HOUPARRHN_OLDD_DMD | MKr20 | 2020 | 7.498 | 0.086357 | [6 empty] | PAR | D | OLD |  |  | RHNBHSOL | 2 | 0.33333 | HOUPARRHNBHSOLN01_OLDD_FDIELCE01 | 0.539 | HOUPARRHNBHSOLN01_OLDD | HOUPARRHNDIELCE01_OLDD | DIELCE01 | BHSOLN01 | PAR_OLDD | DIELCE01_BHSOLN01 | 5 | 0 | 1.1 | Unlikely
HOUPARRHNBHSOLN01_OLDD_FDIELCE01_D33 | Residential heating technology - Solar heating system - single-family house - existing building - distributed level 0.33 | HOUSOL | HOUPARRHN_OLDD_DMD | MKr20 | 2025 | 7.3124 | 0.081089 | [6 empty] | PAR | D | OLD |  |  | RHNBHSOL | 2 | 0.33333 | HOUPARRHNBHSOLN01_OLDD_FDIELCE01 | 0.539 | HOUPARRHNBHSOLN01_OLDD | HOUPARRHNDIELCE01_OLDD | DIELCE01 | BHSOLN01 | PAR_OLDD | DIELCE01_BHSOLN01 | 5 | 0 | 1.1 | Unlikely
HOUPARRHNBHSOLN01_OLDD_FDIELCE01_D33 | Residential heating technology - Solar heating system - single-family house - existing building - distributed level 0.33 | HOUSOL | HOUPARRHN_OLDD_DMD | MKr20 | 2030 | 7.1315 | 0.079113 | [6 empty] | PAR | D | OLD |  |  | RHNBHSOL | 2 | 0.33333 | HOUPARRHNBHSOLN01_OLDD_FDIELCE01 | 0.539 | HOUPARRHNBHSOLN01_OLDD | HOUPARRHNDIELCE01_OLDD | DIELCE01 | BHSOLN01 | PAR_OLDD | DIELCE01_BHSOLN01 | 5 | 0 | 1.1 | Unlikely
HOUPARRHNBHSOLN01_OLDD_FDIELCE01_D33 | Residential heating technology - Solar heating system - single-family house - existing building - distributed level 0.33 | HOUSOL | HOUPARRHN_OLDD_DMD | MKr20 | 2040 | 6.7828 | 0.074832 | [6 empty] | PAR | D | OLD |  |  | RHNBHSOL | 2 | 0.33333 | HOUPARRHNBHSOLN01_OLDD_FDIELCE01 | 0.539 | HOUPARRHNBHSOLN01_OLDD | HOUPARRHNDIELCE01_OLDD | DIELCE01 | BHSOLN01 | PAR_OLDD | DIELCE01_BHSOLN01 | 5 | 0 | 1.1 | Unlikely
HOUPARRHNBHSOLN01_OLDD_FDIELCE01_D33 | Residential heating technology - Solar heating system - single-family house - existing building - distributed level 0.33 | HOUSOL | HOUPARRHN_OLDD_DMD | MKr20 | 2050 | 6.4512 | 0.070551 | [6 empty] | PAR | D | OLD |  |  | RHNBHSOL | 2 | 0.33333 | HOUPARRHNBHSOLN01_OLDD_FDIELCE01 | 0.539 | HOUPARRHNBHSOLN01_OLDD | HOUPARRHNDIELCE01_OLDD | DIELCE01 | BHSOLN01 | PAR_OLDD | DIELCE01_BHSOLN01 | 5 | 0 | 1.1 | Unlikely
HOUPARRHNBHDHDN03_OLDD_FDIELCE01_D33 | Residential heating technology - Direct district heating substation - plus connection pipe - single-family house - existing building - distributed level 0.33 | HOUDHD | HOUPARRHN_OLDD_DMD | MKr20 | 2020 | 3.0238 | 0.028099 | [6 empty] | PAR | D | OLD |  |  | RHNBHDHD | 2 | 0.33333 | HOUPARRHNBHDHDN03_OLDD_FDIELCE01 | 0.539 | HOUPARRHNBHDHDN03_OLDD | HOUPARRHNDIELCE01_OLDD | DIELCE01 | BHDHDN03 | PAR_OLDD | DIELCE01_BHDHDN03 | 5 | 0 | 1.1 | Unlikely
HOUPARRHNBHDHDN03_OLDD_FDIELCE01_D33 | Residential heating technology - Direct district heating substation - plus connection pipe - single-family house - existing building - distributed level 0.33 | HOUDHD | HOUPARRHN_OLDD_DMD | MKr20 | 2025 | 2.9887 | 0.027891 | [6 empty] | PAR | D | OLD |  |  | RHNBHDHD | 2 | 0.33333 | HOUPARRHNBHDHDN03_OLDD_FDIELCE01 | 0.539 | HOUPARRHNBHDHDN03_OLDD | HOUPARRHNDIELCE01_OLDD | DIELCE01 | BHDHDN03 | PAR_OLDD | DIELCE01_BHDHDN03 | 5 | 0 | 1.1 | Unlikely
HOUPARRHNBHDHDN03_OLDD_FDIELCE01_D33 | Residential heating technology - Direct district heating substation - plus connection pipe - single-family house - existing building - distributed level 0.33 | HOUDHD | HOUPARRHN_OLDD_DMD | MKr20 | 2030 | 2.9594 | 0.027393 | [6 empty] | PAR | D | OLD |  |  | RHNBHDHD | 2 | 0.33333 | HOUPARRHNBHDHDN03_OLDD_FDIELCE01 | 0.539 | HOUPARRHNBHDHDN03_OLDD | HOUPARRHNDIELCE01_OLDD | DIELCE01 | BHDHDN03 | PAR_OLDD | DIELCE01_BHDHDN03 | 5 | 0 | 1.1 | Unlikely
HOUPARRHNBHDHDN03_OLDD_FDIELCE01_D33 | Residential heating technology - Direct district heating substation - plus connection pipe - single-family house - existing building - distributed level 0.33 | HOUDHD | HOUPARRHN_OLDD_DMD | MKr20 | 2040 | 2.9068 | 0.026213 | [6 empty] | PAR | D | OLD |  |  | RHNBHDHD | 2 | 0.33333 | HOUPARRHNBHDHDN03_OLDD_FDIELCE01 | 0.539 | HOUPARRHNBHDHDN03_OLDD | HOUPARRHNDIELCE01_OLDD | DIELCE01 | BHDHDN03 | PAR_OLDD | DIELCE01_BHDHDN03 | 5 | 0 | 1.1 | Unlikely
HOUPARRHNBHDHDN03_OLDD_FDIELCE01_D33 | Residential heating technology - Direct district heating substation - plus connection pipe - single-family house - existing building - distributed level 0.33 | HOUDHD | HOUPARRHN_OLDD_DMD | MKr20 | 2050 | 2.8483 | 0.024497 | [6 empty] | PAR | D | OLD |  |  | RHNBHDHD | 2 | 0.33333 | HOUPARRHNBHDHDN03_OLDD_FDIELCE01 | 0.539 | HOUPARRHNBHDHDN03_OLDD | HOUPARRHNDIELCE01_OLDD | DIELCE01 | BHDHDN03 | PAR_OLDD | DIELCE01_BHDHDN03 | 5 | 0 | 1.1 | Unlikely
HOUPARRHNHPELCN07_OLDI_FDIELCE01_D33 | Residential heating technology - Heat pump, Air-to-water, low-price product - single-family house - existing building - distributed level 0.33 | HOUELC, HOUAMB | HOUPARRHN_OLDI_DMD | MKr20 | 2020 | 9.341 | 0.35537 | 0.32178 | [5 empty] | PAR | I | OLD | 3.1077 |  | RHNHPELC | 2 | 0.33333 | HOUPARRHNHPELCN07_OLDI_FDIELCE01 | 0.539 | HOUPARRHNHPELCN07_OLDI | HOUPARRHNDIELCE01_OLDI | DIELCE01 | HPELCN07 | PAR_OLDI | DIELCE01_HPELCN07 | 5 | 0 | 1.1 | Unlikely
HOUPARRHNHPELCN07_OLDI_FDIELCE01_D33 | Residential heating technology - Heat pump, Air-to-water, low-price product - single-family house - existing building - distributed level 0.33 | HOUELC, HOUAMB | HOUPARRHN_OLDI_DMD | MKr20 | 2025 | 8.5453 | 0.27257 | 0.30646 | [5 empty] | PAR | I | OLD | 3.2631 |  | RHNHPELC | 2 | 0.33333 | HOUPARRHNHPELCN07_OLDI_FDIELCE01 | 0.539 | HOUPARRHNHPELCN07_OLDI | HOUPARRHNDIELCE01_OLDI | DIELCE01 | HPELCN07 | PAR_OLDI | DIELCE01_HPELCN07 | 5 | 0 | 1.1 | Unlikely
HOUPARRHNHPELCN07_OLDI_FDIELCE01_D33 | Residential heating technology - Heat pump, Air-to-water, low-price product - single-family house - existing building - distributed level 0.33 | HOUELC, HOUAMB | HOUPARRHN_OLDI_DMD | MKr20 | 2030 | 7.7496 | 0.26933 | 0.29253 | [5 empty] | PAR | I | OLD | 3.4185 |  | RHNHPELC | 2 | 0.33333 | HOUPARRHNHPELCN07_OLDI_FDIELCE01 | 0.539 | HOUPARRHNHPELCN07_OLDI | HOUPARRHNDIELCE01_OLDI | DIELCE01 | HPELCN07 | PAR_OLDI | DIELCE01_HPELCN07 | 5 | 0 | 1.1 | Unlikely
HOUPARRHNHPELCN07_OLDI_FDIELCE01_D33 | Residential heating technology - Heat pump, Air-to-water, low-price product - single-family house - existing building - distributed level 0.33 | HOUELC, HOUAMB | HOUPARRHN_OLDI_DMD | MKr20 | 2040 | 7.1157 | 0.26331 | 0.27981 | [5 empty] | PAR | I | OLD | 3.5738 |  | RHNHPELC | 2 | 0.33333 | HOUPARRHNHPELCN07_OLDI_FDIELCE01 | 0.539 | HOUPARRHNHPELCN07_OLDI | HOUPARRHNDIELCE01_OLDI | DIELCE01 | HPELCN07 | PAR_OLDI | DIELCE01_HPELCN07 | 5 | 0 | 1.1 | Unlikely
HOUPARRHNHPELCN07_OLDI_FDIELCE01_D33 | Residential heating technology - Heat pump, Air-to-water, low-price product - single-family house - existing building - distributed level 0.33 | HOUELC, HOUAMB | HOUPARRHN_OLDI_DMD | MKr20 | 2050 | 6.4817 | 0.2573 | 0.27193 | [5 empty] | PAR | I | OLD | 3.6774 |  | RHNHPELC | 2 | 0.33333 | HOUPARRHNHPELCN07_OLDI_FDIELCE01 | 0.539 | HOUPARRHNHPELCN07_OLDI | HOUPARRHNDIELCE01_OLDI | DIELCE01 | HPELCN07 | PAR_OLDI | DIELCE01_HPELCN07 | 5 | 0 | 1.1 | Unlikely
HOUPARRHNHPELCN05_OLDI_FDIELCE01_D33 | Residential heating technology - Heat pump, Air-to-water - leasing - single-family house - existing building - distributed level 0.33 | HOUELC, HOUAMB | HOUPARRHN_OLDI_DMD | MKr20 | 2020 | 5.9512 | 0.9839 | 0.30646 | [5 empty] | PAR | I | OLD | 3.2631 |  | RHNHPELC | 2 | 0.33333 | HOUPARRHNHPELCN05_OLDI_FDIELCE01 | 0.539 | HOUPARRHNHPELCN05_OLDI | HOUPARRHNDIELCE01_OLDI | DIELCE01 | HPELCN05 | PAR_OLDI | DIELCE01_HPELCN05 | 5 | 0 | 1.1 | Unlikely
HOUPARRHNHPELCN05_OLDI_FDIELCE01_D33 | Residential heating technology - Heat pump, Air-to-water - leasing - single-family house - existing building - distributed level 0.33 | HOUELC, HOUAMB | HOUPARRHN_OLDI_DMD | MKr20 | 2025 | 5.4893 | 0.84862 | 0.29253 | [5 empty] | PAR | I | OLD | 3.4185 |  | RHNHPELC | 2 | 0.33333 | HOUPARRHNHPELCN05_OLDI_FDIELCE01 | 0.539 | HOUPARRHNHPELCN05_OLDI | HOUPARRHNDIELCE01_OLDI | DIELCE01 | HPELCN05 | PAR_OLDI | DIELCE01_HPELCN05 | 5 | 0 | 1.1 | Unlikely
HOUPARRHNHPELCN05_OLDI_FDIELCE01_D33 | Residential heating technology - Heat pump, Air-to-water - leasing - single-family house - existing building - distributed level 0.33 | HOUELC, HOUAMB | HOUPARRHN_OLDI_DMD | MKr20 | 2030 | 5.0274 | 0.79289 | 0.27981 | [5 empty] | PAR | I | OLD | 3.5738 |  | RHNHPELC | 2 | 0.33333 | HOUPARRHNHPELCN05_OLDI_FDIELCE01 | 0.539 | HOUPARRHNHPELCN05_OLDI | HOUPARRHNDIELCE01_OLDI | DIELCE01 | HPELCN05 | PAR_OLDI | DIELCE01_HPELCN05 | 5 | 0 | 1.1 | Unlikely
HOUPARRHNHPELCN05_OLDI_FDIELCE01_D33 | Residential heating technology - Heat pump, Air-to-water - leasing - single-family house - existing building - distributed level 0.33 | HOUELC, HOUAMB | HOUPARRHN_OLDI_DMD | MKr20 | 2040 | 4.6528 | 0.74431 | 0.26815 | [5 empty] | PAR | I | OLD | 3.7292 |  | RHNHPELC | 2 | 0.33333 | HOUPARRHNHPELCN05_OLDI_FDIELCE01 | 0.539 | HOUPARRHNHPELCN05_OLDI | HOUPARRHNDIELCE01_OLDI | DIELCE01 | HPELCN05 | PAR_OLDI | DIELCE01_HPELCN05 | 5 | 0 | 1.1 | Unlikely
HOUPARRHNHPELCN05_OLDI_FDIELCE01_D33 | Residential heating technology - Heat pump, Air-to-water - leasing - single-family house - existing building - distributed level 0.33 | HOUELC, HOUAMB | HOUPARRHN_OLDI_DMD | MKr20 | 2050 | 4.2782 | 0.69572 | 0.26091 | [5 empty] | PAR | I | OLD | 3.8328 |  | RHNHPELC | 2 | 0.33333 | HOUPARRHNHPELCN05_OLDI_FDIELCE01 | 0.539 | HOUPARRHNHPELCN05_OLDI | HOUPARRHNDIELCE01_OLDI | DIELCE01 | HPELCN05 | PAR_OLDI | DIELCE01_HPELCN05 | 5 | 0 | 1.1 | Unlikely
HOUPARRHNHPELCN04_OLDI_FDIELCE01_D33 | Residential heating technology - Heat pump, Ground source - single-family house - existing building - distributed level 0.33 | HOUELC, HOUAMB | HOUPARRHN_OLDI_DMD | MKr20 | 2020 | 14.3298 | 0.28377 | 0.27981 | [5 empty] | PAR | I | OLD | 3.5738 |  | RHNHPELC | 2 | 0.33333 | HOUPARRHNHPELCN04_OLDI_FDIELCE01 | 0.539 | HOUPARRHNHPELCN04_OLDI | HOUPARRHNDIELCE01_OLDI | DIELCE01 | HPELCN04 | PAR_OLDI | DIELCE01_HPELCN04 | 6 | 0 | 1 | New
HOUPARRHNHPELCN04_OLDI_FDIELCE01_D33 | Residential heating technology - Heat pump, Ground source - single-family house - existing building - distributed level 0.33 | HOUELC, HOUAMB | HOUPARRHN_OLDI_DMD | MKr20 | 2025 | 13.6133 | 0.20097 | 0.27193 | [5 empty] | PAR | I | OLD | 3.6774 |  | RHNHPELC | 2 | 0.33333 | HOUPARRHNHPELCN04_OLDI_FDIELCE01 | 0.539 | HOUPARRHNHPELCN04_OLDI | HOUPARRHNDIELCE01_OLDI | DIELCE01 | HPELCN04 | PAR_OLDI | DIELCE01_HPELCN04 | 6 | 0 | 1 | New
HOUPARRHNHPELCN04_OLDI_FDIELCE01_D33 | Residential heating technology - Heat pump, Ground source - single-family house - existing building - distributed level 0.33 | HOUELC, HOUAMB | HOUPARRHN_OLDI_DMD | MKr20 | 2030 | 12.8968 | 0.19772 | 0.26448 | [5 empty] | PAR | I | OLD | 3.781 |  | RHNHPELC | 2 | 0.33333 | HOUPARRHNHPELCN04_OLDI_FDIELCE01 | 0.539 | HOUPARRHNHPELCN04_OLDI | HOUPARRHNDIELCE01_OLDI | DIELCE01 | HPELCN04 | PAR_OLDI | DIELCE01_HPELCN04 | 6 | 0 | 1 | New
HOUPARRHNHPELCN04_OLDI_FDIELCE01_D33 | Residential heating technology - Heat pump, Ground source - single-family house - existing building - distributed level 0.33 | HOUELC, HOUAMB | HOUPARRHN_OLDI_DMD | MKr20 | 2040 | 12.252 | 0.19171 | 0.25404 | [5 empty] | PAR | I | OLD | 3.9364 |  | RHNHPELC | 2 | 0.33333 | HOUPARRHNHPELCN04_OLDI_FDIELCE01 | 0.539 | HOUPARRHNHPELCN04_OLDI | HOUPARRHNDIELCE01_OLDI | DIELCE01 | HPELCN04 | PAR_OLDI | DIELCE01_HPELCN04 | 6 | 0 | 1 | New
HOUPARRHNHPELCN04_OLDI_FDIELCE01_D33 | Residential heating technology - Heat pump, Ground source - single-family house - existing building - distributed level 0.33 | HOUELC, HOUAMB | HOUPARRHN_OLDI_DMD | MKr20 | 2050 | 11.6072 | 0.18569 | 0.25074 | [5 empty] | PAR | I | OLD | 3.9882 |  | RHNHPELC | 2 | 0.33333 | HOUPARRHNHPELCN04_OLDI_FDIELCE01 | 0.539 | HOUPARRHNHPELCN04_OLDI | HOUPARRHNDIELCE01_OLDI | DIELCE01 | HPELCN04 | PAR_OLDI | DIELCE01_HPELCN04 | 6 | 0 | 1 | New
HOUPARRHNHPELCN03_OLDI_FDIELCE01_D33 | Residential heating technology - Heat pump, Air-to-water - single-family house - existing building - distributed level 0.33 | HOUELC, HOUAMB | HOUPARRHN_OLDI_DMD | MKr20 | 2020 | 10.8203 | 0.30764 | 0.30646 | [5 empty] | PAR | I | OLD | 3.2631 |  | RHNHPELC | 2 | 0.33333 | HOUPARRHNHPELCN03_OLDI_FDIELCE01 | 0.539 | HOUPARRHNHPELCN03_OLDI | HOUPARRHNDIELCE01_OLDI | DIELCE01 | HPELCN03 | PAR_OLDI | DIELCE01_HPELCN03 | 6 | 0 | 1 | New
HOUPARRHNHPELCN03_OLDI_FDIELCE01_D33 | Residential heating technology - Heat pump, Air-to-water - single-family house - existing building - distributed level 0.33 | HOUELC, HOUAMB | HOUPARRHN_OLDI_DMD | MKr20 | 2025 | 9.9805 | 0.22483 | 0.29253 | [5 empty] | PAR | I | OLD | 3.4185 |  | RHNHPELC | 2 | 0.33333 | HOUPARRHNHPELCN03_OLDI_FDIELCE01 | 0.539 | HOUPARRHNHPELCN03_OLDI | HOUPARRHNDIELCE01_OLDI | DIELCE01 | HPELCN03 | PAR_OLDI | DIELCE01_HPELCN03 | 6 | 0 | 1 | New
HOUPARRHNHPELCN03_OLDI_FDIELCE01_D33 | Residential heating technology - Heat pump, Air-to-water - single-family house - existing building - distributed level 0.33 | HOUELC, HOUAMB | HOUPARRHN_OLDI_DMD | MKr20 | 2030 | 9.1408 | 0.22159 | 0.27981 | [5 empty] | PAR | I | OLD | 3.5738 |  | RHNHPELC | 2 | 0.33333 | HOUPARRHNHPELCN03_OLDI_FDIELCE01 | 0.539 | HOUPARRHNHPELCN03_OLDI | HOUPARRHNDIELCE01_OLDI | DIELCE01 | HPELCN03 | PAR_OLDI | DIELCE01_HPELCN03 | 6 | 0 | 1 | New
HOUPARRHNHPELCN03_OLDI_FDIELCE01_D33 | Residential heating technology - Heat pump, Air-to-water - single-family house - existing building - distributed level 0.33 | HOUELC, HOUAMB | HOUPARRHN_OLDI_DMD | MKr20 | 2040 | 8.4597 | 0.21558 | 0.26815 | [5 empty] | PAR | I | OLD | 3.7292 |  | RHNHPELC | 2 | 0.33333 | HOUPARRHNHPELCN03_OLDI_FDIELCE01 | 0.539 | HOUPARRHNHPELCN03_OLDI | HOUPARRHNDIELCE01_OLDI | DIELCE01 | HPELCN03 | PAR_OLDI | DIELCE01_HPELCN03 | 6 | 0 | 1 | New
HOUPARRHNHPELCN03_OLDI_FDIELCE01_D33 | Residential heating technology - Heat pump, Air-to-water - single-family house - existing building - distributed level 0.33 | HOUELC, HOUAMB | HOUPARRHN_OLDI_DMD | MKr20 | 2050 | 7.7786 | 0.20956 | 0.26091 | [5 empty] | PAR | I | OLD | 3.8328 |  | RHNHPELC | 2 | 0.33333 | HOUPARRHNHPELCN03_OLDI_FDIELCE01 | 0.539 | HOUPARRHNHPELCN03_OLDI | HOUPARRHNDIELCE01_OLDI | DIELCE01 | HPELCN03 | PAR_OLDI | DIELCE01_HPELCN03 | 6 | 0 | 1 | New
HOUPARRHNHPELCN02_OLDI_FDIELCE01_D33 | Residential heating technology - Heat pump, Air-to-air - single-family house - existing building - distributed level 0.33 | HOUELC, HOUAMB | HOUPARRHN_OLDI_DMD | MKr20 | 2020 | 1.9871 | 0.15994 | 0.19904 | [5 empty] | PAR | I | OLD | 5.0241 |  | RHNHPELC | 2 | 0.33333 | HOUPARRHNHPELCN02_OLDI_FDIELCE01 | 0.539 | HOUPARRHNHPELCN02_OLDI | HOUPARRHNDIELCE01_OLDI | DIELCE01 | HPELCN02 | PAR_OLDI | DIELCE01_HPELCN02 | 5 | 0 | 1.1 | Unlikely
HOUPARRHNHPELCN02_OLDI_FDIELCE01_D33 | Residential heating technology - Heat pump, Air-to-air - single-family house - existing building - distributed level 0.33 | HOUELC, HOUAMB | HOUPARRHN_OLDI_DMD | MKr20 | 2025 | 1.9385 | 0.10866 | 0.18928 | [5 empty] | PAR | I | OLD | 5.2831 |  | RHNHPELC | 2 | 0.33333 | HOUPARRHNHPELCN02_OLDI_FDIELCE01 | 0.539 | HOUPARRHNHPELCN02_OLDI | HOUPARRHNDIELCE01_OLDI | DIELCE01 | HPELCN02 | PAR_OLDI | DIELCE01_HPELCN02 | 5 | 0 | 1.1 | Unlikely
HOUPARRHNHPELCN02_OLDI_FDIELCE01_D33 | Residential heating technology - Heat pump, Air-to-air - single-family house - existing building - distributed level 0.33 | HOUELC, HOUAMB | HOUPARRHN_OLDI_DMD | MKr20 | 2030 | 1.8899 | 0.10666 | 0.18214 | [5 empty] | PAR | I | OLD | 5.4902 |  | RHNHPELC | 2 | 0.33333 | HOUPARRHNHPELCN02_OLDI_FDIELCE01 | 0.539 | HOUPARRHNHPELCN02_OLDI | HOUPARRHNDIELCE01_OLDI | DIELCE01 | HPELCN02 | PAR_OLDI | DIELCE01_HPELCN02 | 5 | 0 | 1.1 | Unlikely
HOUPARRHNHPELCN02_OLDI_FDIELCE01_D33 | Residential heating technology - Heat pump, Air-to-air - single-family house - existing building - distributed level 0.33 | HOUELC, HOUAMB | HOUPARRHN_OLDI_DMD | MKr20 | 2040 | 1.7998 | 0.10293 | 0.17552 | [5 empty] | PAR | I | OLD | 5.6974 |  | RHNHPELC | 2 | 0.33333 | HOUPARRHNHPELCN02_OLDI_FDIELCE01 | 0.539 | HOUPARRHNHPELCN02_OLDI | HOUPARRHNDIELCE01_OLDI | DIELCE01 | HPELCN02 | PAR_OLDI | DIELCE01_HPELCN02 | 5 | 0 | 1.1 | Unlikely
HOUPARRHNHPELCN02_OLDI_FDIELCE01_D33 | Residential heating technology - Heat pump, Air-to-air - single-family house - existing building - distributed level 0.33 | HOUELC, HOUAMB | HOUPARRHN_OLDI_DMD | MKr20 | 2050 | 1.7097 | 0.099207 | 0.17238 | [5 empty] | PAR | I | OLD | 5.801 |  | RHNHPELC | 2 | 0.33333 | HOUPARRHNHPELCN02_OLDI_FDIELCE01 | 0.539 | HOUPARRHNHPELCN02_OLDI | HOUPARRHNDIELCE01_OLDI | DIELCE01 | HPELCN02 | PAR_OLDI | DIELCE01_HPELCN02 | 5 | 0 | 1.1 | Unlikely
HOUPARRHNDIELCN06_OLDI_FDIELCE01_D33 | Residential heating technology - Electric heating - electric panel from Bauhaus - single-family house - new building - distributed level 0.33 | HOUELC | HOUPARRHN_OLDI_DMD | MKr20 | 2020 | 0.45946 | 0 | [6 empty] | PAR | I | OLD |  |  | RHNDIELC | 2 | 0.33333 | HOUPARRHNDIELCN06_OLDI_FDIELCE01 | 0.539 | HOUPARRHNDIELCN06_OLDI | HOUPARRHNDIELCE01_OLDI | DIELCE01 | DIELCN06 | PAR_OLDI | DIELCE01_DIELCN06 | 2 | 0 | 0.9 | Same
HOUPARRHNDIELCN06_OLDI_FDIELCE01_D33 | Residential heating technology - Electric heating - electric panel from Bauhaus - single-family house - new building - distributed level 0.33 | HOUELC | HOUPARRHN_OLDI_DMD | MKr20 | 2025 | 0.45946 | 0 | [6 empty] | PAR | I | OLD |  |  | RHNDIELC | 2 | 0.33333 | HOUPARRHNDIELCN06_OLDI_FDIELCE01 | 0.539 | HOUPARRHNDIELCN06_OLDI | HOUPARRHNDIELCE01_OLDI | DIELCE01 | DIELCN06 | PAR_OLDI | DIELCE01_DIELCN06 | 2 | 0 | 0.9 | Same
HOUPARRHNDIELCN06_OLDI_FDIELCE01_D33 | Residential heating technology - Electric heating - electric panel from Bauhaus - single-family house - new building - distributed level 0.33 | HOUELC | HOUPARRHN_OLDI_DMD | MKr20 | 2030 | 0.45946 | 0 | [6 empty] | PAR | I | OLD |  |  | RHNDIELC | 2 | 0.33333 | HOUPARRHNDIELCN06_OLDI_FDIELCE01 | 0.539 | HOUPARRHNDIELCN06_OLDI | HOUPARRHNDIELCE01_OLDI | DIELCE01 | DIELCN06 | PAR_OLDI | DIELCE01_DIELCN06 | 2 | 0 | 0.9 | Same
HOUPARRHNDIELCN06_OLDI_FDIELCE01_D33 | Residential heating technology - Electric heating - electric panel from Bauhaus - single-family house - new building - distributed level 0.33 | HOUELC | HOUPARRHN_OLDI_DMD | MKr20 | 2040 | 0.45946 | 0 | [6 empty] | PAR | I | OLD |  |  | RHNDIELC | 2 | 0.33333 | HOUPARRHNDIELCN06_OLDI_FDIELCE01 | 0.539 | HOUPARRHNDIELCN06_OLDI | HOUPARRHNDIELCE01_OLDI | DIELCE01 | DIELCN06 | PAR_OLDI | DIELCE01_DIELCN06 | 2 | 0 | 0.9 | Same
HOUPARRHNDIELCN06_OLDI_FDIELCE01_D33 | Residential heating technology - Electric heating - electric panel from Bauhaus - single-family house - new building - distributed level 0.33 | HOUELC | HOUPARRHN_OLDI_DMD | MKr20 | 2050 | 0.45946 | 0 | [6 empty] | PAR | I | OLD |  |  | RHNDIELC | 2 | 0.33333 | HOUPARRHNDIELCN06_OLDI_FDIELCE01 | 0.539 | HOUPARRHNDIELCN06_OLDI | HOUPARRHNDIELCE01_OLDI | DIELCE01 | DIELCN06 | PAR_OLDI | DIELCE01_DIELCN06 | 2 | 0 | 0.9 | Same
HOUPARRHNDIELCN01_OLDI_FDIELCE01_D33 | Residential heating technology - Electric heating - single-family house - new building - distributed level 0.33 | HOUELC | HOUPARRHN_OLDI_DMD | MKr20 | 2020 | 5.5826 | 0.055321 | [6 empty] | PAR | I | OLD |  |  | RHNDIELC | 2 | 0.33333 | HOUPARRHNDIELCN01_OLDI_FDIELCE01 | 0.539 | HOUPARRHNDIELCN01_OLDI | HOUPARRHNDIELCE01_OLDI | DIELCE01 | DIELCN01 | PAR_OLDI | DIELCE01_DIELCN01 | 2 | 0 | 0.9 | Same
HOUPARRHNDIELCN01_OLDI_FDIELCE01_D33 | Residential heating technology - Electric heating - single-family house - new building - distributed level 0.33 | HOUELC | HOUPARRHN_OLDI_DMD | MKr20 | 2025 | 5.4444 | 0.055321 | [6 empty] | PAR | I | OLD |  |  | RHNDIELC | 2 | 0.33333 | HOUPARRHNDIELCN01_OLDI_FDIELCE01 | 0.539 | HOUPARRHNDIELCN01_OLDI | HOUPARRHNDIELCE01_OLDI | DIELCE01 | DIELCN01 | PAR_OLDI | DIELCE01_DIELCN01 | 2 | 0 | 0.9 | Same
HOUPARRHNDIELCN01_OLDI_FDIELCE01_D33 | Residential heating technology - Electric heating - single-family house - new building - distributed level 0.33 | HOUELC | HOUPARRHN_OLDI_DMD | MKr20 | 2030 | 5.3097 | 0.053016 | [6 empty] | PAR | I | OLD |  |  | RHNDIELC | 2 | 0.33333 | HOUPARRHNDIELCN01_OLDI_FDIELCE01 | 0.539 | HOUPARRHNDIELCN01_OLDI | HOUPARRHNDIELCE01_OLDI | DIELCE01 | DIELCN01 | PAR_OLDI | DIELCE01_DIELCN01 | 2 | 0 | 0.9 | Same
HOUPARRHNDIELCN01_OLDI_FDIELCE01_D33 | Residential heating technology - Electric heating - single-family house - new building - distributed level 0.33 | HOUELC | HOUPARRHN_OLDI_DMD | MKr20 | 2040 | 5.0501 | 0.050711 | [6 empty] | PAR | I | OLD |  |  | RHNDIELC | 2 | 0.33333 | HOUPARRHNDIELCN01_OLDI_FDIELCE01 | 0.539 | HOUPARRHNDIELCN01_OLDI | HOUPARRHNDIELCE01_OLDI | DIELCE01 | DIELCN01 | PAR_OLDI | DIELCE01_DIELCN01 | 2 | 0 | 0.9 | Same
HOUPARRHNDIELCN01_OLDI_FDIELCE01_D33 | Residential heating technology - Electric heating - single-family house - new building - distributed level 0.33 | HOUELC | HOUPARRHN_OLDI_DMD | MKr20 | 2050 | 4.8032 | 0.048406 | [6 empty] | PAR | I | OLD |  |  | RHNDIELC | 2 | 0.33333 | HOUPARRHNDIELCN01_OLDI_FDIELCE01 | 0.539 | HOUPARRHNDIELCN01_OLDI | HOUPARRHNDIELCE01_OLDI | DIELCE01 | DIELCN01 | PAR_OLDI | DIELCE01_DIELCN01 | 2 | 0 | 0.9 | Same
HOUPARRHNBHSOLN01_OLDI_FDIELCE01_D33 | Residential heating technology - Solar heating system - single-family house - existing building - distributed level 0.33 | HOUSOL | HOUPARRHN_OLDI_DMD | MKr20 | 2020 | 7.498 | 0.086357 | [6 empty] | PAR | I | OLD |  |  | RHNBHSOL | 2 | 0.33333 | HOUPARRHNBHSOLN01_OLDI_FDIELCE01 | 0.539 | HOUPARRHNBHSOLN01_OLDI | HOUPARRHNDIELCE01_OLDI | DIELCE01 | BHSOLN01 | PAR_OLDI | DIELCE01_BHSOLN01 | 5 | 0 | 1.1 | Unlikely
HOUPARRHNBHSOLN01_OLDI_FDIELCE01_D33 | Residential heating technology - Solar heating system - single-family house - existing building - distributed level 0.33 | HOUSOL | HOUPARRHN_OLDI_DMD | MKr20 | 2025 | 7.3124 | 0.081089 | [6 empty] | PAR | I | OLD |  |  | RHNBHSOL | 2 | 0.33333 | HOUPARRHNBHSOLN01_OLDI_FDIELCE01 | 0.539 | HOUPARRHNBHSOLN01_OLDI | HOUPARRHNDIELCE01_OLDI | DIELCE01 | BHSOLN01 | PAR_OLDI | DIELCE01_BHSOLN01 | 5 | 0 | 1.1 | Unlikely
HOUPARRHNBHSOLN01_OLDI_FDIELCE01_D33 | Residential heating technology - Solar heating system - single-family house - existing building - distributed level 0.33 | HOUSOL | HOUPARRHN_OLDI_DMD | MKr20 | 2030 | 7.1315 | 0.079113 | [6 empty] | PAR | I | OLD |  |  | RHNBHSOL | 2 | 0.33333 | HOUPARRHNBHSOLN01_OLDI_FDIELCE01 | 0.539 | HOUPARRHNBHSOLN01_OLDI | HOUPARRHNDIELCE01_OLDI | DIELCE01 | BHSOLN01 | PAR_OLDI | DIELCE01_BHSOLN01 | 5 | 0 | 1.1 | Unlikely
HOUPARRHNBHSOLN01_OLDI_FDIELCE01_D33 | Residential heating technology - Solar heating system - single-family house - existing building - distributed level 0.33 | HOUSOL | HOUPARRHN_OLDI_DMD | MKr20 | 2040 | 6.7828 | 0.074832 | [6 empty] | PAR | I | OLD |  |  | RHNBHSOL | 2 | 0.33333 | HOUPARRHNBHSOLN01_OLDI_FDIELCE01 | 0.539 | HOUPARRHNBHSOLN01_OLDI | HOUPARRHNDIELCE01_OLDI | DIELCE01 | BHSOLN01 | PAR_OLDI | DIELCE01_BHSOLN01 | 5 | 0 | 1.1 | Unlikely
HOUPARRHNBHSOLN01_OLDI_FDIELCE01_D33 | Residential heating technology - Solar heating system - single-family house - existing building - distributed level 0.33 | HOUSOL | HOUPARRHN_OLDI_DMD | MKr20 | 2050 | 6.4512 | 0.070551 | [6 empty] | PAR | I | OLD |  |  | RHNBHSOL | 2 | 0.33333 | HOUPARRHNBHSOLN01_OLDI_FDIELCE01 | 0.539 | HOUPARRHNBHSOLN01_OLDI | HOUPARRHNDIELCE01_OLDI | DIELCE01 | BHSOLN01 | PAR_OLDI | DIELCE01_BHSOLN01 | 5 | 0 | 1.1 | Unlikely
HOUPARRHNBHDHDN09_OLDI_FDIELCE01_D33 | Residential heating technology - Direct district heating substation - plus connection pipe - plus distribution (heating density: low ) - single-family house - existing building - distributed level 0.33 | HOUDHD | HOUPARRHN_OLDI_DMD | MKr20 | 2020 | 10.6797 | 0.028099 | [6 empty] | PAR | I | OLD |  |  | RHNBHDHD | 2 | 0.33333 | HOUPARRHNBHDHDN09_OLDI_FDIELCE01 | 0.539 | HOUPARRHNBHDHDN09_OLDI | HOUPARRHNDIELCE01_OLDI | DIELCE01 | BHDHDN09 | PAR_OLDI | DIELCE01_BHDHDN09 | 5 | 0 | 1.1 | Unlikely
HOUPARRHNBHDHDN09_OLDI_FDIELCE01_D33 | Residential heating technology - Direct district heating substation - plus connection pipe - plus distribution (heating density: low ) - single-family house - existing building - distributed level 0.33 | HOUDHD | HOUPARRHN_OLDI_DMD | MKr20 | 2025 | 10.6417 | 0.027891 | [6 empty] | PAR | I | OLD |  |  | RHNBHDHD | 2 | 0.33333 | HOUPARRHNBHDHDN09_OLDI_FDIELCE01 | 0.539 | HOUPARRHNBHDHDN09_OLDI | HOUPARRHNDIELCE01_OLDI | DIELCE01 | BHDHDN09 | PAR_OLDI | DIELCE01_BHDHDN09 | 5 | 0 | 1.1 | Unlikely
HOUPARRHNBHDHDN09_OLDI_FDIELCE01_D33 | Residential heating technology - Direct district heating substation - plus connection pipe - plus distribution (heating density: low ) - single-family house - existing building - distributed level 0.33 | HOUDHD | HOUPARRHN_OLDI_DMD | MKr20 | 2030 | 10.61 | 0.027393 | [6 empty] | PAR | I | OLD |  |  | RHNBHDHD | 2 | 0.33333 | HOUPARRHNBHDHDN09_OLDI_FDIELCE01 | 0.539 | HOUPARRHNBHDHDN09_OLDI | HOUPARRHNDIELCE01_OLDI | DIELCE01 | BHDHDN09 | PAR_OLDI | DIELCE01_BHDHDN09 | 5 | 0 | 1.1 | Unlikely
HOUPARRHNBHDHDN09_OLDI_FDIELCE01_D33 | Residential heating technology - Direct district heating substation - plus connection pipe - plus distribution (heating density: low ) - single-family house - existing building - distributed level 0.33 | HOUDHD | HOUPARRHN_OLDI_DMD | MKr20 | 2040 | 10.5529 | 0.026213 | [6 empty] | PAR | I | OLD |  |  | RHNBHDHD | 2 | 0.33333 | HOUPARRHNBHDHDN09_OLDI_FDIELCE01 | 0.539 | HOUPARRHNBHDHDN09_OLDI | HOUPARRHNDIELCE01_OLDI | DIELCE01 | BHDHDN09 | PAR_OLDI | DIELCE01_BHDHDN09 | 5 | 0 | 1.1 | Unlikely
HOUPARRHNBHDHDN09_OLDI_FDIELCE01_D33 | Residential heating technology - Direct district heating substation - plus connection pipe - plus distribution (heating density: low ) - single-family house - existing building - distributed level 0.33 | HOUDHD | HOUPARRHN_OLDI_DMD | MKr20 | 2050 | 10.4895 | 0.024497 | [6 empty] | PAR | I | OLD |  |  | RHNBHDHD | 2 | 0.33333 | HOUPARRHNBHDHDN09_OLDI_FDIELCE01 | 0.539 | HOUPARRHNBHDHDN09_OLDI | HOUPARRHNDIELCE01_OLDI | DIELCE01 | BHDHDN09 | PAR_OLDI | DIELCE01_BHDHDN09 | 5 | 0 | 1.1 | Unlikely
HOUPARRHNBHDHDN07_OLDI_FDIELCE01_D33 | Residential heating technology - Direct district heating substation - plus connection pipe - plus distribution (heating density: medium ) - single-family house - existing building - distributed level 0.33 | HOUDHD | HOUPARRHN_OLDI_DMD | MKr20 | 2020 | 4.2983 | 0.028099 | [6 empty] | PAR | I | OLD |  |  | RHNBHDHD | 2 | 0.33333 | HOUPARRHNBHDHDN07_OLDI_FDIELCE01 | 0.539 | HOUPARRHNBHDHDN07_OLDI | HOUPARRHNDIELCE01_OLDI | DIELCE01 | BHDHDN07 | PAR_OLDI | DIELCE01_BHDHDN07 | 5 | 0 | 1.1 | Unlikely
HOUPARRHNBHDHDN07_OLDI_FDIELCE01_D33 | Residential heating technology - Direct district heating substation - plus connection pipe - plus distribution (heating density: medium ) - single-family house - existing building - distributed level 0.33 | HOUDHD | HOUPARRHN_OLDI_DMD | MKr20 | 2025 | 4.2602 | 0.027891 | [6 empty] | PAR | I | OLD |  |  | RHNBHDHD | 2 | 0.33333 | HOUPARRHNBHDHDN07_OLDI_FDIELCE01 | 0.539 | HOUPARRHNBHDHDN07_OLDI | HOUPARRHNDIELCE01_OLDI | DIELCE01 | BHDHDN07 | PAR_OLDI | DIELCE01_BHDHDN07 | 5 | 0 | 1.1 | Unlikely
HOUPARRHNBHDHDN07_OLDI_FDIELCE01_D33 | Residential heating technology - Direct district heating substation - plus connection pipe - plus distribution (heating density: medium ) - single-family house - existing building - distributed level 0.33 | HOUDHD | HOUPARRHN_OLDI_DMD | MKr20 | 2030 | 4.2285 | 0.027393 | [6 empty] | PAR | I | OLD |  |  | RHNBHDHD | 2 | 0.33333 | HOUPARRHNBHDHDN07_OLDI_FDIELCE01 | 0.539 | HOUPARRHNBHDHDN07_OLDI | HOUPARRHNDIELCE01_OLDI | DIELCE01 | BHDHDN07 | PAR_OLDI | DIELCE01_BHDHDN07 | 5 | 0 | 1.1 | Unlikely
HOUPARRHNBHDHDN07_OLDI_FDIELCE01_D33 | Residential heating technology - Direct district heating substation - plus connection pipe - plus distribution (heating density: medium ) - single-family house - existing building - distributed level 0.33 | HOUDHD | HOUPARRHN_OLDI_DMD | MKr20 | 2040 | 4.1715 | 0.026213 | [6 empty] | PAR | I | OLD |  |  | RHNBHDHD | 2 | 0.33333 | HOUPARRHNBHDHDN07_OLDI_FDIELCE01 | 0.539 | HOUPARRHNBHDHDN07_OLDI | HOUPARRHNDIELCE01_OLDI | DIELCE01 | BHDHDN07 | PAR_OLDI | DIELCE01_BHDHDN07 | 5 | 0 | 1.1 | Unlikely
HOUPARRHNBHDHDN07_OLDI_FDIELCE01_D33 | Residential heating technology - Direct district heating substation - plus connection pipe - plus distribution (heating density: medium ) - single-family house - existing building - distributed level 0.33 | HOUDHD | HOUPARRHN_OLDI_DMD | MKr20 | 2050 | 4.1081 | 0.024497 | [6 empty] | PAR | I | OLD |  |  | RHNBHDHD | 2 | 0.33333 | HOUPARRHNBHDHDN07_OLDI_FDIELCE01 | 0.539 | HOUPARRHNBHDHDN07_OLDI | HOUPARRHNDIELCE01_OLDI | DIELCE01 | BHDHDN07 | PAR_OLDI | DIELCE01_BHDHDN07 | 5 | 0 | 1.1 | Unlikely
HOUPARRHNBHDHDN05_OLDI_FDIELCE01_D33 | Residential heating technology - Direct district heating substation - plus connection pipe - plus distribution (heating density: high ) - single-family house - existing building - distributed level 0.33 | HOUDHD | HOUPARRHN_OLDI_DMD | MKr20 | 2020 | 3.2772 | 0.028099 | [6 empty] | PAR | I | OLD |  |  | RHNBHDHD | 2 | 0.33333 | HOUPARRHNBHDHDN05_OLDI_FDIELCE01 | 0.539 | HOUPARRHNBHDHDN05_OLDI | HOUPARRHNDIELCE01_OLDI | DIELCE01 | BHDHDN05 | PAR_OLDI | DIELCE01_BHDHDN05 | 5 | 0 | 1.1 | Unlikely
HOUPARRHNBHDHDN05_OLDI_FDIELCE01_D33 | Residential heating technology - Direct district heating substation - plus connection pipe - plus distribution (heating density: high ) - single-family house - existing building - distributed level 0.33 | HOUDHD | HOUPARRHN_OLDI_DMD | MKr20 | 2025 | 3.2392 | 0.027891 | [6 empty] | PAR | I | OLD |  |  | RHNBHDHD | 2 | 0.33333 | HOUPARRHNBHDHDN05_OLDI_FDIELCE01 | 0.539 | HOUPARRHNBHDHDN05_OLDI | HOUPARRHNDIELCE01_OLDI | DIELCE01 | BHDHDN05 | PAR_OLDI | DIELCE01_BHDHDN05 | 5 | 0 | 1.1 | Unlikely
HOUPARRHNBHDHDN05_OLDI_FDIELCE01_D33 | Residential heating technology - Direct district heating substation - plus connection pipe - plus distribution (heating density: high ) - single-family house - existing building - distributed level 0.33 | HOUDHD | HOUPARRHN_OLDI_DMD | MKr20 | 2030 | 3.2075 | 0.027393 | [6 empty] | PAR | I | OLD |  |  | RHNBHDHD | 2 | 0.33333 | HOUPARRHNBHDHDN05_OLDI_FDIELCE01 | 0.539 | HOUPARRHNBHDHDN05_OLDI | HOUPARRHNDIELCE01_OLDI | DIELCE01 | BHDHDN05 | PAR_OLDI | DIELCE01_BHDHDN05 | 5 | 0 | 1.1 | Unlikely
HOUPARRHNBHDHDN05_OLDI_FDIELCE01_D33 | Residential heating technology - Direct district heating substation - plus connection pipe - plus distribution (heating density: high ) - single-family house - existing building - distributed level 0.33 | HOUDHD | HOUPARRHN_OLDI_DMD | MKr20 | 2040 | 3.1504 | 0.026213 | [6 empty] | PAR | I | OLD |  |  | RHNBHDHD | 2 | 0.33333 | HOUPARRHNBHDHDN05_OLDI_FDIELCE01 | 0.539 | HOUPARRHNBHDHDN05_OLDI | HOUPARRHNDIELCE01_OLDI | DIELCE01 | BHDHDN05 | PAR_OLDI | DIELCE01_BHDHDN05 | 5 | 0 | 1.1 | Unlikely
HOUPARRHNBHDHDN05_OLDI_FDIELCE01_D33 | Residential heating technology - Direct district heating substation - plus connection pipe - plus distribution (heating density: high ) - single-family house - existing building - distributed level 0.33 | HOUDHD | HOUPARRHN_OLDI_DMD | MKr20 | 2050 | 3.0871 | 0.024497 | [6 empty] | PAR | I | OLD |  |  | RHNBHDHD | 2 | 0.33333 | HOUPARRHNBHDHDN05_OLDI_FDIELCE01 | 0.539 | HOUPARRHNBHDHDN05_OLDI | HOUPARRHNDIELCE01_OLDI | DIELCE01 | BHDHDN05 | PAR_OLDI | DIELCE01_BHDHDN05 | 5 | 0 | 1.1 | Unlikely
HOUPARRHNBHDHCN09_OLDI_FDIELCE01_D33 | Residential heating technology - Direct district heating substation - plus connection pipe - plus distribution (heating density: low ) - single-family house - existing building - distributed level 0.33 | HOUDHC | HOUPARRHN_OLDI_DMD | MKr20 | 2020 | 10.6797 | 0.028099 | [6 empty] | PAR | I | OLD |  |  | RHNBHDHC | 2 | 0.33333 | HOUPARRHNBHDHCN09_OLDI_FDIELCE01 | 0.539 | HOUPARRHNBHDHCN09_OLDI | HOUPARRHNDIELCE01_OLDI | DIELCE01 | BHDHCN09 | PAR_OLDI | DIELCE01_BHDHCN09 | 5 | 0 | 1.1 | Unlikely
HOUPARRHNBHDHCN09_OLDI_FDIELCE01_D33 | Residential heating technology - Direct district heating substation - plus connection pipe - plus distribution (heating density: low ) - single-family house - existing building - distributed level 0.33 | HOUDHC | HOUPARRHN_OLDI_DMD | MKr20 | 2025 | 10.6417 | 0.027891 | [6 empty] | PAR | I | OLD |  |  | RHNBHDHC | 2 | 0.33333 | HOUPARRHNBHDHCN09_OLDI_FDIELCE01 | 0.539 | HOUPARRHNBHDHCN09_OLDI | HOUPARRHNDIELCE01_OLDI | DIELCE01 | BHDHCN09 | PAR_OLDI | DIELCE01_BHDHCN09 | 5 | 0 | 1.1 | Unlikely
HOUPARRHNBHDHCN09_OLDI_FDIELCE01_D33 | Residential heating technology - Direct district heating substation - plus connection pipe - plus distribution (heating density: low ) - single-family house - existing building - distributed level 0.33 | HOUDHC | HOUPARRHN_OLDI_DMD | MKr20 | 2030 | 10.61 | 0.027393 | [6 empty] | PAR | I | OLD |  |  | RHNBHDHC | 2 | 0.33333 | HOUPARRHNBHDHCN09_OLDI_FDIELCE01 | 0.539 | HOUPARRHNBHDHCN09_OLDI | HOUPARRHNDIELCE01_OLDI | DIELCE01 | BHDHCN09 | PAR_OLDI | DIELCE01_BHDHCN09 | 5 | 0 | 1.1 | Unlikely
HOUPARRHNBHDHCN09_OLDI_FDIELCE01_D33 | Residential heating technology - Direct district heating substation - plus connection pipe - plus distribution (heating density: low ) - single-family house - existing building - distributed level 0.33 | HOUDHC | HOUPARRHN_OLDI_DMD | MKr20 | 2040 | 10.5529 | 0.026213 | [6 empty] | PAR | I | OLD |  |  | RHNBHDHC | 2 | 0.33333 | HOUPARRHNBHDHCN09_OLDI_FDIELCE01 | 0.539 | HOUPARRHNBHDHCN09_OLDI | HOUPARRHNDIELCE01_OLDI | DIELCE01 | BHDHCN09 | PAR_OLDI | DIELCE01_BHDHCN09 | 5 | 0 | 1.1 | Unlikely
HOUPARRHNBHDHCN09_OLDI_FDIELCE01_D33 | Residential heating technology - Direct district heating substation - plus connection pipe - plus distribution (heating density: low ) - single-family house - existing building - distributed level 0.33 | HOUDHC | HOUPARRHN_OLDI_DMD | MKr20 | 2050 | 10.4895 | 0.024497 | [6 empty] | PAR | I | OLD |  |  | RHNBHDHC | 2 | 0.33333 | HOUPARRHNBHDHCN09_OLDI_FDIELCE01 | 0.539 | HOUPARRHNBHDHCN09_OLDI | HOUPARRHNDIELCE01_OLDI | DIELCE01 | BHDHCN09 | PAR_OLDI | DIELCE01_BHDHCN09 | 5 | 0 | 1.1 | Unlikely
HOUPARRHNBHDHCN07_OLDI_FDIELCE01_D33 | Residential heating technology - Direct district heating substation - plus connection pipe - plus distribution (heating density: medium ) - single-family house - existing building - distributed level 0.33 | HOUDHC | HOUPARRHN_OLDI_DMD | MKr20 | 2020 | 4.2983 | 0.028099 | [6 empty] | PAR | I | OLD |  |  | RHNBHDHC | 2 | 0.33333 | HOUPARRHNBHDHCN07_OLDI_FDIELCE01 | 0.539 | HOUPARRHNBHDHCN07_OLDI | HOUPARRHNDIELCE01_OLDI | DIELCE01 | BHDHCN07 | PAR_OLDI | DIELCE01_BHDHCN07 | 5 | 0 | 1.1 | Unlikely
HOUPARRHNBHDHCN07_OLDI_FDIELCE01_D33 | Residential heating technology - Direct district heating substation - plus connection pipe - plus distribution (heating density: medium ) - single-family house - existing building - distributed level 0.33 | HOUDHC | HOUPARRHN_OLDI_DMD | MKr20 | 2025 | 4.2602 | 0.027891 | [6 empty] | PAR | I | OLD |  |  | RHNBHDHC | 2 | 0.33333 | HOUPARRHNBHDHCN07_OLDI_FDIELCE01 | 0.539 | HOUPARRHNBHDHCN07_OLDI | HOUPARRHNDIELCE01_OLDI | DIELCE01 | BHDHCN07 | PAR_OLDI | DIELCE01_BHDHCN07 | 5 | 0 | 1.1 | Unlikely
HOUPARRHNBHDHCN07_OLDI_FDIELCE01_D33 | Residential heating technology - Direct district heating substation - plus connection pipe - plus distribution (heating density: medium ) - single-family house - existing building - distributed level 0.33 | HOUDHC | HOUPARRHN_OLDI_DMD | MKr20 | 2030 | 4.2285 | 0.027393 | [6 empty] | PAR | I | OLD |  |  | RHNBHDHC | 2 | 0.33333 | HOUPARRHNBHDHCN07_OLDI_FDIELCE01 | 0.539 | HOUPARRHNBHDHCN07_OLDI | HOUPARRHNDIELCE01_OLDI | DIELCE01 | BHDHCN07 | PAR_OLDI | DIELCE01_BHDHCN07 | 5 | 0 | 1.1 | Unlikely
HOUPARRHNBHDHCN07_OLDI_FDIELCE01_D33 | Residential heating technology - Direct district heating substation - plus connection pipe - plus distribution (heating density: medium ) - single-family house - existing building - distributed level 0.33 | HOUDHC | HOUPARRHN_OLDI_DMD | MKr20 | 2040 | 4.1715 | 0.026213 | [6 empty] | PAR | I | OLD |  |  | RHNBHDHC | 2 | 0.33333 | HOUPARRHNBHDHCN07_OLDI_FDIELCE01 | 0.539 | HOUPARRHNBHDHCN07_OLDI | HOUPARRHNDIELCE01_OLDI | DIELCE01 | BHDHCN07 | PAR_OLDI | DIELCE01_BHDHCN07 | 5 | 0 | 1.1 | Unlikely
HOUPARRHNBHDHCN07_OLDI_FDIELCE01_D33 | Residential heating technology - Direct district heating substation - plus connection pipe - plus distribution (heating density: medium ) - single-family house - existing building - distributed level 0.33 | HOUDHC | HOUPARRHN_OLDI_DMD | MKr20 | 2050 | 4.1081 | 0.024497 | [6 empty] | PAR | I | OLD |  |  | RHNBHDHC | 2 | 0.33333 | HOUPARRHNBHDHCN07_OLDI_FDIELCE01 | 0.539 | HOUPARRHNBHDHCN07_OLDI | HOUPARRHNDIELCE01_OLDI | DIELCE01 | BHDHCN07 | PAR_OLDI | DIELCE01_BHDHCN07 | 5 | 0 | 1.1 | Unlikely
HOUPARRHNBHDHCN05_OLDI_FDIELCE01_D33 | Residential heating technology - Direct district heating substation - plus connection pipe - plus distribution (heating density: high ) - single-family house - existing building - distributed level 0.33 | HOUDHC | HOUPARRHN_OLDI_DMD | MKr20 | 2020 | 3.2772 | 0.028099 | [6 empty] | PAR | I | OLD |  |  | RHNBHDHC | 2 | 0.33333 | HOUPARRHNBHDHCN05_OLDI_FDIELCE01 | 0.539 | HOUPARRHNBHDHCN05_OLDI | HOUPARRHNDIELCE01_OLDI | DIELCE01 | BHDHCN05 | PAR_OLDI | DIELCE01_BHDHCN05 | 5 | 0 | 1.1 | Unlikely
HOUPARRHNBHDHCN05_OLDI_FDIELCE01_D33 | Residential heating technology - Direct district heating substation - plus connection pipe - plus distribution (heating density: high ) - single-family house - existing building - distributed level 0.33 | HOUDHC | HOUPARRHN_OLDI_DMD | MKr20 | 2025 | 3.2392 | 0.027891 | [6 empty] | PAR | I | OLD |  |  | RHNBHDHC | 2 | 0.33333 | HOUPARRHNBHDHCN05_OLDI_FDIELCE01 | 0.539 | HOUPARRHNBHDHCN05_OLDI | HOUPARRHNDIELCE01_OLDI | DIELCE01 | BHDHCN05 | PAR_OLDI | DIELCE01_BHDHCN05 | 5 | 0 | 1.1 | Unlikely
HOUPARRHNBHDHCN05_OLDI_FDIELCE01_D33 | Residential heating technology - Direct district heating substation - plus connection pipe - plus distribution (heating density: high ) - single-family house - existing building - distributed level 0.33 | HOUDHC | HOUPARRHN_OLDI_DMD | MKr20 | 2030 | 3.2075 | 0.027393 | [6 empty] | PAR | I | OLD |  |  | RHNBHDHC | 2 | 0.33333 | HOUPARRHNBHDHCN05_OLDI_FDIELCE01 | 0.539 | HOUPARRHNBHDHCN05_OLDI | HOUPARRHNDIELCE01_OLDI | DIELCE01 | BHDHCN05 | PAR_OLDI | DIELCE01_BHDHCN05 | 5 | 0 | 1.1 | Unlikely
HOUPARRHNBHDHCN05_OLDI_FDIELCE01_D33 | Residential heating technology - Direct district heating substation - plus connection pipe - plus distribution (heating density: high ) - single-family house - existing building - distributed level 0.33 | HOUDHC | HOUPARRHN_OLDI_DMD | MKr20 | 2040 | 3.1504 | 0.026213 | [6 empty] | PAR | I | OLD |  |  | RHNBHDHC | 2 | 0.33333 | HOUPARRHNBHDHCN05_OLDI_FDIELCE01 | 0.539 | HOUPARRHNBHDHCN05_OLDI | HOUPARRHNDIELCE01_OLDI | DIELCE01 | BHDHCN05 | PAR_OLDI | DIELCE01_BHDHCN05 | 5 | 0 | 1.1 | Unlikely
HOUPARRHNBHDHCN05_OLDI_FDIELCE01_D33 | Residential heating technology - Direct district heating substation - plus connection pipe - plus distribution (heating density: high ) - single-family house - existing building - distributed level 0.33 | HOUDHC | HOUPARRHN_OLDI_DMD | MKr20 | 2050 | 3.0871 | 0.024497 | [6 empty] | PAR | I | OLD |  |  | RHNBHDHC | 2 | 0.33333 | HOUPARRHNBHDHCN05_OLDI_FDIELCE01 | 0.539 | HOUPARRHNBHDHCN05_OLDI | HOUPARRHNDIELCE01_OLDI | DIELCE01 | BHDHCN05 | PAR_OLDI | DIELCE01_BHDHCN05 | 5 | 0 | 1.1 | Unlikely
HOUETARHNHPELCN05_OLDC_FBHGASE01_D33 | Residential heating technology - Heat pump, Air-to-water - leasing - apartment complex - existing building - distributed level 0.33 | HOUELC, HOUAMB | HOUETARHN_OLDC_DMD | MKr20 | 2020 | 2.3785 | 0.31275 | 0.33288 | [5 empty] | ETA | C | OLD | 3.0041 |  | RHNHPELC | 2 | 0.33333 | HOUETARHNHPELCN05_OLDC_FBHGASE01 | 0.897 | HOUETARHNHPELCN05_OLDC | HOUETARHNBHGASE01_OLDC | BHGASE01 | HPELCN05 | ETA_OLDC | BHGASE01_HPELCN05 | 4 | -0.25 | 1 | Supported
HOUETARHNHPELCN05_OLDC_FBHGASE01_D33 | Residential heating technology - Heat pump, Air-to-water - leasing - apartment complex - existing building - distributed level 0.33 | HOUELC, HOUAMB | HOUETARHN_OLDC_DMD | MKr20 | 2025 | 2.1298 | 0.28751 | 0.31651 | [5 empty] | ETA | C | OLD | 3.1595 |  | RHNHPELC | 2 | 0.33333 | HOUETARHNHPELCN05_OLDC_FBHGASE01 | 0.897 | HOUETARHNHPELCN05_OLDC | HOUETARHNBHGASE01_OLDC | BHGASE01 | HPELCN05 | ETA_OLDC | BHGASE01_HPELCN05 | 4 | -0.25 | 1 | Supported
HOUETARHNHPELCN05_OLDC_FBHGASE01_D33 | Residential heating technology - Heat pump, Air-to-water - leasing - apartment complex - existing building - distributed level 0.33 | HOUELC, HOUAMB | HOUETARHN_OLDC_DMD | MKr20 | 2030 | 1.8811 | 0.26224 | 0.30167 | [5 empty] | ETA | C | OLD | 3.3149 |  | RHNHPELC | 2 | 0.33333 | HOUETARHNHPELCN05_OLDC_FBHGASE01 | 0.897 | HOUETARHNHPELCN05_OLDC | HOUETARHNBHGASE01_OLDC | BHGASE01 | HPELCN05 | ETA_OLDC | BHGASE01_HPELCN05 | 4 | -0.25 | 1 | Supported
HOUETARHNHPELCN05_OLDC_FBHGASE01_D33 | Residential heating technology - Heat pump, Air-to-water - leasing - apartment complex - existing building - distributed level 0.33 | HOUELC, HOUAMB | HOUETARHN_OLDC_DMD | MKr20 | 2040 | 1.6848 | 0.24168 | 0.28816 | [5 empty] | ETA | C | OLD | 3.4702 |  | RHNHPELC | 2 | 0.33333 | HOUETARHNHPELCN05_OLDC_FBHGASE01 | 0.897 | HOUETARHNHPELCN05_OLDC | HOUETARHNBHGASE01_OLDC | BHGASE01 | HPELCN05 | ETA_OLDC | BHGASE01_HPELCN05 | 4 | -0.25 | 1 | Supported
HOUETARHNHPELCN05_OLDC_FBHGASE01_D33 | Residential heating technology - Heat pump, Air-to-water - leasing - apartment complex - existing building - distributed level 0.33 | HOUELC, HOUAMB | HOUETARHN_OLDC_DMD | MKr20 | 2050 | 1.4885 | 0.22111 | 0.27581 | [5 empty] | ETA | C | OLD | 3.6256 |  | RHNHPELC | 2 | 0.33333 | HOUETARHNHPELCN05_OLDC_FBHGASE01 | 0.897 | HOUETARHNHPELCN05_OLDC | HOUETARHNBHGASE01_OLDC | BHGASE01 | HPELCN05 | ETA_OLDC | BHGASE01_HPELCN05 | 4 | -0.25 | 1 | Supported
HOUETARHNHPELCN04_OLDC_FBHGASE01_D33 | Residential heating technology - Heat pump, Ground source - apartment complex - existing building - distributed level 0.33 | HOUELC, HOUAMB | HOUETARHN_OLDC_DMD | MKr20 | 2020 | 4.4322 | 0.046348 | 0.30167 | [5 empty] | ETA | C | OLD | 3.3149 |  | RHNHPELC | 2 | 0.33333 | HOUETARHNHPELCN04_OLDC_FBHGASE01 | 0.897 | HOUETARHNHPELCN04_OLDC | HOUETARHNBHGASE01_OLDC | BHGASE01 | HPELCN04 | ETA_OLDC | BHGASE01_HPELCN04 | 4 | -0.25 | 1 | Supported
HOUETARHNHPELCN04_OLDC_FBHGASE01_D33 | Residential heating technology - Heat pump, Ground source - apartment complex - existing building - distributed level 0.33 | HOUELC, HOUAMB | HOUETARHN_OLDC_DMD | MKr20 | 2025 | 4.0998 | 0.045981 | 0.29253 | [5 empty] | ETA | C | OLD | 3.4185 |  | RHNHPELC | 2 | 0.33333 | HOUETARHNHPELCN04_OLDC_FBHGASE01 | 0.897 | HOUETARHNHPELCN04_OLDC | HOUETARHNBHGASE01_OLDC | BHGASE01 | HPELCN04 | ETA_OLDC | BHGASE01_HPELCN04 | 4 | -0.25 | 1 | Supported
HOUETARHNHPELCN04_OLDC_FBHGASE01_D33 | Residential heating technology - Heat pump, Ground source - apartment complex - existing building - distributed level 0.33 | HOUELC, HOUAMB | HOUETARHN_OLDC_DMD | MKr20 | 2030 | 3.7674 | 0.04558 | 0.28393 | [5 empty] | ETA | C | OLD | 3.522 |  | RHNHPELC | 2 | 0.33333 | HOUETARHNHPELCN04_OLDC_FBHGASE01 | 0.897 | HOUETARHNHPELCN04_OLDC | HOUETARHNBHGASE01_OLDC | BHGASE01 | HPELCN04 | ETA_OLDC | BHGASE01_HPELCN04 | 4 | -0.25 | 1 | Supported
HOUETARHNHPELCN04_OLDC_FBHGASE01_D33 | Residential heating technology - Heat pump, Ground source - apartment complex - existing building - distributed level 0.33 | HOUELC, HOUAMB | HOUETARHN_OLDC_DMD | MKr20 | 2040 | 3.4848 | 0.044654 | 0.27193 | [5 empty] | ETA | C | OLD | 3.6774 |  | RHNHPELC | 2 | 0.33333 | HOUETARHNHPELCN04_OLDC_FBHGASE01 | 0.897 | HOUETARHNHPELCN04_OLDC | HOUETARHNBHGASE01_OLDC | BHGASE01 | HPELCN04 | ETA_OLDC | BHGASE01_HPELCN04 | 4 | -0.25 | 1 | Supported
HOUETARHNHPELCN04_OLDC_FBHGASE01_D33 | Residential heating technology - Heat pump, Ground source - apartment complex - existing building - distributed level 0.33 | HOUELC, HOUAMB | HOUETARHN_OLDC_DMD | MKr20 | 2050 | 3.2023 | 0.043711 | 0.26815 | [5 empty] | ETA | C | OLD | 3.7292 |  | RHNHPELC | 2 | 0.33333 | HOUETARHNHPELCN04_OLDC_FBHGASE01 | 0.897 | HOUETARHNHPELCN04_OLDC | HOUETARHNBHGASE01_OLDC | BHGASE01 | HPELCN04 | ETA_OLDC | BHGASE01_HPELCN04 | 4 | -0.25 | 1 | Supported
HOUETARHNHPELCN03_OLDC_FBHGASE01_D33 | Residential heating technology - Heat pump, Air-to-water - apartment complex - existing building - distributed level 0.33 | HOUELC, HOUAMB | HOUETARHN_OLDC_DMD | MKr20 | 2020 | 4.7571 | 0.074897 | 0.33288 | [5 empty] | ETA | C | OLD | 3.0041 |  | RHNHPELC | 2 | 0.33333 | HOUETARHNHPELCN03_OLDC_FBHGASE01 | 0.897 | HOUETARHNHPELCN03_OLDC | HOUETARHNBHGASE01_OLDC | BHGASE01 | HPELCN03 | ETA_OLDC | BHGASE01_HPELCN03 | 4 | -0.25 | 1 | Supported
HOUETARHNHPELCN03_OLDC_FBHGASE01_D33 | Residential heating technology - Heat pump, Air-to-water - apartment complex - existing building - distributed level 0.33 | HOUELC, HOUAMB | HOUETARHN_OLDC_DMD | MKr20 | 2025 | 4.2596 | 0.07453 | 0.31651 | [5 empty] | ETA | C | OLD | 3.1595 |  | RHNHPELC | 2 | 0.33333 | HOUETARHNHPELCN03_OLDC_FBHGASE01 | 0.897 | HOUETARHNHPELCN03_OLDC | HOUETARHNBHGASE01_OLDC | BHGASE01 | HPELCN03 | ETA_OLDC | BHGASE01_HPELCN03 | 4 | -0.25 | 1 | Supported
HOUETARHNHPELCN03_OLDC_FBHGASE01_D33 | Residential heating technology - Heat pump, Air-to-water - apartment complex - existing building - distributed level 0.33 | HOUELC, HOUAMB | HOUETARHN_OLDC_DMD | MKr20 | 2030 | 3.7622 | 0.074129 | 0.30167 | [5 empty] | ETA | C | OLD | 3.3149 |  | RHNHPELC | 2 | 0.33333 | HOUETARHNHPELCN03_OLDC_FBHGASE01 | 0.897 | HOUETARHNHPELCN03_OLDC | HOUETARHNBHGASE01_OLDC | BHGASE01 | HPELCN03 | ETA_OLDC | BHGASE01_HPELCN03 | 4 | -0.25 | 1 | Supported
HOUETARHNHPELCN03_OLDC_FBHGASE01_D33 | Residential heating technology - Heat pump, Air-to-water - apartment complex - existing building - distributed level 0.33 | HOUELC, HOUAMB | HOUETARHN_OLDC_DMD | MKr20 | 2040 | 3.3696 | 0.073203 | 0.28816 | [5 empty] | ETA | C | OLD | 3.4702 |  | RHNHPELC | 2 | 0.33333 | HOUETARHNHPELCN03_OLDC_FBHGASE01 | 0.897 | HOUETARHNHPELCN03_OLDC | HOUETARHNBHGASE01_OLDC | BHGASE01 | HPELCN03 | ETA_OLDC | BHGASE01_HPELCN03 | 4 | -0.25 | 1 | Supported
HOUETARHNHPELCN03_OLDC_FBHGASE01_D33 | Residential heating technology - Heat pump, Air-to-water - apartment complex - existing building - distributed level 0.33 | HOUELC, HOUAMB | HOUETARHN_OLDC_DMD | MKr20 | 2050 | 2.9771 | 0.07226 | 0.27581 | [5 empty] | ETA | C | OLD | 3.6256 |  | RHNHPELC | 2 | 0.33333 | HOUETARHNHPELCN03_OLDC_FBHGASE01 | 0.897 | HOUETARHNHPELCN03_OLDC | HOUETARHNBHGASE01_OLDC | BHGASE01 | HPELCN03 | ETA_OLDC | BHGASE01_HPELCN03 | 4 | -0.25 | 1 | Supported
HOUETARHNHPELCN02_OLDC_FBHGASE01_D33 | Residential heating technology - Heat pump, Air-to-air - single-family house - existing building - distributed level 0.33 | HOUELC, HOUAMB | HOUETARHN_OLDC_DMD | MKr20 | 2020 | 1.9871 | 0.15994 | 0.19904 | [5 empty] | ETA | C | OLD | 5.0241 |  | RHNHPELC | 2 | 0.33333 | HOUETARHNHPELCN02_OLDC_FBHGASE01 | 0.897 | HOUETARHNHPELCN02_OLDC | HOUETARHNBHGASE01_OLDC | BHGASE01 | HPELCN02 | ETA_OLDC | BHGASE01_HPELCN02 | 5 | 0 | 1.1 | Unlikely
HOUETARHNHPELCN02_OLDC_FBHGASE01_D33 | Residential heating technology - Heat pump, Air-to-air - single-family house - existing building - distributed level 0.33 | HOUELC, HOUAMB | HOUETARHN_OLDC_DMD | MKr20 | 2025 | 1.9385 | 0.10866 | 0.18928 | [5 empty] | ETA | C | OLD | 5.2831 |  | RHNHPELC | 2 | 0.33333 | HOUETARHNHPELCN02_OLDC_FBHGASE01 | 0.897 | HOUETARHNHPELCN02_OLDC | HOUETARHNBHGASE01_OLDC | BHGASE01 | HPELCN02 | ETA_OLDC | BHGASE01_HPELCN02 | 5 | 0 | 1.1 | Unlikely
HOUETARHNHPELCN02_OLDC_FBHGASE01_D33 | Residential heating technology - Heat pump, Air-to-air - single-family house - existing building - distributed level 0.33 | HOUELC, HOUAMB | HOUETARHN_OLDC_DMD | MKr20 | 2030 | 1.8899 | 0.10666 | 0.18214 | [5 empty] | ETA | C | OLD | 5.4902 |  | RHNHPELC | 2 | 0.33333 | HOUETARHNHPELCN02_OLDC_FBHGASE01 | 0.897 | HOUETARHNHPELCN02_OLDC | HOUETARHNBHGASE01_OLDC | BHGASE01 | HPELCN02 | ETA_OLDC | BHGASE01_HPELCN02 | 5 | 0 | 1.1 | Unlikely
HOUETARHNHPELCN02_OLDC_FBHGASE01_D33 | Residential heating technology - Heat pump, Air-to-air - single-family house - existing building - distributed level 0.33 | HOUELC, HOUAMB | HOUETARHN_OLDC_DMD | MKr20 | 2040 | 1.7998 | 0.10293 | 0.17552 | [5 empty] | ETA | C | OLD | 5.6974 |  | RHNHPELC | 2 | 0.33333 | HOUETARHNHPELCN02_OLDC_FBHGASE01 | 0.897 | HOUETARHNHPELCN02_OLDC | HOUETARHNBHGASE01_OLDC | BHGASE01 | HPELCN02 | ETA_OLDC | BHGASE01_HPELCN02 | 5 | 0 | 1.1 | Unlikely
HOUETARHNHPELCN02_OLDC_FBHGASE01_D33 | Residential heating technology - Heat pump, Air-to-air - single-family house - existing building - distributed level 0.33 | HOUELC, HOUAMB | HOUETARHN_OLDC_DMD | MKr20 | 2050 | 1.7097 | 0.099207 | 0.17238 | [5 empty] | ETA | C | OLD | 5.801 |  | RHNHPELC | 2 | 0.33333 | HOUETARHNHPELCN02_OLDC_FBHGASE01 | 0.897 | HOUETARHNHPELCN02_OLDC | HOUETARHNBHGASE01_OLDC | BHGASE01 | HPELCN02 | ETA_OLDC | BHGASE01_HPELCN02 | 5 | 0 | 1.1 | Unlikely
HOUETARHNDIELCN06_OLDC_FBHGASE01_D33 | Residential heating technology - Electric heating - electric panel from Bauhaus - apartment complex - new building - distributed level 0.33 | HOUELC | HOUETARHN_OLDC_DMD | MKr20 | 2020 | 0.56157 | 0 | [6 empty] | ETA | C | OLD |  |  | RHNDIELC | 2 | 0.33333 | HOUETARHNDIELCN06_OLDC_FBHGASE01 | 0.897 | HOUETARHNDIELCN06_OLDC | HOUETARHNBHGASE01_OLDC | BHGASE01 | DIELCN06 | ETA_OLDC | BHGASE01_DIELCN06 | 5 | 0 | 1.1 | Unlikely
HOUETARHNDIELCN06_OLDC_FBHGASE01_D33 | Residential heating technology - Electric heating - electric panel from Bauhaus - apartment complex - new building - distributed level 0.33 | HOUELC | HOUETARHN_OLDC_DMD | MKr20 | 2025 | 0.56157 | 0 | [6 empty] | ETA | C | OLD |  |  | RHNDIELC | 2 | 0.33333 | HOUETARHNDIELCN06_OLDC_FBHGASE01 | 0.897 | HOUETARHNDIELCN06_OLDC | HOUETARHNBHGASE01_OLDC | BHGASE01 | DIELCN06 | ETA_OLDC | BHGASE01_DIELCN06 | 5 | 0 | 1.1 | Unlikely
HOUETARHNDIELCN06_OLDC_FBHGASE01_D33 | Residential heating technology - Electric heating - electric panel from Bauhaus - apartment complex - new building - distributed level 0.33 | HOUELC | HOUETARHN_OLDC_DMD | MKr20 | 2030 | 0.56157 | 0 | [6 empty] | ETA | C | OLD |  |  | RHNDIELC | 2 | 0.33333 | HOUETARHNDIELCN06_OLDC_FBHGASE01 | 0.897 | HOUETARHNDIELCN06_OLDC | HOUETARHNBHGASE01_OLDC | BHGASE01 | DIELCN06 | ETA_OLDC | BHGASE01_DIELCN06 | 5 | 0 | 1.1 | Unlikely
HOUETARHNDIELCN06_OLDC_FBHGASE01_D33 | Residential heating technology - Electric heating - electric panel from Bauhaus - apartment complex - new building - distributed level 0.33 | HOUELC | HOUETARHN_OLDC_DMD | MKr20 | 2040 | 0.56157 | 0 | [6 empty] | ETA | C | OLD |  |  | RHNDIELC | 2 | 0.33333 | HOUETARHNDIELCN06_OLDC_FBHGASE01 | 0.897 | HOUETARHNDIELCN06_OLDC | HOUETARHNBHGASE01_OLDC | BHGASE01 | DIELCN06 | ETA_OLDC | BHGASE01_DIELCN06 | 5 | 0 | 1.1 | Unlikely
HOUETARHNDIELCN06_OLDC_FBHGASE01_D33 | Residential heating technology - Electric heating - electric panel from Bauhaus - apartment complex - new building - distributed level 0.33 | HOUELC | HOUETARHN_OLDC_DMD | MKr20 | 2050 | 0.56157 | 0 | [6 empty] | ETA | C | OLD |  |  | RHNDIELC | 2 | 0.33333 | HOUETARHNDIELCN06_OLDC_FBHGASE01 | 0.897 | HOUETARHNDIELCN06_OLDC | HOUETARHNBHGASE01_OLDC | BHGASE01 | DIELCN06 | ETA_OLDC | BHGASE01_DIELCN06 | 5 | 0 | 1.1 | Unlikely
HOUETARHNDIELCN01_OLDC_FBHGASE01_D33 | Residential heating technology - Electric heating - apartment complex - new building - distributed level 0.33 | HOUELC | HOUETARHN_OLDC_DMD | MKr20 | 2020 | 5.2158 | 0.0021178 | [6 empty] | ETA | C | OLD |  |  | RHNDIELC | 2 | 0.33333 | HOUETARHNDIELCN01_OLDC_FBHGASE01 | 0.897 | HOUETARHNDIELCN01_OLDC | HOUETARHNBHGASE01_OLDC | BHGASE01 | DIELCN01 | ETA_OLDC | BHGASE01_DIELCN01 | 5 | 0 | 1.1 | Unlikely
HOUETARHNDIELCN01_OLDC_FBHGASE01_D33 | Residential heating technology - Electric heating - apartment complex - new building - distributed level 0.33 | HOUELC | HOUETARHN_OLDC_DMD | MKr20 | 2025 | 5.0867 | 0.0020313 | [6 empty] | ETA | C | OLD |  |  | RHNDIELC | 2 | 0.33333 | HOUETARHNDIELCN01_OLDC_FBHGASE01 | 0.897 | HOUETARHNDIELCN01_OLDC | HOUETARHNBHGASE01_OLDC | BHGASE01 | DIELCN01 | ETA_OLDC | BHGASE01_DIELCN01 | 5 | 0 | 1.1 | Unlikely
HOUETARHNDIELCN01_OLDC_FBHGASE01_D33 | Residential heating technology - Electric heating - apartment complex - new building - distributed level 0.33 | HOUELC | HOUETARHN_OLDC_DMD | MKr20 | 2030 | 4.9608 | 0.0019881 | [6 empty] | ETA | C | OLD |  |  | RHNDIELC | 2 | 0.33333 | HOUETARHNDIELCN01_OLDC_FBHGASE01 | 0.897 | HOUETARHNDIELCN01_OLDC | HOUETARHNBHGASE01_OLDC | BHGASE01 | DIELCN01 | ETA_OLDC | BHGASE01_DIELCN01 | 5 | 0 | 1.1 | Unlikely
HOUETARHNDIELCN01_OLDC_FBHGASE01_D33 | Residential heating technology - Electric heating - apartment complex - new building - distributed level 0.33 | HOUELC | HOUETARHN_OLDC_DMD | MKr20 | 2040 | 4.7183 | 0.0019017 | [6 empty] | ETA | C | OLD |  |  | RHNDIELC | 2 | 0.33333 | HOUETARHNDIELCN01_OLDC_FBHGASE01 | 0.897 | HOUETARHNDIELCN01_OLDC | HOUETARHNBHGASE01_OLDC | BHGASE01 | DIELCN01 | ETA_OLDC | BHGASE01_DIELCN01 | 5 | 0 | 1.1 | Unlikely
HOUETARHNDIELCN01_OLDC_FBHGASE01_D33 | Residential heating technology - Electric heating - apartment complex - new building - distributed level 0.33 | HOUELC | HOUETARHN_OLDC_DMD | MKr20 | 2050 | 4.4876 | 0.0018152 | [6 empty] | ETA | C | OLD |  |  | RHNDIELC | 2 | 0.33333 | HOUETARHNDIELCN01_OLDC_FBHGASE01 | 0.897 | HOUETARHNDIELCN01_OLDC | HOUETARHNBHGASE01_OLDC | BHGASE01 | DIELCN01 | ETA_OLDC | BHGASE01_DIELCN01 | 5 | 0 | 1.1 | Unlikely
HOUETARHNBHWPEN01_OLDC_FBHGASE01_D33 | Residential heating technology - Biomass boiler, automatic stoking , wood pellets or wood chips - apartment complex - existing building - distributed level 0.33 | HOUWPE | HOUETARHN_OLDC_DMD | MKr20 | 2020 | 1.9777 | 0.038934 |  | 25 | 14 | 70 | 2 | 4 | ETA | C | OLD |  |  | RHNBHWPE | 2 | 0.33333 | HOUETARHNBHWPEN01_OLDC_FBHGASE01 | 0.897 | HOUETARHNBHWPEN01_OLDC | HOUETARHNBHGASE01_OLDC | BHGASE01 | BHWPEN01 | ETA_OLDC | BHGASE01_BHWPEN01 | 6 | 0 | 1 | New
HOUETARHNBHWPEN01_OLDC_FBHGASE01_D33 | Residential heating technology - Biomass boiler, automatic stoking , wood pellets or wood chips - apartment complex - existing building - distributed level 0.33 | HOUWPE | HOUETARHN_OLDC_DMD | MKr20 | 2025 | 1.9288 | 0.038658 |  | 25 | 14 | 60 | 2 | 4 | ETA | C | OLD |  |  | RHNBHWPE | 2 | 0.33333 | HOUETARHNBHWPEN01_OLDC_FBHGASE01 | 0.897 | HOUETARHNBHWPEN01_OLDC | HOUETARHNBHGASE01_OLDC | BHGASE01 | BHWPEN01 | ETA_OLDC | BHGASE01_BHWPEN01 | 6 | 0 | 1 | New
HOUETARHNBHWPEN01_OLDC_FBHGASE01_D33 | Residential heating technology - Biomass boiler, automatic stoking , wood pellets or wood chips - apartment complex - existing building - distributed level 0.33 | HOUWPE | HOUETARHN_OLDC_DMD | MKr20 | 2030 | 1.8811 | 0.038831 |  | 25 | 11 | 50 | 1 | 4 | ETA | C | OLD |  |  | RHNBHWPE | 2 | 0.33333 | HOUETARHNBHWPEN01_OLDC_FBHGASE01 | 0.897 | HOUETARHNBHWPEN01_OLDC | HOUETARHNBHGASE01_OLDC | BHGASE01 | BHWPEN01 | ETA_OLDC | BHGASE01_BHWPEN01 | 6 | 0 | 1 | New
HOUETARHNBHWPEN01_OLDC_FBHGASE01_D33 | Residential heating technology - Biomass boiler, automatic stoking , wood pellets or wood chips - apartment complex - existing building - distributed level 0.33 | HOUWPE | HOUETARHN_OLDC_DMD | MKr20 | 2040 | 1.7891 | 0.037591 |  | 25 | 9 | 45 | 1 | 4 | ETA | C | OLD |  |  | RHNBHWPE | 2 | 0.33333 | HOUETARHNBHWPEN01_OLDC_FBHGASE01 | 0.897 | HOUETARHNBHWPEN01_OLDC | HOUETARHNBHGASE01_OLDC | BHGASE01 | BHWPEN01 | ETA_OLDC | BHGASE01_BHWPEN01 | 6 | 0 | 1 | New
HOUETARHNBHWPEN01_OLDC_FBHGASE01_D33 | Residential heating technology - Biomass boiler, automatic stoking , wood pellets or wood chips - apartment complex - existing building - distributed level 0.33 | HOUWPE | HOUETARHN_OLDC_DMD | MKr20 | 2050 | 1.7016 | 0.035973 |  | 25 | 9 | 40 | 0 | 4 | ETA | C | OLD |  |  | RHNBHWPE | 2 | 0.33333 | HOUETARHNBHWPEN01_OLDC_FBHGASE01 | 0.897 | HOUETARHNBHWPEN01_OLDC | HOUETARHNBHGASE01_OLDC | BHGASE01 | BHWPEN01 | ETA_OLDC | BHGASE01_BHWPEN01 | 6 | 0 | 1 | New
HOUETARHNBHSOLN01_OLDC_FBHGASE01_D33 | Residential heating technology - Solar heating system - apartment complex - existing building - distributed level 0.33 | HOUSOL | HOUETARHN_OLDC_DMD | MKr20 | 2020 | 4.401 | 0.020597 | [6 empty] | ETA | C | OLD |  |  | RHNBHSOL | 2 | 0.33333 | HOUETARHNBHSOLN01_OLDC_FBHGASE01 | 0.897 | HOUETARHNBHSOLN01_OLDC | HOUETARHNBHGASE01_OLDC | BHGASE01 | BHSOLN01 | ETA_OLDC | BHGASE01_BHSOLN01 | 5 | 0 | 1.1 | Unlikely
HOUETARHNBHSOLN01_OLDC_FBHGASE01_D33 | Residential heating technology - Solar heating system - apartment complex - existing building - distributed level 0.33 | HOUSOL | HOUETARHN_OLDC_DMD | MKr20 | 2025 | 4.2109 | 0.021832 | [6 empty] | ETA | C | OLD |  |  | RHNBHSOL | 2 | 0.33333 | HOUETARHNBHSOLN01_OLDC_FBHGASE01 | 0.897 | HOUETARHNBHSOLN01_OLDC | HOUETARHNBHGASE01_OLDC | BHGASE01 | BHSOLN01 | ETA_OLDC | BHGASE01_BHSOLN01 | 5 | 0 | 1.1 | Unlikely
HOUETARHNBHSOLN01_OLDC_FBHGASE01_D33 | Residential heating technology - Solar heating system - apartment complex - existing building - distributed level 0.33 | HOUSOL | HOUETARHN_OLDC_DMD | MKr20 | 2030 | 4.0207 | 0.022301 | [6 empty] | ETA | C | OLD |  |  | RHNBHSOL | 2 | 0.33333 | HOUETARHNBHSOLN01_OLDC_FBHGASE01 | 0.897 | HOUETARHNBHSOLN01_OLDC | HOUETARHNBHGASE01_OLDC | BHGASE01 | BHSOLN01 | ETA_OLDC | BHGASE01_BHSOLN01 | 5 | 0 | 1.1 | Unlikely
HOUETARHNBHSOLN01_OLDC_FBHGASE01_D33 | Residential heating technology - Solar heating system - apartment complex - existing building - distributed level 0.33 | HOUSOL | HOUETARHN_OLDC_DMD | MKr20 | 2040 | 3.8305 | 0.021696 | [6 empty] | ETA | C | OLD |  |  | RHNBHSOL | 2 | 0.33333 | HOUETARHNBHSOLN01_OLDC_FBHGASE01 | 0.897 | HOUETARHNBHSOLN01_OLDC | HOUETARHNBHGASE01_OLDC | BHGASE01 | BHSOLN01 | ETA_OLDC | BHGASE01_BHSOLN01 | 5 | 0 | 1.1 | Unlikely
HOUETARHNBHSOLN01_OLDC_FBHGASE01_D33 | Residential heating technology - Solar heating system - apartment complex - existing building - distributed level 0.33 | HOUSOL | HOUETARHN_OLDC_DMD | MKr20 | 2050 | 3.6403 | 0.020597 | [6 empty] | ETA | C | OLD |  |  | RHNBHSOL | 2 | 0.33333 | HOUETARHNBHSOLN01_OLDC_FBHGASE01 | 0.897 | HOUETARHNBHSOLN01_OLDC | HOUETARHNBHGASE01_OLDC | BHGASE01 | BHSOLN01 | ETA_OLDC | BHGASE01_BHSOLN01 | 5 | 0 | 1.1 | Unlikely
HOUETARHNBHGASN01_OLDC_FBHGASE01_D33 | Residential heating technology - Natural gas boiler - apartment complex - existing building - distributed level 0.33 | HOUGAS | HOUETARHN_OLDC_DMD | MKr20 | 2020 | 0.36476 | 0.011512 |  | 0.43 | 0.1 | 20.4 | 1 | 1 | ETA | C | OLD |  |  | RHNBHGAS | 2 | 0.33333 | HOUETARHNBHGASN01_OLDC_FBHGASE01 | 0.897 | HOUETARHNBHGASN01_OLDC | HOUETARHNBHGASE01_OLDC | BHGASE01 | BHGASN01 | ETA_OLDC | BHGASE01_BHGASN01 | 6 | 0 | 1 | New
HOUETARHNBHGASN01_OLDC_FBHGASE01_D33 | Residential heating technology - Natural gas boiler - apartment complex - existing building - distributed level 0.33 | HOUGAS | HOUETARHN_OLDC_DMD | MKr20 | 2025 | 0.35705 | 0.011423 |  | 0.43 | 0.1 | 20.4 | 1 | 1 | ETA | C | OLD |  |  | RHNBHGAS | 2 | 0.33333 | HOUETARHNBHGASN01_OLDC_FBHGASE01 | 0.897 | HOUETARHNBHGASN01_OLDC | HOUETARHNBHGASE01_OLDC | BHGASE01 | BHGASN01 | ETA_OLDC | BHGASE01_BHGASN01 | 6 | 0 | 1 | New
HOUETARHNBHGASN01_OLDC_FBHGASE01_D33 | Residential heating technology - Natural gas boiler - apartment complex - existing building - distributed level 0.33 | HOUGAS | HOUETARHN_OLDC_DMD | MKr20 | 2030 | 0.34953 | 0.011318 |  | 0.43 | 0.1 | 20.4 | 1 | 1 | ETA | C | OLD |  |  | RHNBHGAS | 2 | 0.33333 | HOUETARHNBHGASN01_OLDC_FBHGASE01 | 0.897 | HOUETARHNBHGASN01_OLDC | HOUETARHNBHGASE01_OLDC | BHGASE01 | BHGASN01 | ETA_OLDC | BHGASE01_BHGASN01 | 6 | 0 | 1 | New
HOUETARHNBHGASN01_OLDC_FBHGASE01_D33 | Residential heating technology - Natural gas boiler - apartment complex - existing building - distributed level 0.33 | HOUGAS | HOUETARHN_OLDC_DMD | MKr20 | 2040 | 0.33504 | 0.010853 |  | 0.43 | 0.1 | 20.4 | 1 | 1 | ETA | C | OLD |  |  | RHNBHGAS | 2 | 0.33333 | HOUETARHNBHGASN01_OLDC_FBHGASE01 | 0.897 | HOUETARHNBHGASN01_OLDC | HOUETARHNBHGASE01_OLDC | BHGASE01 | BHGASN01 | ETA_OLDC | BHGASE01_BHGASN01 | 6 | 0 | 1 | New
HOUETARHNBHGASN01_OLDC_FBHGASE01_D33 | Residential heating technology - Natural gas boiler - apartment complex - existing building - distributed level 0.33 | HOUGAS | HOUETARHN_OLDC_DMD | MKr20 | 2050 | 0.32125 | 0.0030954 |  | 0.43 | 0.1 | 20.4 | 1 | 1 | ETA | C | OLD |  |  | RHNBHGAS | 2 | 0.33333 | HOUETARHNBHGASN01_OLDC_FBHGASE01 | 0.897 | HOUETARHNBHGASN01_OLDC | HOUETARHNBHGASE01_OLDC | BHGASE01 | BHGASN01 | ETA_OLDC | BHGASE01_BHGASN01 | 6 | 0 | 1 | New
HOUETARHNBHDHCN03_OLDC_FBHGASE01_D33 | Residential heating technology - Direct district heating substation - plus connection pipe - apartment complex - existing building - distributed level 0.33 | HOUDHC | HOUETARHN_OLDC_DMD | MKr20 | 2020 | 0.26026 | 0.0015352 | [6 empty] | ETA | C | OLD |  |  | RHNBHDHC | 2 | 0.33333 | HOUETARHNBHDHCN03_OLDC_FBHGASE01 | 0.897 | HOUETARHNBHDHCN03_OLDC | HOUETARHNBHGASE01_OLDC | BHGASE01 | BHDHCN03 | ETA_OLDC | BHGASE01_BHDHCN03 | 6 | 0 | 1 | New
HOUETARHNBHDHCN03_OLDC_FBHGASE01_D33 | Residential heating technology - Direct district heating substation - plus connection pipe - apartment complex - existing building - distributed level 0.33 | HOUDHC | HOUETARHN_OLDC_DMD | MKr20 | 2025 | 0.2554 | 0.0015559 | [6 empty] | ETA | C | OLD |  |  | RHNBHDHC | 2 | 0.33333 | HOUETARHNBHDHCN03_OLDC_FBHGASE01 | 0.897 | HOUETARHNBHDHCN03_OLDC | HOUETARHNBHGASE01_OLDC | BHGASE01 | BHDHCN03 | ETA_OLDC | BHGASE01_BHDHCN03 | 6 | 0 | 1 | New
HOUETARHNBHDHCN03_OLDC_FBHGASE01_D33 | Residential heating technology - Direct district heating substation - plus connection pipe - apartment complex - existing building - distributed level 0.33 | HOUDHC | HOUETARHN_OLDC_DMD | MKr20 | 2030 | 0.25066 | 0.001533 | [6 empty] | ETA | C | OLD |  |  | RHNBHDHC | 2 | 0.33333 | HOUETARHNBHDHCN03_OLDC_FBHGASE01 | 0.897 | HOUETARHNBHDHCN03_OLDC | HOUETARHNBHGASE01_OLDC | BHGASE01 | BHDHCN03 | ETA_OLDC | BHGASE01_BHDHCN03 | 6 | 0 | 1 | New
HOUETARHNBHDHCN03_OLDC_FBHGASE01_D33 | Residential heating technology - Direct district heating substation - plus connection pipe - apartment complex - existing building - distributed level 0.33 | HOUDHC | HOUETARHN_OLDC_DMD | MKr20 | 2040 | 0.24152 | 0.0014865 | [6 empty] | ETA | C | OLD |  |  | RHNBHDHC | 2 | 0.33333 | HOUETARHNBHDHCN03_OLDC_FBHGASE01 | 0.897 | HOUETARHNBHDHCN03_OLDC | HOUETARHNBHGASE01_OLDC | BHGASE01 | BHDHCN03 | ETA_OLDC | BHGASE01_BHDHCN03 | 6 | 0 | 1 | New
HOUETARHNBHDHCN03_OLDC_FBHGASE01_D33 | Residential heating technology - Direct district heating substation - plus connection pipe - apartment complex - existing building - distributed level 0.33 | HOUDHC | HOUETARHN_OLDC_DMD | MKr20 | 2050 | 0.23283 | 0.0014271 | [6 empty] | ETA | C | OLD |  |  | RHNBHDHC | 2 | 0.33333 | HOUETARHNBHDHCN03_OLDC_FBHGASE01 | 0.897 | HOUETARHNBHDHCN03_OLDC | HOUETARHNBHGASE01_OLDC | BHGASE01 | BHDHCN03 | ETA_OLDC | BHGASE01_BHDHCN03 | 6 | 0 | 1 | New
HOUETARHNHPELCN05_OLDD_FBHGASE01_D33 | Residential heating technology - Heat pump, Air-to-water - leasing - apartment complex - existing building - distributed level 0.33 | HOUELC, HOUAMB | HOUETARHN_OLDD_DMD | MKr20 | 2020 | 2.3785 | 0.31275 | 0.33288 | [5 empty] | ETA | D | OLD | 3.0041 |  | RHNHPELC | 2 | 0.33333 | HOUETARHNHPELCN05_OLDD_FBHGASE01 | 0.897 | HOUETARHNHPELCN05_OLDD | HOUETARHNBHGASE01_OLDD | BHGASE01 | HPELCN05 | ETA_OLDD | BHGASE01_HPELCN05 | 4 | -0.25 | 1 | Supported
HOUETARHNHPELCN05_OLDD_FBHGASE01_D33 | Residential heating technology - Heat pump, Air-to-water - leasing - apartment complex - existing building - distributed level 0.33 | HOUELC, HOUAMB | HOUETARHN_OLDD_DMD | MKr20 | 2025 | 2.1298 | 0.28751 | 0.31651 | [5 empty] | ETA | D | OLD | 3.1595 |  | RHNHPELC | 2 | 0.33333 | HOUETARHNHPELCN05_OLDD_FBHGASE01 | 0.897 | HOUETARHNHPELCN05_OLDD | HOUETARHNBHGASE01_OLDD | BHGASE01 | HPELCN05 | ETA_OLDD | BHGASE01_HPELCN05 | 4 | -0.25 | 1 | Supported
HOUETARHNHPELCN05_OLDD_FBHGASE01_D33 | Residential heating technology - Heat pump, Air-to-water - leasing - apartment complex - existing building - distributed level 0.33 | HOUELC, HOUAMB | HOUETARHN_OLDD_DMD | MKr20 | 2030 | 1.8811 | 0.26224 | 0.30167 | [5 empty] | ETA | D | OLD | 3.3149 |  | RHNHPELC | 2 | 0.33333 | HOUETARHNHPELCN05_OLDD_FBHGASE01 | 0.897 | HOUETARHNHPELCN05_OLDD | HOUETARHNBHGASE01_OLDD | BHGASE01 | HPELCN05 | ETA_OLDD | BHGASE01_HPELCN05 | 4 | -0.25 | 1 | Supported
HOUETARHNHPELCN05_OLDD_FBHGASE01_D33 | Residential heating technology - Heat pump, Air-to-water - leasing - apartment complex - existing building - distributed level 0.33 | HOUELC, HOUAMB | HOUETARHN_OLDD_DMD | MKr20 | 2040 | 1.6848 | 0.24168 | 0.28816 | [5 empty] | ETA | D | OLD | 3.4702 |  | RHNHPELC | 2 | 0.33333 | HOUETARHNHPELCN05_OLDD_FBHGASE01 | 0.897 | HOUETARHNHPELCN05_OLDD | HOUETARHNBHGASE01_OLDD | BHGASE01 | HPELCN05 | ETA_OLDD | BHGASE01_HPELCN05 | 4 | -0.25 | 1 | Supported
HOUETARHNHPELCN05_OLDD_FBHGASE01_D33 | Residential heating technology - Heat pump, Air-to-water - leasing - apartment complex - existing building - distributed level 0.33 | HOUELC, HOUAMB | HOUETARHN_OLDD_DMD | MKr20 | 2050 | 1.4885 | 0.22111 | 0.27581 | [5 empty] | ETA | D | OLD | 3.6256 |  | RHNHPELC | 2 | 0.33333 | HOUETARHNHPELCN05_OLDD_FBHGASE01 | 0.897 | HOUETARHNHPELCN05_OLDD | HOUETARHNBHGASE01_OLDD | BHGASE01 | HPELCN05 | ETA_OLDD | BHGASE01_HPELCN05 | 4 | -0.25 | 1 | Supported
HOUETARHNHPELCN04_OLDD_FBHGASE01_D33 | Residential heating technology - Heat pump, Ground source - apartment complex - existing building - distributed level 0.33 | HOUELC, HOUAMB | HOUETARHN_OLDD_DMD | MKr20 | 2020 | 4.4322 | 0.046348 | 0.30167 | [5 empty] | ETA | D | OLD | 3.3149 |  | RHNHPELC | 2 | 0.33333 | HOUETARHNHPELCN04_OLDD_FBHGASE01 | 0.897 | HOUETARHNHPELCN04_OLDD | HOUETARHNBHGASE01_OLDD | BHGASE01 | HPELCN04 | ETA_OLDD | BHGASE01_HPELCN04 | 4 | -0.25 | 1 | Supported
HOUETARHNHPELCN04_OLDD_FBHGASE01_D33 | Residential heating technology - Heat pump, Ground source - apartment complex - existing building - distributed level 0.33 | HOUELC, HOUAMB | HOUETARHN_OLDD_DMD | MKr20 | 2025 | 4.0998 | 0.045981 | 0.29253 | [5 empty] | ETA | D | OLD | 3.4185 |  | RHNHPELC | 2 | 0.33333 | HOUETARHNHPELCN04_OLDD_FBHGASE01 | 0.897 | HOUETARHNHPELCN04_OLDD | HOUETARHNBHGASE01_OLDD | BHGASE01 | HPELCN04 | ETA_OLDD | BHGASE01_HPELCN04 | 4 | -0.25 | 1 | Supported
HOUETARHNHPELCN04_OLDD_FBHGASE01_D33 | Residential heating technology - Heat pump, Ground source - apartment complex - existing building - distributed level 0.33 | HOUELC, HOUAMB | HOUETARHN_OLDD_DMD | MKr20 | 2030 | 3.7674 | 0.04558 | 0.28393 | [5 empty] | ETA | D | OLD | 3.522 |  | RHNHPELC | 2 | 0.33333 | HOUETARHNHPELCN04_OLDD_FBHGASE01 | 0.897 | HOUETARHNHPELCN04_OLDD | HOUETARHNBHGASE01_OLDD | BHGASE01 | HPELCN04 | ETA_OLDD | BHGASE01_HPELCN04 | 4 | -0.25 | 1 | Supported
HOUETARHNHPELCN04_OLDD_FBHGASE01_D33 | Residential heating technology - Heat pump, Ground source - apartment complex - existing building - distributed level 0.33 | HOUELC, HOUAMB | HOUETARHN_OLDD_DMD | MKr20 | 2040 | 3.4848 | 0.044654 | 0.27193 | [5 empty] | ETA | D | OLD | 3.6774 |  | RHNHPELC | 2 | 0.33333 | HOUETARHNHPELCN04_OLDD_FBHGASE01 | 0.897 | HOUETARHNHPELCN04_OLDD | HOUETARHNBHGASE01_OLDD | BHGASE01 | HPELCN04 | ETA_OLDD | BHGASE01_HPELCN04 | 4 | -0.25 | 1 | Supported
HOUETARHNHPELCN04_OLDD_FBHGASE01_D33 | Residential heating technology - Heat pump, Ground source - apartment complex - existing building - distributed level 0.33 | HOUELC, HOUAMB | HOUETARHN_OLDD_DMD | MKr20 | 2050 | 3.2023 | 0.043711 | 0.26815 | [5 empty] | ETA | D | OLD | 3.7292 |  | RHNHPELC | 2 | 0.33333 | HOUETARHNHPELCN04_OLDD_FBHGASE01 | 0.897 | HOUETARHNHPELCN04_OLDD | HOUETARHNBHGASE01_OLDD | BHGASE01 | HPELCN04 | ETA_OLDD | BHGASE01_HPELCN04 | 4 | -0.25 | 1 | Supported
HOUETARHNHPELCN03_OLDD_FBHGASE01_D33 | Residential heating technology - Heat pump, Air-to-water - apartment complex - existing building - distributed level 0.33 | HOUELC, HOUAMB | HOUETARHN_OLDD_DMD | MKr20 | 2020 | 4.7571 | 0.074897 | 0.33288 | [5 empty] | ETA | D | OLD | 3.0041 |  | RHNHPELC | 2 | 0.33333 | HOUETARHNHPELCN03_OLDD_FBHGASE01 | 0.897 | HOUETARHNHPELCN03_OLDD | HOUETARHNBHGASE01_OLDD | BHGASE01 | HPELCN03 | ETA_OLDD | BHGASE01_HPELCN03 | 4 | -0.25 | 1 | Supported
HOUETARHNHPELCN03_OLDD_FBHGASE01_D33 | Residential heating technology - Heat pump, Air-to-water - apartment complex - existing building - distributed level 0.33 | HOUELC, HOUAMB | HOUETARHN_OLDD_DMD | MKr20 | 2025 | 4.2596 | 0.07453 | 0.31651 | [5 empty] | ETA | D | OLD | 3.1595 |  | RHNHPELC | 2 | 0.33333 | HOUETARHNHPELCN03_OLDD_FBHGASE01 | 0.897 | HOUETARHNHPELCN03_OLDD | HOUETARHNBHGASE01_OLDD | BHGASE01 | HPELCN03 | ETA_OLDD | BHGASE01_HPELCN03 | 4 | -0.25 | 1 | Supported
HOUETARHNHPELCN03_OLDD_FBHGASE01_D33 | Residential heating technology - Heat pump, Air-to-water - apartment complex - existing building - distributed level 0.33 | HOUELC, HOUAMB | HOUETARHN_OLDD_DMD | MKr20 | 2030 | 3.7622 | 0.074129 | 0.30167 | [5 empty] | ETA | D | OLD | 3.3149 |  | RHNHPELC | 2 | 0.33333 | HOUETARHNHPELCN03_OLDD_FBHGASE01 | 0.897 | HOUETARHNHPELCN03_OLDD | HOUETARHNBHGASE01_OLDD | BHGASE01 | HPELCN03 | ETA_OLDD | BHGASE01_HPELCN03 | 4 | -0.25 | 1 | Supported
HOUETARHNHPELCN03_OLDD_FBHGASE01_D33 | Residential heating technology - Heat pump, Air-to-water - apartment complex - existing building - distributed level 0.33 | HOUELC, HOUAMB | HOUETARHN_OLDD_DMD | MKr20 | 2040 | 3.3696 | 0.073203 | 0.28816 | [5 empty] | ETA | D | OLD | 3.4702 |  | RHNHPELC | 2 | 0.33333 | HOUETARHNHPELCN03_OLDD_FBHGASE01 | 0.897 | HOUETARHNHPELCN03_OLDD | HOUETARHNBHGASE01_OLDD | BHGASE01 | HPELCN03 | ETA_OLDD | BHGASE01_HPELCN03 | 4 | -0.25 | 1 | Supported
HOUETARHNHPELCN03_OLDD_FBHGASE01_D33 | Residential heating technology - Heat pump, Air-to-water - apartment complex - existing building - distributed level 0.33 | HOUELC, HOUAMB | HOUETARHN_OLDD_DMD | MKr20 | 2050 | 2.9771 | 0.07226 | 0.27581 | [5 empty] | ETA | D | OLD | 3.6256 |  | RHNHPELC | 2 | 0.33333 | HOUETARHNHPELCN03_OLDD_FBHGASE01 | 0.897 | HOUETARHNHPELCN03_OLDD | HOUETARHNBHGASE01_OLDD | BHGASE01 | HPELCN03 | ETA_OLDD | BHGASE01_HPELCN03 | 4 | -0.25 | 1 | Supported
HOUETARHNHPELCN02_OLDD_FBHGASE01_D33 | Residential heating technology - Heat pump, Air-to-air - single-family house - existing building - distributed level 0.33 | HOUELC, HOUAMB | HOUETARHN_OLDD_DMD | MKr20 | 2020 | 1.9871 | 0.15994 | 0.19904 | [5 empty] | ETA | D | OLD | 5.0241 |  | RHNHPELC | 2 | 0.33333 | HOUETARHNHPELCN02_OLDD_FBHGASE01 | 0.897 | HOUETARHNHPELCN02_OLDD | HOUETARHNBHGASE01_OLDD | BHGASE01 | HPELCN02 | ETA_OLDD | BHGASE01_HPELCN02 | 5 | 0 | 1.1 | Unlikely
HOUETARHNHPELCN02_OLDD_FBHGASE01_D33 | Residential heating technology - Heat pump, Air-to-air - single-family house - existing building - distributed level 0.33 | HOUELC, HOUAMB | HOUETARHN_OLDD_DMD | MKr20 | 2025 | 1.9385 | 0.10866 | 0.18928 | [5 empty] | ETA | D | OLD | 5.2831 |  | RHNHPELC | 2 | 0.33333 | HOUETARHNHPELCN02_OLDD_FBHGASE01 | 0.897 | HOUETARHNHPELCN02_OLDD | HOUETARHNBHGASE01_OLDD | BHGASE01 | HPELCN02 | ETA_OLDD | BHGASE01_HPELCN02 | 5 | 0 | 1.1 | Unlikely
HOUETARHNHPELCN02_OLDD_FBHGASE01_D33 | Residential heating technology - Heat pump, Air-to-air - single-family house - existing building - distributed level 0.33 | HOUELC, HOUAMB | HOUETARHN_OLDD_DMD | MKr20 | 2030 | 1.8899 | 0.10666 | 0.18214 | [5 empty] | ETA | D | OLD | 5.4902 |  | RHNHPELC | 2 | 0.33333 | HOUETARHNHPELCN02_OLDD_FBHGASE01 | 0.897 | HOUETARHNHPELCN02_OLDD | HOUETARHNBHGASE01_OLDD | BHGASE01 | HPELCN02 | ETA_OLDD | BHGASE01_HPELCN02 | 5 | 0 | 1.1 | Unlikely
HOUETARHNHPELCN02_OLDD_FBHGASE01_D33 | Residential heating technology - Heat pump, Air-to-air - single-family house - existing building - distributed level 0.33 | HOUELC, HOUAMB | HOUETARHN_OLDD_DMD | MKr20 | 2040 | 1.7998 | 0.10293 | 0.17552 | [5 empty] | ETA | D | OLD | 5.6974 |  | RHNHPELC | 2 | 0.33333 | HOUETARHNHPELCN02_OLDD_FBHGASE01 | 0.897 | HOUETARHNHPELCN02_OLDD | HOUETARHNBHGASE01_OLDD | BHGASE01 | HPELCN02 | ETA_OLDD | BHGASE01_HPELCN02 | 5 | 0 | 1.1 | Unlikely
HOUETARHNHPELCN02_OLDD_FBHGASE01_D33 | Residential heating technology - Heat pump, Air-to-air - single-family house - existing building - distributed level 0.33 | HOUELC, HOUAMB | HOUETARHN_OLDD_DMD | MKr20 | 2050 | 1.7097 | 0.099207 | 0.17238 | [5 empty] | ETA | D | OLD | 5.801 |  | RHNHPELC | 2 | 0.33333 | HOUETARHNHPELCN02_OLDD_FBHGASE01 | 0.897 | HOUETARHNHPELCN02_OLDD | HOUETARHNBHGASE01_OLDD | BHGASE01 | HPELCN02 | ETA_OLDD | BHGASE01_HPELCN02 | 5 | 0 | 1.1 | Unlikely
HOUETARHNDIELCN06_OLDD_FBHGASE01_D33 | Residential heating technology - Electric heating - electric panel from Bauhaus - apartment complex - new building - distributed level 0.33 | HOUELC | HOUETARHN_OLDD_DMD | MKr20 | 2020 | 0.56157 | 0 | [6 empty] | ETA | D | OLD |  |  | RHNDIELC | 2 | 0.33333 | HOUETARHNDIELCN06_OLDD_FBHGASE01 | 0.897 | HOUETARHNDIELCN06_OLDD | HOUETARHNBHGASE01_OLDD | BHGASE01 | DIELCN06 | ETA_OLDD | BHGASE01_DIELCN06 | 5 | 0 | 1.1 | Unlikely
HOUETARHNDIELCN06_OLDD_FBHGASE01_D33 | Residential heating technology - Electric heating - electric panel from Bauhaus - apartment complex - new building - distributed level 0.33 | HOUELC | HOUETARHN_OLDD_DMD | MKr20 | 2025 | 0.56157 | 0 | [6 empty] | ETA | D | OLD |  |  | RHNDIELC | 2 | 0.33333 | HOUETARHNDIELCN06_OLDD_FBHGASE01 | 0.897 | HOUETARHNDIELCN06_OLDD | HOUETARHNBHGASE01_OLDD | BHGASE01 | DIELCN06 | ETA_OLDD | BHGASE01_DIELCN06 | 5 | 0 | 1.1 | Unlikely
HOUETARHNDIELCN06_OLDD_FBHGASE01_D33 | Residential heating technology - Electric heating - electric panel from Bauhaus - apartment complex - new building - distributed level 0.33 | HOUELC | HOUETARHN_OLDD_DMD | MKr20 | 2030 | 0.56157 | 0 | [6 empty] | ETA | D | OLD |  |  | RHNDIELC | 2 | 0.33333 | HOUETARHNDIELCN06_OLDD_FBHGASE01 | 0.897 | HOUETARHNDIELCN06_OLDD | HOUETARHNBHGASE01_OLDD | BHGASE01 | DIELCN06 | ETA_OLDD | BHGASE01_DIELCN06 | 5 | 0 | 1.1 | Unlikely
HOUETARHNDIELCN06_OLDD_FBHGASE01_D33 | Residential heating technology - Electric heating - electric panel from Bauhaus - apartment complex - new building - distributed level 0.33 | HOUELC | HOUETARHN_OLDD_DMD | MKr20 | 2040 | 0.56157 | 0 | [6 empty] | ETA | D | OLD |  |  | RHNDIELC | 2 | 0.33333 | HOUETARHNDIELCN06_OLDD_FBHGASE01 | 0.897 | HOUETARHNDIELCN06_OLDD | HOUETARHNBHGASE01_OLDD | BHGASE01 | DIELCN06 | ETA_OLDD | BHGASE01_DIELCN06 | 5 | 0 | 1.1 | Unlikely
HOUETARHNDIELCN06_OLDD_FBHGASE01_D33 | Residential heating technology - Electric heating - electric panel from Bauhaus - apartment complex - new building - distributed level 0.33 | HOUELC | HOUETARHN_OLDD_DMD | MKr20 | 2050 | 0.56157 | 0 | [6 empty] | ETA | D | OLD |  |  | RHNDIELC | 2 | 0.33333 | HOUETARHNDIELCN06_OLDD_FBHGASE01 | 0.897 | HOUETARHNDIELCN06_OLDD | HOUETARHNBHGASE01_OLDD | BHGASE01 | DIELCN06 | ETA_OLDD | BHGASE01_DIELCN06 | 5 | 0 | 1.1 | Unlikely
HOUETARHNDIELCN01_OLDD_FBHGASE01_D33 | Residential heating technology - Electric heating - apartment complex - new building - distributed level 0.33 | HOUELC | HOUETARHN_OLDD_DMD | MKr20 | 2020 | 5.2158 | 0.0021178 | [6 empty] | ETA | D | OLD |  |  | RHNDIELC | 2 | 0.33333 | HOUETARHNDIELCN01_OLDD_FBHGASE01 | 0.897 | HOUETARHNDIELCN01_OLDD | HOUETARHNBHGASE01_OLDD | BHGASE01 | DIELCN01 | ETA_OLDD | BHGASE01_DIELCN01 | 5 | 0 | 1.1 | Unlikely
HOUETARHNDIELCN01_OLDD_FBHGASE01_D33 | Residential heating technology - Electric heating - apartment complex - new building - distributed level 0.33 | HOUELC | HOUETARHN_OLDD_DMD | MKr20 | 2025 | 5.0867 | 0.0020313 | [6 empty] | ETA | D | OLD |  |  | RHNDIELC | 2 | 0.33333 | HOUETARHNDIELCN01_OLDD_FBHGASE01 | 0.897 | HOUETARHNDIELCN01_OLDD | HOUETARHNBHGASE01_OLDD | BHGASE01 | DIELCN01 | ETA_OLDD | BHGASE01_DIELCN01 | 5 | 0 | 1.1 | Unlikely
HOUETARHNDIELCN01_OLDD_FBHGASE01_D33 | Residential heating technology - Electric heating - apartment complex - new building - distributed level 0.33 | HOUELC | HOUETARHN_OLDD_DMD | MKr20 | 2030 | 4.9608 | 0.0019881 | [6 empty] | ETA | D | OLD |  |  | RHNDIELC | 2 | 0.33333 | HOUETARHNDIELCN01_OLDD_FBHGASE01 | 0.897 | HOUETARHNDIELCN01_OLDD | HOUETARHNBHGASE01_OLDD | BHGASE01 | DIELCN01 | ETA_OLDD | BHGASE01_DIELCN01 | 5 | 0 | 1.1 | Unlikely
HOUETARHNDIELCN01_OLDD_FBHGASE01_D33 | Residential heating technology - Electric heating - apartment complex - new building - distributed level 0.33 | HOUELC | HOUETARHN_OLDD_DMD | MKr20 | 2040 | 4.7183 | 0.0019017 | [6 empty] | ETA | D | OLD |  |  | RHNDIELC | 2 | 0.33333 | HOUETARHNDIELCN01_OLDD_FBHGASE01 | 0.897 | HOUETARHNDIELCN01_OLDD | HOUETARHNBHGASE01_OLDD | BHGASE01 | DIELCN01 | ETA_OLDD | BHGASE01_DIELCN01 | 5 | 0 | 1.1 | Unlikely
HOUETARHNDIELCN01_OLDD_FBHGASE01_D33 | Residential heating technology - Electric heating - apartment complex - new building - distributed level 0.33 | HOUELC | HOUETARHN_OLDD_DMD | MKr20 | 2050 | 4.4876 | 0.0018152 | [6 empty] | ETA | D | OLD |  |  | RHNDIELC | 2 | 0.33333 | HOUETARHNDIELCN01_OLDD_FBHGASE01 | 0.897 | HOUETARHNDIELCN01_OLDD | HOUETARHNBHGASE01_OLDD | BHGASE01 | DIELCN01 | ETA_OLDD | BHGASE01_DIELCN01 | 5 | 0 | 1.1 | Unlikely
HOUETARHNBHWPEN01_OLDD_FBHGASE01_D33 | Residential heating technology - Biomass boiler, automatic stoking , wood pellets or wood chips - apartment complex - existing building - distributed level 0.33 | HOUWPE | HOUETARHN_OLDD_DMD | MKr20 | 2020 | 1.9777 | 0.038934 |  | 25 | 14 | 70 | 2 | 4 | ETA | D | OLD |  |  | RHNBHWPE | 2 | 0.33333 | HOUETARHNBHWPEN01_OLDD_FBHGASE01 | 0.897 | HOUETARHNBHWPEN01_OLDD | HOUETARHNBHGASE01_OLDD | BHGASE01 | BHWPEN01 | ETA_OLDD | BHGASE01_BHWPEN01 | 6 | 0 | 1 | New
HOUETARHNBHWPEN01_OLDD_FBHGASE01_D33 | Residential heating technology - Biomass boiler, automatic stoking , wood pellets or wood chips - apartment complex - existing building - distributed level 0.33 | HOUWPE | HOUETARHN_OLDD_DMD | MKr20 | 2025 | 1.9288 | 0.038658 |  | 25 | 14 | 60 | 2 | 4 | ETA | D | OLD |  |  | RHNBHWPE | 2 | 0.33333 | HOUETARHNBHWPEN01_OLDD_FBHGASE01 | 0.897 | HOUETARHNBHWPEN01_OLDD | HOUETARHNBHGASE01_OLDD | BHGASE01 | BHWPEN01 | ETA_OLDD | BHGASE01_BHWPEN01 | 6 | 0 | 1 | New
HOUETARHNBHWPEN01_OLDD_FBHGASE01_D33 | Residential heating technology - Biomass boiler, automatic stoking , wood pellets or wood chips - apartment complex - existing building - distributed level 0.33 | HOUWPE | HOUETARHN_OLDD_DMD | MKr20 | 2030 | 1.8811 | 0.038831 |  | 25 | 11 | 50 | 1 | 4 | ETA | D | OLD |  |  | RHNBHWPE | 2 | 0.33333 | HOUETARHNBHWPEN01_OLDD_FBHGASE01 | 0.897 | HOUETARHNBHWPEN01_OLDD | HOUETARHNBHGASE01_OLDD | BHGASE01 | BHWPEN01 | ETA_OLDD | BHGASE01_BHWPEN01 | 6 | 0 | 1 | New
HOUETARHNBHWPEN01_OLDD_FBHGASE01_D33 | Residential heating technology - Biomass boiler, automatic stoking , wood pellets or wood chips - apartment complex - existing building - distributed level 0.33 | HOUWPE | HOUETARHN_OLDD_DMD | MKr20 | 2040 | 1.7891 | 0.037591 |  | 25 | 9 | 45 | 1 | 4 | ETA | D | OLD |  |  | RHNBHWPE | 2 | 0.33333 | HOUETARHNBHWPEN01_OLDD_FBHGASE01 | 0.897 | HOUETARHNBHWPEN01_OLDD | HOUETARHNBHGASE01_OLDD | BHGASE01 | BHWPEN01 | ETA_OLDD | BHGASE01_BHWPEN01 | 6 | 0 | 1 | New
HOUETARHNBHWPEN01_OLDD_FBHGASE01_D33 | Residential heating technology - Biomass boiler, automatic stoking , wood pellets or wood chips - apartment complex - existing building - distributed level 0.33 | HOUWPE | HOUETARHN_OLDD_DMD | MKr20 | 2050 | 1.7016 | 0.035973 |  | 25 | 9 | 40 | 0 | 4 | ETA | D | OLD |  |  | RHNBHWPE | 2 | 0.33333 | HOUETARHNBHWPEN01_OLDD_FBHGASE01 | 0.897 | HOUETARHNBHWPEN01_OLDD | HOUETARHNBHGASE01_OLDD | BHGASE01 | BHWPEN01 | ETA_OLDD | BHGASE01_BHWPEN01 | 6 | 0 | 1 | New
HOUETARHNBHSOLN01_OLDD_FBHGASE01_D33 | Residential heating technology - Solar heating system - apartment complex - existing building - distributed level 0.33 | HOUSOL | HOUETARHN_OLDD_DMD | MKr20 | 2020 | 4.401 | 0.020597 | [6 empty] | ETA | D | OLD |  |  | RHNBHSOL | 2 | 0.33333 | HOUETARHNBHSOLN01_OLDD_FBHGASE01 | 0.897 | HOUETARHNBHSOLN01_OLDD | HOUETARHNBHGASE01_OLDD | BHGASE01 | BHSOLN01 | ETA_OLDD | BHGASE01_BHSOLN01 | 5 | 0 | 1.1 | Unlikely
HOUETARHNBHSOLN01_OLDD_FBHGASE01_D33 | Residential heating technology - Solar heating system - apartment complex - existing building - distributed level 0.33 | HOUSOL | HOUETARHN_OLDD_DMD | MKr20 | 2025 | 4.2109 | 0.021832 | [6 empty] | ETA | D | OLD |  |  | RHNBHSOL | 2 | 0.33333 | HOUETARHNBHSOLN01_OLDD_FBHGASE01 | 0.897 | HOUETARHNBHSOLN01_OLDD | HOUETARHNBHGASE01_OLDD | BHGASE01 | BHSOLN01 | ETA_OLDD | BHGASE01_BHSOLN01 | 5 | 0 | 1.1 | Unlikely
HOUETARHNBHSOLN01_OLDD_FBHGASE01_D33 | Residential heating technology - Solar heating system - apartment complex - existing building - distributed level 0.33 | HOUSOL | HOUETARHN_OLDD_DMD | MKr20 | 2030 | 4.0207 | 0.022301 | [6 empty] | ETA | D | OLD |  |  | RHNBHSOL | 2 | 0.33333 | HOUETARHNBHSOLN01_OLDD_FBHGASE01 | 0.897 | HOUETARHNBHSOLN01_OLDD | HOUETARHNBHGASE01_OLDD | BHGASE01 | BHSOLN01 | ETA_OLDD | BHGASE01_BHSOLN01 | 5 | 0 | 1.1 | Unlikely
HOUETARHNBHSOLN01_OLDD_FBHGASE01_D33 | Residential heating technology - Solar heating system - apartment complex - existing building - distributed level 0.33 | HOUSOL | HOUETARHN_OLDD_DMD | MKr20 | 2040 | 3.8305 | 0.021696 | [6 empty] | ETA | D | OLD |  |  | RHNBHSOL | 2 | 0.33333 | HOUETARHNBHSOLN01_OLDD_FBHGASE01 | 0.897 | HOUETARHNBHSOLN01_OLDD | HOUETARHNBHGASE01_OLDD | BHGASE01 | BHSOLN01 | ETA_OLDD | BHGASE01_BHSOLN01 | 5 | 0 | 1.1 | Unlikely
HOUETARHNBHSOLN01_OLDD_FBHGASE01_D33 | Residential heating technology - Solar heating system - apartment complex - existing building - distributed level 0.33 | HOUSOL | HOUETARHN_OLDD_DMD | MKr20 | 2050 | 3.6403 | 0.020597 | [6 empty] | ETA | D | OLD |  |  | RHNBHSOL | 2 | 0.33333 | HOUETARHNBHSOLN01_OLDD_FBHGASE01 | 0.897 | HOUETARHNBHSOLN01_OLDD | HOUETARHNBHGASE01_OLDD | BHGASE01 | BHSOLN01 | ETA_OLDD | BHGASE01_BHSOLN01 | 5 | 0 | 1.1 | Unlikely
HOUETARHNBHGASN01_OLDD_FBHGASE01_D33 | Residential heating technology - Natural gas boiler - apartment complex - existing building - distributed level 0.33 | HOUGAS | HOUETARHN_OLDD_DMD | MKr20 | 2020 | 0.36476 | 0.011512 |  | 0.43 | 0.1 | 20.4 | 1 | 1 | ETA | D | OLD |  |  | RHNBHGAS | 2 | 0.33333 | HOUETARHNBHGASN01_OLDD_FBHGASE01 | 0.897 | HOUETARHNBHGASN01_OLDD | HOUETARHNBHGASE01_OLDD | BHGASE01 | BHGASN01 | ETA_OLDD | BHGASE01_BHGASN01 | 6 | 0 | 1 | New
HOUETARHNBHGASN01_OLDD_FBHGASE01_D33 | Residential heating technology - Natural gas boiler - apartment complex - existing building - distributed level 0.33 | HOUGAS | HOUETARHN_OLDD_DMD | MKr20 | 2025 | 0.35705 | 0.011423 |  | 0.43 | 0.1 | 20.4 | 1 | 1 | ETA | D | OLD |  |  | RHNBHGAS | 2 | 0.33333 | HOUETARHNBHGASN01_OLDD_FBHGASE01 | 0.897 | HOUETARHNBHGASN01_OLDD | HOUETARHNBHGASE01_OLDD | BHGASE01 | BHGASN01 | ETA_OLDD | BHGASE01_BHGASN01 | 6 | 0 | 1 | New
HOUETARHNBHGASN01_OLDD_FBHGASE01_D33 | Residential heating technology - Natural gas boiler - apartment complex - existing building - distributed level 0.33 | HOUGAS | HOUETARHN_OLDD_DMD | MKr20 | 2030 | 0.34953 | 0.011318 |  | 0.43 | 0.1 | 20.4 | 1 | 1 | ETA | D | OLD |  |  | RHNBHGAS | 2 | 0.33333 | HOUETARHNBHGASN01_OLDD_FBHGASE01 | 0.897 | HOUETARHNBHGASN01_OLDD | HOUETARHNBHGASE01_OLDD | BHGASE01 | BHGASN01 | ETA_OLDD | BHGASE01_BHGASN01 | 6 | 0 | 1 | New
HOUETARHNBHGASN01_OLDD_FBHGASE01_D33 | Residential heating technology - Natural gas boiler - apartment complex - existing building - distributed level 0.33 | HOUGAS | HOUETARHN_OLDD_DMD | MKr20 | 2040 | 0.33504 | 0.010853 |  | 0.43 | 0.1 | 20.4 | 1 | 1 | ETA | D | OLD |  |  | RHNBHGAS | 2 | 0.33333 | HOUETARHNBHGASN01_OLDD_FBHGASE01 | 0.897 | HOUETARHNBHGASN01_OLDD | HOUETARHNBHGASE01_OLDD | BHGASE01 | BHGASN01 | ETA_OLDD | BHGASE01_BHGASN01 | 6 | 0 | 1 | New
HOUETARHNBHGASN01_OLDD_FBHGASE01_D33 | Residential heating technology - Natural gas boiler - apartment complex - existing building - distributed level 0.33 | HOUGAS | HOUETARHN_OLDD_DMD | MKr20 | 2050 | 0.32125 | 0.0030954 |  | 0.43 | 0.1 | 20.4 | 1 | 1 | ETA | D | OLD |  |  | RHNBHGAS | 2 | 0.33333 | HOUETARHNBHGASN01_OLDD_FBHGASE01 | 0.897 | HOUETARHNBHGASN01_OLDD | HOUETARHNBHGASE01_OLDD | BHGASE01 | BHGASN01 | ETA_OLDD | BHGASE01_BHGASN01 | 6 | 0 | 1 | New
HOUETARHNBHDHDN03_OLDD_FBHGASE01_D33 | Residential heating technology - Direct district heating substation - plus connection pipe - apartment complex - existing building - distributed level 0.33 | HOUDHD | HOUETARHN_OLDD_DMD | MKr20 | 2020 | 0.26026 | 0.0015352 | [6 empty] | ETA | D | OLD |  |  | RHNBHDHD | 2 | 0.33333 | HOUETARHNBHDHDN03_OLDD_FBHGASE01 | 0.897 | HOUETARHNBHDHDN03_OLDD | HOUETARHNBHGASE01_OLDD | BHGASE01 | BHDHDN03 | ETA_OLDD | BHGASE01_BHDHDN03 | 6 | 0 | 1 | New
HOUETARHNBHDHDN03_OLDD_FBHGASE01_D33 | Residential heating technology - Direct district heating substation - plus connection pipe - apartment complex - existing building - distributed level 0.33 | HOUDHD | HOUETARHN_OLDD_DMD | MKr20 | 2025 | 0.2554 | 0.0015559 | [6 empty] | ETA | D | OLD |  |  | RHNBHDHD | 2 | 0.33333 | HOUETARHNBHDHDN03_OLDD_FBHGASE01 | 0.897 | HOUETARHNBHDHDN03_OLDD | HOUETARHNBHGASE01_OLDD | BHGASE01 | BHDHDN03 | ETA_OLDD | BHGASE01_BHDHDN03 | 6 | 0 | 1 | New
HOUETARHNBHDHDN03_OLDD_FBHGASE01_D33 | Residential heating technology - Direct district heating substation - plus connection pipe - apartment complex - existing building - distributed level 0.33 | HOUDHD | HOUETARHN_OLDD_DMD | MKr20 | 2030 | 0.25066 | 0.001533 | [6 empty] | ETA | D | OLD |  |  | RHNBHDHD | 2 | 0.33333 | HOUETARHNBHDHDN03_OLDD_FBHGASE01 | 0.897 | HOUETARHNBHDHDN03_OLDD | HOUETARHNBHGASE01_OLDD | BHGASE01 | BHDHDN03 | ETA_OLDD | BHGASE01_BHDHDN03 | 6 | 0 | 1 | New
HOUETARHNBHDHDN03_OLDD_FBHGASE01_D33 | Residential heating technology - Direct district heating substation - plus connection pipe - apartment complex - existing building - distributed level 0.33 | HOUDHD | HOUETARHN_OLDD_DMD | MKr20 | 2040 | 0.24152 | 0.0014865 | [6 empty] | ETA | D | OLD |  |  | RHNBHDHD | 2 | 0.33333 | HOUETARHNBHDHDN03_OLDD_FBHGASE01 | 0.897 | HOUETARHNBHDHDN03_OLDD | HOUETARHNBHGASE01_OLDD | BHGASE01 | BHDHDN03 | ETA_OLDD | BHGASE01_BHDHDN03 | 6 | 0 | 1 | New
HOUETARHNBHDHDN03_OLDD_FBHGASE01_D33 | Residential heating technology - Direct district heating substation - plus connection pipe - apartment complex - existing building - distributed level 0.33 | HOUDHD | HOUETARHN_OLDD_DMD | MKr20 | 2050 | 0.23283 | 0.0014271 | [6 empty] | ETA | D | OLD |  |  | RHNBHDHD | 2 | 0.33333 | HOUETARHNBHDHDN03_OLDD_FBHGASE01 | 0.897 | HOUETARHNBHDHDN03_OLDD | HOUETARHNBHGASE01_OLDD | BHGASE01 | BHDHDN03 | ETA_OLDD | BHGASE01_BHDHDN03 | 6 | 0 | 1 | New
HOUETARHNHPELCN05_OLDI_FBHGASE01_D33 | Residential heating technology - Heat pump, Air-to-water - leasing - apartment complex - existing building - distributed level 0.33 | HOUELC, HOUAMB | HOUETARHN_OLDI_DMD | MKr20 | 2020 | 2.3785 | 0.31275 | 0.33288 | [5 empty] | ETA | I | OLD | 3.0041 |  | RHNHPELC | 2 | 0.33333 | HOUETARHNHPELCN05_OLDI_FBHGASE01 | 0.897 | HOUETARHNHPELCN05_OLDI | HOUETARHNBHGASE01_OLDI | BHGASE01 | HPELCN05 | ETA_OLDI | BHGASE01_HPELCN05 | 4 | -0.25 | 1 | Supported
HOUETARHNHPELCN05_OLDI_FBHGASE01_D33 | Residential heating technology - Heat pump, Air-to-water - leasing - apartment complex - existing building - distributed level 0.33 | HOUELC, HOUAMB | HOUETARHN_OLDI_DMD | MKr20 | 2025 | 2.1298 | 0.28751 | 0.31651 | [5 empty] | ETA | I | OLD | 3.1595 |  | RHNHPELC | 2 | 0.33333 | HOUETARHNHPELCN05_OLDI_FBHGASE01 | 0.897 | HOUETARHNHPELCN05_OLDI | HOUETARHNBHGASE01_OLDI | BHGASE01 | HPELCN05 | ETA_OLDI | BHGASE01_HPELCN05 | 4 | -0.25 | 1 | Supported
HOUETARHNHPELCN05_OLDI_FBHGASE01_D33 | Residential heating technology - Heat pump, Air-to-water - leasing - apartment complex - existing building - distributed level 0.33 | HOUELC, HOUAMB | HOUETARHN_OLDI_DMD | MKr20 | 2030 | 1.8811 | 0.26224 | 0.30167 | [5 empty] | ETA | I | OLD | 3.3149 |  | RHNHPELC | 2 | 0.33333 | HOUETARHNHPELCN05_OLDI_FBHGASE01 | 0.897 | HOUETARHNHPELCN05_OLDI | HOUETARHNBHGASE01_OLDI | BHGASE01 | HPELCN05 | ETA_OLDI | BHGASE01_HPELCN05 | 4 | -0.25 | 1 | Supported
HOUETARHNHPELCN05_OLDI_FBHGASE01_D33 | Residential heating technology - Heat pump, Air-to-water - leasing - apartment complex - existing building - distributed level 0.33 | HOUELC, HOUAMB | HOUETARHN_OLDI_DMD | MKr20 | 2040 | 1.6848 | 0.24168 | 0.28816 | [5 empty] | ETA | I | OLD | 3.4702 |  | RHNHPELC | 2 | 0.33333 | HOUETARHNHPELCN05_OLDI_FBHGASE01 | 0.897 | HOUETARHNHPELCN05_OLDI | HOUETARHNBHGASE01_OLDI | BHGASE01 | HPELCN05 | ETA_OLDI | BHGASE01_HPELCN05 | 4 | -0.25 | 1 | Supported
HOUETARHNHPELCN05_OLDI_FBHGASE01_D33 | Residential heating technology - Heat pump, Air-to-water - leasing - apartment complex - existing building - distributed level 0.33 | HOUELC, HOUAMB | HOUETARHN_OLDI_DMD | MKr20 | 2050 | 1.4885 | 0.22111 | 0.27581 | [5 empty] | ETA | I | OLD | 3.6256 |  | RHNHPELC | 2 | 0.33333 | HOUETARHNHPELCN05_OLDI_FBHGASE01 | 0.897 | HOUETARHNHPELCN05_OLDI | HOUETARHNBHGASE01_OLDI | BHGASE01 | HPELCN05 | ETA_OLDI | BHGASE01_HPELCN05 | 4 | -0.25 | 1 | Supported
HOUETARHNHPELCN04_OLDI_FBHGASE01_D33 | Residential heating technology - Heat pump, Ground source - apartment complex - existing building - distributed level 0.33 | HOUELC, HOUAMB | HOUETARHN_OLDI_DMD | MKr20 | 2020 | 4.4322 | 0.046348 | 0.30167 | [5 empty] | ETA | I | OLD | 3.3149 |  | RHNHPELC | 2 | 0.33333 | HOUETARHNHPELCN04_OLDI_FBHGASE01 | 0.897 | HOUETARHNHPELCN04_OLDI | HOUETARHNBHGASE01_OLDI | BHGASE01 | HPELCN04 | ETA_OLDI | BHGASE01_HPELCN04 | 4 | -0.25 | 1 | Supported
HOUETARHNHPELCN04_OLDI_FBHGASE01_D33 | Residential heating technology - Heat pump, Ground source - apartment complex - existing building - distributed level 0.33 | HOUELC, HOUAMB | HOUETARHN_OLDI_DMD | MKr20 | 2025 | 4.0998 | 0.045981 | 0.29253 | [5 empty] | ETA | I | OLD | 3.4185 |  | RHNHPELC | 2 | 0.33333 | HOUETARHNHPELCN04_OLDI_FBHGASE01 | 0.897 | HOUETARHNHPELCN04_OLDI | HOUETARHNBHGASE01_OLDI | BHGASE01 | HPELCN04 | ETA_OLDI | BHGASE01_HPELCN04 | 4 | -0.25 | 1 | Supported
HOUETARHNHPELCN04_OLDI_FBHGASE01_D33 | Residential heating technology - Heat pump, Ground source - apartment complex - existing building - distributed level 0.33 | HOUELC, HOUAMB | HOUETARHN_OLDI_DMD | MKr20 | 2030 | 3.7674 | 0.04558 | 0.28393 | [5 empty] | ETA | I | OLD | 3.522 |  | RHNHPELC | 2 | 0.33333 | HOUETARHNHPELCN04_OLDI_FBHGASE01 | 0.897 | HOUETARHNHPELCN04_OLDI | HOUETARHNBHGASE01_OLDI | BHGASE01 | HPELCN04 | ETA_OLDI | BHGASE01_HPELCN04 | 4 | -0.25 | 1 | Supported
HOUETARHNHPELCN04_OLDI_FBHGASE01_D33 | Residential heating technology - Heat pump, Ground source - apartment complex - existing building - distributed level 0.33 | HOUELC, HOUAMB | HOUETARHN_OLDI_DMD | MKr20 | 2040 | 3.4848 | 0.044654 | 0.27193 | [5 empty] | ETA | I | OLD | 3.6774 |  | RHNHPELC | 2 | 0.33333 | HOUETARHNHPELCN04_OLDI_FBHGASE01 | 0.897 | HOUETARHNHPELCN04_OLDI | HOUETARHNBHGASE01_OLDI | BHGASE01 | HPELCN04 | ETA_OLDI | BHGASE01_HPELCN04 | 4 | -0.25 | 1 | Supported
HOUETARHNHPELCN04_OLDI_FBHGASE01_D33 | Residential heating technology - Heat pump, Ground source - apartment complex - existing building - distributed level 0.33 | HOUELC, HOUAMB | HOUETARHN_OLDI_DMD | MKr20 | 2050 | 3.2023 | 0.043711 | 0.26815 | [5 empty] | ETA | I | OLD | 3.7292 |  | RHNHPELC | 2 | 0.33333 | HOUETARHNHPELCN04_OLDI_FBHGASE01 | 0.897 | HOUETARHNHPELCN04_OLDI | HOUETARHNBHGASE01_OLDI | BHGASE01 | HPELCN04 | ETA_OLDI | BHGASE01_HPELCN04 | 4 | -0.25 | 1 | Supported
HOUETARHNHPELCN03_OLDI_FBHGASE01_D33 | Residential heating technology - Heat pump, Air-to-water - apartment complex - existing building - distributed level 0.33 | HOUELC, HOUAMB | HOUETARHN_OLDI_DMD | MKr20 | 2020 | 4.7571 | 0.074897 | 0.33288 | [5 empty] | ETA | I | OLD | 3.0041 |  | RHNHPELC | 2 | 0.33333 | HOUETARHNHPELCN03_OLDI_FBHGASE01 | 0.897 | HOUETARHNHPELCN03_OLDI | HOUETARHNBHGASE01_OLDI | BHGASE01 | HPELCN03 | ETA_OLDI | BHGASE01_HPELCN03 | 4 | -0.25 | 1 | Supported
HOUETARHNHPELCN03_OLDI_FBHGASE01_D33 | Residential heating technology - Heat pump, Air-to-water - apartment complex - existing building - distributed level 0.33 | HOUELC, HOUAMB | HOUETARHN_OLDI_DMD | MKr20 | 2025 | 4.2596 | 0.07453 | 0.31651 | [5 empty] | ETA | I | OLD | 3.1595 |  | RHNHPELC | 2 | 0.33333 | HOUETARHNHPELCN03_OLDI_FBHGASE01 | 0.897 | HOUETARHNHPELCN03_OLDI | HOUETARHNBHGASE01_OLDI | BHGASE01 | HPELCN03 | ETA_OLDI | BHGASE01_HPELCN03 | 4 | -0.25 | 1 | Supported
HOUETARHNHPELCN03_OLDI_FBHGASE01_D33 | Residential heating technology - Heat pump, Air-to-water - apartment complex - existing building - distributed level 0.33 | HOUELC, HOUAMB | HOUETARHN_OLDI_DMD | MKr20 | 2030 | 3.7622 | 0.074129 | 0.30167 | [5 empty] | ETA | I | OLD | 3.3149 |  | RHNHPELC | 2 | 0.33333 | HOUETARHNHPELCN03_OLDI_FBHGASE01 | 0.897 | HOUETARHNHPELCN03_OLDI | HOUETARHNBHGASE01_OLDI | BHGASE01 | HPELCN03 | ETA_OLDI | BHGASE01_HPELCN03 | 4 | -0.25 | 1 | Supported
HOUETARHNHPELCN03_OLDI_FBHGASE01_D33 | Residential heating technology - Heat pump, Air-to-water - apartment complex - existing building - distributed level 0.33 | HOUELC, HOUAMB | HOUETARHN_OLDI_DMD | MKr20 | 2040 | 3.3696 | 0.073203 | 0.28816 | [5 empty] | ETA | I | OLD | 3.4702 |  | RHNHPELC | 2 | 0.33333 | HOUETARHNHPELCN03_OLDI_FBHGASE01 | 0.897 | HOUETARHNHPELCN03_OLDI | HOUETARHNBHGASE01_OLDI | BHGASE01 | HPELCN03 | ETA_OLDI | BHGASE01_HPELCN03 | 4 | -0.25 | 1 | Supported
HOUETARHNHPELCN03_OLDI_FBHGASE01_D33 | Residential heating technology - Heat pump, Air-to-water - apartment complex - existing building - distributed level 0.33 | HOUELC, HOUAMB | HOUETARHN_OLDI_DMD | MKr20 | 2050 | 2.9771 | 0.07226 | 0.27581 | [5 empty] | ETA | I | OLD | 3.6256 |  | RHNHPELC | 2 | 0.33333 | HOUETARHNHPELCN03_OLDI_FBHGASE01 | 0.897 | HOUETARHNHPELCN03_OLDI | HOUETARHNBHGASE01_OLDI | BHGASE01 | HPELCN03 | ETA_OLDI | BHGASE01_HPELCN03 | 4 | -0.25 | 1 | Supported
HOUETARHNHPELCN02_OLDI_FBHGASE01_D33 | Residential heating technology - Heat pump, Air-to-air - single-family house - existing building - distributed level 0.33 | HOUELC, HOUAMB | HOUETARHN_OLDI_DMD | MKr20 | 2020 | 1.9871 | 0.15994 | 0.19904 | [5 empty] | ETA | I | OLD | 5.0241 |  | RHNHPELC | 2 | 0.33333 | HOUETARHNHPELCN02_OLDI_FBHGASE01 | 0.897 | HOUETARHNHPELCN02_OLDI | HOUETARHNBHGASE01_OLDI | BHGASE01 | HPELCN02 | ETA_OLDI | BHGASE01_HPELCN02 | 5 | 0 | 1.1 | Unlikely
HOUETARHNHPELCN02_OLDI_FBHGASE01_D33 | Residential heating technology - Heat pump, Air-to-air - single-family house - existing building - distributed level 0.33 | HOUELC, HOUAMB | HOUETARHN_OLDI_DMD | MKr20 | 2025 | 1.9385 | 0.10866 | 0.18928 | [5 empty] | ETA | I | OLD | 5.2831 |  | RHNHPELC | 2 | 0.33333 | HOUETARHNHPELCN02_OLDI_FBHGASE01 | 0.897 | HOUETARHNHPELCN02_OLDI | HOUETARHNBHGASE01_OLDI | BHGASE01 | HPELCN02 | ETA_OLDI | BHGASE01_HPELCN02 | 5 | 0 | 1.1 | Unlikely
HOUETARHNHPELCN02_OLDI_FBHGASE01_D33 | Residential heating technology - Heat pump, Air-to-air - single-family house - existing building - distributed level 0.33 | HOUELC, HOUAMB | HOUETARHN_OLDI_DMD | MKr20 | 2030 | 1.8899 | 0.10666 | 0.18214 | [5 empty] | ETA | I | OLD | 5.4902 |  | RHNHPELC | 2 | 0.33333 | HOUETARHNHPELCN02_OLDI_FBHGASE01 | 0.897 | HOUETARHNHPELCN02_OLDI | HOUETARHNBHGASE01_OLDI | BHGASE01 | HPELCN02 | ETA_OLDI | BHGASE01_HPELCN02 | 5 | 0 | 1.1 | Unlikely
HOUETARHNHPELCN02_OLDI_FBHGASE01_D33 | Residential heating technology - Heat pump, Air-to-air - single-family house - existing building - distributed level 0.33 | HOUELC, HOUAMB | HOUETARHN_OLDI_DMD | MKr20 | 2040 | 1.7998 | 0.10293 | 0.17552 | [5 empty] | ETA | I | OLD | 5.6974 |  | RHNHPELC | 2 | 0.33333 | HOUETARHNHPELCN02_OLDI_FBHGASE01 | 0.897 | HOUETARHNHPELCN02_OLDI | HOUETARHNBHGASE01_OLDI | BHGASE01 | HPELCN02 | ETA_OLDI | BHGASE01_HPELCN02 | 5 | 0 | 1.1 | Unlikely
HOUETARHNHPELCN02_OLDI_FBHGASE01_D33 | Residential heating technology - Heat pump, Air-to-air - single-family house - existing building - distributed level 0.33 | HOUELC, HOUAMB | HOUETARHN_OLDI_DMD | MKr20 | 2050 | 1.7097 | 0.099207 | 0.17238 | [5 empty] | ETA | I | OLD | 5.801 |  | RHNHPELC | 2 | 0.33333 | HOUETARHNHPELCN02_OLDI_FBHGASE01 | 0.897 | HOUETARHNHPELCN02_OLDI | HOUETARHNBHGASE01_OLDI | BHGASE01 | HPELCN02 | ETA_OLDI | BHGASE01_HPELCN02 | 5 | 0 | 1.1 | Unlikely
HOUETARHNDIELCN06_OLDI_FBHGASE01_D33 | Residential heating technology - Electric heating - electric panel from Bauhaus - apartment complex - new building - distributed level 0.33 | HOUELC | HOUETARHN_OLDI_DMD | MKr20 | 2020 | 0.56157 | 0 | [6 empty] | ETA | I | OLD |  |  | RHNDIELC | 2 | 0.33333 | HOUETARHNDIELCN06_OLDI_FBHGASE01 | 0.897 | HOUETARHNDIELCN06_OLDI | HOUETARHNBHGASE01_OLDI | BHGASE01 | DIELCN06 | ETA_OLDI | BHGASE01_DIELCN06 | 5 | 0 | 1.1 | Unlikely
HOUETARHNDIELCN06_OLDI_FBHGASE01_D33 | Residential heating technology - Electric heating - electric panel from Bauhaus - apartment complex - new building - distributed level 0.33 | HOUELC | HOUETARHN_OLDI_DMD | MKr20 | 2025 | 0.56157 | 0 | [6 empty] | ETA | I | OLD |  |  | RHNDIELC | 2 | 0.33333 | HOUETARHNDIELCN06_OLDI_FBHGASE01 | 0.897 | HOUETARHNDIELCN06_OLDI | HOUETARHNBHGASE01_OLDI | BHGASE01 | DIELCN06 | ETA_OLDI | BHGASE01_DIELCN06 | 5 | 0 | 1.1 | Unlikely
HOUETARHNDIELCN06_OLDI_FBHGASE01_D33 | Residential heating technology - Electric heating - electric panel from Bauhaus - apartment complex - new building - distributed level 0.33 | HOUELC | HOUETARHN_OLDI_DMD | MKr20 | 2030 | 0.56157 | 0 | [6 empty] | ETA | I | OLD |  |  | RHNDIELC | 2 | 0.33333 | HOUETARHNDIELCN06_OLDI_FBHGASE01 | 0.897 | HOUETARHNDIELCN06_OLDI | HOUETARHNBHGASE01_OLDI | BHGASE01 | DIELCN06 | ETA_OLDI | BHGASE01_DIELCN06 | 5 | 0 | 1.1 | Unlikely
HOUETARHNDIELCN06_OLDI_FBHGASE01_D33 | Residential heating technology - Electric heating - electric panel from Bauhaus - apartment complex - new building - distributed level 0.33 | HOUELC | HOUETARHN_OLDI_DMD | MKr20 | 2040 | 0.56157 | 0 | [6 empty] | ETA | I | OLD |  |  | RHNDIELC | 2 | 0.33333 | HOUETARHNDIELCN06_OLDI_FBHGASE01 | 0.897 | HOUETARHNDIELCN06_OLDI | HOUETARHNBHGASE01_OLDI | BHGASE01 | DIELCN06 | ETA_OLDI | BHGASE01_DIELCN06 | 5 | 0 | 1.1 | Unlikely
HOUETARHNDIELCN06_OLDI_FBHGASE01_D33 | Residential heating technology - Electric heating - electric panel from Bauhaus - apartment complex - new building - distributed level 0.33 | HOUELC | HOUETARHN_OLDI_DMD | MKr20 | 2050 | 0.56157 | 0 | [6 empty] | ETA | I | OLD |  |  | RHNDIELC | 2 | 0.33333 | HOUETARHNDIELCN06_OLDI_FBHGASE01 | 0.897 | HOUETARHNDIELCN06_OLDI | HOUETARHNBHGASE01_OLDI | BHGASE01 | DIELCN06 | ETA_OLDI | BHGASE01_DIELCN06 | 5 | 0 | 1.1 | Unlikely
HOUETARHNDIELCN01_OLDI_FBHGASE01_D33 | Residential heating technology - Electric heating - apartment complex - new building - distributed level 0.33 | HOUELC | HOUETARHN_OLDI_DMD | MKr20 | 2020 | 5.2158 | 0.0021178 | [6 empty] | ETA | I | OLD |  |  | RHNDIELC | 2 | 0.33333 | HOUETARHNDIELCN01_OLDI_FBHGASE01 | 0.897 | HOUETARHNDIELCN01_OLDI | HOUETARHNBHGASE01_OLDI | BHGASE01 | DIELCN01 | ETA_OLDI | BHGASE01_DIELCN01 | 5 | 0 | 1.1 | Unlikely
HOUETARHNDIELCN01_OLDI_FBHGASE01_D33 | Residential heating technology - Electric heating - apartment complex - new building - distributed level 0.33 | HOUELC | HOUETARHN_OLDI_DMD | MKr20 | 2025 | 5.0867 | 0.0020313 | [6 empty] | ETA | I | OLD |  |  | RHNDIELC | 2 | 0.33333 | HOUETARHNDIELCN01_OLDI_FBHGASE01 | 0.897 | HOUETARHNDIELCN01_OLDI | HOUETARHNBHGASE01_OLDI | BHGASE01 | DIELCN01 | ETA_OLDI | BHGASE01_DIELCN01 | 5 | 0 | 1.1 | Unlikely
HOUETARHNDIELCN01_OLDI_FBHGASE01_D33 | Residential heating technology - Electric heating - apartment complex - new building - distributed level 0.33 | HOUELC | HOUETARHN_OLDI_DMD | MKr20 | 2030 | 4.9608 | 0.0019881 | [6 empty] | ETA | I | OLD |  |  | RHNDIELC | 2 | 0.33333 | HOUETARHNDIELCN01_OLDI_FBHGASE01 | 0.897 | HOUETARHNDIELCN01_OLDI | HOUETARHNBHGASE01_OLDI | BHGASE01 | DIELCN01 | ETA_OLDI | BHGASE01_DIELCN01 | 5 | 0 | 1.1 | Unlikely
HOUETARHNDIELCN01_OLDI_FBHGASE01_D33 | Residential heating technology - Electric heating - apartment complex - new building - distributed level 0.33 | HOUELC | HOUETARHN_OLDI_DMD | MKr20 | 2040 | 4.7183 | 0.0019017 | [6 empty] | ETA | I | OLD |  |  | RHNDIELC | 2 | 0.33333 | HOUETARHNDIELCN01_OLDI_FBHGASE01 | 0.897 | HOUETARHNDIELCN01_OLDI | HOUETARHNBHGASE01_OLDI | BHGASE01 | DIELCN01 | ETA_OLDI | BHGASE01_DIELCN01 | 5 | 0 | 1.1 | Unlikely
HOUETARHNDIELCN01_OLDI_FBHGASE01_D33 | Residential heating technology - Electric heating - apartment complex - new building - distributed level 0.33 | HOUELC | HOUETARHN_OLDI_DMD | MKr20 | 2050 | 4.4876 | 0.0018152 | [6 empty] | ETA | I | OLD |  |  | RHNDIELC | 2 | 0.33333 | HOUETARHNDIELCN01_OLDI_FBHGASE01 | 0.897 | HOUETARHNDIELCN01_OLDI | HOUETARHNBHGASE01_OLDI | BHGASE01 | DIELCN01 | ETA_OLDI | BHGASE01_DIELCN01 | 5 | 0 | 1.1 | Unlikely
HOUETARHNBHWPEN01_OLDI_FBHGASE01_D33 | Residential heating technology - Biomass boiler, automatic stoking , wood pellets or wood chips - apartment complex - existing building - distributed level 0.33 | HOUWPE | HOUETARHN_OLDI_DMD | MKr20 | 2020 | 1.5213 | 0.025956 |  | 25 | 14 | 70 | 2 | 4 | ETA | I | OLD |  |  | RHNBHWPE | 2 | 0.33333 | HOUETARHNBHWPEN01_OLDI_FBHGASE01 | 0.897 | HOUETARHNBHWPEN01_OLDI | HOUETARHNBHGASE01_OLDI | BHGASE01 | BHWPEN01 | ETA_OLDI | BHGASE01_BHWPEN01 | 6 | 0 | 1 | New
HOUETARHNBHWPEN01_OLDI_FBHGASE01_D33 | Residential heating technology - Biomass boiler, automatic stoking , wood pellets or wood chips - apartment complex - existing building - distributed level 0.33 | HOUWPE | HOUETARHN_OLDI_DMD | MKr20 | 2025 | 1.4837 | 0.025772 |  | 25 | 14 | 60 | 2 | 4 | ETA | I | OLD |  |  | RHNBHWPE | 2 | 0.33333 | HOUETARHNBHWPEN01_OLDI_FBHGASE01 | 0.897 | HOUETARHNBHWPEN01_OLDI | HOUETARHNBHGASE01_OLDI | BHGASE01 | BHWPEN01 | ETA_OLDI | BHGASE01_BHWPEN01 | 6 | 0 | 1 | New
HOUETARHNBHWPEN01_OLDI_FBHGASE01_D33 | Residential heating technology - Biomass boiler, automatic stoking , wood pellets or wood chips - apartment complex - existing building - distributed level 0.33 | HOUWPE | HOUETARHN_OLDI_DMD | MKr20 | 2030 | 1.447 | 0.025887 |  | 25 | 11 | 50 | 1 | 4 | ETA | I | OLD |  |  | RHNBHWPE | 2 | 0.33333 | HOUETARHNBHWPEN01_OLDI_FBHGASE01 | 0.897 | HOUETARHNBHWPEN01_OLDI | HOUETARHNBHGASE01_OLDI | BHGASE01 | BHWPEN01 | ETA_OLDI | BHGASE01_BHWPEN01 | 6 | 0 | 1 | New
HOUETARHNBHWPEN01_OLDI_FBHGASE01_D33 | Residential heating technology - Biomass boiler, automatic stoking , wood pellets or wood chips - apartment complex - existing building - distributed level 0.33 | HOUWPE | HOUETARHN_OLDI_DMD | MKr20 | 2040 | 1.3762 | 0.025061 |  | 25 | 9 | 45 | 1 | 4 | ETA | I | OLD |  |  | RHNBHWPE | 2 | 0.33333 | HOUETARHNBHWPEN01_OLDI_FBHGASE01 | 0.897 | HOUETARHNBHWPEN01_OLDI | HOUETARHNBHGASE01_OLDI | BHGASE01 | BHWPEN01 | ETA_OLDI | BHGASE01_BHWPEN01 | 6 | 0 | 1 | New
HOUETARHNBHWPEN01_OLDI_FBHGASE01_D33 | Residential heating technology - Biomass boiler, automatic stoking , wood pellets or wood chips - apartment complex - existing building - distributed level 0.33 | HOUWPE | HOUETARHN_OLDI_DMD | MKr20 | 2050 | 1.3089 | 0.023982 |  | 25 | 9 | 40 | 0 | 4 | ETA | I | OLD |  |  | RHNBHWPE | 2 | 0.33333 | HOUETARHNBHWPEN01_OLDI_FBHGASE01 | 0.897 | HOUETARHNBHWPEN01_OLDI | HOUETARHNBHGASE01_OLDI | BHGASE01 | BHWPEN01 | ETA_OLDI | BHGASE01_BHWPEN01 | 6 | 0 | 1 | New
HOUETARHNBHSOLN01_OLDI_FBHGASE01_D33 | Residential heating technology - Solar heating system - apartment complex - existing building - distributed level 0.33 | HOUSOL | HOUETARHN_OLDI_DMD | MKr20 | 2020 | 4.401 | 0.020597 | [6 empty] | ETA | I | OLD |  |  | RHNBHSOL | 2 | 0.33333 | HOUETARHNBHSOLN01_OLDI_FBHGASE01 | 0.897 | HOUETARHNBHSOLN01_OLDI | HOUETARHNBHGASE01_OLDI | BHGASE01 | BHSOLN01 | ETA_OLDI | BHGASE01_BHSOLN01 | 5 | 0 | 1.1 | Unlikely
HOUETARHNBHSOLN01_OLDI_FBHGASE01_D33 | Residential heating technology - Solar heating system - apartment complex - existing building - distributed level 0.33 | HOUSOL | HOUETARHN_OLDI_DMD | MKr20 | 2025 | 4.2109 | 0.021832 | [6 empty] | ETA | I | OLD |  |  | RHNBHSOL | 2 | 0.33333 | HOUETARHNBHSOLN01_OLDI_FBHGASE01 | 0.897 | HOUETARHNBHSOLN01_OLDI | HOUETARHNBHGASE01_OLDI | BHGASE01 | BHSOLN01 | ETA_OLDI | BHGASE01_BHSOLN01 | 5 | 0 | 1.1 | Unlikely
HOUETARHNBHSOLN01_OLDI_FBHGASE01_D33 | Residential heating technology - Solar heating system - apartment complex - existing building - distributed level 0.33 | HOUSOL | HOUETARHN_OLDI_DMD | MKr20 | 2030 | 4.0207 | 0.022301 | [6 empty] | ETA | I | OLD |  |  | RHNBHSOL | 2 | 0.33333 | HOUETARHNBHSOLN01_OLDI_FBHGASE01 | 0.897 | HOUETARHNBHSOLN01_OLDI | HOUETARHNBHGASE01_OLDI | BHGASE01 | BHSOLN01 | ETA_OLDI | BHGASE01_BHSOLN01 | 5 | 0 | 1.1 | Unlikely
HOUETARHNBHSOLN01_OLDI_FBHGASE01_D33 | Residential heating technology - Solar heating system - apartment complex - existing building - distributed level 0.33 | HOUSOL | HOUETARHN_OLDI_DMD | MKr20 | 2040 | 3.8305 | 0.021696 | [6 empty] | ETA | I | OLD |  |  | RHNBHSOL | 2 | 0.33333 | HOUETARHNBHSOLN01_OLDI_FBHGASE01 | 0.897 | HOUETARHNBHSOLN01_OLDI | HOUETARHNBHGASE01_OLDI | BHGASE01 | BHSOLN01 | ETA_OLDI | BHGASE01_BHSOLN01 | 5 | 0 | 1.1 | Unlikely
HOUETARHNBHSOLN01_OLDI_FBHGASE01_D33 | Residential heating technology - Solar heating system - apartment complex - existing building - distributed level 0.33 | HOUSOL | HOUETARHN_OLDI_DMD | MKr20 | 2050 | 3.6403 | 0.020597 | [6 empty] | ETA | I | OLD |  |  | RHNBHSOL | 2 | 0.33333 | HOUETARHNBHSOLN01_OLDI_FBHGASE01 | 0.897 | HOUETARHNBHSOLN01_OLDI | HOUETARHNBHGASE01_OLDI | BHGASE01 | BHSOLN01 | ETA_OLDI | BHGASE01_BHSOLN01 | 5 | 0 | 1.1 | Unlikely
HOUETARHNBHGASN01_OLDI_FBHGASE01_D33 | Residential heating technology - Natural gas boiler - apartment complex - existing building - distributed level 0.33 | HOUGAS | HOUETARHN_OLDI_DMD | MKr20 | 2020 | 0.36476 | 0.011512 |  | 0.43 | 0.1 | 20.4 | 1 | 1 | ETA | I | OLD |  |  | RHNBHGAS | 2 | 0.33333 | HOUETARHNBHGASN01_OLDI_FBHGASE01 | 0.897 | HOUETARHNBHGASN01_OLDI | HOUETARHNBHGASE01_OLDI | BHGASE01 | BHGASN01 | ETA_OLDI | BHGASE01_BHGASN01 | 6 | 0 | 1 | New
HOUETARHNBHGASN01_OLDI_FBHGASE01_D33 | Residential heating technology - Natural gas boiler - apartment complex - existing building - distributed level 0.33 | HOUGAS | HOUETARHN_OLDI_DMD | MKr20 | 2025 | 0.35705 | 0.011423 |  | 0.43 | 0.1 | 20.4 | 1 | 1 | ETA | I | OLD |  |  | RHNBHGAS | 2 | 0.33333 | HOUETARHNBHGASN01_OLDI_FBHGASE01 | 0.897 | HOUETARHNBHGASN01_OLDI | HOUETARHNBHGASE01_OLDI | BHGASE01 | BHGASN01 | ETA_OLDI | BHGASE01_BHGASN01 | 6 | 0 | 1 | New
HOUETARHNBHGASN01_OLDI_FBHGASE01_D33 | Residential heating technology - Natural gas boiler - apartment complex - existing building - distributed level 0.33 | HOUGAS | HOUETARHN_OLDI_DMD | MKr20 | 2030 | 0.34953 | 0.011318 |  | 0.43 | 0.1 | 20.4 | 1 | 1 | ETA | I | OLD |  |  | RHNBHGAS | 2 | 0.33333 | HOUETARHNBHGASN01_OLDI_FBHGASE01 | 0.897 | HOUETARHNBHGASN01_OLDI | HOUETARHNBHGASE01_OLDI | BHGASE01 | BHGASN01 | ETA_OLDI | BHGASE01_BHGASN01 | 6 | 0 | 1 | New
HOUETARHNBHGASN01_OLDI_FBHGASE01_D33 | Residential heating technology - Natural gas boiler - apartment complex - existing building - distributed level 0.33 | HOUGAS | HOUETARHN_OLDI_DMD | MKr20 | 2040 | 0.33504 | 0.010853 |  | 0.43 | 0.1 | 20.4 | 1 | 1 | ETA | I | OLD |  |  | RHNBHGAS | 2 | 0.33333 | HOUETARHNBHGASN01_OLDI_FBHGASE01 | 0.897 | HOUETARHNBHGASN01_OLDI | HOUETARHNBHGASE01_OLDI | BHGASE01 | BHGASN01 | ETA_OLDI | BHGASE01_BHGASN01 | 6 | 0 | 1 | New
HOUETARHNBHGASN01_OLDI_FBHGASE01_D33 | Residential heating technology - Natural gas boiler - apartment complex - existing building - distributed level 0.33 | HOUGAS | HOUETARHN_OLDI_DMD | MKr20 | 2050 | 0.32125 | 0.0030954 |  | 0.43 | 0.1 | 20.4 | 1 | 1 | ETA | I | OLD |  |  | RHNBHGAS | 2 | 0.33333 | HOUETARHNBHGASN01_OLDI_FBHGASE01 | 0.897 | HOUETARHNBHGASN01_OLDI | HOUETARHNBHGASE01_OLDI | BHGASE01 | BHGASN01 | ETA_OLDI | BHGASE01_BHGASN01 | 6 | 0 | 1 | New
HOUETARHNBHDHDN09_OLDI_FBHGASE01_D33 | Residential heating technology - Direct district heating substation - plus connection pipe - plus distribution (heating density: low ) - apartment complex - existing building - distributed level 0.33 | HOUDHD | HOUETARHN_OLDI_DMD | MKr20 | 2020 | 0.39811 | 0.0015352 | [6 empty] | ETA | I | OLD |  |  | RHNBHDHD | 2 | 0.33333 | HOUETARHNBHDHDN09_OLDI_FBHGASE01 | 0.897 | HOUETARHNBHDHDN09_OLDI | HOUETARHNBHGASE01_OLDI | BHGASE01 | BHDHDN09 | ETA_OLDI | BHGASE01_BHDHDN09 | 4 | -0.25 | 1 | Supported
HOUETARHNBHDHDN09_OLDI_FBHGASE01_D33 | Residential heating technology - Direct district heating substation - plus connection pipe - plus distribution (heating density: low ) - apartment complex - existing building - distributed level 0.33 | HOUDHD | HOUETARHN_OLDI_DMD | MKr20 | 2025 | 0.39284 | 0.0015559 | [6 empty] | ETA | I | OLD |  |  | RHNBHDHD | 2 | 0.33333 | HOUETARHNBHDHDN09_OLDI_FBHGASE01 | 0.897 | HOUETARHNBHDHDN09_OLDI | HOUETARHNBHGASE01_OLDI | BHGASE01 | BHDHDN09 | ETA_OLDI | BHGASE01_BHDHDN09 | 4 | -0.25 | 1 | Supported
HOUETARHNBHDHDN09_OLDI_FBHGASE01_D33 | Residential heating technology - Direct district heating substation - plus connection pipe - plus distribution (heating density: low ) - apartment complex - existing building - distributed level 0.33 | HOUDHD | HOUETARHN_OLDI_DMD | MKr20 | 2030 | 0.3877 | 0.001533 | [6 empty] | ETA | I | OLD |  |  | RHNBHDHD | 2 | 0.33333 | HOUETARHNBHDHDN09_OLDI_FBHGASE01 | 0.897 | HOUETARHNBHDHDN09_OLDI | HOUETARHNBHGASE01_OLDI | BHGASE01 | BHDHDN09 | ETA_OLDI | BHGASE01_BHDHDN09 | 4 | -0.25 | 1 | Supported
HOUETARHNBHDHDN09_OLDI_FBHGASE01_D33 | Residential heating technology - Direct district heating substation - plus connection pipe - plus distribution (heating density: low ) - apartment complex - existing building - distributed level 0.33 | HOUDHD | HOUETARHN_OLDI_DMD | MKr20 | 2040 | 0.37779 | 0.0014865 | [6 empty] | ETA | I | OLD |  |  | RHNBHDHD | 2 | 0.33333 | HOUETARHNBHDHDN09_OLDI_FBHGASE01 | 0.897 | HOUETARHNBHDHDN09_OLDI | HOUETARHNBHGASE01_OLDI | BHGASE01 | BHDHDN09 | ETA_OLDI | BHGASE01_BHDHDN09 | 4 | -0.25 | 1 | Supported
HOUETARHNBHDHDN09_OLDI_FBHGASE01_D33 | Residential heating technology - Direct district heating substation - plus connection pipe - plus distribution (heating density: low ) - apartment complex - existing building - distributed level 0.33 | HOUDHD | HOUETARHN_OLDI_DMD | MKr20 | 2050 | 0.36838 | 0.0014271 | [6 empty] | ETA | I | OLD |  |  | RHNBHDHD | 2 | 0.33333 | HOUETARHNBHDHDN09_OLDI_FBHGASE01 | 0.897 | HOUETARHNBHDHDN09_OLDI | HOUETARHNBHGASE01_OLDI | BHGASE01 | BHDHDN09 | ETA_OLDI | BHGASE01_BHDHDN09 | 4 | -0.25 | 1 | Supported
HOUETARHNBHDHDN07_OLDI_FBHGASE01_D33 | Residential heating technology - Direct district heating substation - plus connection pipe - plus distribution (heating density: medium ) - apartment complex - existing building - distributed level 0.33 | HOUDHD | HOUETARHN_OLDI_DMD | MKr20 | 2020 | 0.34009 | 0.0015352 | [6 empty] | ETA | I | OLD |  |  | RHNBHDHD | 2 | 0.33333 | HOUETARHNBHDHDN07_OLDI_FBHGASE01 | 0.897 | HOUETARHNBHDHDN07_OLDI | HOUETARHNBHGASE01_OLDI | BHGASE01 | BHDHDN07 | ETA_OLDI | BHGASE01_BHDHDN07 | 4 | -0.25 | 1 | Supported
HOUETARHNBHDHDN07_OLDI_FBHGASE01_D33 | Residential heating technology - Direct district heating substation - plus connection pipe - plus distribution (heating density: medium ) - apartment complex - existing building - distributed level 0.33 | HOUDHD | HOUETARHN_OLDI_DMD | MKr20 | 2025 | 0.33482 | 0.0015559 | [6 empty] | ETA | I | OLD |  |  | RHNBHDHD | 2 | 0.33333 | HOUETARHNBHDHDN07_OLDI_FBHGASE01 | 0.897 | HOUETARHNBHDHDN07_OLDI | HOUETARHNBHGASE01_OLDI | BHGASE01 | BHDHDN07 | ETA_OLDI | BHGASE01_BHDHDN07 | 4 | -0.25 | 1 | Supported
HOUETARHNBHDHDN07_OLDI_FBHGASE01_D33 | Residential heating technology - Direct district heating substation - plus connection pipe - plus distribution (heating density: medium ) - apartment complex - existing building - distributed level 0.33 | HOUDHD | HOUETARHN_OLDI_DMD | MKr20 | 2030 | 0.32968 | 0.001533 | [6 empty] | ETA | I | OLD |  |  | RHNBHDHD | 2 | 0.33333 | HOUETARHNBHDHDN07_OLDI_FBHGASE01 | 0.897 | HOUETARHNBHDHDN07_OLDI | HOUETARHNBHGASE01_OLDI | BHGASE01 | BHDHDN07 | ETA_OLDI | BHGASE01_BHDHDN07 | 4 | -0.25 | 1 | Supported
HOUETARHNBHDHDN07_OLDI_FBHGASE01_D33 | Residential heating technology - Direct district heating substation - plus connection pipe - plus distribution (heating density: medium ) - apartment complex - existing building - distributed level 0.33 | HOUDHD | HOUETARHN_OLDI_DMD | MKr20 | 2040 | 0.31978 | 0.0014865 | [6 empty] | ETA | I | OLD |  |  | RHNBHDHD | 2 | 0.33333 | HOUETARHNBHDHDN07_OLDI_FBHGASE01 | 0.897 | HOUETARHNBHDHDN07_OLDI | HOUETARHNBHGASE01_OLDI | BHGASE01 | BHDHDN07 | ETA_OLDI | BHGASE01_BHDHDN07 | 4 | -0.25 | 1 | Supported
HOUETARHNBHDHDN07_OLDI_FBHGASE01_D33 | Residential heating technology - Direct district heating substation - plus connection pipe - plus distribution (heating density: medium ) - apartment complex - existing building - distributed level 0.33 | HOUDHD | HOUETARHN_OLDI_DMD | MKr20 | 2050 | 0.31036 | 0.0014271 | [6 empty] | ETA | I | OLD |  |  | RHNBHDHD | 2 | 0.33333 | HOUETARHNBHDHDN07_OLDI_FBHGASE01 | 0.897 | HOUETARHNBHDHDN07_OLDI | HOUETARHNBHGASE01_OLDI | BHGASE01 | BHDHDN07 | ETA_OLDI | BHGASE01_BHDHDN07 | 4 | -0.25 | 1 | Supported
HOUETARHNBHDHDN05_OLDI_FBHGASE01_D33 | Residential heating technology - Direct district heating substation - plus connection pipe - plus distribution (heating density: high ) - apartment complex - existing building - distributed level 0.33 | HOUDHD | HOUETARHN_OLDI_DMD | MKr20 | 2020 | 0.28208 | 0.0015352 | [6 empty] | ETA | I | OLD |  |  | RHNBHDHD | 2 | 0.33333 | HOUETARHNBHDHDN05_OLDI_FBHGASE01 | 0.897 | HOUETARHNBHDHDN05_OLDI | HOUETARHNBHGASE01_OLDI | BHGASE01 | BHDHDN05 | ETA_OLDI | BHGASE01_BHDHDN05 | 4 | -0.25 | 1 | Supported
HOUETARHNBHDHDN05_OLDI_FBHGASE01_D33 | Residential heating technology - Direct district heating substation - plus connection pipe - plus distribution (heating density: high ) - apartment complex - existing building - distributed level 0.33 | HOUDHD | HOUETARHN_OLDI_DMD | MKr20 | 2025 | 0.27681 | 0.0015559 | [6 empty] | ETA | I | OLD |  |  | RHNBHDHD | 2 | 0.33333 | HOUETARHNBHDHDN05_OLDI_FBHGASE01 | 0.897 | HOUETARHNBHDHDN05_OLDI | HOUETARHNBHGASE01_OLDI | BHGASE01 | BHDHDN05 | ETA_OLDI | BHGASE01_BHDHDN05 | 4 | -0.25 | 1 | Supported
HOUETARHNBHDHDN05_OLDI_FBHGASE01_D33 | Residential heating technology - Direct district heating substation - plus connection pipe - plus distribution (heating density: high ) - apartment complex - existing building - distributed level 0.33 | HOUDHD | HOUETARHN_OLDI_DMD | MKr20 | 2030 | 0.27167 | 0.001533 | [6 empty] | ETA | I | OLD |  |  | RHNBHDHD | 2 | 0.33333 | HOUETARHNBHDHDN05_OLDI_FBHGASE01 | 0.897 | HOUETARHNBHDHDN05_OLDI | HOUETARHNBHGASE01_OLDI | BHGASE01 | BHDHDN05 | ETA_OLDI | BHGASE01_BHDHDN05 | 4 | -0.25 | 1 | Supported
HOUETARHNBHDHDN05_OLDI_FBHGASE01_D33 | Residential heating technology - Direct district heating substation - plus connection pipe - plus distribution (heating density: high ) - apartment complex - existing building - distributed level 0.33 | HOUDHD | HOUETARHN_OLDI_DMD | MKr20 | 2040 | 0.26177 | 0.0014865 | [6 empty] | ETA | I | OLD |  |  | RHNBHDHD | 2 | 0.33333 | HOUETARHNBHDHDN05_OLDI_FBHGASE01 | 0.897 | HOUETARHNBHDHDN05_OLDI | HOUETARHNBHGASE01_OLDI | BHGASE01 | BHDHDN05 | ETA_OLDI | BHGASE01_BHDHDN05 | 4 | -0.25 | 1 | Supported
HOUETARHNBHDHDN05_OLDI_FBHGASE01_D33 | Residential heating technology - Direct district heating substation - plus connection pipe - plus distribution (heating density: high ) - apartment complex - existing building - distributed level 0.33 | HOUDHD | HOUETARHN_OLDI_DMD | MKr20 | 2050 | 0.25235 | 0.0014271 | [6 empty] | ETA | I | OLD |  |  | RHNBHDHD | 2 | 0.33333 | HOUETARHNBHDHDN05_OLDI_FBHGASE01 | 0.897 | HOUETARHNBHDHDN05_OLDI | HOUETARHNBHGASE01_OLDI | BHGASE01 | BHDHDN05 | ETA_OLDI | BHGASE01_BHDHDN05 | 4 | -0.25 | 1 | Supported
HOUETARHNBHDHCN09_OLDI_FBHGASE01_D33 | Residential heating technology - Direct district heating substation - plus connection pipe - plus distribution (heating density: low ) - apartment complex - existing building - distributed level 0.33 | HOUDHC | HOUETARHN_OLDI_DMD | MKr20 | 2020 | 0.39811 | 0.0015352 | [6 empty] | ETA | I | OLD |  |  | RHNBHDHC | 2 | 0.33333 | HOUETARHNBHDHCN09_OLDI_FBHGASE01 | 0.897 | HOUETARHNBHDHCN09_OLDI | HOUETARHNBHGASE01_OLDI | BHGASE01 | BHDHCN09 | ETA_OLDI | BHGASE01_BHDHCN09 | 4 | -0.25 | 1 | Supported
HOUETARHNBHDHCN09_OLDI_FBHGASE01_D33 | Residential heating technology - Direct district heating substation - plus connection pipe - plus distribution (heating density: low ) - apartment complex - existing building - distributed level 0.33 | HOUDHC | HOUETARHN_OLDI_DMD | MKr20 | 2025 | 0.39284 | 0.0015559 | [6 empty] | ETA | I | OLD |  |  | RHNBHDHC | 2 | 0.33333 | HOUETARHNBHDHCN09_OLDI_FBHGASE01 | 0.897 | HOUETARHNBHDHCN09_OLDI | HOUETARHNBHGASE01_OLDI | BHGASE01 | BHDHCN09 | ETA_OLDI | BHGASE01_BHDHCN09 | 4 | -0.25 | 1 | Supported
HOUETARHNBHDHCN09_OLDI_FBHGASE01_D33 | Residential heating technology - Direct district heating substation - plus connection pipe - plus distribution (heating density: low ) - apartment complex - existing building - distributed level 0.33 | HOUDHC | HOUETARHN_OLDI_DMD | MKr20 | 2030 | 0.3877 | 0.001533 | [6 empty] | ETA | I | OLD |  |  | RHNBHDHC | 2 | 0.33333 | HOUETARHNBHDHCN09_OLDI_FBHGASE01 | 0.897 | HOUETARHNBHDHCN09_OLDI | HOUETARHNBHGASE01_OLDI | BHGASE01 | BHDHCN09 | ETA_OLDI | BHGASE01_BHDHCN09 | 4 | -0.25 | 1 | Supported
HOUETARHNBHDHCN09_OLDI_FBHGASE01_D33 | Residential heating technology - Direct district heating substation - plus connection pipe - plus distribution (heating density: low ) - apartment complex - existing building - distributed level 0.33 | HOUDHC | HOUETARHN_OLDI_DMD | MKr20 | 2040 | 0.37779 | 0.0014865 | [6 empty] | ETA | I | OLD |  |  | RHNBHDHC | 2 | 0.33333 | HOUETARHNBHDHCN09_OLDI_FBHGASE01 | 0.897 | HOUETARHNBHDHCN09_OLDI | HOUETARHNBHGASE01_OLDI | BHGASE01 | BHDHCN09 | ETA_OLDI | BHGASE01_BHDHCN09 | 4 | -0.25 | 1 | Supported
HOUETARHNBHDHCN09_OLDI_FBHGASE01_D33 | Residential heating technology - Direct district heating substation - plus connection pipe - plus distribution (heating density: low ) - apartment complex - existing building - distributed level 0.33 | HOUDHC | HOUETARHN_OLDI_DMD | MKr20 | 2050 | 0.36838 | 0.0014271 | [6 empty] | ETA | I | OLD |  |  | RHNBHDHC | 2 | 0.33333 | HOUETARHNBHDHCN09_OLDI_FBHGASE01 | 0.897 | HOUETARHNBHDHCN09_OLDI | HOUETARHNBHGASE01_OLDI | BHGASE01 | BHDHCN09 | ETA_OLDI | BHGASE01_BHDHCN09 | 4 | -0.25 | 1 | Supported
HOUETARHNBHDHCN07_OLDI_FBHGASE01_D33 | Residential heating technology - Direct district heating substation - plus connection pipe - plus distribution (heating density: medium ) - apartment complex - existing building - distributed level 0.33 | HOUDHC | HOUETARHN_OLDI_DMD | MKr20 | 2020 | 0.34009 | 0.0015352 | [6 empty] | ETA | I | OLD |  |  | RHNBHDHC | 2 | 0.33333 | HOUETARHNBHDHCN07_OLDI_FBHGASE01 | 0.897 | HOUETARHNBHDHCN07_OLDI | HOUETARHNBHGASE01_OLDI | BHGASE01 | BHDHCN07 | ETA_OLDI | BHGASE01_BHDHCN07 | 4 | -0.25 | 1 | Supported
HOUETARHNBHDHCN07_OLDI_FBHGASE01_D33 | Residential heating technology - Direct district heating substation - plus connection pipe - plus distribution (heating density: medium ) - apartment complex - existing building - distributed level 0.33 | HOUDHC | HOUETARHN_OLDI_DMD | MKr20 | 2025 | 0.33482 | 0.0015559 | [6 empty] | ETA | I | OLD |  |  | RHNBHDHC | 2 | 0.33333 | HOUETARHNBHDHCN07_OLDI_FBHGASE01 | 0.897 | HOUETARHNBHDHCN07_OLDI | HOUETARHNBHGASE01_OLDI | BHGASE01 | BHDHCN07 | ETA_OLDI | BHGASE01_BHDHCN07 | 4 | -0.25 | 1 | Supported
HOUETARHNBHDHCN07_OLDI_FBHGASE01_D33 | Residential heating technology - Direct district heating substation - plus connection pipe - plus distribution (heating density: medium ) - apartment complex - existing building - distributed level 0.33 | HOUDHC | HOUETARHN_OLDI_DMD | MKr20 | 2030 | 0.32968 | 0.001533 | [6 empty] | ETA | I | OLD |  |  | RHNBHDHC | 2 | 0.33333 | HOUETARHNBHDHCN07_OLDI_FBHGASE01 | 0.897 | HOUETARHNBHDHCN07_OLDI | HOUETARHNBHGASE01_OLDI | BHGASE01 | BHDHCN07 | ETA_OLDI | BHGASE01_BHDHCN07 | 4 | -0.25 | 1 | Supported
HOUETARHNBHDHCN07_OLDI_FBHGASE01_D33 | Residential heating technology - Direct district heating substation - plus connection pipe - plus distribution (heating density: medium ) - apartment complex - existing building - distributed level 0.33 | HOUDHC | HOUETARHN_OLDI_DMD | MKr20 | 2040 | 0.31978 | 0.0014865 | [6 empty] | ETA | I | OLD |  |  | RHNBHDHC | 2 | 0.33333 | HOUETARHNBHDHCN07_OLDI_FBHGASE01 | 0.897 | HOUETARHNBHDHCN07_OLDI | HOUETARHNBHGASE01_OLDI | BHGASE01 | BHDHCN07 | ETA_OLDI | BHGASE01_BHDHCN07 | 4 | -0.25 | 1 | Supported
HOUETARHNBHDHCN07_OLDI_FBHGASE01_D33 | Residential heating technology - Direct district heating substation - plus connection pipe - plus distribution (heating density: medium ) - apartment complex - existing building - distributed level 0.33 | HOUDHC | HOUETARHN_OLDI_DMD | MKr20 | 2050 | 0.31036 | 0.0014271 | [6 empty] | ETA | I | OLD |  |  | RHNBHDHC | 2 | 0.33333 | HOUETARHNBHDHCN07_OLDI_FBHGASE01 | 0.897 | HOUETARHNBHDHCN07_OLDI | HOUETARHNBHGASE01_OLDI | BHGASE01 | BHDHCN07 | ETA_OLDI | BHGASE01_BHDHCN07 | 4 | -0.25 | 1 | Supported
HOUETARHNBHDHCN05_OLDI_FBHGASE01_D33 | Residential heating technology - Direct district heating substation - plus connection pipe - plus distribution (heating density: high ) - apartment complex - existing building - distributed level 0.33 | HOUDHC | HOUETARHN_OLDI_DMD | MKr20 | 2020 | 0.28208 | 0.0015352 | [6 empty] | ETA | I | OLD |  |  | RHNBHDHC | 2 | 0.33333 | HOUETARHNBHDHCN05_OLDI_FBHGASE01 | 0.897 | HOUETARHNBHDHCN05_OLDI | HOUETARHNBHGASE01_OLDI | BHGASE01 | BHDHCN05 | ETA_OLDI | BHGASE01_BHDHCN05 | 4 | -0.25 | 1 | Supported
HOUETARHNBHDHCN05_OLDI_FBHGASE01_D33 | Residential heating technology - Direct district heating substation - plus connection pipe - plus distribution (heating density: high ) - apartment complex - existing building - distributed level 0.33 | HOUDHC | HOUETARHN_OLDI_DMD | MKr20 | 2025 | 0.27681 | 0.0015559 | [6 empty] | ETA | I | OLD |  |  | RHNBHDHC | 2 | 0.33333 | HOUETARHNBHDHCN05_OLDI_FBHGASE01 | 0.897 | HOUETARHNBHDHCN05_OLDI | HOUETARHNBHGASE01_OLDI | BHGASE01 | BHDHCN05 | ETA_OLDI | BHGASE01_BHDHCN05 | 4 | -0.25 | 1 | Supported
HOUETARHNBHDHCN05_OLDI_FBHGASE01_D33 | Residential heating technology - Direct district heating substation - plus connection pipe - plus distribution (heating density: high ) - apartment complex - existing building - distributed level 0.33 | HOUDHC | HOUETARHN_OLDI_DMD | MKr20 | 2030 | 0.27167 | 0.001533 | [6 empty] | ETA | I | OLD |  |  | RHNBHDHC | 2 | 0.33333 | HOUETARHNBHDHCN05_OLDI_FBHGASE01 | 0.897 | HOUETARHNBHDHCN05_OLDI | HOUETARHNBHGASE01_OLDI | BHGASE01 | BHDHCN05 | ETA_OLDI | BHGASE01_BHDHCN05 | 4 | -0.25 | 1 | Supported
HOUETARHNBHDHCN05_OLDI_FBHGASE01_D33 | Residential heating technology - Direct district heating substation - plus connection pipe - plus distribution (heating density: high ) - apartment complex - existing building - distributed level 0.33 | HOUDHC | HOUETARHN_OLDI_DMD | MKr20 | 2040 | 0.26177 | 0.0014865 | [6 empty] | ETA | I | OLD |  |  | RHNBHDHC | 2 | 0.33333 | HOUETARHNBHDHCN05_OLDI_FBHGASE01 | 0.897 | HOUETARHNBHDHCN05_OLDI | HOUETARHNBHGASE01_OLDI | BHGASE01 | BHDHCN05 | ETA_OLDI | BHGASE01_BHDHCN05 | 4 | -0.25 | 1 | Supported
HOUETARHNBHDHCN05_OLDI_FBHGASE01_D33 | Residential heating technology - Direct district heating substation - plus connection pipe - plus distribution (heating density: high ) - apartment complex - existing building - distributed level 0.33 | HOUDHC | HOUETARHN_OLDI_DMD | MKr20 | 2050 | 0.25235 | 0.0014271 | [6 empty] | ETA | I | OLD |  |  | RHNBHDHC | 2 | 0.33333 | HOUETARHNBHDHCN05_OLDI_FBHGASE01 | 0.897 | HOUETARHNBHDHCN05_OLDI | HOUETARHNBHGASE01_OLDI | BHGASE01 | BHDHCN05 | ETA_OLDI | BHGASE01_BHDHCN05 | 4 | -0.25 | 1 | Supported
HOUPARRHNHPELCN07_OLDC_FBHGASE01_D33 | Residential heating technology - Heat pump, Air-to-water, low-price product - single-family house - existing building - distributed level 0.33 | HOUELC, HOUAMB | HOUPARRHN_OLDC_DMD | MKr20 | 2020 | 8.4918 | 0.35537 | 0.32178 | [5 empty] | PAR | C | OLD | 3.1077 |  | RHNHPELC | 2 | 0.33333 | HOUPARRHNHPELCN07_OLDC_FBHGASE01 | 0.853 | HOUPARRHNHPELCN07_OLDC | HOUPARRHNBHGASE01_OLDC | BHGASE01 | HPELCN07 | PAR_OLDC | BHGASE01_HPELCN07 | 4 | -0.25 | 1 | Supported
HOUPARRHNHPELCN07_OLDC_FBHGASE01_D33 | Residential heating technology - Heat pump, Air-to-water, low-price product - single-family house - existing building - distributed level 0.33 | HOUELC, HOUAMB | HOUPARRHN_OLDC_DMD | MKr20 | 2025 | 7.7685 | 0.27257 | 0.30646 | [5 empty] | PAR | C | OLD | 3.2631 |  | RHNHPELC | 2 | 0.33333 | HOUPARRHNHPELCN07_OLDC_FBHGASE01 | 0.853 | HOUPARRHNHPELCN07_OLDC | HOUPARRHNBHGASE01_OLDC | BHGASE01 | HPELCN07 | PAR_OLDC | BHGASE01_HPELCN07 | 4 | -0.25 | 1 | Supported
HOUPARRHNHPELCN07_OLDC_FBHGASE01_D33 | Residential heating technology - Heat pump, Air-to-water, low-price product - single-family house - existing building - distributed level 0.33 | HOUELC, HOUAMB | HOUPARRHN_OLDC_DMD | MKr20 | 2030 | 7.0451 | 0.26933 | 0.29253 | [5 empty] | PAR | C | OLD | 3.4185 |  | RHNHPELC | 2 | 0.33333 | HOUPARRHNHPELCN07_OLDC_FBHGASE01 | 0.853 | HOUPARRHNHPELCN07_OLDC | HOUPARRHNBHGASE01_OLDC | BHGASE01 | HPELCN07 | PAR_OLDC | BHGASE01_HPELCN07 | 4 | -0.25 | 1 | Supported
HOUPARRHNHPELCN07_OLDC_FBHGASE01_D33 | Residential heating technology - Heat pump, Air-to-water, low-price product - single-family house - existing building - distributed level 0.33 | HOUELC, HOUAMB | HOUPARRHN_OLDC_DMD | MKr20 | 2040 | 6.4688 | 0.26331 | 0.27981 | [5 empty] | PAR | C | OLD | 3.5738 |  | RHNHPELC | 2 | 0.33333 | HOUPARRHNHPELCN07_OLDC_FBHGASE01 | 0.853 | HOUPARRHNHPELCN07_OLDC | HOUPARRHNBHGASE01_OLDC | BHGASE01 | HPELCN07 | PAR_OLDC | BHGASE01_HPELCN07 | 4 | -0.25 | 1 | Supported
HOUPARRHNHPELCN07_OLDC_FBHGASE01_D33 | Residential heating technology - Heat pump, Air-to-water, low-price product - single-family house - existing building - distributed level 0.33 | HOUELC, HOUAMB | HOUPARRHN_OLDC_DMD | MKr20 | 2050 | 5.8925 | 0.2573 | 0.27193 | [5 empty] | PAR | C | OLD | 3.6774 |  | RHNHPELC | 2 | 0.33333 | HOUPARRHNHPELCN07_OLDC_FBHGASE01 | 0.853 | HOUPARRHNHPELCN07_OLDC | HOUPARRHNBHGASE01_OLDC | BHGASE01 | HPELCN07 | PAR_OLDC | BHGASE01_HPELCN07 | 4 | -0.25 | 1 | Supported
HOUPARRHNHPELCN05_OLDC_FBHGASE01_D33 | Residential heating technology - Heat pump, Air-to-water - leasing - single-family house - existing building - distributed level 0.33 | HOUELC, HOUAMB | HOUPARRHN_OLDC_DMD | MKr20 | 2020 | 5.4102 | 0.9839 | 0.30646 | [5 empty] | PAR | C | OLD | 3.2631 |  | RHNHPELC | 2 | 0.33333 | HOUPARRHNHPELCN05_OLDC_FBHGASE01 | 0.853 | HOUPARRHNHPELCN05_OLDC | HOUPARRHNBHGASE01_OLDC | BHGASE01 | HPELCN05 | PAR_OLDC | BHGASE01_HPELCN05 | 4 | -0.25 | 1 | Supported
HOUPARRHNHPELCN05_OLDC_FBHGASE01_D33 | Residential heating technology - Heat pump, Air-to-water - leasing - single-family house - existing building - distributed level 0.33 | HOUELC, HOUAMB | HOUPARRHN_OLDC_DMD | MKr20 | 2025 | 4.9903 | 0.84862 | 0.29253 | [5 empty] | PAR | C | OLD | 3.4185 |  | RHNHPELC | 2 | 0.33333 | HOUPARRHNHPELCN05_OLDC_FBHGASE01 | 0.853 | HOUPARRHNHPELCN05_OLDC | HOUPARRHNBHGASE01_OLDC | BHGASE01 | HPELCN05 | PAR_OLDC | BHGASE01_HPELCN05 | 4 | -0.25 | 1 | Supported
HOUPARRHNHPELCN05_OLDC_FBHGASE01_D33 | Residential heating technology - Heat pump, Air-to-water - leasing - single-family house - existing building - distributed level 0.33 | HOUELC, HOUAMB | HOUPARRHN_OLDC_DMD | MKr20 | 2030 | 4.5704 | 0.79289 | 0.27981 | [5 empty] | PAR | C | OLD | 3.5738 |  | RHNHPELC | 2 | 0.33333 | HOUPARRHNHPELCN05_OLDC_FBHGASE01 | 0.853 | HOUPARRHNHPELCN05_OLDC | HOUPARRHNBHGASE01_OLDC | BHGASE01 | HPELCN05 | PAR_OLDC | BHGASE01_HPELCN05 | 4 | -0.25 | 1 | Supported
HOUPARRHNHPELCN05_OLDC_FBHGASE01_D33 | Residential heating technology - Heat pump, Air-to-water - leasing - single-family house - existing building - distributed level 0.33 | HOUELC, HOUAMB | HOUPARRHN_OLDC_DMD | MKr20 | 2040 | 4.2298 | 0.74431 | 0.26815 | [5 empty] | PAR | C | OLD | 3.7292 |  | RHNHPELC | 2 | 0.33333 | HOUPARRHNHPELCN05_OLDC_FBHGASE01 | 0.853 | HOUPARRHNHPELCN05_OLDC | HOUPARRHNBHGASE01_OLDC | BHGASE01 | HPELCN05 | PAR_OLDC | BHGASE01_HPELCN05 | 4 | -0.25 | 1 | Supported
HOUPARRHNHPELCN05_OLDC_FBHGASE01_D33 | Residential heating technology - Heat pump, Air-to-water - leasing - single-family house - existing building - distributed level 0.33 | HOUELC, HOUAMB | HOUPARRHN_OLDC_DMD | MKr20 | 2050 | 3.8893 | 0.69572 | 0.26091 | [5 empty] | PAR | C | OLD | 3.8328 |  | RHNHPELC | 2 | 0.33333 | HOUPARRHNHPELCN05_OLDC_FBHGASE01 | 0.853 | HOUPARRHNHPELCN05_OLDC | HOUPARRHNBHGASE01_OLDC | BHGASE01 | HPELCN05 | PAR_OLDC | BHGASE01_HPELCN05 | 4 | -0.25 | 1 | Supported
HOUPARRHNHPELCN04_OLDC_FBHGASE01_D33 | Residential heating technology - Heat pump, Ground source - single-family house - existing building - distributed level 0.33 | HOUELC, HOUAMB | HOUPARRHN_OLDC_DMD | MKr20 | 2020 | 14.3298 | 0.28377 | 0.27981 | [5 empty] | PAR | C | OLD | 3.5738 |  | RHNHPELC | 2 | 0.33333 | HOUPARRHNHPELCN04_OLDC_FBHGASE01 | 0.853 | HOUPARRHNHPELCN04_OLDC | HOUPARRHNBHGASE01_OLDC | BHGASE01 | HPELCN04 | PAR_OLDC | BHGASE01_HPELCN04 | 4 | -0.25 | 1 | Supported
HOUPARRHNHPELCN04_OLDC_FBHGASE01_D33 | Residential heating technology - Heat pump, Ground source - single-family house - existing building - distributed level 0.33 | HOUELC, HOUAMB | HOUPARRHN_OLDC_DMD | MKr20 | 2025 | 13.6133 | 0.20097 | 0.27193 | [5 empty] | PAR | C | OLD | 3.6774 |  | RHNHPELC | 2 | 0.33333 | HOUPARRHNHPELCN04_OLDC_FBHGASE01 | 0.853 | HOUPARRHNHPELCN04_OLDC | HOUPARRHNBHGASE01_OLDC | BHGASE01 | HPELCN04 | PAR_OLDC | BHGASE01_HPELCN04 | 4 | -0.25 | 1 | Supported
HOUPARRHNHPELCN04_OLDC_FBHGASE01_D33 | Residential heating technology - Heat pump, Ground source - single-family house - existing building - distributed level 0.33 | HOUELC, HOUAMB | HOUPARRHN_OLDC_DMD | MKr20 | 2030 | 12.8968 | 0.19772 | 0.26448 | [5 empty] | PAR | C | OLD | 3.781 |  | RHNHPELC | 2 | 0.33333 | HOUPARRHNHPELCN04_OLDC_FBHGASE01 | 0.853 | HOUPARRHNHPELCN04_OLDC | HOUPARRHNBHGASE01_OLDC | BHGASE01 | HPELCN04 | PAR_OLDC | BHGASE01_HPELCN04 | 4 | -0.25 | 1 | Supported
HOUPARRHNHPELCN04_OLDC_FBHGASE01_D33 | Residential heating technology - Heat pump, Ground source - single-family house - existing building - distributed level 0.33 | HOUELC, HOUAMB | HOUPARRHN_OLDC_DMD | MKr20 | 2040 | 12.252 | 0.19171 | 0.25404 | [5 empty] | PAR | C | OLD | 3.9364 |  | RHNHPELC | 2 | 0.33333 | HOUPARRHNHPELCN04_OLDC_FBHGASE01 | 0.853 | HOUPARRHNHPELCN04_OLDC | HOUPARRHNBHGASE01_OLDC | BHGASE01 | HPELCN04 | PAR_OLDC | BHGASE01_HPELCN04 | 4 | -0.25 | 1 | Supported
HOUPARRHNHPELCN04_OLDC_FBHGASE01_D33 | Residential heating technology - Heat pump, Ground source - single-family house - existing building - distributed level 0.33 | HOUELC, HOUAMB | HOUPARRHN_OLDC_DMD | MKr20 | 2050 | 11.6072 | 0.18569 | 0.25074 | [5 empty] | PAR | C | OLD | 3.9882 |  | RHNHPELC | 2 | 0.33333 | HOUPARRHNHPELCN04_OLDC_FBHGASE01 | 0.853 | HOUPARRHNHPELCN04_OLDC | HOUPARRHNBHGASE01_OLDC | BHGASE01 | HPELCN04 | PAR_OLDC | BHGASE01_HPELCN04 | 4 | -0.25 | 1 | Supported
HOUPARRHNHPELCN03_OLDC_FBHGASE01_D33 | Residential heating technology - Heat pump, Air-to-water - single-family house - existing building - distributed level 0.33 | HOUELC, HOUAMB | HOUPARRHN_OLDC_DMD | MKr20 | 2020 | 10.8203 | 0.30764 | 0.30646 | [5 empty] | PAR | C | OLD | 3.2631 |  | RHNHPELC | 2 | 0.33333 | HOUPARRHNHPELCN03_OLDC_FBHGASE01 | 0.853 | HOUPARRHNHPELCN03_OLDC | HOUPARRHNBHGASE01_OLDC | BHGASE01 | HPELCN03 | PAR_OLDC | BHGASE01_HPELCN03 | 4 | -0.25 | 1 | Supported
HOUPARRHNHPELCN03_OLDC_FBHGASE01_D33 | Residential heating technology - Heat pump, Air-to-water - single-family house - existing building - distributed level 0.33 | HOUELC, HOUAMB | HOUPARRHN_OLDC_DMD | MKr20 | 2025 | 9.9805 | 0.22483 | 0.29253 | [5 empty] | PAR | C | OLD | 3.4185 |  | RHNHPELC | 2 | 0.33333 | HOUPARRHNHPELCN03_OLDC_FBHGASE01 | 0.853 | HOUPARRHNHPELCN03_OLDC | HOUPARRHNBHGASE01_OLDC | BHGASE01 | HPELCN03 | PAR_OLDC | BHGASE01_HPELCN03 | 4 | -0.25 | 1 | Supported
HOUPARRHNHPELCN03_OLDC_FBHGASE01_D33 | Residential heating technology - Heat pump, Air-to-water - single-family house - existing building - distributed level 0.33 | HOUELC, HOUAMB | HOUPARRHN_OLDC_DMD | MKr20 | 2030 | 9.1408 | 0.22159 | 0.27981 | [5 empty] | PAR | C | OLD | 3.5738 |  | RHNHPELC | 2 | 0.33333 | HOUPARRHNHPELCN03_OLDC_FBHGASE01 | 0.853 | HOUPARRHNHPELCN03_OLDC | HOUPARRHNBHGASE01_OLDC | BHGASE01 | HPELCN03 | PAR_OLDC | BHGASE01_HPELCN03 | 4 | -0.25 | 1 | Supported
HOUPARRHNHPELCN03_OLDC_FBHGASE01_D33 | Residential heating technology - Heat pump, Air-to-water - single-family house - existing building - distributed level 0.33 | HOUELC, HOUAMB | HOUPARRHN_OLDC_DMD | MKr20 | 2040 | 8.4597 | 0.21558 | 0.26815 | [5 empty] | PAR | C | OLD | 3.7292 |  | RHNHPELC | 2 | 0.33333 | HOUPARRHNHPELCN03_OLDC_FBHGASE01 | 0.853 | HOUPARRHNHPELCN03_OLDC | HOUPARRHNBHGASE01_OLDC | BHGASE01 | HPELCN03 | PAR_OLDC | BHGASE01_HPELCN03 | 4 | -0.25 | 1 | Supported
HOUPARRHNHPELCN03_OLDC_FBHGASE01_D33 | Residential heating technology - Heat pump, Air-to-water - single-family house - existing building - distributed level 0.33 | HOUELC, HOUAMB | HOUPARRHN_OLDC_DMD | MKr20 | 2050 | 7.7786 | 0.20956 | 0.26091 | [5 empty] | PAR | C | OLD | 3.8328 |  | RHNHPELC | 2 | 0.33333 | HOUPARRHNHPELCN03_OLDC_FBHGASE01 | 0.853 | HOUPARRHNHPELCN03_OLDC | HOUPARRHNBHGASE01_OLDC | BHGASE01 | HPELCN03 | PAR_OLDC | BHGASE01_HPELCN03 | 4 | -0.25 | 1 | Supported
HOUPARRHNHPELCN02_OLDC_FBHGASE01_D33 | Residential heating technology - Heat pump, Air-to-air - single-family house - existing building - distributed level 0.33 | HOUELC, HOUAMB | HOUPARRHN_OLDC_DMD | MKr20 | 2020 | 1.9871 | 0.15994 | 0.19904 | [5 empty] | PAR | C | OLD | 5.0241 |  | RHNHPELC | 2 | 0.33333 | HOUPARRHNHPELCN02_OLDC_FBHGASE01 | 0.853 | HOUPARRHNHPELCN02_OLDC | HOUPARRHNBHGASE01_OLDC | BHGASE01 | HPELCN02 | PAR_OLDC | BHGASE01_HPELCN02 | 5 | 0 | 1.1 | Unlikely
HOUPARRHNHPELCN02_OLDC_FBHGASE01_D33 | Residential heating technology - Heat pump, Air-to-air - single-family house - existing building - distributed level 0.33 | HOUELC, HOUAMB | HOUPARRHN_OLDC_DMD | MKr20 | 2025 | 1.9385 | 0.10866 | 0.18928 | [5 empty] | PAR | C | OLD | 5.2831 |  | RHNHPELC | 2 | 0.33333 | HOUPARRHNHPELCN02_OLDC_FBHGASE01 | 0.853 | HOUPARRHNHPELCN02_OLDC | HOUPARRHNBHGASE01_OLDC | BHGASE01 | HPELCN02 | PAR_OLDC | BHGASE01_HPELCN02 | 5 | 0 | 1.1 | Unlikely
HOUPARRHNHPELCN02_OLDC_FBHGASE01_D33 | Residential heating technology - Heat pump, Air-to-air - single-family house - existing building - distributed level 0.33 | HOUELC, HOUAMB | HOUPARRHN_OLDC_DMD | MKr20 | 2030 | 1.8899 | 0.10666 | 0.18214 | [5 empty] | PAR | C | OLD | 5.4902 |  | RHNHPELC | 2 | 0.33333 | HOUPARRHNHPELCN02_OLDC_FBHGASE01 | 0.853 | HOUPARRHNHPELCN02_OLDC | HOUPARRHNBHGASE01_OLDC | BHGASE01 | HPELCN02 | PAR_OLDC | BHGASE01_HPELCN02 | 5 | 0 | 1.1 | Unlikely
HOUPARRHNHPELCN02_OLDC_FBHGASE01_D33 | Residential heating technology - Heat pump, Air-to-air - single-family house - existing building - distributed level 0.33 | HOUELC, HOUAMB | HOUPARRHN_OLDC_DMD | MKr20 | 2040 | 1.7998 | 0.10293 | 0.17552 | [5 empty] | PAR | C | OLD | 5.6974 |  | RHNHPELC | 2 | 0.33333 | HOUPARRHNHPELCN02_OLDC_FBHGASE01 | 0.853 | HOUPARRHNHPELCN02_OLDC | HOUPARRHNBHGASE01_OLDC | BHGASE01 | HPELCN02 | PAR_OLDC | BHGASE01_HPELCN02 | 5 | 0 | 1.1 | Unlikely
HOUPARRHNHPELCN02_OLDC_FBHGASE01_D33 | Residential heating technology - Heat pump, Air-to-air - single-family house - existing building - distributed level 0.33 | HOUELC, HOUAMB | HOUPARRHN_OLDC_DMD | MKr20 | 2050 | 1.7097 | 0.099207 | 0.17238 | [5 empty] | PAR | C | OLD | 5.801 |  | RHNHPELC | 2 | 0.33333 | HOUPARRHNHPELCN02_OLDC_FBHGASE01 | 0.853 | HOUPARRHNHPELCN02_OLDC | HOUPARRHNBHGASE01_OLDC | BHGASE01 | HPELCN02 | PAR_OLDC | BHGASE01_HPELCN02 | 5 | 0 | 1.1 | Unlikely
HOUPARRHNDIELCN06_OLDC_FBHGASE01_D33 | Residential heating technology - Electric heating - electric panel from Bauhaus - single-family house - new building - distributed level 0.33 | HOUELC | HOUPARRHN_OLDC_DMD | MKr20 | 2020 | 0.56157 | 0 | [6 empty] | PAR | C | OLD |  |  | RHNDIELC | 2 | 0.33333 | HOUPARRHNDIELCN06_OLDC_FBHGASE01 | 0.853 | HOUPARRHNDIELCN06_OLDC | HOUPARRHNBHGASE01_OLDC | BHGASE01 | DIELCN06 | PAR_OLDC | BHGASE01_DIELCN06 | 5 | 0 | 1.1 | Unlikely
HOUPARRHNDIELCN06_OLDC_FBHGASE01_D33 | Residential heating technology - Electric heating - electric panel from Bauhaus - single-family house - new building - distributed level 0.33 | HOUELC | HOUPARRHN_OLDC_DMD | MKr20 | 2025 | 0.56157 | 0 | [6 empty] | PAR | C | OLD |  |  | RHNDIELC | 2 | 0.33333 | HOUPARRHNDIELCN06_OLDC_FBHGASE01 | 0.853 | HOUPARRHNDIELCN06_OLDC | HOUPARRHNBHGASE01_OLDC | BHGASE01 | DIELCN06 | PAR_OLDC | BHGASE01_DIELCN06 | 5 | 0 | 1.1 | Unlikely
HOUPARRHNDIELCN06_OLDC_FBHGASE01_D33 | Residential heating technology - Electric heating - electric panel from Bauhaus - single-family house - new building - distributed level 0.33 | HOUELC | HOUPARRHN_OLDC_DMD | MKr20 | 2030 | 0.56157 | 0 | [6 empty] | PAR | C | OLD |  |  | RHNDIELC | 2 | 0.33333 | HOUPARRHNDIELCN06_OLDC_FBHGASE01 | 0.853 | HOUPARRHNDIELCN06_OLDC | HOUPARRHNBHGASE01_OLDC | BHGASE01 | DIELCN06 | PAR_OLDC | BHGASE01_DIELCN06 | 5 | 0 | 1.1 | Unlikely
HOUPARRHNDIELCN06_OLDC_FBHGASE01_D33 | Residential heating technology - Electric heating - electric panel from Bauhaus - single-family house - new building - distributed level 0.33 | HOUELC | HOUPARRHN_OLDC_DMD | MKr20 | 2040 | 0.56157 | 0 | [6 empty] | PAR | C | OLD |  |  | RHNDIELC | 2 | 0.33333 | HOUPARRHNDIELCN06_OLDC_FBHGASE01 | 0.853 | HOUPARRHNDIELCN06_OLDC | HOUPARRHNBHGASE01_OLDC | BHGASE01 | DIELCN06 | PAR_OLDC | BHGASE01_DIELCN06 | 5 | 0 | 1.1 | Unlikely
HOUPARRHNDIELCN06_OLDC_FBHGASE01_D33 | Residential heating technology - Electric heating - electric panel from Bauhaus - single-family house - new building - distributed level 0.33 | HOUELC | HOUPARRHN_OLDC_DMD | MKr20 | 2050 | 0.56157 | 0 | [6 empty] | PAR | C | OLD |  |  | RHNDIELC | 2 | 0.33333 | HOUPARRHNDIELCN06_OLDC_FBHGASE01 | 0.853 | HOUPARRHNDIELCN06_OLDC | HOUPARRHNBHGASE01_OLDC | BHGASE01 | DIELCN06 | PAR_OLDC | BHGASE01_DIELCN06 | 5 | 0 | 1.1 | Unlikely
HOUPARRHNDIELCN01_OLDC_FBHGASE01_D33 | Residential heating technology - Electric heating - single-family house - new building - distributed level 0.33 | HOUELC | HOUPARRHN_OLDC_DMD | MKr20 | 2020 | 6.8232 | 0.055321 | [6 empty] | PAR | C | OLD |  |  | RHNDIELC | 2 | 0.33333 | HOUPARRHNDIELCN01_OLDC_FBHGASE01 | 0.853 | HOUPARRHNDIELCN01_OLDC | HOUPARRHNBHGASE01_OLDC | BHGASE01 | DIELCN01 | PAR_OLDC | BHGASE01_DIELCN01 | 5 | 0 | 1.1 | Unlikely
HOUPARRHNDIELCN01_OLDC_FBHGASE01_D33 | Residential heating technology - Electric heating - single-family house - new building - distributed level 0.33 | HOUELC | HOUPARRHN_OLDC_DMD | MKr20 | 2025 | 6.6543 | 0.055321 | [6 empty] | PAR | C | OLD |  |  | RHNDIELC | 2 | 0.33333 | HOUPARRHNDIELCN01_OLDC_FBHGASE01 | 0.853 | HOUPARRHNDIELCN01_OLDC | HOUPARRHNBHGASE01_OLDC | BHGASE01 | DIELCN01 | PAR_OLDC | BHGASE01_DIELCN01 | 5 | 0 | 1.1 | Unlikely
HOUPARRHNDIELCN01_OLDC_FBHGASE01_D33 | Residential heating technology - Electric heating - single-family house - new building - distributed level 0.33 | HOUELC | HOUPARRHN_OLDC_DMD | MKr20 | 2030 | 6.4896 | 0.053016 | [6 empty] | PAR | C | OLD |  |  | RHNDIELC | 2 | 0.33333 | HOUPARRHNDIELCN01_OLDC_FBHGASE01 | 0.853 | HOUPARRHNDIELCN01_OLDC | HOUPARRHNBHGASE01_OLDC | BHGASE01 | DIELCN01 | PAR_OLDC | BHGASE01_DIELCN01 | 5 | 0 | 1.1 | Unlikely
HOUPARRHNDIELCN01_OLDC_FBHGASE01_D33 | Residential heating technology - Electric heating - single-family house - new building - distributed level 0.33 | HOUELC | HOUPARRHN_OLDC_DMD | MKr20 | 2040 | 6.1723 | 0.050711 | [6 empty] | PAR | C | OLD |  |  | RHNDIELC | 2 | 0.33333 | HOUPARRHNDIELCN01_OLDC_FBHGASE01 | 0.853 | HOUPARRHNDIELCN01_OLDC | HOUPARRHNBHGASE01_OLDC | BHGASE01 | DIELCN01 | PAR_OLDC | BHGASE01_DIELCN01 | 5 | 0 | 1.1 | Unlikely
HOUPARRHNDIELCN01_OLDC_FBHGASE01_D33 | Residential heating technology - Electric heating - single-family house - new building - distributed level 0.33 | HOUELC | HOUPARRHN_OLDC_DMD | MKr20 | 2050 | 5.8706 | 0.048406 | [6 empty] | PAR | C | OLD |  |  | RHNDIELC | 2 | 0.33333 | HOUPARRHNDIELCN01_OLDC_FBHGASE01 | 0.853 | HOUPARRHNDIELCN01_OLDC | HOUPARRHNBHGASE01_OLDC | BHGASE01 | DIELCN01 | PAR_OLDC | BHGASE01_DIELCN01 | 5 | 0 | 1.1 | Unlikely
HOUPARRHNBHWPEN01_OLDC_FBHGASE01_D33 | Residential heating technology - Biomass boiler, automatic stoking , wood pellets or wood chips - single-family house - existing building - distributed level 0.33 | HOUWPE | HOUPARRHN_OLDC_DMD | MKr20 | 2020 | 4.3731 | 0.38809 |  | 25 | 14 | 70 | 2 | 4 | PAR | C | OLD |  |  | RHNBHWPE | 2 | 0.33333 | HOUPARRHNBHWPEN01_OLDC_FBHGASE01 | 0.853 | HOUPARRHNBHWPEN01_OLDC | HOUPARRHNBHGASE01_OLDC | BHGASE01 | BHWPEN01 | PAR_OLDC | BHGASE01_BHWPEN01 | 6 | 0 | 1 | New
HOUPARRHNBHWPEN01_OLDC_FBHGASE01_D33 | Residential heating technology - Biomass boiler, automatic stoking , wood pellets or wood chips - single-family house - existing building - distributed level 0.33 | HOUWPE | HOUPARRHN_OLDC_DMD | MKr20 | 2025 | 4.2648 | 0.38137 |  | 25 | 14 | 60 | 2 | 4 | PAR | C | OLD |  |  | RHNBHWPE | 2 | 0.33333 | HOUPARRHNBHWPEN01_OLDC_FBHGASE01 | 0.853 | HOUPARRHNBHWPEN01_OLDC | HOUPARRHNBHGASE01_OLDC | BHGASE01 | BHWPEN01 | PAR_OLDC | BHGASE01_BHWPEN01 | 6 | 0 | 1 | New
HOUPARRHNBHWPEN01_OLDC_FBHGASE01_D33 | Residential heating technology - Biomass boiler, automatic stoking , wood pellets or wood chips - single-family house - existing building - distributed level 0.33 | HOUWPE | HOUPARRHN_OLDC_DMD | MKr20 | 2030 | 4.1593 | 0.37629 |  | 25 | 11 | 50 | 1 | 4 | PAR | C | OLD |  |  | RHNBHWPE | 2 | 0.33333 | HOUPARRHNBHWPEN01_OLDC_FBHGASE01 | 0.853 | HOUPARRHNBHWPEN01_OLDC | HOUPARRHNBHGASE01_OLDC | BHGASE01 | BHWPEN01 | PAR_OLDC | BHGASE01_BHWPEN01 | 6 | 0 | 1 | New
HOUPARRHNBHWPEN01_OLDC_FBHGASE01_D33 | Residential heating technology - Biomass boiler, automatic stoking , wood pellets or wood chips - single-family house - existing building - distributed level 0.33 | HOUWPE | HOUPARRHN_OLDC_DMD | MKr20 | 2040 | 3.9559 | 0.35964 |  | 25 | 9 | 45 | 1 | 4 | PAR | C | OLD |  |  | RHNBHWPE | 2 | 0.33333 | HOUPARRHNBHWPEN01_OLDC_FBHGASE01 | 0.853 | HOUPARRHNBHWPEN01_OLDC | HOUPARRHNBHGASE01_OLDC | BHGASE01 | BHWPEN01 | PAR_OLDC | BHGASE01_BHWPEN01 | 6 | 0 | 1 | New
HOUPARRHNBHWPEN01_OLDC_FBHGASE01_D33 | Residential heating technology - Biomass boiler, automatic stoking , wood pellets or wood chips - single-family house - existing building - distributed level 0.33 | HOUWPE | HOUPARRHN_OLDC_DMD | MKr20 | 2050 | 4.7031 | 0.42965 |  | 25 | 9 | 40 | 0 | 4 | PAR | C | OLD |  |  | RHNBHWPE | 2 | 0.33333 | HOUPARRHNBHWPEN01_OLDC_FBHGASE01 | 0.853 | HOUPARRHNBHWPEN01_OLDC | HOUPARRHNBHGASE01_OLDC | BHGASE01 | BHWPEN01 | PAR_OLDC | BHGASE01_BHWPEN01 | 6 | 0 | 1 | New
HOUPARRHNBHSOLN01_OLDC_FBHGASE01_D33 | Residential heating technology - Solar heating system - single-family house - existing building - distributed level 0.33 | HOUSOL | HOUPARRHN_OLDC_DMD | MKr20 | 2020 | 7.498 | 0.086357 | [6 empty] | PAR | C | OLD |  |  | RHNBHSOL | 2 | 0.33333 | HOUPARRHNBHSOLN01_OLDC_FBHGASE01 | 0.853 | HOUPARRHNBHSOLN01_OLDC | HOUPARRHNBHGASE01_OLDC | BHGASE01 | BHSOLN01 | PAR_OLDC | BHGASE01_BHSOLN01 | 5 | 0 | 1.1 | Unlikely
HOUPARRHNBHSOLN01_OLDC_FBHGASE01_D33 | Residential heating technology - Solar heating system - single-family house - existing building - distributed level 0.33 | HOUSOL | HOUPARRHN_OLDC_DMD | MKr20 | 2025 | 7.3124 | 0.081089 | [6 empty] | PAR | C | OLD |  |  | RHNBHSOL | 2 | 0.33333 | HOUPARRHNBHSOLN01_OLDC_FBHGASE01 | 0.853 | HOUPARRHNBHSOLN01_OLDC | HOUPARRHNBHGASE01_OLDC | BHGASE01 | BHSOLN01 | PAR_OLDC | BHGASE01_BHSOLN01 | 5 | 0 | 1.1 | Unlikely
HOUPARRHNBHSOLN01_OLDC_FBHGASE01_D33 | Residential heating technology - Solar heating system - single-family house - existing building - distributed level 0.33 | HOUSOL | HOUPARRHN_OLDC_DMD | MKr20 | 2030 | 7.1315 | 0.079113 | [6 empty] | PAR | C | OLD |  |  | RHNBHSOL | 2 | 0.33333 | HOUPARRHNBHSOLN01_OLDC_FBHGASE01 | 0.853 | HOUPARRHNBHSOLN01_OLDC | HOUPARRHNBHGASE01_OLDC | BHGASE01 | BHSOLN01 | PAR_OLDC | BHGASE01_BHSOLN01 | 5 | 0 | 1.1 | Unlikely
HOUPARRHNBHSOLN01_OLDC_FBHGASE01_D33 | Residential heating technology - Solar heating system - single-family house - existing building - distributed level 0.33 | HOUSOL | HOUPARRHN_OLDC_DMD | MKr20 | 2040 | 6.7828 | 0.074832 | [6 empty] | PAR | C | OLD |  |  | RHNBHSOL | 2 | 0.33333 | HOUPARRHNBHSOLN01_OLDC_FBHGASE01 | 0.853 | HOUPARRHNBHSOLN01_OLDC | HOUPARRHNBHGASE01_OLDC | BHGASE01 | BHSOLN01 | PAR_OLDC | BHGASE01_BHSOLN01 | 5 | 0 | 1.1 | Unlikely
HOUPARRHNBHSOLN01_OLDC_FBHGASE01_D33 | Residential heating technology - Solar heating system - single-family house - existing building - distributed level 0.33 | HOUSOL | HOUPARRHN_OLDC_DMD | MKr20 | 2050 | 6.4512 | 0.070551 | [6 empty] | PAR | C | OLD |  |  | RHNBHSOL | 2 | 0.33333 | HOUPARRHNBHSOLN01_OLDC_FBHGASE01 | 0.853 | HOUPARRHNBHSOLN01_OLDC | HOUPARRHNBHGASE01_OLDC | BHGASE01 | BHSOLN01 | PAR_OLDC | BHGASE01_BHSOLN01 | 5 | 0 | 1.1 | Unlikely
HOUPARRHNBHGASN01_OLDC_FBHGASE01_D33 | Residential heating technology - Natural gas boiler - single-family house - existing building - distributed level 0.33 | HOUGAS | HOUPARRHN_OLDC_DMD | MKr20 | 2020 | 1.4794 | 0.09463 |  | 0.43 | 0.1 | 20.4 | 1 | 1 | PAR | C | OLD |  |  | RHNBHGAS | 2 | 0.33333 | HOUPARRHNBHGASN01_OLDC_FBHGASE01 | 0.853 | HOUPARRHNBHGASN01_OLDC | HOUPARRHNBHGASE01_OLDC | BHGASE01 | BHGASN01 | PAR_OLDC | BHGASE01_BHGASN01 | 6 | 0 | 1 | New
HOUPARRHNBHGASN01_OLDC_FBHGASE01_D33 | Residential heating technology - Natural gas boiler - single-family house - existing building - distributed level 0.33 | HOUGAS | HOUPARRHN_OLDC_DMD | MKr20 | 2025 | 1.4428 | 0.093032 |  | 0.43 | 0.1 | 20.4 | 1 | 1 | PAR | C | OLD |  |  | RHNBHGAS | 2 | 0.33333 | HOUPARRHNBHGASN01_OLDC_FBHGASE01 | 0.853 | HOUPARRHNBHGASN01_OLDC | HOUPARRHNBHGASE01_OLDC | BHGASE01 | BHGASN01 | PAR_OLDC | BHGASE01_BHGASN01 | 6 | 0 | 1 | New
HOUPARRHNBHGASN01_OLDC_FBHGASE01_D33 | Residential heating technology - Natural gas boiler - single-family house - existing building - distributed level 0.33 | HOUGAS | HOUPARRHN_OLDC_DMD | MKr20 | 2030 | 1.4071 | 0.092235 |  | 0.43 | 0.1 | 20.4 | 1 | 1 | PAR | C | OLD |  |  | RHNBHGAS | 2 | 0.33333 | HOUPARRHNBHGASN01_OLDC_FBHGASE01 | 0.853 | HOUPARRHNBHGASN01_OLDC | HOUPARRHNBHGASE01_OLDC | BHGASE01 | BHGASN01 | PAR_OLDC | BHGASE01_BHGASN01 | 6 | 0 | 1 | New
HOUPARRHNBHGASN01_OLDC_FBHGASE01_D33 | Residential heating technology - Natural gas boiler - single-family house - existing building - distributed level 0.33 | HOUGAS | HOUPARRHN_OLDC_DMD | MKr20 | 2040 | 1.3383 | 0.087206 |  | 0.43 | 0.1 | 20.4 | 1 | 1 | PAR | C | OLD |  |  | RHNBHGAS | 2 | 0.33333 | HOUPARRHNBHGASN01_OLDC_FBHGASE01 | 0.853 | HOUPARRHNBHGASN01_OLDC | HOUPARRHNBHGASE01_OLDC | BHGASE01 | BHGASN01 | PAR_OLDC | BHGASE01_BHGASN01 | 6 | 0 | 1 | New
HOUPARRHNBHGASN01_OLDC_FBHGASE01_D33 | Residential heating technology - Natural gas boiler - single-family house - existing building - distributed level 0.33 | HOUGAS | HOUPARRHN_OLDC_DMD | MKr20 | 2050 | 1.2729 | 0.084074 |  | 0.43 | 0.1 | 20.4 | 1 | 1 | PAR | C | OLD |  |  | RHNBHGAS | 2 | 0.33333 | HOUPARRHNBHGASN01_OLDC_FBHGASE01 | 0.853 | HOUPARRHNBHGASN01_OLDC | HOUPARRHNBHGASE01_OLDC | BHGASE01 | BHGASN01 | PAR_OLDC | BHGASE01_BHGASN01 | 6 | 0 | 1 | New
HOUPARRHNBHDHCN03_OLDC_FBHGASE01_D33 | Residential heating technology - Direct district heating substation - plus connection pipe - single-family house - existing building - distributed level 0.33 | HOUDHC | HOUPARRHN_OLDC_DMD | MKr20 | 2020 | 2.7489 | 0.028099 | [6 empty] | PAR | C | OLD |  |  | RHNBHDHC | 2 | 0.33333 | HOUPARRHNBHDHCN03_OLDC_FBHGASE01 | 0.853 | HOUPARRHNBHDHCN03_OLDC | HOUPARRHNBHGASE01_OLDC | BHGASE01 | BHDHCN03 | PAR_OLDC | BHGASE01_BHDHCN03 | 6 | 0 | 1 | New
HOUPARRHNBHDHCN03_OLDC_FBHGASE01_D33 | Residential heating technology - Direct district heating substation - plus connection pipe - single-family house - existing building - distributed level 0.33 | HOUDHC | HOUPARRHN_OLDC_DMD | MKr20 | 2025 | 2.717 | 0.027891 | [6 empty] | PAR | C | OLD |  |  | RHNBHDHC | 2 | 0.33333 | HOUPARRHNBHDHCN03_OLDC_FBHGASE01 | 0.853 | HOUPARRHNBHDHCN03_OLDC | HOUPARRHNBHGASE01_OLDC | BHGASE01 | BHDHCN03 | PAR_OLDC | BHGASE01_BHDHCN03 | 6 | 0 | 1 | New
HOUPARRHNBHDHCN03_OLDC_FBHGASE01_D33 | Residential heating technology - Direct district heating substation - plus connection pipe - single-family house - existing building - distributed level 0.33 | HOUDHC | HOUPARRHN_OLDC_DMD | MKr20 | 2030 | 2.6904 | 0.027393 | [6 empty] | PAR | C | OLD |  |  | RHNBHDHC | 2 | 0.33333 | HOUPARRHNBHDHCN03_OLDC_FBHGASE01 | 0.853 | HOUPARRHNBHDHCN03_OLDC | HOUPARRHNBHGASE01_OLDC | BHGASE01 | BHDHCN03 | PAR_OLDC | BHGASE01_BHDHCN03 | 6 | 0 | 1 | New
HOUPARRHNBHDHCN03_OLDC_FBHGASE01_D33 | Residential heating technology - Direct district heating substation - plus connection pipe - single-family house - existing building - distributed level 0.33 | HOUDHC | HOUPARRHN_OLDC_DMD | MKr20 | 2040 | 2.6425 | 0.026213 | [6 empty] | PAR | C | OLD |  |  | RHNBHDHC | 2 | 0.33333 | HOUPARRHNBHDHCN03_OLDC_FBHGASE01 | 0.853 | HOUPARRHNBHDHCN03_OLDC | HOUPARRHNBHGASE01_OLDC | BHGASE01 | BHDHCN03 | PAR_OLDC | BHGASE01_BHDHCN03 | 6 | 0 | 1 | New
HOUPARRHNBHDHCN03_OLDC_FBHGASE01_D33 | Residential heating technology - Direct district heating substation - plus connection pipe - single-family house - existing building - distributed level 0.33 | HOUDHC | HOUPARRHN_OLDC_DMD | MKr20 | 2050 | 2.5894 | 0.024497 | [6 empty] | PAR | C | OLD |  |  | RHNBHDHC | 2 | 0.33333 | HOUPARRHNBHDHCN03_OLDC_FBHGASE01 | 0.853 | HOUPARRHNBHDHCN03_OLDC | HOUPARRHNBHGASE01_OLDC | BHGASE01 | BHDHCN03 | PAR_OLDC | BHGASE01_BHDHCN03 | 6 | 0 | 1 | New
HOUPARRHNHPELCN07_OLDD_FBHGASE01_D33 | Residential heating technology - Heat pump, Air-to-water, low-price product - single-family house - existing building - distributed level 0.33 | HOUELC, HOUAMB | HOUPARRHN_OLDD_DMD | MKr20 | 2020 | 8.4918 | 0.35537 | 0.32178 | [5 empty] | PAR | D | OLD | 3.1077 |  | RHNHPELC | 2 | 0.33333 | HOUPARRHNHPELCN07_OLDD_FBHGASE01 | 0.853 | HOUPARRHNHPELCN07_OLDD | HOUPARRHNBHGASE01_OLDD | BHGASE01 | HPELCN07 | PAR_OLDD | BHGASE01_HPELCN07 | 4 | -0.25 | 1 | Supported
HOUPARRHNHPELCN07_OLDD_FBHGASE01_D33 | Residential heating technology - Heat pump, Air-to-water, low-price product - single-family house - existing building - distributed level 0.33 | HOUELC, HOUAMB | HOUPARRHN_OLDD_DMD | MKr20 | 2025 | 7.7685 | 0.27257 | 0.30646 | [5 empty] | PAR | D | OLD | 3.2631 |  | RHNHPELC | 2 | 0.33333 | HOUPARRHNHPELCN07_OLDD_FBHGASE01 | 0.853 | HOUPARRHNHPELCN07_OLDD | HOUPARRHNBHGASE01_OLDD | BHGASE01 | HPELCN07 | PAR_OLDD | BHGASE01_HPELCN07 | 4 | -0.25 | 1 | Supported
HOUPARRHNHPELCN07_OLDD_FBHGASE01_D33 | Residential heating technology - Heat pump, Air-to-water, low-price product - single-family house - existing building - distributed level 0.33 | HOUELC, HOUAMB | HOUPARRHN_OLDD_DMD | MKr20 | 2030 | 7.0451 | 0.26933 | 0.29253 | [5 empty] | PAR | D | OLD | 3.4185 |  | RHNHPELC | 2 | 0.33333 | HOUPARRHNHPELCN07_OLDD_FBHGASE01 | 0.853 | HOUPARRHNHPELCN07_OLDD | HOUPARRHNBHGASE01_OLDD | BHGASE01 | HPELCN07 | PAR_OLDD | BHGASE01_HPELCN07 | 4 | -0.25 | 1 | Supported
HOUPARRHNHPELCN07_OLDD_FBHGASE01_D33 | Residential heating technology - Heat pump, Air-to-water, low-price product - single-family house - existing building - distributed level 0.33 | HOUELC, HOUAMB | HOUPARRHN_OLDD_DMD | MKr20 | 2040 | 6.4688 | 0.26331 | 0.27981 | [5 empty] | PAR | D | OLD | 3.5738 |  | RHNHPELC | 2 | 0.33333 | HOUPARRHNHPELCN07_OLDD_FBHGASE01 | 0.853 | HOUPARRHNHPELCN07_OLDD | HOUPARRHNBHGASE01_OLDD | BHGASE01 | HPELCN07 | PAR_OLDD | BHGASE01_HPELCN07 | 4 | -0.25 | 1 | Supported
HOUPARRHNHPELCN07_OLDD_FBHGASE01_D33 | Residential heating technology - Heat pump, Air-to-water, low-price product - single-family house - existing building - distributed level 0.33 | HOUELC, HOUAMB | HOUPARRHN_OLDD_DMD | MKr20 | 2050 | 5.8925 | 0.2573 | 0.27193 | [5 empty] | PAR | D | OLD | 3.6774 |  | RHNHPELC | 2 | 0.33333 | HOUPARRHNHPELCN07_OLDD_FBHGASE01 | 0.853 | HOUPARRHNHPELCN07_OLDD | HOUPARRHNBHGASE01_OLDD | BHGASE01 | HPELCN07 | PAR_OLDD | BHGASE01_HPELCN07 | 4 | -0.25 | 1 | Supported
HOUPARRHNHPELCN05_OLDD_FBHGASE01_D33 | Residential heating technology - Heat pump, Air-to-water - leasing - single-family house - existing building - distributed level 0.33 | HOUELC, HOUAMB | HOUPARRHN_OLDD_DMD | MKr20 | 2020 | 5.4102 | 0.9839 | 0.30646 | [5 empty] | PAR | D | OLD | 3.2631 |  | RHNHPELC | 2 | 0.33333 | HOUPARRHNHPELCN05_OLDD_FBHGASE01 | 0.853 | HOUPARRHNHPELCN05_OLDD | HOUPARRHNBHGASE01_OLDD | BHGASE01 | HPELCN05 | PAR_OLDD | BHGASE01_HPELCN05 | 4 | -0.25 | 1 | Supported
HOUPARRHNHPELCN05_OLDD_FBHGASE01_D33 | Residential heating technology - Heat pump, Air-to-water - leasing - single-family house - existing building - distributed level 0.33 | HOUELC, HOUAMB | HOUPARRHN_OLDD_DMD | MKr20 | 2025 | 4.9903 | 0.84862 | 0.29253 | [5 empty] | PAR | D | OLD | 3.4185 |  | RHNHPELC | 2 | 0.33333 | HOUPARRHNHPELCN05_OLDD_FBHGASE01 | 0.853 | HOUPARRHNHPELCN05_OLDD | HOUPARRHNBHGASE01_OLDD | BHGASE01 | HPELCN05 | PAR_OLDD | BHGASE01_HPELCN05 | 4 | -0.25 | 1 | Supported
HOUPARRHNHPELCN05_OLDD_FBHGASE01_D33 | Residential heating technology - Heat pump, Air-to-water - leasing - single-family house - existing building - distributed level 0.33 | HOUELC, HOUAMB | HOUPARRHN_OLDD_DMD | MKr20 | 2030 | 4.5704 | 0.79289 | 0.27981 | [5 empty] | PAR | D | OLD | 3.5738 |  | RHNHPELC | 2 | 0.33333 | HOUPARRHNHPELCN05_OLDD_FBHGASE01 | 0.853 | HOUPARRHNHPELCN05_OLDD | HOUPARRHNBHGASE01_OLDD | BHGASE01 | HPELCN05 | PAR_OLDD | BHGASE01_HPELCN05 | 4 | -0.25 | 1 | Supported
HOUPARRHNHPELCN05_OLDD_FBHGASE01_D33 | Residential heating technology - Heat pump, Air-to-water - leasing - single-family house - existing building - distributed level 0.33 | HOUELC, HOUAMB | HOUPARRHN_OLDD_DMD | MKr20 | 2040 | 4.2298 | 0.74431 | 0.26815 | [5 empty] | PAR | D | OLD | 3.7292 |  | RHNHPELC | 2 | 0.33333 | HOUPARRHNHPELCN05_OLDD_FBHGASE01 | 0.853 | HOUPARRHNHPELCN05_OLDD | HOUPARRHNBHGASE01_OLDD | BHGASE01 | HPELCN05 | PAR_OLDD | BHGASE01_HPELCN05 | 4 | -0.25 | 1 | Supported
HOUPARRHNHPELCN05_OLDD_FBHGASE01_D33 | Residential heating technology - Heat pump, Air-to-water - leasing - single-family house - existing building - distributed level 0.33 | HOUELC, HOUAMB | HOUPARRHN_OLDD_DMD | MKr20 | 2050 | 3.8893 | 0.69572 | 0.26091 | [5 empty] | PAR | D | OLD | 3.8328 |  | RHNHPELC | 2 | 0.33333 | HOUPARRHNHPELCN05_OLDD_FBHGASE01 | 0.853 | HOUPARRHNHPELCN05_OLDD | HOUPARRHNBHGASE01_OLDD | BHGASE01 | HPELCN05 | PAR_OLDD | BHGASE01_HPELCN05 | 4 | -0.25 | 1 | Supported
HOUPARRHNHPELCN04_OLDD_FBHGASE01_D33 | Residential heating technology - Heat pump, Ground source - single-family house - existing building - distributed level 0.33 | HOUELC, HOUAMB | HOUPARRHN_OLDD_DMD | MKr20 | 2020 | 14.3298 | 0.28377 | 0.27981 | [5 empty] | PAR | D | OLD | 3.5738 |  | RHNHPELC | 2 | 0.33333 | HOUPARRHNHPELCN04_OLDD_FBHGASE01 | 0.853 | HOUPARRHNHPELCN04_OLDD | HOUPARRHNBHGASE01_OLDD | BHGASE01 | HPELCN04 | PAR_OLDD | BHGASE01_HPELCN04 | 4 | -0.25 | 1 | Supported
HOUPARRHNHPELCN04_OLDD_FBHGASE01_D33 | Residential heating technology - Heat pump, Ground source - single-family house - existing building - distributed level 0.33 | HOUELC, HOUAMB | HOUPARRHN_OLDD_DMD | MKr20 | 2025 | 13.6133 | 0.20097 | 0.27193 | [5 empty] | PAR | D | OLD | 3.6774 |  | RHNHPELC | 2 | 0.33333 | HOUPARRHNHPELCN04_OLDD_FBHGASE01 | 0.853 | HOUPARRHNHPELCN04_OLDD | HOUPARRHNBHGASE01_OLDD | BHGASE01 | HPELCN04 | PAR_OLDD | BHGASE01_HPELCN04 | 4 | -0.25 | 1 | Supported
HOUPARRHNHPELCN04_OLDD_FBHGASE01_D33 | Residential heating technology - Heat pump, Ground source - single-family house - existing building - distributed level 0.33 | HOUELC, HOUAMB | HOUPARRHN_OLDD_DMD | MKr20 | 2030 | 12.8968 | 0.19772 | 0.26448 | [5 empty] | PAR | D | OLD | 3.781 |  | RHNHPELC | 2 | 0.33333 | HOUPARRHNHPELCN04_OLDD_FBHGASE01 | 0.853 | HOUPARRHNHPELCN04_OLDD | HOUPARRHNBHGASE01_OLDD | BHGASE01 | HPELCN04 | PAR_OLDD | BHGASE01_HPELCN04 | 4 | -0.25 | 1 | Supported
HOUPARRHNHPELCN04_OLDD_FBHGASE01_D33 | Residential heating technology - Heat pump, Ground source - single-family house - existing building - distributed level 0.33 | HOUELC, HOUAMB | HOUPARRHN_OLDD_DMD | MKr20 | 2040 | 12.252 | 0.19171 | 0.25404 | [5 empty] | PAR | D | OLD | 3.9364 |  | RHNHPELC | 2 | 0.33333 | HOUPARRHNHPELCN04_OLDD_FBHGASE01 | 0.853 | HOUPARRHNHPELCN04_OLDD | HOUPARRHNBHGASE01_OLDD | BHGASE01 | HPELCN04 | PAR_OLDD | BHGASE01_HPELCN04 | 4 | -0.25 | 1 | Supported
HOUPARRHNHPELCN04_OLDD_FBHGASE01_D33 | Residential heating technology - Heat pump, Ground source - single-family house - existing building - distributed level 0.33 | HOUELC, HOUAMB | HOUPARRHN_OLDD_DMD | MKr20 | 2050 | 11.6072 | 0.18569 | 0.25074 | [5 empty] | PAR | D | OLD | 3.9882 |  | RHNHPELC | 2 | 0.33333 | HOUPARRHNHPELCN04_OLDD_FBHGASE01 | 0.853 | HOUPARRHNHPELCN04_OLDD | HOUPARRHNBHGASE01_OLDD | BHGASE01 | HPELCN04 | PAR_OLDD | BHGASE01_HPELCN04 | 4 | -0.25 | 1 | Supported
HOUPARRHNHPELCN03_OLDD_FBHGASE01_D33 | Residential heating technology - Heat pump, Air-to-water - single-family house - existing building - distributed level 0.33 | HOUELC, HOUAMB | HOUPARRHN_OLDD_DMD | MKr20 | 2020 | 10.8203 | 0.30764 | 0.30646 | [5 empty] | PAR | D | OLD | 3.2631 |  | RHNHPELC | 2 | 0.33333 | HOUPARRHNHPELCN03_OLDD_FBHGASE01 | 0.853 | HOUPARRHNHPELCN03_OLDD | HOUPARRHNBHGASE01_OLDD | BHGASE01 | HPELCN03 | PAR_OLDD | BHGASE01_HPELCN03 | 4 | -0.25 | 1 | Supported
HOUPARRHNHPELCN03_OLDD_FBHGASE01_D33 | Residential heating technology - Heat pump, Air-to-water - single-family house - existing building - distributed level 0.33 | HOUELC, HOUAMB | HOUPARRHN_OLDD_DMD | MKr20 | 2025 | 9.9805 | 0.22483 | 0.29253 | [5 empty] | PAR | D | OLD | 3.4185 |  | RHNHPELC | 2 | 0.33333 | HOUPARRHNHPELCN03_OLDD_FBHGASE01 | 0.853 | HOUPARRHNHPELCN03_OLDD | HOUPARRHNBHGASE01_OLDD | BHGASE01 | HPELCN03 | PAR_OLDD | BHGASE01_HPELCN03 | 4 | -0.25 | 1 | Supported
HOUPARRHNHPELCN03_OLDD_FBHGASE01_D33 | Residential heating technology - Heat pump, Air-to-water - single-family house - existing building - distributed level 0.33 | HOUELC, HOUAMB | HOUPARRHN_OLDD_DMD | MKr20 | 2030 | 9.1408 | 0.22159 | 0.27981 | [5 empty] | PAR | D | OLD | 3.5738 |  | RHNHPELC | 2 | 0.33333 | HOUPARRHNHPELCN03_OLDD_FBHGASE01 | 0.853 | HOUPARRHNHPELCN03_OLDD | HOUPARRHNBHGASE01_OLDD | BHGASE01 | HPELCN03 | PAR_OLDD | BHGASE01_HPELCN03 | 4 | -0.25 | 1 | Supported
HOUPARRHNHPELCN03_OLDD_FBHGASE01_D33 | Residential heating technology - Heat pump, Air-to-water - single-family house - existing building - distributed level 0.33 | HOUELC, HOUAMB | HOUPARRHN_OLDD_DMD | MKr20 | 2040 | 8.4597 | 0.21558 | 0.26815 | [5 empty] | PAR | D | OLD | 3.7292 |  | RHNHPELC | 2 | 0.33333 | HOUPARRHNHPELCN03_OLDD_FBHGASE01 | 0.853 | HOUPARRHNHPELCN03_OLDD | HOUPARRHNBHGASE01_OLDD | BHGASE01 | HPELCN03 | PAR_OLDD | BHGASE01_HPELCN03 | 4 | -0.25 | 1 | Supported
HOUPARRHNHPELCN03_OLDD_FBHGASE01_D33 | Residential heating technology - Heat pump, Air-to-water - single-family house - existing building - distributed level 0.33 | HOUELC, HOUAMB | HOUPARRHN_OLDD_DMD | MKr20 | 2050 | 7.7786 | 0.20956 | 0.26091 | [5 empty] | PAR | D | OLD | 3.8328 |  | RHNHPELC | 2 | 0.33333 | HOUPARRHNHPELCN03_OLDD_FBHGASE01 | 0.853 | HOUPARRHNHPELCN03_OLDD | HOUPARRHNBHGASE01_OLDD | BHGASE01 | HPELCN03 | PAR_OLDD | BHGASE01_HPELCN03 | 4 | -0.25 | 1 | Supported
HOUPARRHNHPELCN02_OLDD_FBHGASE01_D33 | Residential heating technology - Heat pump, Air-to-air - single-family house - existing building - distributed level 0.33 | HOUELC, HOUAMB | HOUPARRHN_OLDD_DMD | MKr20 | 2020 | 1.9871 | 0.15994 | 0.19904 | [5 empty] | PAR | D | OLD | 5.0241 |  | RHNHPELC | 2 | 0.33333 | HOUPARRHNHPELCN02_OLDD_FBHGASE01 | 0.853 | HOUPARRHNHPELCN02_OLDD | HOUPARRHNBHGASE01_OLDD | BHGASE01 | HPELCN02 | PAR_OLDD | BHGASE01_HPELCN02 | 5 | 0 | 1.1 | Unlikely
HOUPARRHNHPELCN02_OLDD_FBHGASE01_D33 | Residential heating technology - Heat pump, Air-to-air - single-family house - existing building - distributed level 0.33 | HOUELC, HOUAMB | HOUPARRHN_OLDD_DMD | MKr20 | 2025 | 1.9385 | 0.10866 | 0.18928 | [5 empty] | PAR | D | OLD | 5.2831 |  | RHNHPELC | 2 | 0.33333 | HOUPARRHNHPELCN02_OLDD_FBHGASE01 | 0.853 | HOUPARRHNHPELCN02_OLDD | HOUPARRHNBHGASE01_OLDD | BHGASE01 | HPELCN02 | PAR_OLDD | BHGASE01_HPELCN02 | 5 | 0 | 1.1 | Unlikely
HOUPARRHNHPELCN02_OLDD_FBHGASE01_D33 | Residential heating technology - Heat pump, Air-to-air - single-family house - existing building - distributed level 0.33 | HOUELC, HOUAMB | HOUPARRHN_OLDD_DMD | MKr20 | 2030 | 1.8899 | 0.10666 | 0.18214 | [5 empty] | PAR | D | OLD | 5.4902 |  | RHNHPELC | 2 | 0.33333 | HOUPARRHNHPELCN02_OLDD_FBHGASE01 | 0.853 | HOUPARRHNHPELCN02_OLDD | HOUPARRHNBHGASE01_OLDD | BHGASE01 | HPELCN02 | PAR_OLDD | BHGASE01_HPELCN02 | 5 | 0 | 1.1 | Unlikely
HOUPARRHNHPELCN02_OLDD_FBHGASE01_D33 | Residential heating technology - Heat pump, Air-to-air - single-family house - existing building - distributed level 0.33 | HOUELC, HOUAMB | HOUPARRHN_OLDD_DMD | MKr20 | 2040 | 1.7998 | 0.10293 | 0.17552 | [5 empty] | PAR | D | OLD | 5.6974 |  | RHNHPELC | 2 | 0.33333 | HOUPARRHNHPELCN02_OLDD_FBHGASE01 | 0.853 | HOUPARRHNHPELCN02_OLDD | HOUPARRHNBHGASE01_OLDD | BHGASE01 | HPELCN02 | PAR_OLDD | BHGASE01_HPELCN02 | 5 | 0 | 1.1 | Unlikely
HOUPARRHNHPELCN02_OLDD_FBHGASE01_D33 | Residential heating technology - Heat pump, Air-to-air - single-family house - existing building - distributed level 0.33 | HOUELC, HOUAMB | HOUPARRHN_OLDD_DMD | MKr20 | 2050 | 1.7097 | 0.099207 | 0.17238 | [5 empty] | PAR | D | OLD | 5.801 |  | RHNHPELC | 2 | 0.33333 | HOUPARRHNHPELCN02_OLDD_FBHGASE01 | 0.853 | HOUPARRHNHPELCN02_OLDD | HOUPARRHNBHGASE01_OLDD | BHGASE01 | HPELCN02 | PAR_OLDD | BHGASE01_HPELCN02 | 5 | 0 | 1.1 | Unlikely
HOUPARRHNDIELCN06_OLDD_FBHGASE01_D33 | Residential heating technology - Electric heating - electric panel from Bauhaus - single-family house - new building - distributed level 0.33 | HOUELC | HOUPARRHN_OLDD_DMD | MKr20 | 2020 | 0.56157 | 0 | [6 empty] | PAR | D | OLD |  |  | RHNDIELC | 2 | 0.33333 | HOUPARRHNDIELCN06_OLDD_FBHGASE01 | 0.853 | HOUPARRHNDIELCN06_OLDD | HOUPARRHNBHGASE01_OLDD | BHGASE01 | DIELCN06 | PAR_OLDD | BHGASE01_DIELCN06 | 5 | 0 | 1.1 | Unlikely
HOUPARRHNDIELCN06_OLDD_FBHGASE01_D33 | Residential heating technology - Electric heating - electric panel from Bauhaus - single-family house - new building - distributed level 0.33 | HOUELC | HOUPARRHN_OLDD_DMD | MKr20 | 2025 | 0.56157 | 0 | [6 empty] | PAR | D | OLD |  |  | RHNDIELC | 2 | 0.33333 | HOUPARRHNDIELCN06_OLDD_FBHGASE01 | 0.853 | HOUPARRHNDIELCN06_OLDD | HOUPARRHNBHGASE01_OLDD | BHGASE01 | DIELCN06 | PAR_OLDD | BHGASE01_DIELCN06 | 5 | 0 | 1.1 | Unlikely
HOUPARRHNDIELCN06_OLDD_FBHGASE01_D33 | Residential heating technology - Electric heating - electric panel from Bauhaus - single-family house - new building - distributed level 0.33 | HOUELC | HOUPARRHN_OLDD_DMD | MKr20 | 2030 | 0.56157 | 0 | [6 empty] | PAR | D | OLD |  |  | RHNDIELC | 2 | 0.33333 | HOUPARRHNDIELCN06_OLDD_FBHGASE01 | 0.853 | HOUPARRHNDIELCN06_OLDD | HOUPARRHNBHGASE01_OLDD | BHGASE01 | DIELCN06 | PAR_OLDD | BHGASE01_DIELCN06 | 5 | 0 | 1.1 | Unlikely
HOUPARRHNDIELCN06_OLDD_FBHGASE01_D33 | Residential heating technology - Electric heating - electric panel from Bauhaus - single-family house - new building - distributed level 0.33 | HOUELC | HOUPARRHN_OLDD_DMD | MKr20 | 2040 | 0.56157 | 0 | [6 empty] | PAR | D | OLD |  |  | RHNDIELC | 2 | 0.33333 | HOUPARRHNDIELCN06_OLDD_FBHGASE01 | 0.853 | HOUPARRHNDIELCN06_OLDD | HOUPARRHNBHGASE01_OLDD | BHGASE01 | DIELCN06 | PAR_OLDD | BHGASE01_DIELCN06 | 5 | 0 | 1.1 | Unlikely
HOUPARRHNDIELCN06_OLDD_FBHGASE01_D33 | Residential heating technology - Electric heating - electric panel from Bauhaus - single-family house - new building - distributed level 0.33 | HOUELC | HOUPARRHN_OLDD_DMD | MKr20 | 2050 | 0.56157 | 0 | [6 empty] | PAR | D | OLD |  |  | RHNDIELC | 2 | 0.33333 | HOUPARRHNDIELCN06_OLDD_FBHGASE01 | 0.853 | HOUPARRHNDIELCN06_OLDD | HOUPARRHNBHGASE01_OLDD | BHGASE01 | DIELCN06 | PAR_OLDD | BHGASE01_DIELCN06 | 5 | 0 | 1.1 | Unlikely
HOUPARRHNDIELCN01_OLDD_FBHGASE01_D33 | Residential heating technology - Electric heating - single-family house - new building - distributed level 0.33 | HOUELC | HOUPARRHN_OLDD_DMD | MKr20 | 2020 | 6.8232 | 0.055321 | [6 empty] | PAR | D | OLD |  |  | RHNDIELC | 2 | 0.33333 | HOUPARRHNDIELCN01_OLDD_FBHGASE01 | 0.853 | HOUPARRHNDIELCN01_OLDD | HOUPARRHNBHGASE01_OLDD | BHGASE01 | DIELCN01 | PAR_OLDD | BHGASE01_DIELCN01 | 5 | 0 | 1.1 | Unlikely
HOUPARRHNDIELCN01_OLDD_FBHGASE01_D33 | Residential heating technology - Electric heating - single-family house - new building - distributed level 0.33 | HOUELC | HOUPARRHN_OLDD_DMD | MKr20 | 2025 | 6.6543 | 0.055321 | [6 empty] | PAR | D | OLD |  |  | RHNDIELC | 2 | 0.33333 | HOUPARRHNDIELCN01_OLDD_FBHGASE01 | 0.853 | HOUPARRHNDIELCN01_OLDD | HOUPARRHNBHGASE01_OLDD | BHGASE01 | DIELCN01 | PAR_OLDD | BHGASE01_DIELCN01 | 5 | 0 | 1.1 | Unlikely
HOUPARRHNDIELCN01_OLDD_FBHGASE01_D33 | Residential heating technology - Electric heating - single-family house - new building - distributed level 0.33 | HOUELC | HOUPARRHN_OLDD_DMD | MKr20 | 2030 | 6.4896 | 0.053016 | [6 empty] | PAR | D | OLD |  |  | RHNDIELC | 2 | 0.33333 | HOUPARRHNDIELCN01_OLDD_FBHGASE01 | 0.853 | HOUPARRHNDIELCN01_OLDD | HOUPARRHNBHGASE01_OLDD | BHGASE01 | DIELCN01 | PAR_OLDD | BHGASE01_DIELCN01 | 5 | 0 | 1.1 | Unlikely
HOUPARRHNDIELCN01_OLDD_FBHGASE01_D33 | Residential heating technology - Electric heating - single-family house - new building - distributed level 0.33 | HOUELC | HOUPARRHN_OLDD_DMD | MKr20 | 2040 | 6.1723 | 0.050711 | [6 empty] | PAR | D | OLD |  |  | RHNDIELC | 2 | 0.33333 | HOUPARRHNDIELCN01_OLDD_FBHGASE01 | 0.853 | HOUPARRHNDIELCN01_OLDD | HOUPARRHNBHGASE01_OLDD | BHGASE01 | DIELCN01 | PAR_OLDD | BHGASE01_DIELCN01 | 5 | 0 | 1.1 | Unlikely
HOUPARRHNDIELCN01_OLDD_FBHGASE01_D33 | Residential heating technology - Electric heating - single-family house - new building - distributed level 0.33 | HOUELC | HOUPARRHN_OLDD_DMD | MKr20 | 2050 | 5.8706 | 0.048406 | [6 empty] | PAR | D | OLD |  |  | RHNDIELC | 2 | 0.33333 | HOUPARRHNDIELCN01_OLDD_FBHGASE01 | 0.853 | HOUPARRHNDIELCN01_OLDD | HOUPARRHNBHGASE01_OLDD | BHGASE01 | DIELCN01 | PAR_OLDD | BHGASE01_DIELCN01 | 5 | 0 | 1.1 | Unlikely
HOUPARRHNBHWPEN01_OLDD_FBHGASE01_D33 | Residential heating technology - Biomass boiler, automatic stoking , wood pellets or wood chips - single-family house - existing building - distributed level 0.33 | HOUWPE | HOUPARRHN_OLDD_DMD | MKr20 | 2020 | 4.3731 | 0.38809 |  | 25 | 14 | 70 | 2 | 4 | PAR | D | OLD |  |  | RHNBHWPE | 2 | 0.33333 | HOUPARRHNBHWPEN01_OLDD_FBHGASE01 | 0.853 | HOUPARRHNBHWPEN01_OLDD | HOUPARRHNBHGASE01_OLDD | BHGASE01 | BHWPEN01 | PAR_OLDD | BHGASE01_BHWPEN01 | 6 | 0 | 1 | New
HOUPARRHNBHWPEN01_OLDD_FBHGASE01_D33 | Residential heating technology - Biomass boiler, automatic stoking , wood pellets or wood chips - single-family house - existing building - distributed level 0.33 | HOUWPE | HOUPARRHN_OLDD_DMD | MKr20 | 2025 | 4.2648 | 0.38137 |  | 25 | 14 | 60 | 2 | 4 | PAR | D | OLD |  |  | RHNBHWPE | 2 | 0.33333 | HOUPARRHNBHWPEN01_OLDD_FBHGASE01 | 0.853 | HOUPARRHNBHWPEN01_OLDD | HOUPARRHNBHGASE01_OLDD | BHGASE01 | BHWPEN01 | PAR_OLDD | BHGASE01_BHWPEN01 | 6 | 0 | 1 | New
HOUPARRHNBHWPEN01_OLDD_FBHGASE01_D33 | Residential heating technology - Biomass boiler, automatic stoking , wood pellets or wood chips - single-family house - existing building - distributed level 0.33 | HOUWPE | HOUPARRHN_OLDD_DMD | MKr20 | 2030 | 4.1593 | 0.37629 |  | 25 | 11 | 50 | 1 | 4 | PAR | D | OLD |  |  | RHNBHWPE | 2 | 0.33333 | HOUPARRHNBHWPEN01_OLDD_FBHGASE01 | 0.853 | HOUPARRHNBHWPEN01_OLDD | HOUPARRHNBHGASE01_OLDD | BHGASE01 | BHWPEN01 | PAR_OLDD | BHGASE01_BHWPEN01 | 6 | 0 | 1 | New
HOUPARRHNBHWPEN01_OLDD_FBHGASE01_D33 | Residential heating technology - Biomass boiler, automatic stoking , wood pellets or wood chips - single-family house - existing building - distributed level 0.33 | HOUWPE | HOUPARRHN_OLDD_DMD | MKr20 | 2040 | 3.9559 | 0.35964 |  | 25 | 9 | 45 | 1 | 4 | PAR | D | OLD |  |  | RHNBHWPE | 2 | 0.33333 | HOUPARRHNBHWPEN01_OLDD_FBHGASE01 | 0.853 | HOUPARRHNBHWPEN01_OLDD | HOUPARRHNBHGASE01_OLDD | BHGASE01 | BHWPEN01 | PAR_OLDD | BHGASE01_BHWPEN01 | 6 | 0 | 1 | New
HOUPARRHNBHWPEN01_OLDD_FBHGASE01_D33 | Residential heating technology - Biomass boiler, automatic stoking , wood pellets or wood chips - single-family house - existing building - distributed level 0.33 | HOUWPE | HOUPARRHN_OLDD_DMD | MKr20 | 2050 | 4.7031 | 0.42965 |  | 25 | 9 | 40 | 0 | 4 | PAR | D | OLD |  |  | RHNBHWPE | 2 | 0.33333 | HOUPARRHNBHWPEN01_OLDD_FBHGASE01 | 0.853 | HOUPARRHNBHWPEN01_OLDD | HOUPARRHNBHGASE01_OLDD | BHGASE01 | BHWPEN01 | PAR_OLDD | BHGASE01_BHWPEN01 | 6 | 0 | 1 | New
HOUPARRHNBHSOLN01_OLDD_FBHGASE01_D33 | Residential heating technology - Solar heating system - single-family house - existing building - distributed level 0.33 | HOUSOL | HOUPARRHN_OLDD_DMD | MKr20 | 2020 | 7.498 | 0.086357 | [6 empty] | PAR | D | OLD |  |  | RHNBHSOL | 2 | 0.33333 | HOUPARRHNBHSOLN01_OLDD_FBHGASE01 | 0.853 | HOUPARRHNBHSOLN01_OLDD | HOUPARRHNBHGASE01_OLDD | BHGASE01 | BHSOLN01 | PAR_OLDD | BHGASE01_BHSOLN01 | 5 | 0 | 1.1 | Unlikely
HOUPARRHNBHSOLN01_OLDD_FBHGASE01_D33 | Residential heating technology - Solar heating system - single-family house - existing building - distributed level 0.33 | HOUSOL | HOUPARRHN_OLDD_DMD | MKr20 | 2025 | 7.3124 | 0.081089 | [6 empty] | PAR | D | OLD |  |  | RHNBHSOL | 2 | 0.33333 | HOUPARRHNBHSOLN01_OLDD_FBHGASE01 | 0.853 | HOUPARRHNBHSOLN01_OLDD | HOUPARRHNBHGASE01_OLDD | BHGASE01 | BHSOLN01 | PAR_OLDD | BHGASE01_BHSOLN01 | 5 | 0 | 1.1 | Unlikely
HOUPARRHNBHSOLN01_OLDD_FBHGASE01_D33 | Residential heating technology - Solar heating system - single-family house - existing building - distributed level 0.33 | HOUSOL | HOUPARRHN_OLDD_DMD | MKr20 | 2030 | 7.1315 | 0.079113 | [6 empty] | PAR | D | OLD |  |  | RHNBHSOL | 2 | 0.33333 | HOUPARRHNBHSOLN01_OLDD_FBHGASE01 | 0.853 | HOUPARRHNBHSOLN01_OLDD | HOUPARRHNBHGASE01_OLDD | BHGASE01 | BHSOLN01 | PAR_OLDD | BHGASE01_BHSOLN01 | 5 | 0 | 1.1 | Unlikely
HOUPARRHNBHSOLN01_OLDD_FBHGASE01_D33 | Residential heating technology - Solar heating system - single-family house - existing building - distributed level 0.33 | HOUSOL | HOUPARRHN_OLDD_DMD | MKr20 | 2040 | 6.7828 | 0.074832 | [6 empty] | PAR | D | OLD |  |  | RHNBHSOL | 2 | 0.33333 | HOUPARRHNBHSOLN01_OLDD_FBHGASE01 | 0.853 | HOUPARRHNBHSOLN01_OLDD | HOUPARRHNBHGASE01_OLDD | BHGASE01 | BHSOLN01 | PAR_OLDD | BHGASE01_BHSOLN01 | 5 | 0 | 1.1 | Unlikely
HOUPARRHNBHSOLN01_OLDD_FBHGASE01_D33 | Residential heating technology - Solar heating system - single-family house - existing building - distributed level 0.33 | HOUSOL | HOUPARRHN_OLDD_DMD | MKr20 | 2050 | 6.4512 | 0.070551 | [6 empty] | PAR | D | OLD |  |  | RHNBHSOL | 2 | 0.33333 | HOUPARRHNBHSOLN01_OLDD_FBHGASE01 | 0.853 | HOUPARRHNBHSOLN01_OLDD | HOUPARRHNBHGASE01_OLDD | BHGASE01 | BHSOLN01 | PAR_OLDD | BHGASE01_BHSOLN01 | 5 | 0 | 1.1 | Unlikely
HOUPARRHNBHGASN01_OLDD_FBHGASE01_D33 | Residential heating technology - Natural gas boiler - single-family house - existing building - distributed level 0.33 | HOUGAS | HOUPARRHN_OLDD_DMD | MKr20 | 2020 | 1.4794 | 0.09463 |  | 0.43 | 0.1 | 20.4 | 1 | 1 | PAR | D | OLD |  |  | RHNBHGAS | 2 | 0.33333 | HOUPARRHNBHGASN01_OLDD_FBHGASE01 | 0.853 | HOUPARRHNBHGASN01_OLDD | HOUPARRHNBHGASE01_OLDD | BHGASE01 | BHGASN01 | PAR_OLDD | BHGASE01_BHGASN01 | 6 | 0 | 1 | New
HOUPARRHNBHGASN01_OLDD_FBHGASE01_D33 | Residential heating technology - Natural gas boiler - single-family house - existing building - distributed level 0.33 | HOUGAS | HOUPARRHN_OLDD_DMD | MKr20 | 2025 | 1.4428 | 0.093032 |  | 0.43 | 0.1 | 20.4 | 1 | 1 | PAR | D | OLD |  |  | RHNBHGAS | 2 | 0.33333 | HOUPARRHNBHGASN01_OLDD_FBHGASE01 | 0.853 | HOUPARRHNBHGASN01_OLDD | HOUPARRHNBHGASE01_OLDD | BHGASE01 | BHGASN01 | PAR_OLDD | BHGASE01_BHGASN01 | 6 | 0 | 1 | New
HOUPARRHNBHGASN01_OLDD_FBHGASE01_D33 | Residential heating technology - Natural gas boiler - single-family house - existing building - distributed level 0.33 | HOUGAS | HOUPARRHN_OLDD_DMD | MKr20 | 2030 | 1.4071 | 0.092235 |  | 0.43 | 0.1 | 20.4 | 1 | 1 | PAR | D | OLD |  |  | RHNBHGAS | 2 | 0.33333 | HOUPARRHNBHGASN01_OLDD_FBHGASE01 | 0.853 | HOUPARRHNBHGASN01_OLDD | HOUPARRHNBHGASE01_OLDD | BHGASE01 | BHGASN01 | PAR_OLDD | BHGASE01_BHGASN01 | 6 | 0 | 1 | New
HOUPARRHNBHGASN01_OLDD_FBHGASE01_D33 | Residential heating technology - Natural gas boiler - single-family house - existing building - distributed level 0.33 | HOUGAS | HOUPARRHN_OLDD_DMD | MKr20 | 2040 | 1.3383 | 0.087206 |  | 0.43 | 0.1 | 20.4 | 1 | 1 | PAR | D | OLD |  |  | RHNBHGAS | 2 | 0.33333 | HOUPARRHNBHGASN01_OLDD_FBHGASE01 | 0.853 | HOUPARRHNBHGASN01_OLDD | HOUPARRHNBHGASE01_OLDD | BHGASE01 | BHGASN01 | PAR_OLDD | BHGASE01_BHGASN01 | 6 | 0 | 1 | New
HOUPARRHNBHGASN01_OLDD_FBHGASE01_D33 | Residential heating technology - Natural gas boiler - single-family house - existing building - distributed level 0.33 | HOUGAS | HOUPARRHN_OLDD_DMD | MKr20 | 2050 | 1.2729 | 0.084074 |  | 0.43 | 0.1 | 20.4 | 1 | 1 | PAR | D | OLD |  |  | RHNBHGAS | 2 | 0.33333 | HOUPARRHNBHGASN01_OLDD_FBHGASE01 | 0.853 | HOUPARRHNBHGASN01_OLDD | HOUPARRHNBHGASE01_OLDD | BHGASE01 | BHGASN01 | PAR_OLDD | BHGASE01_BHGASN01 | 6 | 0 | 1 | New
HOUPARRHNBHDHDN03_OLDD_FBHGASE01_D33 | Residential heating technology - Direct district heating substation - plus connection pipe - single-family house - existing building - distributed level 0.33 | HOUDHD | HOUPARRHN_OLDD_DMD | MKr20 | 2020 | 2.7489 | 0.028099 | [6 empty] | PAR | D | OLD |  |  | RHNBHDHD | 2 | 0.33333 | HOUPARRHNBHDHDN03_OLDD_FBHGASE01 | 0.853 | HOUPARRHNBHDHDN03_OLDD | HOUPARRHNBHGASE01_OLDD | BHGASE01 | BHDHDN03 | PAR_OLDD | BHGASE01_BHDHDN03 | 6 | 0 | 1 | New
HOUPARRHNBHDHDN03_OLDD_FBHGASE01_D33 | Residential heating technology - Direct district heating substation - plus connection pipe - single-family house - existing building - distributed level 0.33 | HOUDHD | HOUPARRHN_OLDD_DMD | MKr20 | 2025 | 2.717 | 0.027891 | [6 empty] | PAR | D | OLD |  |  | RHNBHDHD | 2 | 0.33333 | HOUPARRHNBHDHDN03_OLDD_FBHGASE01 | 0.853 | HOUPARRHNBHDHDN03_OLDD | HOUPARRHNBHGASE01_OLDD | BHGASE01 | BHDHDN03 | PAR_OLDD | BHGASE01_BHDHDN03 | 6 | 0 | 1 | New
HOUPARRHNBHDHDN03_OLDD_FBHGASE01_D33 | Residential heating technology - Direct district heating substation - plus connection pipe - single-family house - existing building - distributed level 0.33 | HOUDHD | HOUPARRHN_OLDD_DMD | MKr20 | 2030 | 2.6904 | 0.027393 | [6 empty] | PAR | D | OLD |  |  | RHNBHDHD | 2 | 0.33333 | HOUPARRHNBHDHDN03_OLDD_FBHGASE01 | 0.853 | HOUPARRHNBHDHDN03_OLDD | HOUPARRHNBHGASE01_OLDD | BHGASE01 | BHDHDN03 | PAR_OLDD | BHGASE01_BHDHDN03 | 6 | 0 | 1 | New
HOUPARRHNBHDHDN03_OLDD_FBHGASE01_D33 | Residential heating technology - Direct district heating substation - plus connection pipe - single-family house - existing building - distributed level 0.33 | HOUDHD | HOUPARRHN_OLDD_DMD | MKr20 | 2040 | 2.6425 | 0.026213 | [6 empty] | PAR | D | OLD |  |  | RHNBHDHD | 2 | 0.33333 | HOUPARRHNBHDHDN03_OLDD_FBHGASE01 | 0.853 | HOUPARRHNBHDHDN03_OLDD | HOUPARRHNBHGASE01_OLDD | BHGASE01 | BHDHDN03 | PAR_OLDD | BHGASE01_BHDHDN03 | 6 | 0 | 1 | New
HOUPARRHNBHDHDN03_OLDD_FBHGASE01_D33 | Residential heating technology - Direct district heating substation - plus connection pipe - single-family house - existing building - distributed level 0.33 | HOUDHD | HOUPARRHN_OLDD_DMD | MKr20 | 2050 | 2.5894 | 0.024497 | [6 empty] | PAR | D | OLD |  |  | RHNBHDHD | 2 | 0.33333 | HOUPARRHNBHDHDN03_OLDD_FBHGASE01 | 0.853 | HOUPARRHNBHDHDN03_OLDD | HOUPARRHNBHGASE01_OLDD | BHGASE01 | BHDHDN03 | PAR_OLDD | BHGASE01_BHDHDN03 | 6 | 0 | 1 | New
HOUPARRHNHPELCN07_OLDI_FBHGASE01_D33 | Residential heating technology - Heat pump, Air-to-water, low-price product - single-family house - existing building - distributed level 0.33 | HOUELC, HOUAMB | HOUPARRHN_OLDI_DMD | MKr20 | 2020 | 8.4918 | 0.35537 | 0.32178 | [5 empty] | PAR | I | OLD | 3.1077 |  | RHNHPELC | 2 | 0.33333 | HOUPARRHNHPELCN07_OLDI_FBHGASE01 | 0.853 | HOUPARRHNHPELCN07_OLDI | HOUPARRHNBHGASE01_OLDI | BHGASE01 | HPELCN07 | PAR_OLDI | BHGASE01_HPELCN07 | 4 | -0.25 | 1 | Supported
HOUPARRHNHPELCN07_OLDI_FBHGASE01_D33 | Residential heating technology - Heat pump, Air-to-water, low-price product - single-family house - existing building - distributed level 0.33 | HOUELC, HOUAMB | HOUPARRHN_OLDI_DMD | MKr20 | 2025 | 7.7685 | 0.27257 | 0.30646 | [5 empty] | PAR | I | OLD | 3.2631 |  | RHNHPELC | 2 | 0.33333 | HOUPARRHNHPELCN07_OLDI_FBHGASE01 | 0.853 | HOUPARRHNHPELCN07_OLDI | HOUPARRHNBHGASE01_OLDI | BHGASE01 | HPELCN07 | PAR_OLDI | BHGASE01_HPELCN07 | 4 | -0.25 | 1 | Supported
HOUPARRHNHPELCN07_OLDI_FBHGASE01_D33 | Residential heating technology - Heat pump, Air-to-water, low-price product - single-family house - existing building - distributed level 0.33 | HOUELC, HOUAMB | HOUPARRHN_OLDI_DMD | MKr20 | 2030 | 7.0451 | 0.26933 | 0.29253 | [5 empty] | PAR | I | OLD | 3.4185 |  | RHNHPELC | 2 | 0.33333 | HOUPARRHNHPELCN07_OLDI_FBHGASE01 | 0.853 | HOUPARRHNHPELCN07_OLDI | HOUPARRHNBHGASE01_OLDI | BHGASE01 | HPELCN07 | PAR_OLDI | BHGASE01_HPELCN07 | 4 | -0.25 | 1 | Supported
HOUPARRHNHPELCN07_OLDI_FBHGASE01_D33 | Residential heating technology - Heat pump, Air-to-water, low-price product - single-family house - existing building - distributed level 0.33 | HOUELC, HOUAMB | HOUPARRHN_OLDI_DMD | MKr20 | 2040 | 6.4688 | 0.26331 | 0.27981 | [5 empty] | PAR | I | OLD | 3.5738 |  | RHNHPELC | 2 | 0.33333 | HOUPARRHNHPELCN07_OLDI_FBHGASE01 | 0.853 | HOUPARRHNHPELCN07_OLDI | HOUPARRHNBHGASE01_OLDI | BHGASE01 | HPELCN07 | PAR_OLDI | BHGASE01_HPELCN07 | 4 | -0.25 | 1 | Supported
HOUPARRHNHPELCN07_OLDI_FBHGASE01_D33 | Residential heating technology - Heat pump, Air-to-water, low-price product - single-family house - existing building - distributed level 0.33 | HOUELC, HOUAMB | HOUPARRHN_OLDI_DMD | MKr20 | 2050 | 5.8925 | 0.2573 | 0.27193 | [5 empty] | PAR | I | OLD | 3.6774 |  | RHNHPELC | 2 | 0.33333 | HOUPARRHNHPELCN07_OLDI_FBHGASE01 | 0.853 | HOUPARRHNHPELCN07_OLDI | HOUPARRHNBHGASE01_OLDI | BHGASE01 | HPELCN07 | PAR_OLDI | BHGASE01_HPELCN07 | 4 | -0.25 | 1 | Supported
HOUPARRHNHPELCN05_OLDI_FBHGASE01_D33 | Residential heating technology - Heat pump, Air-to-water - leasing - single-family house - existing building - distributed level 0.33 | HOUELC, HOUAMB | HOUPARRHN_OLDI_DMD | MKr20 | 2020 | 5.4102 | 0.9839 | 0.30646 | [5 empty] | PAR | I | OLD | 3.2631 |  | RHNHPELC | 2 | 0.33333 | HOUPARRHNHPELCN05_OLDI_FBHGASE01 | 0.853 | HOUPARRHNHPELCN05_OLDI | HOUPARRHNBHGASE01_OLDI | BHGASE01 | HPELCN05 | PAR_OLDI | BHGASE01_HPELCN05 | 4 | -0.25 | 1 | Supported
HOUPARRHNHPELCN05_OLDI_FBHGASE01_D33 | Residential heating technology - Heat pump, Air-to-water - leasing - single-family house - existing building - distributed level 0.33 | HOUELC, HOUAMB | HOUPARRHN_OLDI_DMD | MKr20 | 2025 | 4.9903 | 0.84862 | 0.29253 | [5 empty] | PAR | I | OLD | 3.4185 |  | RHNHPELC | 2 | 0.33333 | HOUPARRHNHPELCN05_OLDI_FBHGASE01 | 0.853 | HOUPARRHNHPELCN05_OLDI | HOUPARRHNBHGASE01_OLDI | BHGASE01 | HPELCN05 | PAR_OLDI | BHGASE01_HPELCN05 | 4 | -0.25 | 1 | Supported
HOUPARRHNHPELCN05_OLDI_FBHGASE01_D33 | Residential heating technology - Heat pump, Air-to-water - leasing - single-family house - existing building - distributed level 0.33 | HOUELC, HOUAMB | HOUPARRHN_OLDI_DMD | MKr20 | 2030 | 4.5704 | 0.79289 | 0.27981 | [5 empty] | PAR | I | OLD | 3.5738 |  | RHNHPELC | 2 | 0.33333 | HOUPARRHNHPELCN05_OLDI_FBHGASE01 | 0.853 | HOUPARRHNHPELCN05_OLDI | HOUPARRHNBHGASE01_OLDI | BHGASE01 | HPELCN05 | PAR_OLDI | BHGASE01_HPELCN05 | 4 | -0.25 | 1 | Supported
HOUPARRHNHPELCN05_OLDI_FBHGASE01_D33 | Residential heating technology - Heat pump, Air-to-water - leasing - single-family house - existing building - distributed level 0.33 | HOUELC, HOUAMB | HOUPARRHN_OLDI_DMD | MKr20 | 2040 | 4.2298 | 0.74431 | 0.26815 | [5 empty] | PAR | I | OLD | 3.7292 |  | RHNHPELC | 2 | 0.33333 | HOUPARRHNHPELCN05_OLDI_FBHGASE01 | 0.853 | HOUPARRHNHPELCN05_OLDI | HOUPARRHNBHGASE01_OLDI | BHGASE01 | HPELCN05 | PAR_OLDI | BHGASE01_HPELCN05 | 4 | -0.25 | 1 | Supported
HOUPARRHNHPELCN05_OLDI_FBHGASE01_D33 | Residential heating technology - Heat pump, Air-to-water - leasing - single-family house - existing building - distributed level 0.33 | HOUELC, HOUAMB | HOUPARRHN_OLDI_DMD | MKr20 | 2050 | 3.8893 | 0.69572 | 0.26091 | [5 empty] | PAR | I | OLD | 3.8328 |  | RHNHPELC | 2 | 0.33333 | HOUPARRHNHPELCN05_OLDI_FBHGASE01 | 0.853 | HOUPARRHNHPELCN05_OLDI | HOUPARRHNBHGASE01_OLDI | BHGASE01 | HPELCN05 | PAR_OLDI | BHGASE01_HPELCN05 | 4 | -0.25 | 1 | Supported
HOUPARRHNHPELCN04_OLDI_FBHGASE01_D33 | Residential heating technology - Heat pump, Ground source - single-family house - existing building - distributed level 0.33 | HOUELC, HOUAMB | HOUPARRHN_OLDI_DMD | MKr20 | 2020 | 14.3298 | 0.28377 | 0.27981 | [5 empty] | PAR | I | OLD | 3.5738 |  | RHNHPELC | 2 | 0.33333 | HOUPARRHNHPELCN04_OLDI_FBHGASE01 | 0.853 | HOUPARRHNHPELCN04_OLDI | HOUPARRHNBHGASE01_OLDI | BHGASE01 | HPELCN04 | PAR_OLDI | BHGASE01_HPELCN04 | 4 | -0.25 | 1 | Supported
HOUPARRHNHPELCN04_OLDI_FBHGASE01_D33 | Residential heating technology - Heat pump, Ground source - single-family house - existing building - distributed level 0.33 | HOUELC, HOUAMB | HOUPARRHN_OLDI_DMD | MKr20 | 2025 | 13.6133 | 0.20097 | 0.27193 | [5 empty] | PAR | I | OLD | 3.6774 |  | RHNHPELC | 2 | 0.33333 | HOUPARRHNHPELCN04_OLDI_FBHGASE01 | 0.853 | HOUPARRHNHPELCN04_OLDI | HOUPARRHNBHGASE01_OLDI | BHGASE01 | HPELCN04 | PAR_OLDI | BHGASE01_HPELCN04 | 4 | -0.25 | 1 | Supported
HOUPARRHNHPELCN04_OLDI_FBHGASE01_D33 | Residential heating technology - Heat pump, Ground source - single-family house - existing building - distributed level 0.33 | HOUELC, HOUAMB | HOUPARRHN_OLDI_DMD | MKr20 | 2030 | 12.8968 | 0.19772 | 0.26448 | [5 empty] | PAR | I | OLD | 3.781 |  | RHNHPELC | 2 | 0.33333 | HOUPARRHNHPELCN04_OLDI_FBHGASE01 | 0.853 | HOUPARRHNHPELCN04_OLDI | HOUPARRHNBHGASE01_OLDI | BHGASE01 | HPELCN04 | PAR_OLDI | BHGASE01_HPELCN04 | 4 | -0.25 | 1 | Supported
HOUPARRHNHPELCN04_OLDI_FBHGASE01_D33 | Residential heating technology - Heat pump, Ground source - single-family house - existing building - distributed level 0.33 | HOUELC, HOUAMB | HOUPARRHN_OLDI_DMD | MKr20 | 2040 | 12.252 | 0.19171 | 0.25404 | [5 empty] | PAR | I | OLD | 3.9364 |  | RHNHPELC | 2 | 0.33333 | HOUPARRHNHPELCN04_OLDI_FBHGASE01 | 0.853 | HOUPARRHNHPELCN04_OLDI | HOUPARRHNBHGASE01_OLDI | BHGASE01 | HPELCN04 | PAR_OLDI | BHGASE01_HPELCN04 | 4 | -0.25 | 1 | Supported
HOUPARRHNHPELCN04_OLDI_FBHGASE01_D33 | Residential heating technology - Heat pump, Ground source - single-family house - existing building - distributed level 0.33 | HOUELC, HOUAMB | HOUPARRHN_OLDI_DMD | MKr20 | 2050 | 11.6072 | 0.18569 | 0.25074 | [5 empty] | PAR | I | OLD | 3.9882 |  | RHNHPELC | 2 | 0.33333 | HOUPARRHNHPELCN04_OLDI_FBHGASE01 | 0.853 | HOUPARRHNHPELCN04_OLDI | HOUPARRHNBHGASE01_OLDI | BHGASE01 | HPELCN04 | PAR_OLDI | BHGASE01_HPELCN04 | 4 | -0.25 | 1 | Supported
HOUPARRHNHPELCN03_OLDI_FBHGASE01_D33 | Residential heating technology - Heat pump, Air-to-water - single-family house - existing building - distributed level 0.33 | HOUELC, HOUAMB | HOUPARRHN_OLDI_DMD | MKr20 | 2020 | 10.8203 | 0.30764 | 0.30646 | [5 empty] | PAR | I | OLD | 3.2631 |  | RHNHPELC | 2 | 0.33333 | HOUPARRHNHPELCN03_OLDI_FBHGASE01 | 0.853 | HOUPARRHNHPELCN03_OLDI | HOUPARRHNBHGASE01_OLDI | BHGASE01 | HPELCN03 | PAR_OLDI | BHGASE01_HPELCN03 | 4 | -0.25 | 1 | Supported
HOUPARRHNHPELCN03_OLDI_FBHGASE01_D33 | Residential heating technology - Heat pump, Air-to-water - single-family house - existing building - distributed level 0.33 | HOUELC, HOUAMB | HOUPARRHN_OLDI_DMD | MKr20 | 2025 | 9.9805 | 0.22483 | 0.29253 | [5 empty] | PAR | I | OLD | 3.4185 |  | RHNHPELC | 2 | 0.33333 | HOUPARRHNHPELCN03_OLDI_FBHGASE01 | 0.853 | HOUPARRHNHPELCN03_OLDI | HOUPARRHNBHGASE01_OLDI | BHGASE01 | HPELCN03 | PAR_OLDI | BHGASE01_HPELCN03 | 4 | -0.25 | 1 | Supported
HOUPARRHNHPELCN03_OLDI_FBHGASE01_D33 | Residential heating technology - Heat pump, Air-to-water - single-family house - existing building - distributed level 0.33 | HOUELC, HOUAMB | HOUPARRHN_OLDI_DMD | MKr20 | 2030 | 9.1408 | 0.22159 | 0.27981 | [5 empty] | PAR | I | OLD | 3.5738 |  | RHNHPELC | 2 | 0.33333 | HOUPARRHNHPELCN03_OLDI_FBHGASE01 | 0.853 | HOUPARRHNHPELCN03_OLDI | HOUPARRHNBHGASE01_OLDI | BHGASE01 | HPELCN03 | PAR_OLDI | BHGASE01_HPELCN03 | 4 | -0.25 | 1 | Supported
HOUPARRHNHPELCN03_OLDI_FBHGASE01_D33 | Residential heating technology - Heat pump, Air-to-water - single-family house - existing building - distributed level 0.33 | HOUELC, HOUAMB | HOUPARRHN_OLDI_DMD | MKr20 | 2040 | 8.4597 | 0.21558 | 0.26815 | [5 empty] | PAR | I | OLD | 3.7292 |  | RHNHPELC | 2 | 0.33333 | HOUPARRHNHPELCN03_OLDI_FBHGASE01 | 0.853 | HOUPARRHNHPELCN03_OLDI | HOUPARRHNBHGASE01_OLDI | BHGASE01 | HPELCN03 | PAR_OLDI | BHGASE01_HPELCN03 | 4 | -0.25 | 1 | Supported
HOUPARRHNHPELCN03_OLDI_FBHGASE01_D33 | Residential heating technology - Heat pump, Air-to-water - single-family house - existing building - distributed level 0.33 | HOUELC, HOUAMB | HOUPARRHN_OLDI_DMD | MKr20 | 2050 | 7.7786 | 0.20956 | 0.26091 | [5 empty] | PAR | I | OLD | 3.8328 |  | RHNHPELC | 2 | 0.33333 | HOUPARRHNHPELCN03_OLDI_FBHGASE01 | 0.853 | HOUPARRHNHPELCN03_OLDI | HOUPARRHNBHGASE01_OLDI | BHGASE01 | HPELCN03 | PAR_OLDI | BHGASE01_HPELCN03 | 4 | -0.25 | 1 | Supported
HOUPARRHNHPELCN02_OLDI_FBHGASE01_D33 | Residential heating technology - Heat pump, Air-to-air - single-family house - existing building - distributed level 0.33 | HOUELC, HOUAMB | HOUPARRHN_OLDI_DMD | MKr20 | 2020 | 1.9871 | 0.15994 | 0.19904 | [5 empty] | PAR | I | OLD | 5.0241 |  | RHNHPELC | 2 | 0.33333 | HOUPARRHNHPELCN02_OLDI_FBHGASE01 | 0.853 | HOUPARRHNHPELCN02_OLDI | HOUPARRHNBHGASE01_OLDI | BHGASE01 | HPELCN02 | PAR_OLDI | BHGASE01_HPELCN02 | 5 | 0 | 1.1 | Unlikely
HOUPARRHNHPELCN02_OLDI_FBHGASE01_D33 | Residential heating technology - Heat pump, Air-to-air - single-family house - existing building - distributed level 0.33 | HOUELC, HOUAMB | HOUPARRHN_OLDI_DMD | MKr20 | 2025 | 1.9385 | 0.10866 | 0.18928 | [5 empty] | PAR | I | OLD | 5.2831 |  | RHNHPELC | 2 | 0.33333 | HOUPARRHNHPELCN02_OLDI_FBHGASE01 | 0.853 | HOUPARRHNHPELCN02_OLDI | HOUPARRHNBHGASE01_OLDI | BHGASE01 | HPELCN02 | PAR_OLDI | BHGASE01_HPELCN02 | 5 | 0 | 1.1 | Unlikely
HOUPARRHNHPELCN02_OLDI_FBHGASE01_D33 | Residential heating technology - Heat pump, Air-to-air - single-family house - existing building - distributed level 0.33 | HOUELC, HOUAMB | HOUPARRHN_OLDI_DMD | MKr20 | 2030 | 1.8899 | 0.10666 | 0.18214 | [5 empty] | PAR | I | OLD | 5.4902 |  | RHNHPELC | 2 | 0.33333 | HOUPARRHNHPELCN02_OLDI_FBHGASE01 | 0.853 | HOUPARRHNHPELCN02_OLDI | HOUPARRHNBHGASE01_OLDI | BHGASE01 | HPELCN02 | PAR_OLDI | BHGASE01_HPELCN02 | 5 | 0 | 1.1 | Unlikely
HOUPARRHNHPELCN02_OLDI_FBHGASE01_D33 | Residential heating technology - Heat pump, Air-to-air - single-family house - existing building - distributed level 0.33 | HOUELC, HOUAMB | HOUPARRHN_OLDI_DMD | MKr20 | 2040 | 1.7998 | 0.10293 | 0.17552 | [5 empty] | PAR | I | OLD | 5.6974 |  | RHNHPELC | 2 | 0.33333 | HOUPARRHNHPELCN02_OLDI_FBHGASE01 | 0.853 | HOUPARRHNHPELCN02_OLDI | HOUPARRHNBHGASE01_OLDI | BHGASE01 | HPELCN02 | PAR_OLDI | BHGASE01_HPELCN02 | 5 | 0 | 1.1 | Unlikely
HOUPARRHNHPELCN02_OLDI_FBHGASE01_D33 | Residential heating technology - Heat pump, Air-to-air - single-family house - existing building - distributed level 0.33 | HOUELC, HOUAMB | HOUPARRHN_OLDI_DMD | MKr20 | 2050 | 1.7097 | 0.099207 | 0.17238 | [5 empty] | PAR | I | OLD | 5.801 |  | RHNHPELC | 2 | 0.33333 | HOUPARRHNHPELCN02_OLDI_FBHGASE01 | 0.853 | HOUPARRHNHPELCN02_OLDI | HOUPARRHNBHGASE01_OLDI | BHGASE01 | HPELCN02 | PAR_OLDI | BHGASE01_HPELCN02 | 5 | 0 | 1.1 | Unlikely
HOUPARRHNDIELCN06_OLDI_FBHGASE01_D33 | Residential heating technology - Electric heating - electric panel from Bauhaus - single-family house - new building - distributed level 0.33 | HOUELC | HOUPARRHN_OLDI_DMD | MKr20 | 2020 | 0.56157 | 0 | [6 empty] | PAR | I | OLD |  |  | RHNDIELC | 2 | 0.33333 | HOUPARRHNDIELCN06_OLDI_FBHGASE01 | 0.853 | HOUPARRHNDIELCN06_OLDI | HOUPARRHNBHGASE01_OLDI | BHGASE01 | DIELCN06 | PAR_OLDI | BHGASE01_DIELCN06 | 5 | 0 | 1.1 | Unlikely
HOUPARRHNDIELCN06_OLDI_FBHGASE01_D33 | Residential heating technology - Electric heating - electric panel from Bauhaus - single-family house - new building - distributed level 0.33 | HOUELC | HOUPARRHN_OLDI_DMD | MKr20 | 2025 | 0.56157 | 0 | [6 empty] | PAR | I | OLD |  |  | RHNDIELC | 2 | 0.33333 | HOUPARRHNDIELCN06_OLDI_FBHGASE01 | 0.853 | HOUPARRHNDIELCN06_OLDI | HOUPARRHNBHGASE01_OLDI | BHGASE01 | DIELCN06 | PAR_OLDI | BHGASE01_DIELCN06 | 5 | 0 | 1.1 | Unlikely
HOUPARRHNDIELCN06_OLDI_FBHGASE01_D33 | Residential heating technology - Electric heating - electric panel from Bauhaus - single-family house - new building - distributed level 0.33 | HOUELC | HOUPARRHN_OLDI_DMD | MKr20 | 2030 | 0.56157 | 0 | [6 empty] | PAR | I | OLD |  |  | RHNDIELC | 2 | 0.33333 | HOUPARRHNDIELCN06_OLDI_FBHGASE01 | 0.853 | HOUPARRHNDIELCN06_OLDI | HOUPARRHNBHGASE01_OLDI | BHGASE01 | DIELCN06 | PAR_OLDI | BHGASE01_DIELCN06 | 5 | 0 | 1.1 | Unlikely
HOUPARRHNDIELCN06_OLDI_FBHGASE01_D33 | Residential heating technology - Electric heating - electric panel from Bauhaus - single-family house - new building - distributed level 0.33 | HOUELC | HOUPARRHN_OLDI_DMD | MKr20 | 2040 | 0.56157 | 0 | [6 empty] | PAR | I | OLD |  |  | RHNDIELC | 2 | 0.33333 | HOUPARRHNDIELCN06_OLDI_FBHGASE01 | 0.853 | HOUPARRHNDIELCN06_OLDI | HOUPARRHNBHGASE01_OLDI | BHGASE01 | DIELCN06 | PAR_OLDI | BHGASE01_DIELCN06 | 5 | 0 | 1.1 | Unlikely
HOUPARRHNDIELCN06_OLDI_FBHGASE01_D33 | Residential heating technology - Electric heating - electric panel from Bauhaus - single-family house - new building - distributed level 0.33 | HOUELC | HOUPARRHN_OLDI_DMD | MKr20 | 2050 | 0.56157 | 0 | [6 empty] | PAR | I | OLD |  |  | RHNDIELC | 2 | 0.33333 | HOUPARRHNDIELCN06_OLDI_FBHGASE01 | 0.853 | HOUPARRHNDIELCN06_OLDI | HOUPARRHNBHGASE01_OLDI | BHGASE01 | DIELCN06 | PAR_OLDI | BHGASE01_DIELCN06 | 5 | 0 | 1.1 | Unlikely
HOUPARRHNDIELCN01_OLDI_FBHGASE01_D33 | Residential heating technology - Electric heating - single-family house - new building - distributed level 0.33 | HOUELC | HOUPARRHN_OLDI_DMD | MKr20 | 2020 | 6.8232 | 0.055321 | [6 empty] | PAR | I | OLD |  |  | RHNDIELC | 2 | 0.33333 | HOUPARRHNDIELCN01_OLDI_FBHGASE01 | 0.853 | HOUPARRHNDIELCN01_OLDI | HOUPARRHNBHGASE01_OLDI | BHGASE01 | DIELCN01 | PAR_OLDI | BHGASE01_DIELCN01 | 5 | 0 | 1.1 | Unlikely
HOUPARRHNDIELCN01_OLDI_FBHGASE01_D33 | Residential heating technology - Electric heating - single-family house - new building - distributed level 0.33 | HOUELC | HOUPARRHN_OLDI_DMD | MKr20 | 2025 | 6.6543 | 0.055321 | [6 empty] | PAR | I | OLD |  |  | RHNDIELC | 2 | 0.33333 | HOUPARRHNDIELCN01_OLDI_FBHGASE01 | 0.853 | HOUPARRHNDIELCN01_OLDI | HOUPARRHNBHGASE01_OLDI | BHGASE01 | DIELCN01 | PAR_OLDI | BHGASE01_DIELCN01 | 5 | 0 | 1.1 | Unlikely
HOUPARRHNDIELCN01_OLDI_FBHGASE01_D33 | Residential heating technology - Electric heating - single-family house - new building - distributed level 0.33 | HOUELC | HOUPARRHN_OLDI_DMD | MKr20 | 2030 | 6.4896 | 0.053016 | [6 empty] | PAR | I | OLD |  |  | RHNDIELC | 2 | 0.33333 | HOUPARRHNDIELCN01_OLDI_FBHGASE01 | 0.853 | HOUPARRHNDIELCN01_OLDI | HOUPARRHNBHGASE01_OLDI | BHGASE01 | DIELCN01 | PAR_OLDI | BHGASE01_DIELCN01 | 5 | 0 | 1.1 | Unlikely
HOUPARRHNDIELCN01_OLDI_FBHGASE01_D33 | Residential heating technology - Electric heating - single-family house - new building - distributed level 0.33 | HOUELC | HOUPARRHN_OLDI_DMD | MKr20 | 2040 | 6.1723 | 0.050711 | [6 empty] | PAR | I | OLD |  |  | RHNDIELC | 2 | 0.33333 | HOUPARRHNDIELCN01_OLDI_FBHGASE01 | 0.853 | HOUPARRHNDIELCN01_OLDI | HOUPARRHNBHGASE01_OLDI | BHGASE01 | DIELCN01 | PAR_OLDI | BHGASE01_DIELCN01 | 5 | 0 | 1.1 | Unlikely
HOUPARRHNDIELCN01_OLDI_FBHGASE01_D33 | Residential heating technology - Electric heating - single-family house - new building - distributed level 0.33 | HOUELC | HOUPARRHN_OLDI_DMD | MKr20 | 2050 | 5.8706 | 0.048406 | [6 empty] | PAR | I | OLD |  |  | RHNDIELC | 2 | 0.33333 | HOUPARRHNDIELCN01_OLDI_FBHGASE01 | 0.853 | HOUPARRHNDIELCN01_OLDI | HOUPARRHNBHGASE01_OLDI | BHGASE01 | DIELCN01 | PAR_OLDI | BHGASE01_DIELCN01 | 5 | 0 | 1.1 | Unlikely
HOUPARRHNBHWPEN01_OLDI_FBHGASE01_D33 | Residential heating technology - Biomass boiler, automatic stoking , wood pellets or wood chips - single-family house - existing building - distributed level 0.33 | HOUWPE | HOUPARRHN_OLDI_DMD | MKr20 | 2020 | 3.3639 | 0.25872 |  | 25 | 14 | 70 | 2 | 4 | PAR | I | OLD |  |  | RHNBHWPE | 2 | 0.33333 | HOUPARRHNBHWPEN01_OLDI_FBHGASE01 | 0.853 | HOUPARRHNBHWPEN01_OLDI | HOUPARRHNBHGASE01_OLDI | BHGASE01 | BHWPEN01 | PAR_OLDI | BHGASE01_BHWPEN01 | 6 | 0 | 1 | New
HOUPARRHNBHWPEN01_OLDI_FBHGASE01_D33 | Residential heating technology - Biomass boiler, automatic stoking , wood pellets or wood chips - single-family house - existing building - distributed level 0.33 | HOUWPE | HOUPARRHN_OLDI_DMD | MKr20 | 2025 | 3.2806 | 0.25425 |  | 25 | 14 | 60 | 2 | 4 | PAR | I | OLD |  |  | RHNBHWPE | 2 | 0.33333 | HOUPARRHNBHWPEN01_OLDI_FBHGASE01 | 0.853 | HOUPARRHNBHWPEN01_OLDI | HOUPARRHNBHGASE01_OLDI | BHGASE01 | BHWPEN01 | PAR_OLDI | BHGASE01_BHWPEN01 | 6 | 0 | 1 | New
HOUPARRHNBHWPEN01_OLDI_FBHGASE01_D33 | Residential heating technology - Biomass boiler, automatic stoking , wood pellets or wood chips - single-family house - existing building - distributed level 0.33 | HOUWPE | HOUPARRHN_OLDI_DMD | MKr20 | 2030 | 3.1994 | 0.25086 |  | 25 | 11 | 50 | 1 | 4 | PAR | I | OLD |  |  | RHNBHWPE | 2 | 0.33333 | HOUPARRHNBHWPEN01_OLDI_FBHGASE01 | 0.853 | HOUPARRHNBHWPEN01_OLDI | HOUPARRHNBHGASE01_OLDI | BHGASE01 | BHWPEN01 | PAR_OLDI | BHGASE01_BHWPEN01 | 6 | 0 | 1 | New
HOUPARRHNBHWPEN01_OLDI_FBHGASE01_D33 | Residential heating technology - Biomass boiler, automatic stoking , wood pellets or wood chips - single-family house - existing building - distributed level 0.33 | HOUWPE | HOUPARRHN_OLDI_DMD | MKr20 | 2040 | 3.043 | 0.23976 |  | 25 | 9 | 45 | 1 | 4 | PAR | I | OLD |  |  | RHNBHWPE | 2 | 0.33333 | HOUPARRHNBHWPEN01_OLDI_FBHGASE01 | 0.853 | HOUPARRHNBHWPEN01_OLDI | HOUPARRHNBHGASE01_OLDI | BHGASE01 | BHWPEN01 | PAR_OLDI | BHGASE01_BHWPEN01 | 6 | 0 | 1 | New
HOUPARRHNBHWPEN01_OLDI_FBHGASE01_D33 | Residential heating technology - Biomass boiler, automatic stoking , wood pellets or wood chips - single-family house - existing building - distributed level 0.33 | HOUWPE | HOUPARRHN_OLDI_DMD | MKr20 | 2050 | 3.6178 | 0.28643 |  | 25 | 9 | 40 | 0 | 4 | PAR | I | OLD |  |  | RHNBHWPE | 2 | 0.33333 | HOUPARRHNBHWPEN01_OLDI_FBHGASE01 | 0.853 | HOUPARRHNBHWPEN01_OLDI | HOUPARRHNBHGASE01_OLDI | BHGASE01 | BHWPEN01 | PAR_OLDI | BHGASE01_BHWPEN01 | 6 | 0 | 1 | New
HOUPARRHNBHSOLN01_OLDI_FBHGASE01_D33 | Residential heating technology - Solar heating system - single-family house - existing building - distributed level 0.33 | HOUSOL | HOUPARRHN_OLDI_DMD | MKr20 | 2020 | 7.498 | 0.086357 | [6 empty] | PAR | I | OLD |  |  | RHNBHSOL | 2 | 0.33333 | HOUPARRHNBHSOLN01_OLDI_FBHGASE01 | 0.853 | HOUPARRHNBHSOLN01_OLDI | HOUPARRHNBHGASE01_OLDI | BHGASE01 | BHSOLN01 | PAR_OLDI | BHGASE01_BHSOLN01 | 5 | 0 | 1.1 | Unlikely
HOUPARRHNBHSOLN01_OLDI_FBHGASE01_D33 | Residential heating technology - Solar heating system - single-family house - existing building - distributed level 0.33 | HOUSOL | HOUPARRHN_OLDI_DMD | MKr20 | 2025 | 7.3124 | 0.081089 | [6 empty] | PAR | I | OLD |  |  | RHNBHSOL | 2 | 0.33333 | HOUPARRHNBHSOLN01_OLDI_FBHGASE01 | 0.853 | HOUPARRHNBHSOLN01_OLDI | HOUPARRHNBHGASE01_OLDI | BHGASE01 | BHSOLN01 | PAR_OLDI | BHGASE01_BHSOLN01 | 5 | 0 | 1.1 | Unlikely
HOUPARRHNBHSOLN01_OLDI_FBHGASE01_D33 | Residential heating technology - Solar heating system - single-family house - existing building - distributed level 0.33 | HOUSOL | HOUPARRHN_OLDI_DMD | MKr20 | 2030 | 7.1315 | 0.079113 | [6 empty] | PAR | I | OLD |  |  | RHNBHSOL | 2 | 0.33333 | HOUPARRHNBHSOLN01_OLDI_FBHGASE01 | 0.853 | HOUPARRHNBHSOLN01_OLDI | HOUPARRHNBHGASE01_OLDI | BHGASE01 | BHSOLN01 | PAR_OLDI | BHGASE01_BHSOLN01 | 5 | 0 | 1.1 | Unlikely
HOUPARRHNBHSOLN01_OLDI_FBHGASE01_D33 | Residential heating technology - Solar heating system - single-family house - existing building - distributed level 0.33 | HOUSOL | HOUPARRHN_OLDI_DMD | MKr20 | 2040 | 6.7828 | 0.074832 | [6 empty] | PAR | I | OLD |  |  | RHNBHSOL | 2 | 0.33333 | HOUPARRHNBHSOLN01_OLDI_FBHGASE01 | 0.853 | HOUPARRHNBHSOLN01_OLDI | HOUPARRHNBHGASE01_OLDI | BHGASE01 | BHSOLN01 | PAR_OLDI | BHGASE01_BHSOLN01 | 5 | 0 | 1.1 | Unlikely
HOUPARRHNBHSOLN01_OLDI_FBHGASE01_D33 | Residential heating technology - Solar heating system - single-family house - existing building - distributed level 0.33 | HOUSOL | HOUPARRHN_OLDI_DMD | MKr20 | 2050 | 6.4512 | 0.070551 | [6 empty] | PAR | I | OLD |  |  | RHNBHSOL | 2 | 0.33333 | HOUPARRHNBHSOLN01_OLDI_FBHGASE01 | 0.853 | HOUPARRHNBHSOLN01_OLDI | HOUPARRHNBHGASE01_OLDI | BHGASE01 | BHSOLN01 | PAR_OLDI | BHGASE01_BHSOLN01 | 5 | 0 | 1.1 | Unlikely
HOUPARRHNBHGASN01_OLDI_FBHGASE01_D33 | Residential heating technology - Natural gas boiler - single-family house - existing building - distributed level 0.33 | HOUGAS | HOUPARRHN_OLDI_DMD | MKr20 | 2020 | 1.4794 | 0.09463 |  | 0.43 | 0.1 | 20.4 | 1 | 1 | PAR | I | OLD |  |  | RHNBHGAS | 2 | 0.33333 | HOUPARRHNBHGASN01_OLDI_FBHGASE01 | 0.853 | HOUPARRHNBHGASN01_OLDI | HOUPARRHNBHGASE01_OLDI | BHGASE01 | BHGASN01 | PAR_OLDI | BHGASE01_BHGASN01 | 6 | 0 | 1 | New
HOUPARRHNBHGASN01_OLDI_FBHGASE01_D33 | Residential heating technology - Natural gas boiler - single-family house - existing building - distributed level 0.33 | HOUGAS | HOUPARRHN_OLDI_DMD | MKr20 | 2025 | 1.4428 | 0.093032 |  | 0.43 | 0.1 | 20.4 | 1 | 1 | PAR | I | OLD |  |  | RHNBHGAS | 2 | 0.33333 | HOUPARRHNBHGASN01_OLDI_FBHGASE01 | 0.853 | HOUPARRHNBHGASN01_OLDI | HOUPARRHNBHGASE01_OLDI | BHGASE01 | BHGASN01 | PAR_OLDI | BHGASE01_BHGASN01 | 6 | 0 | 1 | New
HOUPARRHNBHGASN01_OLDI_FBHGASE01_D33 | Residential heating technology - Natural gas boiler - single-family house - existing building - distributed level 0.33 | HOUGAS | HOUPARRHN_OLDI_DMD | MKr20 | 2030 | 1.4071 | 0.092235 |  | 0.43 | 0.1 | 20.4 | 1 | 1 | PAR | I | OLD |  |  | RHNBHGAS | 2 | 0.33333 | HOUPARRHNBHGASN01_OLDI_FBHGASE01 | 0.853 | HOUPARRHNBHGASN01_OLDI | HOUPARRHNBHGASE01_OLDI | BHGASE01 | BHGASN01 | PAR_OLDI | BHGASE01_BHGASN01 | 6 | 0 | 1 | New
HOUPARRHNBHGASN01_OLDI_FBHGASE01_D33 | Residential heating technology - Natural gas boiler - single-family house - existing building - distributed level 0.33 | HOUGAS | HOUPARRHN_OLDI_DMD | MKr20 | 2040 | 1.3383 | 0.087206 |  | 0.43 | 0.1 | 20.4 | 1 | 1 | PAR | I | OLD |  |  | RHNBHGAS | 2 | 0.33333 | HOUPARRHNBHGASN01_OLDI_FBHGASE01 | 0.853 | HOUPARRHNBHGASN01_OLDI | HOUPARRHNBHGASE01_OLDI | BHGASE01 | BHGASN01 | PAR_OLDI | BHGASE01_BHGASN01 | 6 | 0 | 1 | New
HOUPARRHNBHGASN01_OLDI_FBHGASE01_D33 | Residential heating technology - Natural gas boiler - single-family house - existing building - distributed level 0.33 | HOUGAS | HOUPARRHN_OLDI_DMD | MKr20 | 2050 | 1.2729 | 0.084074 |  | 0.43 | 0.1 | 20.4 | 1 | 1 | PAR | I | OLD |  |  | RHNBHGAS | 2 | 0.33333 | HOUPARRHNBHGASN01_OLDI_FBHGASE01 | 0.853 | HOUPARRHNBHGASN01_OLDI | HOUPARRHNBHGASE01_OLDI | BHGASE01 | BHGASN01 | PAR_OLDI | BHGASE01_BHGASN01 | 6 | 0 | 1 | New
HOUPARRHNBHDHDN09_OLDI_FBHGASE01_D33 | Residential heating technology - Direct district heating substation - plus connection pipe - plus distribution (heating density: low ) - single-family house - existing building - distributed level 0.33 | HOUDHD | HOUPARRHN_OLDI_DMD | MKr20 | 2020 | 9.7088 | 0.028099 | [6 empty] | PAR | I | OLD |  |  | RHNBHDHD | 2 | 0.33333 | HOUPARRHNBHDHDN09_OLDI_FBHGASE01 | 0.853 | HOUPARRHNBHDHDN09_OLDI | HOUPARRHNBHGASE01_OLDI | BHGASE01 | BHDHDN09 | PAR_OLDI | BHGASE01_BHDHDN09 | 4 | -0.25 | 1 | Supported
HOUPARRHNBHDHDN09_OLDI_FBHGASE01_D33 | Residential heating technology - Direct district heating substation - plus connection pipe - plus distribution (heating density: low ) - single-family house - existing building - distributed level 0.33 | HOUDHD | HOUPARRHN_OLDI_DMD | MKr20 | 2025 | 9.6743 | 0.027891 | [6 empty] | PAR | I | OLD |  |  | RHNBHDHD | 2 | 0.33333 | HOUPARRHNBHDHDN09_OLDI_FBHGASE01 | 0.853 | HOUPARRHNBHDHDN09_OLDI | HOUPARRHNBHGASE01_OLDI | BHGASE01 | BHDHDN09 | PAR_OLDI | BHGASE01_BHDHDN09 | 4 | -0.25 | 1 | Supported
HOUPARRHNBHDHDN09_OLDI_FBHGASE01_D33 | Residential heating technology - Direct district heating substation - plus connection pipe - plus distribution (heating density: low ) - single-family house - existing building - distributed level 0.33 | HOUDHD | HOUPARRHN_OLDI_DMD | MKr20 | 2030 | 9.6454 | 0.027393 | [6 empty] | PAR | I | OLD |  |  | RHNBHDHD | 2 | 0.33333 | HOUPARRHNBHDHDN09_OLDI_FBHGASE01 | 0.853 | HOUPARRHNBHDHDN09_OLDI | HOUPARRHNBHGASE01_OLDI | BHGASE01 | BHDHDN09 | PAR_OLDI | BHGASE01_BHDHDN09 | 4 | -0.25 | 1 | Supported
HOUPARRHNBHDHDN09_OLDI_FBHGASE01_D33 | Residential heating technology - Direct district heating substation - plus connection pipe - plus distribution (heating density: low ) - single-family house - existing building - distributed level 0.33 | HOUDHD | HOUPARRHN_OLDI_DMD | MKr20 | 2040 | 9.5936 | 0.026213 | [6 empty] | PAR | I | OLD |  |  | RHNBHDHD | 2 | 0.33333 | HOUPARRHNBHDHDN09_OLDI_FBHGASE01 | 0.853 | HOUPARRHNBHDHDN09_OLDI | HOUPARRHNBHGASE01_OLDI | BHGASE01 | BHDHDN09 | PAR_OLDI | BHGASE01_BHDHDN09 | 4 | -0.25 | 1 | Supported
HOUPARRHNBHDHDN09_OLDI_FBHGASE01_D33 | Residential heating technology - Direct district heating substation - plus connection pipe - plus distribution (heating density: low ) - single-family house - existing building - distributed level 0.33 | HOUDHD | HOUPARRHN_OLDI_DMD | MKr20 | 2050 | 9.5359 | 0.024497 | [6 empty] | PAR | I | OLD |  |  | RHNBHDHD | 2 | 0.33333 | HOUPARRHNBHDHDN09_OLDI_FBHGASE01 | 0.853 | HOUPARRHNBHDHDN09_OLDI | HOUPARRHNBHGASE01_OLDI | BHGASE01 | BHDHDN09 | PAR_OLDI | BHGASE01_BHDHDN09 | 4 | -0.25 | 1 | Supported
HOUPARRHNBHDHDN07_OLDI_FBHGASE01_D33 | Residential heating technology - Direct district heating substation - plus connection pipe - plus distribution (heating density: medium ) - single-family house - existing building - distributed level 0.33 | HOUDHD | HOUPARRHN_OLDI_DMD | MKr20 | 2020 | 3.9075 | 0.028099 | [6 empty] | PAR | I | OLD |  |  | RHNBHDHD | 2 | 0.33333 | HOUPARRHNBHDHDN07_OLDI_FBHGASE01 | 0.853 | HOUPARRHNBHDHDN07_OLDI | HOUPARRHNBHGASE01_OLDI | BHGASE01 | BHDHDN07 | PAR_OLDI | BHGASE01_BHDHDN07 | 4 | -0.25 | 1 | Supported
HOUPARRHNBHDHDN07_OLDI_FBHGASE01_D33 | Residential heating technology - Direct district heating substation - plus connection pipe - plus distribution (heating density: medium ) - single-family house - existing building - distributed level 0.33 | HOUDHD | HOUPARRHN_OLDI_DMD | MKr20 | 2025 | 3.8729 | 0.027891 | [6 empty] | PAR | I | OLD |  |  | RHNBHDHD | 2 | 0.33333 | HOUPARRHNBHDHDN07_OLDI_FBHGASE01 | 0.853 | HOUPARRHNBHDHDN07_OLDI | HOUPARRHNBHGASE01_OLDI | BHGASE01 | BHDHDN07 | PAR_OLDI | BHGASE01_BHDHDN07 | 4 | -0.25 | 1 | Supported
HOUPARRHNBHDHDN07_OLDI_FBHGASE01_D33 | Residential heating technology - Direct district heating substation - plus connection pipe - plus distribution (heating density: medium ) - single-family house - existing building - distributed level 0.33 | HOUDHD | HOUPARRHN_OLDI_DMD | MKr20 | 2030 | 3.8441 | 0.027393 | [6 empty] | PAR | I | OLD |  |  | RHNBHDHD | 2 | 0.33333 | HOUPARRHNBHDHDN07_OLDI_FBHGASE01 | 0.853 | HOUPARRHNBHDHDN07_OLDI | HOUPARRHNBHGASE01_OLDI | BHGASE01 | BHDHDN07 | PAR_OLDI | BHGASE01_BHDHDN07 | 4 | -0.25 | 1 | Supported
HOUPARRHNBHDHDN07_OLDI_FBHGASE01_D33 | Residential heating technology - Direct district heating substation - plus connection pipe - plus distribution (heating density: medium ) - single-family house - existing building - distributed level 0.33 | HOUDHD | HOUPARRHN_OLDI_DMD | MKr20 | 2040 | 3.7922 | 0.026213 | [6 empty] | PAR | I | OLD |  |  | RHNBHDHD | 2 | 0.33333 | HOUPARRHNBHDHDN07_OLDI_FBHGASE01 | 0.853 | HOUPARRHNBHDHDN07_OLDI | HOUPARRHNBHGASE01_OLDI | BHGASE01 | BHDHDN07 | PAR_OLDI | BHGASE01_BHDHDN07 | 4 | -0.25 | 1 | Supported
HOUPARRHNBHDHDN07_OLDI_FBHGASE01_D33 | Residential heating technology - Direct district heating substation - plus connection pipe - plus distribution (heating density: medium ) - single-family house - existing building - distributed level 0.33 | HOUDHD | HOUPARRHN_OLDI_DMD | MKr20 | 2050 | 3.7346 | 0.024497 | [6 empty] | PAR | I | OLD |  |  | RHNBHDHD | 2 | 0.33333 | HOUPARRHNBHDHDN07_OLDI_FBHGASE01 | 0.853 | HOUPARRHNBHDHDN07_OLDI | HOUPARRHNBHGASE01_OLDI | BHGASE01 | BHDHDN07 | PAR_OLDI | BHGASE01_BHDHDN07 | 4 | -0.25 | 1 | Supported
HOUPARRHNBHDHDN05_OLDI_FBHGASE01_D33 | Residential heating technology - Direct district heating substation - plus connection pipe - plus distribution (heating density: high ) - single-family house - existing building - distributed level 0.33 | HOUDHD | HOUPARRHN_OLDI_DMD | MKr20 | 2020 | 2.9793 | 0.028099 | [6 empty] | PAR | I | OLD |  |  | RHNBHDHD | 2 | 0.33333 | HOUPARRHNBHDHDN05_OLDI_FBHGASE01 | 0.853 | HOUPARRHNBHDHDN05_OLDI | HOUPARRHNBHGASE01_OLDI | BHGASE01 | BHDHDN05 | PAR_OLDI | BHGASE01_BHDHDN05 | 4 | -0.25 | 1 | Supported
HOUPARRHNBHDHDN05_OLDI_FBHGASE01_D33 | Residential heating technology - Direct district heating substation - plus connection pipe - plus distribution (heating density: high ) - single-family house - existing building - distributed level 0.33 | HOUDHD | HOUPARRHN_OLDI_DMD | MKr20 | 2025 | 2.9447 | 0.027891 | [6 empty] | PAR | I | OLD |  |  | RHNBHDHD | 2 | 0.33333 | HOUPARRHNBHDHDN05_OLDI_FBHGASE01 | 0.853 | HOUPARRHNBHDHDN05_OLDI | HOUPARRHNBHGASE01_OLDI | BHGASE01 | BHDHDN05 | PAR_OLDI | BHGASE01_BHDHDN05 | 4 | -0.25 | 1 | Supported
HOUPARRHNBHDHDN05_OLDI_FBHGASE01_D33 | Residential heating technology - Direct district heating substation - plus connection pipe - plus distribution (heating density: high ) - single-family house - existing building - distributed level 0.33 | HOUDHD | HOUPARRHN_OLDI_DMD | MKr20 | 2030 | 2.9159 | 0.027393 | [6 empty] | PAR | I | OLD |  |  | RHNBHDHD | 2 | 0.33333 | HOUPARRHNBHDHDN05_OLDI_FBHGASE01 | 0.853 | HOUPARRHNBHDHDN05_OLDI | HOUPARRHNBHGASE01_OLDI | BHGASE01 | BHDHDN05 | PAR_OLDI | BHGASE01_BHDHDN05 | 4 | -0.25 | 1 | Supported
HOUPARRHNBHDHDN05_OLDI_FBHGASE01_D33 | Residential heating technology - Direct district heating substation - plus connection pipe - plus distribution (heating density: high ) - single-family house - existing building - distributed level 0.33 | HOUDHD | HOUPARRHN_OLDI_DMD | MKr20 | 2040 | 2.864 | 0.026213 | [6 empty] | PAR | I | OLD |  |  | RHNBHDHD | 2 | 0.33333 | HOUPARRHNBHDHDN05_OLDI_FBHGASE01 | 0.853 | HOUPARRHNBHDHDN05_OLDI | HOUPARRHNBHGASE01_OLDI | BHGASE01 | BHDHDN05 | PAR_OLDI | BHGASE01_BHDHDN05 | 4 | -0.25 | 1 | Supported
HOUPARRHNBHDHDN05_OLDI_FBHGASE01_D33 | Residential heating technology - Direct district heating substation - plus connection pipe - plus distribution (heating density: high ) - single-family house - existing building - distributed level 0.33 | HOUDHD | HOUPARRHN_OLDI_DMD | MKr20 | 2050 | 2.8064 | 0.024497 | [6 empty] | PAR | I | OLD |  |  | RHNBHDHD | 2 | 0.33333 | HOUPARRHNBHDHDN05_OLDI_FBHGASE01 | 0.853 | HOUPARRHNBHDHDN05_OLDI | HOUPARRHNBHGASE01_OLDI | BHGASE01 | BHDHDN05 | PAR_OLDI | BHGASE01_BHDHDN05 | 4 | -0.25 | 1 | Supported
HOUPARRHNBHDHCN09_OLDI_FBHGASE01_D33 | Residential heating technology - Direct district heating substation - plus connection pipe - plus distribution (heating density: low ) - single-family house - existing building - distributed level 0.33 | HOUDHC | HOUPARRHN_OLDI_DMD | MKr20 | 2020 | 9.7088 | 0.028099 | [6 empty] | PAR | I | OLD |  |  | RHNBHDHC | 2 | 0.33333 | HOUPARRHNBHDHCN09_OLDI_FBHGASE01 | 0.853 | HOUPARRHNBHDHCN09_OLDI | HOUPARRHNBHGASE01_OLDI | BHGASE01 | BHDHCN09 | PAR_OLDI | BHGASE01_BHDHCN09 | 4 | -0.25 | 1 | Supported
HOUPARRHNBHDHCN09_OLDI_FBHGASE01_D33 | Residential heating technology - Direct district heating substation - plus connection pipe - plus distribution (heating density: low ) - single-family house - existing building - distributed level 0.33 | HOUDHC | HOUPARRHN_OLDI_DMD | MKr20 | 2025 | 9.6743 | 0.027891 | [6 empty] | PAR | I | OLD |  |  | RHNBHDHC | 2 | 0.33333 | HOUPARRHNBHDHCN09_OLDI_FBHGASE01 | 0.853 | HOUPARRHNBHDHCN09_OLDI | HOUPARRHNBHGASE01_OLDI | BHGASE01 | BHDHCN09 | PAR_OLDI | BHGASE01_BHDHCN09 | 4 | -0.25 | 1 | Supported
HOUPARRHNBHDHCN09_OLDI_FBHGASE01_D33 | Residential heating technology - Direct district heating substation - plus connection pipe - plus distribution (heating density: low ) - single-family house - existing building - distributed level 0.33 | HOUDHC | HOUPARRHN_OLDI_DMD | MKr20 | 2030 | 9.6454 | 0.027393 | [6 empty] | PAR | I | OLD |  |  | RHNBHDHC | 2 | 0.33333 | HOUPARRHNBHDHCN09_OLDI_FBHGASE01 | 0.853 | HOUPARRHNBHDHCN09_OLDI | HOUPARRHNBHGASE01_OLDI | BHGASE01 | BHDHCN09 | PAR_OLDI | BHGASE01_BHDHCN09 | 4 | -0.25 | 1 | Supported
HOUPARRHNBHDHCN09_OLDI_FBHGASE01_D33 | Residential heating technology - Direct district heating substation - plus connection pipe - plus distribution (heating density: low ) - single-family house - existing building - distributed level 0.33 | HOUDHC | HOUPARRHN_OLDI_DMD | MKr20 | 2040 | 9.5936 | 0.026213 | [6 empty] | PAR | I | OLD |  |  | RHNBHDHC | 2 | 0.33333 | HOUPARRHNBHDHCN09_OLDI_FBHGASE01 | 0.853 | HOUPARRHNBHDHCN09_OLDI | HOUPARRHNBHGASE01_OLDI | BHGASE01 | BHDHCN09 | PAR_OLDI | BHGASE01_BHDHCN09 | 4 | -0.25 | 1 | Supported
HOUPARRHNBHDHCN09_OLDI_FBHGASE01_D33 | Residential heating technology - Direct district heating substation - plus connection pipe - plus distribution (heating density: low ) - single-family house - existing building - distributed level 0.33 | HOUDHC | HOUPARRHN_OLDI_DMD | MKr20 | 2050 | 9.5359 | 0.024497 | [6 empty] | PAR | I | OLD |  |  | RHNBHDHC | 2 | 0.33333 | HOUPARRHNBHDHCN09_OLDI_FBHGASE01 | 0.853 | HOUPARRHNBHDHCN09_OLDI | HOUPARRHNBHGASE01_OLDI | BHGASE01 | BHDHCN09 | PAR_OLDI | BHGASE01_BHDHCN09 | 4 | -0.25 | 1 | Supported
HOUPARRHNBHDHCN07_OLDI_FBHGASE01_D33 | Residential heating technology - Direct district heating substation - plus connection pipe - plus distribution (heating density: medium ) - single-family house - existing building - distributed level 0.33 | HOUDHC | HOUPARRHN_OLDI_DMD | MKr20 | 2020 | 3.9075 | 0.028099 | [6 empty] | PAR | I | OLD |  |  | RHNBHDHC | 2 | 0.33333 | HOUPARRHNBHDHCN07_OLDI_FBHGASE01 | 0.853 | HOUPARRHNBHDHCN07_OLDI | HOUPARRHNBHGASE01_OLDI | BHGASE01 | BHDHCN07 | PAR_OLDI | BHGASE01_BHDHCN07 | 4 | -0.25 | 1 | Supported
HOUPARRHNBHDHCN07_OLDI_FBHGASE01_D33 | Residential heating technology - Direct district heating substation - plus connection pipe - plus distribution (heating density: medium ) - single-family house - existing building - distributed level 0.33 | HOUDHC | HOUPARRHN_OLDI_DMD | MKr20 | 2025 | 3.8729 | 0.027891 | [6 empty] | PAR | I | OLD |  |  | RHNBHDHC | 2 | 0.33333 | HOUPARRHNBHDHCN07_OLDI_FBHGASE01 | 0.853 | HOUPARRHNBHDHCN07_OLDI | HOUPARRHNBHGASE01_OLDI | BHGASE01 | BHDHCN07 | PAR_OLDI | BHGASE01_BHDHCN07 | 4 | -0.25 | 1 | Supported
HOUPARRHNBHDHCN07_OLDI_FBHGASE01_D33 | Residential heating technology - Direct district heating substation - plus connection pipe - plus distribution (heating density: medium ) - single-family house - existing building - distributed level 0.33 | HOUDHC | HOUPARRHN_OLDI_DMD | MKr20 | 2030 | 3.8441 | 0.027393 | [6 empty] | PAR | I | OLD |  |  | RHNBHDHC | 2 | 0.33333 | HOUPARRHNBHDHCN07_OLDI_FBHGASE01 | 0.853 | HOUPARRHNBHDHCN07_OLDI | HOUPARRHNBHGASE01_OLDI | BHGASE01 | BHDHCN07 | PAR_OLDI | BHGASE01_BHDHCN07 | 4 | -0.25 | 1 | Supported
HOUPARRHNBHDHCN07_OLDI_FBHGASE01_D33 | Residential heating technology - Direct district heating substation - plus connection pipe - plus distribution (heating density: medium ) - single-family house - existing building - distributed level 0.33 | HOUDHC | HOUPARRHN_OLDI_DMD | MKr20 | 2040 | 3.7922 | 0.026213 | [6 empty] | PAR | I | OLD |  |  | RHNBHDHC | 2 | 0.33333 | HOUPARRHNBHDHCN07_OLDI_FBHGASE01 | 0.853 | HOUPARRHNBHDHCN07_OLDI | HOUPARRHNBHGASE01_OLDI | BHGASE01 | BHDHCN07 | PAR_OLDI | BHGASE01_BHDHCN07 | 4 | -0.25 | 1 | Supported
HOUPARRHNBHDHCN07_OLDI_FBHGASE01_D33 | Residential heating technology - Direct district heating substation - plus connection pipe - plus distribution (heating density: medium ) - single-family house - existing building - distributed level 0.33 | HOUDHC | HOUPARRHN_OLDI_DMD | MKr20 | 2050 | 3.7346 | 0.024497 | [6 empty] | PAR | I | OLD |  |  | RHNBHDHC | 2 | 0.33333 | HOUPARRHNBHDHCN07_OLDI_FBHGASE01 | 0.853 | HOUPARRHNBHDHCN07_OLDI | HOUPARRHNBHGASE01_OLDI | BHGASE01 | BHDHCN07 | PAR_OLDI | BHGASE01_BHDHCN07 | 4 | -0.25 | 1 | Supported
HOUPARRHNBHDHCN05_OLDI_FBHGASE01_D33 | Residential heating technology - Direct district heating substation - plus connection pipe - plus distribution (heating density: high ) - single-family house - existing building - distributed level 0.33 | HOUDHC | HOUPARRHN_OLDI_DMD | MKr20 | 2020 | 2.9793 | 0.028099 | [6 empty] | PAR | I | OLD |  |  | RHNBHDHC | 2 | 0.33333 | HOUPARRHNBHDHCN05_OLDI_FBHGASE01 | 0.853 | HOUPARRHNBHDHCN05_OLDI | HOUPARRHNBHGASE01_OLDI | BHGASE01 | BHDHCN05 | PAR_OLDI | BHGASE01_BHDHCN05 | 4 | -0.25 | 1 | Supported
HOUPARRHNBHDHCN05_OLDI_FBHGASE01_D33 | Residential heating technology - Direct district heating substation - plus connection pipe - plus distribution (heating density: high ) - single-family house - existing building - distributed level 0.33 | HOUDHC | HOUPARRHN_OLDI_DMD | MKr20 | 2025 | 2.9447 | 0.027891 | [6 empty] | PAR | I | OLD |  |  | RHNBHDHC | 2 | 0.33333 | HOUPARRHNBHDHCN05_OLDI_FBHGASE01 | 0.853 | HOUPARRHNBHDHCN05_OLDI | HOUPARRHNBHGASE01_OLDI | BHGASE01 | BHDHCN05 | PAR_OLDI | BHGASE01_BHDHCN05 | 4 | -0.25 | 1 | Supported
HOUPARRHNBHDHCN05_OLDI_FBHGASE01_D33 | Residential heating technology - Direct district heating substation - plus connection pipe - plus distribution (heating density: high ) - single-family house - existing building - distributed level 0.33 | HOUDHC | HOUPARRHN_OLDI_DMD | MKr20 | 2030 | 2.9159 | 0.027393 | [6 empty] | PAR | I | OLD |  |  | RHNBHDHC | 2 | 0.33333 | HOUPARRHNBHDHCN05_OLDI_FBHGASE01 | 0.853 | HOUPARRHNBHDHCN05_OLDI | HOUPARRHNBHGASE01_OLDI | BHGASE01 | BHDHCN05 | PAR_OLDI | BHGASE01_BHDHCN05 | 4 | -0.25 | 1 | Supported
HOUPARRHNBHDHCN05_OLDI_FBHGASE01_D33 | Residential heating technology - Direct district heating substation - plus connection pipe - plus distribution (heating density: high ) - single-family house - existing building - distributed level 0.33 | HOUDHC | HOUPARRHN_OLDI_DMD | MKr20 | 2040 | 2.864 | 0.026213 | [6 empty] | PAR | I | OLD |  |  | RHNBHDHC | 2 | 0.33333 | HOUPARRHNBHDHCN05_OLDI_FBHGASE01 | 0.853 | HOUPARRHNBHDHCN05_OLDI | HOUPARRHNBHGASE01_OLDI | BHGASE01 | BHDHCN05 | PAR_OLDI | BHGASE01_BHDHCN05 | 4 | -0.25 | 1 | Supported
HOUPARRHNBHDHCN05_OLDI_FBHGASE01_D33 | Residential heating technology - Direct district heating substation - plus connection pipe - plus distribution (heating density: high ) - single-family house - existing building - distributed level 0.33 | HOUDHC | HOUPARRHN_OLDI_DMD | MKr20 | 2050 | 2.8064 | 0.024497 | [6 empty] | PAR | I | OLD |  |  | RHNBHDHC | 2 | 0.33333 | HOUPARRHNBHDHCN05_OLDI_FBHGASE01 | 0.853 | HOUPARRHNBHDHCN05_OLDI | HOUPARRHNBHGASE01_OLDI | BHGASE01 | BHDHCN05 | PAR_OLDI | BHGASE01_BHDHCN05 | 4 | -0.25 | 1 | Supported
HOUETARHNHPELCN05_OLDC_FBHGASE01_D33 | Residential heating technology - Heat pump, Air-to-water - leasing - apartment complex - existing building - distributed level 0.33 | HOUELC, HOUAMB | HOUETARHN_OLDC_DMD | MKr20 | 2020 | 2.3785 | 0.31275 | 0.33288 | [5 empty] | ETA | C | OLD | 3.0041 |  | RHNHPELC | 2 | 0.33333 | HOUETARHNHPELCN05_OLDC_FBHGASE01 | 0.895 | HOUETARHNHPELCN05_OLDC | HOUETARHNBHGASE01_OLDC | BHGASE01 | HPELCN05 | ETA_OLDC | BHGASE01_HPELCN05 | 4 | -0.25 | 1 | Supported
HOUETARHNHPELCN05_OLDC_FBHGASE01_D33 | Residential heating technology - Heat pump, Air-to-water - leasing - apartment complex - existing building - distributed level 0.33 | HOUELC, HOUAMB | HOUETARHN_OLDC_DMD | MKr20 | 2025 | 2.1298 | 0.28751 | 0.31651 | [5 empty] | ETA | C | OLD | 3.1595 |  | RHNHPELC | 2 | 0.33333 | HOUETARHNHPELCN05_OLDC_FBHGASE01 | 0.895 | HOUETARHNHPELCN05_OLDC | HOUETARHNBHGASE01_OLDC | BHGASE01 | HPELCN05 | ETA_OLDC | BHGASE01_HPELCN05 | 4 | -0.25 | 1 | Supported
HOUETARHNHPELCN05_OLDC_FBHGASE01_D33 | Residential heating technology - Heat pump, Air-to-water - leasing - apartment complex - existing building - distributed level 0.33 | HOUELC, HOUAMB | HOUETARHN_OLDC_DMD | MKr20 | 2030 | 1.8811 | 0.26224 | 0.30167 | [5 empty] | ETA | C | OLD | 3.3149 |  | RHNHPELC | 2 | 0.33333 | HOUETARHNHPELCN05_OLDC_FBHGASE01 | 0.895 | HOUETARHNHPELCN05_OLDC | HOUETARHNBHGASE01_OLDC | BHGASE01 | HPELCN05 | ETA_OLDC | BHGASE01_HPELCN05 | 4 | -0.25 | 1 | Supported
HOUETARHNHPELCN05_OLDC_FBHGASE01_D33 | Residential heating technology - Heat pump, Air-to-water - leasing - apartment complex - existing building - distributed level 0.33 | HOUELC, HOUAMB | HOUETARHN_OLDC_DMD | MKr20 | 2040 | 1.6848 | 0.24168 | 0.28816 | [5 empty] | ETA | C | OLD | 3.4702 |  | RHNHPELC | 2 | 0.33333 | HOUETARHNHPELCN05_OLDC_FBHGASE01 | 0.895 | HOUETARHNHPELCN05_OLDC | HOUETARHNBHGASE01_OLDC | BHGASE01 | HPELCN05 | ETA_OLDC | BHGASE01_HPELCN05 | 4 | -0.25 | 1 | Supported
HOUETARHNHPELCN05_OLDC_FBHGASE01_D33 | Residential heating technology - Heat pump, Air-to-water - leasing - apartment complex - existing building - distributed level 0.33 | HOUELC, HOUAMB | HOUETARHN_OLDC_DMD | MKr20 | 2050 | 1.4885 | 0.22111 | 0.27581 | [5 empty] | ETA | C | OLD | 3.6256 |  | RHNHPELC | 2 | 0.33333 | HOUETARHNHPELCN05_OLDC_FBHGASE01 | 0.895 | HOUETARHNHPELCN05_OLDC | HOUETARHNBHGASE01_OLDC | BHGASE01 | HPELCN05 | ETA_OLDC | BHGASE01_HPELCN05 | 4 | -0.25 | 1 | Supported
HOUETARHNHPELCN04_OLDC_FBHGASE01_D33 | Residential heating technology - Heat pump, Ground source - apartment complex - existing building - distributed level 0.33 | HOUELC, HOUAMB | HOUETARHN_OLDC_DMD | MKr20 | 2020 | 4.4322 | 0.046348 | 0.30167 | [5 empty] | ETA | C | OLD | 3.3149 |  | RHNHPELC | 2 | 0.33333 | HOUETARHNHPELCN04_OLDC_FBHGASE01 | 0.895 | HOUETARHNHPELCN04_OLDC | HOUETARHNBHGASE01_OLDC | BHGASE01 | HPELCN04 | ETA_OLDC | BHGASE01_HPELCN04 | 4 | -0.25 | 1 | Supported
HOUETARHNHPELCN04_OLDC_FBHGASE01_D33 | Residential heating technology - Heat pump, Ground source - apartment complex - existing building - distributed level 0.33 | HOUELC, HOUAMB | HOUETARHN_OLDC_DMD | MKr20 | 2025 | 4.0998 | 0.045981 | 0.29253 | [5 empty] | ETA | C | OLD | 3.4185 |  | RHNHPELC | 2 | 0.33333 | HOUETARHNHPELCN04_OLDC_FBHGASE01 | 0.895 | HOUETARHNHPELCN04_OLDC | HOUETARHNBHGASE01_OLDC | BHGASE01 | HPELCN04 | ETA_OLDC | BHGASE01_HPELCN04 | 4 | -0.25 | 1 | Supported
HOUETARHNHPELCN04_OLDC_FBHGASE01_D33 | Residential heating technology - Heat pump, Ground source - apartment complex - existing building - distributed level 0.33 | HOUELC, HOUAMB | HOUETARHN_OLDC_DMD | MKr20 | 2030 | 3.7674 | 0.04558 | 0.28393 | [5 empty] | ETA | C | OLD | 3.522 |  | RHNHPELC | 2 | 0.33333 | HOUETARHNHPELCN04_OLDC_FBHGASE01 | 0.895 | HOUETARHNHPELCN04_OLDC | HOUETARHNBHGASE01_OLDC | BHGASE01 | HPELCN04 | ETA_OLDC | BHGASE01_HPELCN04 | 4 | -0.25 | 1 | Supported
HOUETARHNHPELCN04_OLDC_FBHGASE01_D33 | Residential heating technology - Heat pump, Ground source - apartment complex - existing building - distributed level 0.33 | HOUELC, HOUAMB | HOUETARHN_OLDC_DMD | MKr20 | 2040 | 3.4848 | 0.044654 | 0.27193 | [5 empty] | ETA | C | OLD | 3.6774 |  | RHNHPELC | 2 | 0.33333 | HOUETARHNHPELCN04_OLDC_FBHGASE01 | 0.895 | HOUETARHNHPELCN04_OLDC | HOUETARHNBHGASE01_OLDC | BHGASE01 | HPELCN04 | ETA_OLDC | BHGASE01_HPELCN04 | 4 | -0.25 | 1 | Supported
HOUETARHNHPELCN04_OLDC_FBHGASE01_D33 | Residential heating technology - Heat pump, Ground source - apartment complex - existing building - distributed level 0.33 | HOUELC, HOUAMB | HOUETARHN_OLDC_DMD | MKr20 | 2050 | 3.2023 | 0.043711 | 0.26815 | [5 empty] | ETA | C | OLD | 3.7292 |  | RHNHPELC | 2 | 0.33333 | HOUETARHNHPELCN04_OLDC_FBHGASE01 | 0.895 | HOUETARHNHPELCN04_OLDC | HOUETARHNBHGASE01_OLDC | BHGASE01 | HPELCN04 | ETA_OLDC | BHGASE01_HPELCN04 | 4 | -0.25 | 1 | Supported
HOUETARHNHPELCN03_OLDC_FBHGASE01_D33 | Residential heating technology - Heat pump, Air-to-water - apartment complex - existing building - distributed level 0.33 | HOUELC, HOUAMB | HOUETARHN_OLDC_DMD | MKr20 | 2020 | 4.7571 | 0.074897 | 0.33288 | [5 empty] | ETA | C | OLD | 3.0041 |  | RHNHPELC | 2 | 0.33333 | HOUETARHNHPELCN03_OLDC_FBHGASE01 | 0.895 | HOUETARHNHPELCN03_OLDC | HOUETARHNBHGASE01_OLDC | BHGASE01 | HPELCN03 | ETA_OLDC | BHGASE01_HPELCN03 | 4 | -0.25 | 1 | Supported
HOUETARHNHPELCN03_OLDC_FBHGASE01_D33 | Residential heating technology - Heat pump, Air-to-water - apartment complex - existing building - distributed level 0.33 | HOUELC, HOUAMB | HOUETARHN_OLDC_DMD | MKr20 | 2025 | 4.2596 | 0.07453 | 0.31651 | [5 empty] | ETA | C | OLD | 3.1595 |  | RHNHPELC | 2 | 0.33333 | HOUETARHNHPELCN03_OLDC_FBHGASE01 | 0.895 | HOUETARHNHPELCN03_OLDC | HOUETARHNBHGASE01_OLDC | BHGASE01 | HPELCN03 | ETA_OLDC | BHGASE01_HPELCN03 | 4 | -0.25 | 1 | Supported
HOUETARHNHPELCN03_OLDC_FBHGASE01_D33 | Residential heating technology - Heat pump, Air-to-water - apartment complex - existing building - distributed level 0.33 | HOUELC, HOUAMB | HOUETARHN_OLDC_DMD | MKr20 | 2030 | 3.7622 | 0.074129 | 0.30167 | [5 empty] | ETA | C | OLD | 3.3149 |  | RHNHPELC | 2 | 0.33333 | HOUETARHNHPELCN03_OLDC_FBHGASE01 | 0.895 | HOUETARHNHPELCN03_OLDC | HOUETARHNBHGASE01_OLDC | BHGASE01 | HPELCN03 | ETA_OLDC | BHGASE01_HPELCN03 | 4 | -0.25 | 1 | Supported
HOUETARHNHPELCN03_OLDC_FBHGASE01_D33 | Residential heating technology - Heat pump, Air-to-water - apartment complex - existing building - distributed level 0.33 | HOUELC, HOUAMB | HOUETARHN_OLDC_DMD | MKr20 | 2040 | 3.3696 | 0.073203 | 0.28816 | [5 empty] | ETA | C | OLD | 3.4702 |  | RHNHPELC | 2 | 0.33333 | HOUETARHNHPELCN03_OLDC_FBHGASE01 | 0.895 | HOUETARHNHPELCN03_OLDC | HOUETARHNBHGASE01_OLDC | BHGASE01 | HPELCN03 | ETA_OLDC | BHGASE01_HPELCN03 | 4 | -0.25 | 1 | Supported
HOUETARHNHPELCN03_OLDC_FBHGASE01_D33 | Residential heating technology - Heat pump, Air-to-water - apartment complex - existing building - distributed level 0.33 | HOUELC, HOUAMB | HOUETARHN_OLDC_DMD | MKr20 | 2050 | 2.9771 | 0.07226 | 0.27581 | [5 empty] | ETA | C | OLD | 3.6256 |  | RHNHPELC | 2 | 0.33333 | HOUETARHNHPELCN03_OLDC_FBHGASE01 | 0.895 | HOUETARHNHPELCN03_OLDC | HOUETARHNBHGASE01_OLDC | BHGASE01 | HPELCN03 | ETA_OLDC | BHGASE01_HPELCN03 | 4 | -0.25 | 1 | Supported
HOUETARHNHPELCN02_OLDC_FBHGASE01_D33 | Residential heating technology - Heat pump, Air-to-air - single-family house - existing building - distributed level 0.33 | HOUELC, HOUAMB | HOUETARHN_OLDC_DMD | MKr20 | 2020 | 1.9871 | 0.15994 | 0.19904 | [5 empty] | ETA | C | OLD | 5.0241 |  | RHNHPELC | 2 | 0.33333 | HOUETARHNHPELCN02_OLDC_FBHGASE01 | 0.895 | HOUETARHNHPELCN02_OLDC | HOUETARHNBHGASE01_OLDC | BHGASE01 | HPELCN02 | ETA_OLDC | BHGASE01_HPELCN02 | 5 | 0 | 1.1 | Unlikely
HOUETARHNHPELCN02_OLDC_FBHGASE01_D33 | Residential heating technology - Heat pump, Air-to-air - single-family house - existing building - distributed level 0.33 | HOUELC, HOUAMB | HOUETARHN_OLDC_DMD | MKr20 | 2025 | 1.9385 | 0.10866 | 0.18928 | [5 empty] | ETA | C | OLD | 5.2831 |  | RHNHPELC | 2 | 0.33333 | HOUETARHNHPELCN02_OLDC_FBHGASE01 | 0.895 | HOUETARHNHPELCN02_OLDC | HOUETARHNBHGASE01_OLDC | BHGASE01 | HPELCN02 | ETA_OLDC | BHGASE01_HPELCN02 | 5 | 0 | 1.1 | Unlikely
HOUETARHNHPELCN02_OLDC_FBHGASE01_D33 | Residential heating technology - Heat pump, Air-to-air - single-family house - existing building - distributed level 0.33 | HOUELC, HOUAMB | HOUETARHN_OLDC_DMD | MKr20 | 2030 | 1.8899 | 0.10666 | 0.18214 | [5 empty] | ETA | C | OLD | 5.4902 |  | RHNHPELC | 2 | 0.33333 | HOUETARHNHPELCN02_OLDC_FBHGASE01 | 0.895 | HOUETARHNHPELCN02_OLDC | HOUETARHNBHGASE01_OLDC | BHGASE01 | HPELCN02 | ETA_OLDC | BHGASE01_HPELCN02 | 5 | 0 | 1.1 | Unlikely
HOUETARHNHPELCN02_OLDC_FBHGASE01_D33 | Residential heating technology - Heat pump, Air-to-air - single-family house - existing building - distributed level 0.33 | HOUELC, HOUAMB | HOUETARHN_OLDC_DMD | MKr20 | 2040 | 1.7998 | 0.10293 | 0.17552 | [5 empty] | ETA | C | OLD | 5.6974 |  | RHNHPELC | 2 | 0.33333 | HOUETARHNHPELCN02_OLDC_FBHGASE01 | 0.895 | HOUETARHNHPELCN02_OLDC | HOUETARHNBHGASE01_OLDC | BHGASE01 | HPELCN02 | ETA_OLDC | BHGASE01_HPELCN02 | 5 | 0 | 1.1 | Unlikely
HOUETARHNHPELCN02_OLDC_FBHGASE01_D33 | Residential heating technology - Heat pump, Air-to-air - single-family house - existing building - distributed level 0.33 | HOUELC, HOUAMB | HOUETARHN_OLDC_DMD | MKr20 | 2050 | 1.7097 | 0.099207 | 0.17238 | [5 empty] | ETA | C | OLD | 5.801 |  | RHNHPELC | 2 | 0.33333 | HOUETARHNHPELCN02_OLDC_FBHGASE01 | 0.895 | HOUETARHNHPELCN02_OLDC | HOUETARHNBHGASE01_OLDC | BHGASE01 | HPELCN02 | ETA_OLDC | BHGASE01_HPELCN02 | 5 | 0 | 1.1 | Unlikely
HOUETARHNDIELCN06_OLDC_FBHGASE01_D33 | Residential heating technology - Electric heating - electric panel from Bauhaus - apartment complex - new building - distributed level 0.33 | HOUELC | HOUETARHN_OLDC_DMD | MKr20 | 2020 | 0.56157 | 0 | [6 empty] | ETA | C | OLD |  |  | RHNDIELC | 2 | 0.33333 | HOUETARHNDIELCN06_OLDC_FBHGASE01 | 0.895 | HOUETARHNDIELCN06_OLDC | HOUETARHNBHGASE01_OLDC | BHGASE01 | DIELCN06 | ETA_OLDC | BHGASE01_DIELCN06 | 5 | 0 | 1.1 | Unlikely
HOUETARHNDIELCN06_OLDC_FBHGASE01_D33 | Residential heating technology - Electric heating - electric panel from Bauhaus - apartment complex - new building - distributed level 0.33 | HOUELC | HOUETARHN_OLDC_DMD | MKr20 | 2025 | 0.56157 | 0 | [6 empty] | ETA | C | OLD |  |  | RHNDIELC | 2 | 0.33333 | HOUETARHNDIELCN06_OLDC_FBHGASE01 | 0.895 | HOUETARHNDIELCN06_OLDC | HOUETARHNBHGASE01_OLDC | BHGASE01 | DIELCN06 | ETA_OLDC | BHGASE01_DIELCN06 | 5 | 0 | 1.1 | Unlikely
HOUETARHNDIELCN06_OLDC_FBHGASE01_D33 | Residential heating technology - Electric heating - electric panel from Bauhaus - apartment complex - new building - distributed level 0.33 | HOUELC | HOUETARHN_OLDC_DMD | MKr20 | 2030 | 0.56157 | 0 | [6 empty] | ETA | C | OLD |  |  | RHNDIELC | 2 | 0.33333 | HOUETARHNDIELCN06_OLDC_FBHGASE01 | 0.895 | HOUETARHNDIELCN06_OLDC | HOUETARHNBHGASE01_OLDC | BHGASE01 | DIELCN06 | ETA_OLDC | BHGASE01_DIELCN06 | 5 | 0 | 1.1 | Unlikely
HOUETARHNDIELCN06_OLDC_FBHGASE01_D33 | Residential heating technology - Electric heating - electric panel from Bauhaus - apartment complex - new building - distributed level 0.33 | HOUELC | HOUETARHN_OLDC_DMD | MKr20 | 2040 | 0.56157 | 0 | [6 empty] | ETA | C | OLD |  |  | RHNDIELC | 2 | 0.33333 | HOUETARHNDIELCN06_OLDC_FBHGASE01 | 0.895 | HOUETARHNDIELCN06_OLDC | HOUETARHNBHGASE01_OLDC | BHGASE01 | DIELCN06 | ETA_OLDC | BHGASE01_DIELCN06 | 5 | 0 | 1.1 | Unlikely
HOUETARHNDIELCN06_OLDC_FBHGASE01_D33 | Residential heating technology - Electric heating - electric panel from Bauhaus - apartment complex - new building - distributed level 0.33 | HOUELC | HOUETARHN_OLDC_DMD | MKr20 | 2050 | 0.56157 | 0 | [6 empty] | ETA | C | OLD |  |  | RHNDIELC | 2 | 0.33333 | HOUETARHNDIELCN06_OLDC_FBHGASE01 | 0.895 | HOUETARHNDIELCN06_OLDC | HOUETARHNBHGASE01_OLDC | BHGASE01 | DIELCN06 | ETA_OLDC | BHGASE01_DIELCN06 | 5 | 0 | 1.1 | Unlikely
HOUETARHNDIELCN01_OLDC_FBHGASE01_D33 | Residential heating technology - Electric heating - apartment complex - new building - distributed level 0.33 | HOUELC | HOUETARHN_OLDC_DMD | MKr20 | 2020 | 5.2158 | 0.0021178 | [6 empty] | ETA | C | OLD |  |  | RHNDIELC | 2 | 0.33333 | HOUETARHNDIELCN01_OLDC_FBHGASE01 | 0.895 | HOUETARHNDIELCN01_OLDC | HOUETARHNBHGASE01_OLDC | BHGASE01 | DIELCN01 | ETA_OLDC | BHGASE01_DIELCN01 | 5 | 0 | 1.1 | Unlikely
HOUETARHNDIELCN01_OLDC_FBHGASE01_D33 | Residential heating technology - Electric heating - apartment complex - new building - distributed level 0.33 | HOUELC | HOUETARHN_OLDC_DMD | MKr20 | 2025 | 5.0867 | 0.0020313 | [6 empty] | ETA | C | OLD |  |  | RHNDIELC | 2 | 0.33333 | HOUETARHNDIELCN01_OLDC_FBHGASE01 | 0.895 | HOUETARHNDIELCN01_OLDC | HOUETARHNBHGASE01_OLDC | BHGASE01 | DIELCN01 | ETA_OLDC | BHGASE01_DIELCN01 | 5 | 0 | 1.1 | Unlikely
HOUETARHNDIELCN01_OLDC_FBHGASE01_D33 | Residential heating technology - Electric heating - apartment complex - new building - distributed level 0.33 | HOUELC | HOUETARHN_OLDC_DMD | MKr20 | 2030 | 4.9608 | 0.0019881 | [6 empty] | ETA | C | OLD |  |  | RHNDIELC | 2 | 0.33333 | HOUETARHNDIELCN01_OLDC_FBHGASE01 | 0.895 | HOUETARHNDIELCN01_OLDC | HOUETARHNBHGASE01_OLDC | BHGASE01 | DIELCN01 | ETA_OLDC | BHGASE01_DIELCN01 | 5 | 0 | 1.1 | Unlikely
HOUETARHNDIELCN01_OLDC_FBHGASE01_D33 | Residential heating technology - Electric heating - apartment complex - new building - distributed level 0.33 | HOUELC | HOUETARHN_OLDC_DMD | MKr20 | 2040 | 4.7183 | 0.0019017 | [6 empty] | ETA | C | OLD |  |  | RHNDIELC | 2 | 0.33333 | HOUETARHNDIELCN01_OLDC_FBHGASE01 | 0.895 | HOUETARHNDIELCN01_OLDC | HOUETARHNBHGASE01_OLDC | BHGASE01 | DIELCN01 | ETA_OLDC | BHGASE01_DIELCN01 | 5 | 0 | 1.1 | Unlikely
HOUETARHNDIELCN01_OLDC_FBHGASE01_D33 | Residential heating technology - Electric heating - apartment complex - new building - distributed level 0.33 | HOUELC | HOUETARHN_OLDC_DMD | MKr20 | 2050 | 4.4876 | 0.0018152 | [6 empty] | ETA | C | OLD |  |  | RHNDIELC | 2 | 0.33333 | HOUETARHNDIELCN01_OLDC_FBHGASE01 | 0.895 | HOUETARHNDIELCN01_OLDC | HOUETARHNBHGASE01_OLDC | BHGASE01 | DIELCN01 | ETA_OLDC | BHGASE01_DIELCN01 | 5 | 0 | 1.1 | Unlikely
HOUETARHNBHWPEN01_OLDC_FBHGASE01_D33 | Residential heating technology - Biomass boiler, automatic stoking , wood pellets or wood chips - apartment complex - existing building - distributed level 0.33 | HOUWPE | HOUETARHN_OLDC_DMD | MKr20 | 2020 | 1.9777 | 0.038934 |  | 25 | 14 | 70 | 2 | 4 | ETA | C | OLD |  |  | RHNBHWPE | 2 | 0.33333 | HOUETARHNBHWPEN01_OLDC_FBHGASE01 | 0.895 | HOUETARHNBHWPEN01_OLDC | HOUETARHNBHGASE01_OLDC | BHGASE01 | BHWPEN01 | ETA_OLDC | BHGASE01_BHWPEN01 | 6 | 0 | 1 | New
HOUETARHNBHWPEN01_OLDC_FBHGASE01_D33 | Residential heating technology - Biomass boiler, automatic stoking , wood pellets or wood chips - apartment complex - existing building - distributed level 0.33 | HOUWPE | HOUETARHN_OLDC_DMD | MKr20 | 2025 | 1.9288 | 0.038658 |  | 25 | 14 | 60 | 2 | 4 | ETA | C | OLD |  |  | RHNBHWPE | 2 | 0.33333 | HOUETARHNBHWPEN01_OLDC_FBHGASE01 | 0.895 | HOUETARHNBHWPEN01_OLDC | HOUETARHNBHGASE01_OLDC | BHGASE01 | BHWPEN01 | ETA_OLDC | BHGASE01_BHWPEN01 | 6 | 0 | 1 | New
HOUETARHNBHWPEN01_OLDC_FBHGASE01_D33 | Residential heating technology - Biomass boiler, automatic stoking , wood pellets or wood chips - apartment complex - existing building - distributed level 0.33 | HOUWPE | HOUETARHN_OLDC_DMD | MKr20 | 2030 | 1.8811 | 0.038831 |  | 25 | 11 | 50 | 1 | 4 | ETA | C | OLD |  |  | RHNBHWPE | 2 | 0.33333 | HOUETARHNBHWPEN01_OLDC_FBHGASE01 | 0.895 | HOUETARHNBHWPEN01_OLDC | HOUETARHNBHGASE01_OLDC | BHGASE01 | BHWPEN01 | ETA_OLDC | BHGASE01_BHWPEN01 | 6 | 0 | 1 | New
HOUETARHNBHWPEN01_OLDC_FBHGASE01_D33 | Residential heating technology - Biomass boiler, automatic stoking , wood pellets or wood chips - apartment complex - existing building - distributed level 0.33 | HOUWPE | HOUETARHN_OLDC_DMD | MKr20 | 2040 | 1.7891 | 0.037591 |  | 25 | 9 | 45 | 1 | 4 | ETA | C | OLD |  |  | RHNBHWPE | 2 | 0.33333 | HOUETARHNBHWPEN01_OLDC_FBHGASE01 | 0.895 | HOUETARHNBHWPEN01_OLDC | HOUETARHNBHGASE01_OLDC | BHGASE01 | BHWPEN01 | ETA_OLDC | BHGASE01_BHWPEN01 | 6 | 0 | 1 | New
HOUETARHNBHWPEN01_OLDC_FBHGASE01_D33 | Residential heating technology - Biomass boiler, automatic stoking , wood pellets or wood chips - apartment complex - existing building - distributed level 0.33 | HOUWPE | HOUETARHN_OLDC_DMD | MKr20 | 2050 | 1.7016 | 0.035973 |  | 25 | 9 | 40 | 0 | 4 | ETA | C | OLD |  |  | RHNBHWPE | 2 | 0.33333 | HOUETARHNBHWPEN01_OLDC_FBHGASE01 | 0.895 | HOUETARHNBHWPEN01_OLDC | HOUETARHNBHGASE01_OLDC | BHGASE01 | BHWPEN01 | ETA_OLDC | BHGASE01_BHWPEN01 | 6 | 0 | 1 | New
HOUETARHNBHSOLN01_OLDC_FBHGASE01_D33 | Residential heating technology - Solar heating system - apartment complex - existing building - distributed level 0.33 | HOUSOL | HOUETARHN_OLDC_DMD | MKr20 | 2020 | 4.401 | 0.020597 | [6 empty] | ETA | C | OLD |  |  | RHNBHSOL | 2 | 0.33333 | HOUETARHNBHSOLN01_OLDC_FBHGASE01 | 0.895 | HOUETARHNBHSOLN01_OLDC | HOUETARHNBHGASE01_OLDC | BHGASE01 | BHSOLN01 | ETA_OLDC | BHGASE01_BHSOLN01 | 5 | 0 | 1.1 | Unlikely
HOUETARHNBHSOLN01_OLDC_FBHGASE01_D33 | Residential heating technology - Solar heating system - apartment complex - existing building - distributed level 0.33 | HOUSOL | HOUETARHN_OLDC_DMD | MKr20 | 2025 | 4.2109 | 0.021832 | [6 empty] | ETA | C | OLD |  |  | RHNBHSOL | 2 | 0.33333 | HOUETARHNBHSOLN01_OLDC_FBHGASE01 | 0.895 | HOUETARHNBHSOLN01_OLDC | HOUETARHNBHGASE01_OLDC | BHGASE01 | BHSOLN01 | ETA_OLDC | BHGASE01_BHSOLN01 | 5 | 0 | 1.1 | Unlikely
HOUETARHNBHSOLN01_OLDC_FBHGASE01_D33 | Residential heating technology - Solar heating system - apartment complex - existing building - distributed level 0.33 | HOUSOL | HOUETARHN_OLDC_DMD | MKr20 | 2030 | 4.0207 | 0.022301 | [6 empty] | ETA | C | OLD |  |  | RHNBHSOL | 2 | 0.33333 | HOUETARHNBHSOLN01_OLDC_FBHGASE01 | 0.895 | HOUETARHNBHSOLN01_OLDC | HOUETARHNBHGASE01_OLDC | BHGASE01 | BHSOLN01 | ETA_OLDC | BHGASE01_BHSOLN01 | 5 | 0 | 1.1 | Unlikely
HOUETARHNBHSOLN01_OLDC_FBHGASE01_D33 | Residential heating technology - Solar heating system - apartment complex - existing building - distributed level 0.33 | HOUSOL | HOUETARHN_OLDC_DMD | MKr20 | 2040 | 3.8305 | 0.021696 | [6 empty] | ETA | C | OLD |  |  | RHNBHSOL | 2 | 0.33333 | HOUETARHNBHSOLN01_OLDC_FBHGASE01 | 0.895 | HOUETARHNBHSOLN01_OLDC | HOUETARHNBHGASE01_OLDC | BHGASE01 | BHSOLN01 | ETA_OLDC | BHGASE01_BHSOLN01 | 5 | 0 | 1.1 | Unlikely
HOUETARHNBHSOLN01_OLDC_FBHGASE01_D33 | Residential heating technology - Solar heating system - apartment complex - existing building - distributed level 0.33 | HOUSOL | HOUETARHN_OLDC_DMD | MKr20 | 2050 | 3.6403 | 0.020597 | [6 empty] | ETA | C | OLD |  |  | RHNBHSOL | 2 | 0.33333 | HOUETARHNBHSOLN01_OLDC_FBHGASE01 | 0.895 | HOUETARHNBHSOLN01_OLDC | HOUETARHNBHGASE01_OLDC | BHGASE01 | BHSOLN01 | ETA_OLDC | BHGASE01_BHSOLN01 | 5 | 0 | 1.1 | Unlikely
HOUETARHNBHGASN01_OLDC_FBHGASE01_D33 | Residential heating technology - Natural gas boiler - apartment complex - existing building - distributed level 0.33 | HOUGAS | HOUETARHN_OLDC_DMD | MKr20 | 2020 | 0.36476 | 0.011512 |  | 0.43 | 0.1 | 20.4 | 1 | 1 | ETA | C | OLD |  |  | RHNBHGAS | 2 | 0.33333 | HOUETARHNBHGASN01_OLDC_FBHGASE01 | 0.895 | HOUETARHNBHGASN01_OLDC | HOUETARHNBHGASE01_OLDC | BHGASE01 | BHGASN01 | ETA_OLDC | BHGASE01_BHGASN01 | 6 | 0 | 1 | New
HOUETARHNBHGASN01_OLDC_FBHGASE01_D33 | Residential heating technology - Natural gas boiler - apartment complex - existing building - distributed level 0.33 | HOUGAS | HOUETARHN_OLDC_DMD | MKr20 | 2025 | 0.35705 | 0.011423 |  | 0.43 | 0.1 | 20.4 | 1 | 1 | ETA | C | OLD |  |  | RHNBHGAS | 2 | 0.33333 | HOUETARHNBHGASN01_OLDC_FBHGASE01 | 0.895 | HOUETARHNBHGASN01_OLDC | HOUETARHNBHGASE01_OLDC | BHGASE01 | BHGASN01 | ETA_OLDC | BHGASE01_BHGASN01 | 6 | 0 | 1 | New
HOUETARHNBHGASN01_OLDC_FBHGASE01_D33 | Residential heating technology - Natural gas boiler - apartment complex - existing building - distributed level 0.33 | HOUGAS | HOUETARHN_OLDC_DMD | MKr20 | 2030 | 0.34953 | 0.011318 |  | 0.43 | 0.1 | 20.4 | 1 | 1 | ETA | C | OLD |  |  | RHNBHGAS | 2 | 0.33333 | HOUETARHNBHGASN01_OLDC_FBHGASE01 | 0.895 | HOUETARHNBHGASN01_OLDC | HOUETARHNBHGASE01_OLDC | BHGASE01 | BHGASN01 | ETA_OLDC | BHGASE01_BHGASN01 | 6 | 0 | 1 | New
HOUETARHNBHGASN01_OLDC_FBHGASE01_D33 | Residential heating technology - Natural gas boiler - apartment complex - existing building - distributed level 0.33 | HOUGAS | HOUETARHN_OLDC_DMD | MKr20 | 2040 | 0.33504 | 0.010853 |  | 0.43 | 0.1 | 20.4 | 1 | 1 | ETA | C | OLD |  |  | RHNBHGAS | 2 | 0.33333 | HOUETARHNBHGASN01_OLDC_FBHGASE01 | 0.895 | HOUETARHNBHGASN01_OLDC | HOUETARHNBHGASE01_OLDC | BHGASE01 | BHGASN01 | ETA_OLDC | BHGASE01_BHGASN01 | 6 | 0 | 1 | New
HOUETARHNBHGASN01_OLDC_FBHGASE01_D33 | Residential heating technology - Natural gas boiler - apartment complex - existing building - distributed level 0.33 | HOUGAS | HOUETARHN_OLDC_DMD | MKr20 | 2050 | 0.32125 | 0.0030954 |  | 0.43 | 0.1 | 20.4 | 1 | 1 | ETA | C | OLD |  |  | RHNBHGAS | 2 | 0.33333 | HOUETARHNBHGASN01_OLDC_FBHGASE01 | 0.895 | HOUETARHNBHGASN01_OLDC | HOUETARHNBHGASE01_OLDC | BHGASE01 | BHGASN01 | ETA_OLDC | BHGASE01_BHGASN01 | 6 | 0 | 1 | New
HOUETARHNBHDHCN03_OLDC_FBHGASE01_D33 | Residential heating technology - Direct district heating substation - plus connection pipe - apartment complex - existing building - distributed level 0.33 | HOUDHC | HOUETARHN_OLDC_DMD | MKr20 | 2020 | 0.26026 | 0.0015352 | [6 empty] | ETA | C | OLD |  |  | RHNBHDHC | 2 | 0.33333 | HOUETARHNBHDHCN03_OLDC_FBHGASE01 | 0.895 | HOUETARHNBHDHCN03_OLDC | HOUETARHNBHGASE01_OLDC | BHGASE01 | BHDHCN03 | ETA_OLDC | BHGASE01_BHDHCN03 | 6 | 0 | 1 | New
HOUETARHNBHDHCN03_OLDC_FBHGASE01_D33 | Residential heating technology - Direct district heating substation - plus connection pipe - apartment complex - existing building - distributed level 0.33 | HOUDHC | HOUETARHN_OLDC_DMD | MKr20 | 2025 | 0.2554 | 0.0015559 | [6 empty] | ETA | C | OLD |  |  | RHNBHDHC | 2 | 0.33333 | HOUETARHNBHDHCN03_OLDC_FBHGASE01 | 0.895 | HOUETARHNBHDHCN03_OLDC | HOUETARHNBHGASE01_OLDC | BHGASE01 | BHDHCN03 | ETA_OLDC | BHGASE01_BHDHCN03 | 6 | 0 | 1 | New
HOUETARHNBHDHCN03_OLDC_FBHGASE01_D33 | Residential heating technology - Direct district heating substation - plus connection pipe - apartment complex - existing building - distributed level 0.33 | HOUDHC | HOUETARHN_OLDC_DMD | MKr20 | 2030 | 0.25066 | 0.001533 | [6 empty] | ETA | C | OLD |  |  | RHNBHDHC | 2 | 0.33333 | HOUETARHNBHDHCN03_OLDC_FBHGASE01 | 0.895 | HOUETARHNBHDHCN03_OLDC | HOUETARHNBHGASE01_OLDC | BHGASE01 | BHDHCN03 | ETA_OLDC | BHGASE01_BHDHCN03 | 6 | 0 | 1 | New
HOUETARHNBHDHCN03_OLDC_FBHGASE01_D33 | Residential heating technology - Direct district heating substation - plus connection pipe - apartment complex - existing building - distributed level 0.33 | HOUDHC | HOUETARHN_OLDC_DMD | MKr20 | 2040 | 0.24152 | 0.0014865 | [6 empty] | ETA | C | OLD |  |  | RHNBHDHC | 2 | 0.33333 | HOUETARHNBHDHCN03_OLDC_FBHGASE01 | 0.895 | HOUETARHNBHDHCN03_OLDC | HOUETARHNBHGASE01_OLDC | BHGASE01 | BHDHCN03 | ETA_OLDC | BHGASE01_BHDHCN03 | 6 | 0 | 1 | New
HOUETARHNBHDHCN03_OLDC_FBHGASE01_D33 | Residential heating technology - Direct district heating substation - plus connection pipe - apartment complex - existing building - distributed level 0.33 | HOUDHC | HOUETARHN_OLDC_DMD | MKr20 | 2050 | 0.23283 | 0.0014271 | [6 empty] | ETA | C | OLD |  |  | RHNBHDHC | 2 | 0.33333 | HOUETARHNBHDHCN03_OLDC_FBHGASE01 | 0.895 | HOUETARHNBHDHCN03_OLDC | HOUETARHNBHGASE01_OLDC | BHGASE01 | BHDHCN03 | ETA_OLDC | BHGASE01_BHDHCN03 | 6 | 0 | 1 | New
HOUETARHNHPELCN05_OLDD_FBHGASE01_D33 | Residential heating technology - Heat pump, Air-to-water - leasing - apartment complex - existing building - distributed level 0.33 | HOUELC, HOUAMB | HOUETARHN_OLDD_DMD | MKr20 | 2020 | 2.3785 | 0.31275 | 0.33288 | [5 empty] | ETA | D | OLD | 3.0041 |  | RHNHPELC | 2 | 0.33333 | HOUETARHNHPELCN05_OLDD_FBHGASE01 | 0.895 | HOUETARHNHPELCN05_OLDD | HOUETARHNBHGASE01_OLDD | BHGASE01 | HPELCN05 | ETA_OLDD | BHGASE01_HPELCN05 | 4 | -0.25 | 1 | Supported
HOUETARHNHPELCN05_OLDD_FBHGASE01_D33 | Residential heating technology - Heat pump, Air-to-water - leasing - apartment complex - existing building - distributed level 0.33 | HOUELC, HOUAMB | HOUETARHN_OLDD_DMD | MKr20 | 2025 | 2.1298 | 0.28751 | 0.31651 | [5 empty] | ETA | D | OLD | 3.1595 |  | RHNHPELC | 2 | 0.33333 | HOUETARHNHPELCN05_OLDD_FBHGASE01 | 0.895 | HOUETARHNHPELCN05_OLDD | HOUETARHNBHGASE01_OLDD | BHGASE01 | HPELCN05 | ETA_OLDD | BHGASE01_HPELCN05 | 4 | -0.25 | 1 | Supported
HOUETARHNHPELCN05_OLDD_FBHGASE01_D33 | Residential heating technology - Heat pump, Air-to-water - leasing - apartment complex - existing building - distributed level 0.33 | HOUELC, HOUAMB | HOUETARHN_OLDD_DMD | MKr20 | 2030 | 1.8811 | 0.26224 | 0.30167 | [5 empty] | ETA | D | OLD | 3.3149 |  | RHNHPELC | 2 | 0.33333 | HOUETARHNHPELCN05_OLDD_FBHGASE01 | 0.895 | HOUETARHNHPELCN05_OLDD | HOUETARHNBHGASE01_OLDD | BHGASE01 | HPELCN05 | ETA_OLDD | BHGASE01_HPELCN05 | 4 | -0.25 | 1 | Supported
HOUETARHNHPELCN05_OLDD_FBHGASE01_D33 | Residential heating technology - Heat pump, Air-to-water - leasing - apartment complex - existing building - distributed level 0.33 | HOUELC, HOUAMB | HOUETARHN_OLDD_DMD | MKr20 | 2040 | 1.6848 | 0.24168 | 0.28816 | [5 empty] | ETA | D | OLD | 3.4702 |  | RHNHPELC | 2 | 0.33333 | HOUETARHNHPELCN05_OLDD_FBHGASE01 | 0.895 | HOUETARHNHPELCN05_OLDD | HOUETARHNBHGASE01_OLDD | BHGASE01 | HPELCN05 | ETA_OLDD | BHGASE01_HPELCN05 | 4 | -0.25 | 1 | Supported
HOUETARHNHPELCN05_OLDD_FBHGASE01_D33 | Residential heating technology - Heat pump, Air-to-water - leasing - apartment complex - existing building - distributed level 0.33 | HOUELC, HOUAMB | HOUETARHN_OLDD_DMD | MKr20 | 2050 | 1.4885 | 0.22111 | 0.27581 | [5 empty] | ETA | D | OLD | 3.6256 |  | RHNHPELC | 2 | 0.33333 | HOUETARHNHPELCN05_OLDD_FBHGASE01 | 0.895 | HOUETARHNHPELCN05_OLDD | HOUETARHNBHGASE01_OLDD | BHGASE01 | HPELCN05 | ETA_OLDD | BHGASE01_HPELCN05 | 4 | -0.25 | 1 | Supported
HOUETARHNHPELCN04_OLDD_FBHGASE01_D33 | Residential heating technology - Heat pump, Ground source - apartment complex - existing building - distributed level 0.33 | HOUELC, HOUAMB | HOUETARHN_OLDD_DMD | MKr20 | 2020 | 4.4322 | 0.046348 | 0.30167 | [5 empty] | ETA | D | OLD | 3.3149 |  | RHNHPELC | 2 | 0.33333 | HOUETARHNHPELCN04_OLDD_FBHGASE01 | 0.895 | HOUETARHNHPELCN04_OLDD | HOUETARHNBHGASE01_OLDD | BHGASE01 | HPELCN04 | ETA_OLDD | BHGASE01_HPELCN04 | 4 | -0.25 | 1 | Supported
HOUETARHNHPELCN04_OLDD_FBHGASE01_D33 | Residential heating technology - Heat pump, Ground source - apartment complex - existing building - distributed level 0.33 | HOUELC, HOUAMB | HOUETARHN_OLDD_DMD | MKr20 | 2025 | 4.0998 | 0.045981 | 0.29253 | [5 empty] | ETA | D | OLD | 3.4185 |  | RHNHPELC | 2 | 0.33333 | HOUETARHNHPELCN04_OLDD_FBHGASE01 | 0.895 | HOUETARHNHPELCN04_OLDD | HOUETARHNBHGASE01_OLDD | BHGASE01 | HPELCN04 | ETA_OLDD | BHGASE01_HPELCN04 | 4 | -0.25 | 1 | Supported
HOUETARHNHPELCN04_OLDD_FBHGASE01_D33 | Residential heating technology - Heat pump, Ground source - apartment complex - existing building - distributed level 0.33 | HOUELC, HOUAMB | HOUETARHN_OLDD_DMD | MKr20 | 2030 | 3.7674 | 0.04558 | 0.28393 | [5 empty] | ETA | D | OLD | 3.522 |  | RHNHPELC | 2 | 0.33333 | HOUETARHNHPELCN04_OLDD_FBHGASE01 | 0.895 | HOUETARHNHPELCN04_OLDD | HOUETARHNBHGASE01_OLDD | BHGASE01 | HPELCN04 | ETA_OLDD | BHGASE01_HPELCN04 | 4 | -0.25 | 1 | Supported
HOUETARHNHPELCN04_OLDD_FBHGASE01_D33 | Residential heating technology - Heat pump, Ground source - apartment complex - existing building - distributed level 0.33 | HOUELC, HOUAMB | HOUETARHN_OLDD_DMD | MKr20 | 2040 | 3.4848 | 0.044654 | 0.27193 | [5 empty] | ETA | D | OLD | 3.6774 |  | RHNHPELC | 2 | 0.33333 | HOUETARHNHPELCN04_OLDD_FBHGASE01 | 0.895 | HOUETARHNHPELCN04_OLDD | HOUETARHNBHGASE01_OLDD | BHGASE01 | HPELCN04 | ETA_OLDD | BHGASE01_HPELCN04 | 4 | -0.25 | 1 | Supported
HOUETARHNHPELCN04_OLDD_FBHGASE01_D33 | Residential heating technology - Heat pump, Ground source - apartment complex - existing building - distributed level 0.33 | HOUELC, HOUAMB | HOUETARHN_OLDD_DMD | MKr20 | 2050 | 3.2023 | 0.043711 | 0.26815 | [5 empty] | ETA | D | OLD | 3.7292 |  | RHNHPELC | 2 | 0.33333 | HOUETARHNHPELCN04_OLDD_FBHGASE01 | 0.895 | HOUETARHNHPELCN04_OLDD | HOUETARHNBHGASE01_OLDD | BHGASE01 | HPELCN04 | ETA_OLDD | BHGASE01_HPELCN04 | 4 | -0.25 | 1 | Supported
HOUETARHNHPELCN03_OLDD_FBHGASE01_D33 | Residential heating technology - Heat pump, Air-to-water - apartment complex - existing building - distributed level 0.33 | HOUELC, HOUAMB | HOUETARHN_OLDD_DMD | MKr20 | 2020 | 4.7571 | 0.074897 | 0.33288 | [5 empty] | ETA | D | OLD | 3.0041 |  | RHNHPELC | 2 | 0.33333 | HOUETARHNHPELCN03_OLDD_FBHGASE01 | 0.895 | HOUETARHNHPELCN03_OLDD | HOUETARHNBHGASE01_OLDD | BHGASE01 | HPELCN03 | ETA_OLDD | BHGASE01_HPELCN03 | 4 | -0.25 | 1 | Supported
HOUETARHNHPELCN03_OLDD_FBHGASE01_D33 | Residential heating technology - Heat pump, Air-to-water - apartment complex - existing building - distributed level 0.33 | HOUELC, HOUAMB | HOUETARHN_OLDD_DMD | MKr20 | 2025 | 4.2596 | 0.07453 | 0.31651 | [5 empty] | ETA | D | OLD | 3.1595 |  | RHNHPELC | 2 | 0.33333 | HOUETARHNHPELCN03_OLDD_FBHGASE01 | 0.895 | HOUETARHNHPELCN03_OLDD | HOUETARHNBHGASE01_OLDD | BHGASE01 | HPELCN03 | ETA_OLDD | BHGASE01_HPELCN03 | 4 | -0.25 | 1 | Supported
HOUETARHNHPELCN03_OLDD_FBHGASE01_D33 | Residential heating technology - Heat pump, Air-to-water - apartment complex - existing building - distributed level 0.33 | HOUELC, HOUAMB | HOUETARHN_OLDD_DMD | MKr20 | 2030 | 3.7622 | 0.074129 | 0.30167 | [5 empty] | ETA | D | OLD | 3.3149 |  | RHNHPELC | 2 | 0.33333 | HOUETARHNHPELCN03_OLDD_FBHGASE01 | 0.895 | HOUETARHNHPELCN03_OLDD | HOUETARHNBHGASE01_OLDD | BHGASE01 | HPELCN03 | ETA_OLDD | BHGASE01_HPELCN03 | 4 | -0.25 | 1 | Supported
HOUETARHNHPELCN03_OLDD_FBHGASE01_D33 | Residential heating technology - Heat pump, Air-to-water - apartment complex - existing building - distributed level 0.33 | HOUELC, HOUAMB | HOUETARHN_OLDD_DMD | MKr20 | 2040 | 3.3696 | 0.073203 | 0.28816 | [5 empty] | ETA | D | OLD | 3.4702 |  | RHNHPELC | 2 | 0.33333 | HOUETARHNHPELCN03_OLDD_FBHGASE01 | 0.895 | HOUETARHNHPELCN03_OLDD | HOUETARHNBHGASE01_OLDD | BHGASE01 | HPELCN03 | ETA_OLDD | BHGASE01_HPELCN03 | 4 | -0.25 | 1 | Supported
HOUETARHNHPELCN03_OLDD_FBHGASE01_D33 | Residential heating technology - Heat pump, Air-to-water - apartment complex - existing building - distributed level 0.33 | HOUELC, HOUAMB | HOUETARHN_OLDD_DMD | MKr20 | 2050 | 2.9771 | 0.07226 | 0.27581 | [5 empty] | ETA | D | OLD | 3.6256 |  | RHNHPELC | 2 | 0.33333 | HOUETARHNHPELCN03_OLDD_FBHGASE01 | 0.895 | HOUETARHNHPELCN03_OLDD | HOUETARHNBHGASE01_OLDD | BHGASE01 | HPELCN03 | ETA_OLDD | BHGASE01_HPELCN03 | 4 | -0.25 | 1 | Supported
HOUETARHNHPELCN02_OLDD_FBHGASE01_D33 | Residential heating technology - Heat pump, Air-to-air - single-family house - existing building - distributed level 0.33 | HOUELC, HOUAMB | HOUETARHN_OLDD_DMD | MKr20 | 2020 | 1.9871 | 0.15994 | 0.19904 | [5 empty] | ETA | D | OLD | 5.0241 |  | RHNHPELC | 2 | 0.33333 | HOUETARHNHPELCN02_OLDD_FBHGASE01 | 0.895 | HOUETARHNHPELCN02_OLDD | HOUETARHNBHGASE01_OLDD | BHGASE01 | HPELCN02 | ETA_OLDD | BHGASE01_HPELCN02 | 5 | 0 | 1.1 | Unlikely
HOUETARHNHPELCN02_OLDD_FBHGASE01_D33 | Residential heating technology - Heat pump, Air-to-air - single-family house - existing building - distributed level 0.33 | HOUELC, HOUAMB | HOUETARHN_OLDD_DMD | MKr20 | 2025 | 1.9385 | 0.10866 | 0.18928 | [5 empty] | ETA | D | OLD | 5.2831 |  | RHNHPELC | 2 | 0.33333 | HOUETARHNHPELCN02_OLDD_FBHGASE01 | 0.895 | HOUETARHNHPELCN02_OLDD | HOUETARHNBHGASE01_OLDD | BHGASE01 | HPELCN02 | ETA_OLDD | BHGASE01_HPELCN02 | 5 | 0 | 1.1 | Unlikely
HOUETARHNHPELCN02_OLDD_FBHGASE01_D33 | Residential heating technology - Heat pump, Air-to-air - single-family house - existing building - distributed level 0.33 | HOUELC, HOUAMB | HOUETARHN_OLDD_DMD | MKr20 | 2030 | 1.8899 | 0.10666 | 0.18214 | [5 empty] | ETA | D | OLD | 5.4902 |  | RHNHPELC | 2 | 0.33333 | HOUETARHNHPELCN02_OLDD_FBHGASE01 | 0.895 | HOUETARHNHPELCN02_OLDD | HOUETARHNBHGASE01_OLDD | BHGASE01 | HPELCN02 | ETA_OLDD | BHGASE01_HPELCN02 | 5 | 0 | 1.1 | Unlikely
HOUETARHNHPELCN02_OLDD_FBHGASE01_D33 | Residential heating technology - Heat pump, Air-to-air - single-family house - existing building - distributed level 0.33 | HOUELC, HOUAMB | HOUETARHN_OLDD_DMD | MKr20 | 2040 | 1.7998 | 0.10293 | 0.17552 | [5 empty] | ETA | D | OLD | 5.6974 |  | RHNHPELC | 2 | 0.33333 | HOUETARHNHPELCN02_OLDD_FBHGASE01 | 0.895 | HOUETARHNHPELCN02_OLDD | HOUETARHNBHGASE01_OLDD | BHGASE01 | HPELCN02 | ETA_OLDD | BHGASE01_HPELCN02 | 5 | 0 | 1.1 | Unlikely
HOUETARHNHPELCN02_OLDD_FBHGASE01_D33 | Residential heating technology - Heat pump, Air-to-air - single-family house - existing building - distributed level 0.33 | HOUELC, HOUAMB | HOUETARHN_OLDD_DMD | MKr20 | 2050 | 1.7097 | 0.099207 | 0.17238 | [5 empty] | ETA | D | OLD | 5.801 |  | RHNHPELC | 2 | 0.33333 | HOUETARHNHPELCN02_OLDD_FBHGASE01 | 0.895 | HOUETARHNHPELCN02_OLDD | HOUETARHNBHGASE01_OLDD | BHGASE01 | HPELCN02 | ETA_OLDD | BHGASE01_HPELCN02 | 5 | 0 | 1.1 | Unlikely
HOUETARHNDIELCN06_OLDD_FBHGASE01_D33 | Residential heating technology - Electric heating - electric panel from Bauhaus - apartment complex - new building - distributed level 0.33 | HOUELC | HOUETARHN_OLDD_DMD | MKr20 | 2020 | 0.56157 | 0 | [6 empty] | ETA | D | OLD |  |  | RHNDIELC | 2 | 0.33333 | HOUETARHNDIELCN06_OLDD_FBHGASE01 | 0.895 | HOUETARHNDIELCN06_OLDD | HOUETARHNBHGASE01_OLDD | BHGASE01 | DIELCN06 | ETA_OLDD | BHGASE01_DIELCN06 | 5 | 0 | 1.1 | Unlikely
HOUETARHNDIELCN06_OLDD_FBHGASE01_D33 | Residential heating technology - Electric heating - electric panel from Bauhaus - apartment complex - new building - distributed level 0.33 | HOUELC | HOUETARHN_OLDD_DMD | MKr20 | 2025 | 0.56157 | 0 | [6 empty] | ETA | D | OLD |  |  | RHNDIELC | 2 | 0.33333 | HOUETARHNDIELCN06_OLDD_FBHGASE01 | 0.895 | HOUETARHNDIELCN06_OLDD | HOUETARHNBHGASE01_OLDD | BHGASE01 | DIELCN06 | ETA_OLDD | BHGASE01_DIELCN06 | 5 | 0 | 1.1 | Unlikely
HOUETARHNDIELCN06_OLDD_FBHGASE01_D33 | Residential heating technology - Electric heating - electric panel from Bauhaus - apartment complex - new building - distributed level 0.33 | HOUELC | HOUETARHN_OLDD_DMD | MKr20 | 2030 | 0.56157 | 0 | [6 empty] | ETA | D | OLD |  |  | RHNDIELC | 2 | 0.33333 | HOUETARHNDIELCN06_OLDD_FBHGASE01 | 0.895 | HOUETARHNDIELCN06_OLDD | HOUETARHNBHGASE01_OLDD | BHGASE01 | DIELCN06 | ETA_OLDD | BHGASE01_DIELCN06 | 5 | 0 | 1.1 | Unlikely
HOUETARHNDIELCN06_OLDD_FBHGASE01_D33 | Residential heating technology - Electric heating - electric panel from Bauhaus - apartment complex - new building - distributed level 0.33 | HOUELC | HOUETARHN_OLDD_DMD | MKr20 | 2040 | 0.56157 | 0 | [6 empty] | ETA | D | OLD |  |  | RHNDIELC | 2 | 0.33333 | HOUETARHNDIELCN06_OLDD_FBHGASE01 | 0.895 | HOUETARHNDIELCN06_OLDD | HOUETARHNBHGASE01_OLDD | BHGASE01 | DIELCN06 | ETA_OLDD | BHGASE01_DIELCN06 | 5 | 0 | 1.1 | Unlikely
HOUETARHNDIELCN06_OLDD_FBHGASE01_D33 | Residential heating technology - Electric heating - electric panel from Bauhaus - apartment complex - new building - distributed level 0.33 | HOUELC | HOUETARHN_OLDD_DMD | MKr20 | 2050 | 0.56157 | 0 | [6 empty] | ETA | D | OLD |  |  | RHNDIELC | 2 | 0.33333 | HOUETARHNDIELCN06_OLDD_FBHGASE01 | 0.895 | HOUETARHNDIELCN06_OLDD | HOUETARHNBHGASE01_OLDD | BHGASE01 | DIELCN06 | ETA_OLDD | BHGASE01_DIELCN06 | 5 | 0 | 1.1 | Unlikely
HOUETARHNDIELCN01_OLDD_FBHGASE01_D33 | Residential heating technology - Electric heating - apartment complex - new building - distributed level 0.33 | HOUELC | HOUETARHN_OLDD_DMD | MKr20 | 2020 | 5.2158 | 0.0021178 | [6 empty] | ETA | D | OLD |  |  | RHNDIELC | 2 | 0.33333 | HOUETARHNDIELCN01_OLDD_FBHGASE01 | 0.895 | HOUETARHNDIELCN01_OLDD | HOUETARHNBHGASE01_OLDD | BHGASE01 | DIELCN01 | ETA_OLDD | BHGASE01_DIELCN01 | 5 | 0 | 1.1 | Unlikely
HOUETARHNDIELCN01_OLDD_FBHGASE01_D33 | Residential heating technology - Electric heating - apartment complex - new building - distributed level 0.33 | HOUELC | HOUETARHN_OLDD_DMD | MKr20 | 2025 | 5.0867 | 0.0020313 | [6 empty] | ETA | D | OLD |  |  | RHNDIELC | 2 | 0.33333 | HOUETARHNDIELCN01_OLDD_FBHGASE01 | 0.895 | HOUETARHNDIELCN01_OLDD | HOUETARHNBHGASE01_OLDD | BHGASE01 | DIELCN01 | ETA_OLDD | BHGASE01_DIELCN01 | 5 | 0 | 1.1 | Unlikely
HOUETARHNDIELCN01_OLDD_FBHGASE01_D33 | Residential heating technology - Electric heating - apartment complex - new building - distributed level 0.33 | HOUELC | HOUETARHN_OLDD_DMD | MKr20 | 2030 | 4.9608 | 0.0019881 | [6 empty] | ETA | D | OLD |  |  | RHNDIELC | 2 | 0.33333 | HOUETARHNDIELCN01_OLDD_FBHGASE01 | 0.895 | HOUETARHNDIELCN01_OLDD | HOUETARHNBHGASE01_OLDD | BHGASE01 | DIELCN01 | ETA_OLDD | BHGASE01_DIELCN01 | 5 | 0 | 1.1 | Unlikely
HOUETARHNDIELCN01_OLDD_FBHGASE01_D33 | Residential heating technology - Electric heating - apartment complex - new building - distributed level 0.33 | HOUELC | HOUETARHN_OLDD_DMD | MKr20 | 2040 | 4.7183 | 0.0019017 | [6 empty] | ETA | D | OLD |  |  | RHNDIELC | 2 | 0.33333 | HOUETARHNDIELCN01_OLDD_FBHGASE01 | 0.895 | HOUETARHNDIELCN01_OLDD | HOUETARHNBHGASE01_OLDD | BHGASE01 | DIELCN01 | ETA_OLDD | BHGASE01_DIELCN01 | 5 | 0 | 1.1 | Unlikely
HOUETARHNDIELCN01_OLDD_FBHGASE01_D33 | Residential heating technology - Electric heating - apartment complex - new building - distributed level 0.33 | HOUELC | HOUETARHN_OLDD_DMD | MKr20 | 2050 | 4.4876 | 0.0018152 | [6 empty] | ETA | D | OLD |  |  | RHNDIELC | 2 | 0.33333 | HOUETARHNDIELCN01_OLDD_FBHGASE01 | 0.895 | HOUETARHNDIELCN01_OLDD | HOUETARHNBHGASE01_OLDD | BHGASE01 | DIELCN01 | ETA_OLDD | BHGASE01_DIELCN01 | 5 | 0 | 1.1 | Unlikely
HOUETARHNBHWPEN01_OLDD_FBHGASE01_D33 | Residential heating technology - Biomass boiler, automatic stoking , wood pellets or wood chips - apartment complex - existing building - distributed level 0.33 | HOUWPE | HOUETARHN_OLDD_DMD | MKr20 | 2020 | 1.9777 | 0.038934 |  | 25 | 14 | 70 | 2 | 4 | ETA | D | OLD |  |  | RHNBHWPE | 2 | 0.33333 | HOUETARHNBHWPEN01_OLDD_FBHGASE01 | 0.895 | HOUETARHNBHWPEN01_OLDD | HOUETARHNBHGASE01_OLDD | BHGASE01 | BHWPEN01 | ETA_OLDD | BHGASE01_BHWPEN01 | 6 | 0 | 1 | New
HOUETARHNBHWPEN01_OLDD_FBHGASE01_D33 | Residential heating technology - Biomass boiler, automatic stoking , wood pellets or wood chips - apartment complex - existing building - distributed level 0.33 | HOUWPE | HOUETARHN_OLDD_DMD | MKr20 | 2025 | 1.9288 | 0.038658 |  | 25 | 14 | 60 | 2 | 4 | ETA | D | OLD |  |  | RHNBHWPE | 2 | 0.33333 | HOUETARHNBHWPEN01_OLDD_FBHGASE01 | 0.895 | HOUETARHNBHWPEN01_OLDD | HOUETARHNBHGASE01_OLDD | BHGASE01 | BHWPEN01 | ETA_OLDD | BHGASE01_BHWPEN01 | 6 | 0 | 1 | New
HOUETARHNBHWPEN01_OLDD_FBHGASE01_D33 | Residential heating technology - Biomass boiler, automatic stoking , wood pellets or wood chips - apartment complex - existing building - distributed level 0.33 | HOUWPE | HOUETARHN_OLDD_DMD | MKr20 | 2030 | 1.8811 | 0.038831 |  | 25 | 11 | 50 | 1 | 4 | ETA | D | OLD |  |  | RHNBHWPE | 2 | 0.33333 | HOUETARHNBHWPEN01_OLDD_FBHGASE01 | 0.895 | HOUETARHNBHWPEN01_OLDD | HOUETARHNBHGASE01_OLDD | BHGASE01 | BHWPEN01 | ETA_OLDD | BHGASE01_BHWPEN01 | 6 | 0 | 1 | New
HOUETARHNBHWPEN01_OLDD_FBHGASE01_D33 | Residential heating technology - Biomass boiler, automatic stoking , wood pellets or wood chips - apartment complex - existing building - distributed level 0.33 | HOUWPE | HOUETARHN_OLDD_DMD | MKr20 | 2040 | 1.7891 | 0.037591 |  | 25 | 9 | 45 | 1 | 4 | ETA | D | OLD |  |  | RHNBHWPE | 2 | 0.33333 | HOUETARHNBHWPEN01_OLDD_FBHGASE01 | 0.895 | HOUETARHNBHWPEN01_OLDD | HOUETARHNBHGASE01_OLDD | BHGASE01 | BHWPEN01 | ETA_OLDD | BHGASE01_BHWPEN01 | 6 | 0 | 1 | New
HOUETARHNBHWPEN01_OLDD_FBHGASE01_D33 | Residential heating technology - Biomass boiler, automatic stoking , wood pellets or wood chips - apartment complex - existing building - distributed level 0.33 | HOUWPE | HOUETARHN_OLDD_DMD | MKr20 | 2050 | 1.7016 | 0.035973 |  | 25 | 9 | 40 | 0 | 4 | ETA | D | OLD |  |  | RHNBHWPE | 2 | 0.33333 | HOUETARHNBHWPEN01_OLDD_FBHGASE01 | 0.895 | HOUETARHNBHWPEN01_OLDD | HOUETARHNBHGASE01_OLDD | BHGASE01 | BHWPEN01 | ETA_OLDD | BHGASE01_BHWPEN01 | 6 | 0 | 1 | New
HOUETARHNBHSOLN01_OLDD_FBHGASE01_D33 | Residential heating technology - Solar heating system - apartment complex - existing building - distributed level 0.33 | HOUSOL | HOUETARHN_OLDD_DMD | MKr20 | 2020 | 4.401 | 0.020597 | [6 empty] | ETA | D | OLD |  |  | RHNBHSOL | 2 | 0.33333 | HOUETARHNBHSOLN01_OLDD_FBHGASE01 | 0.895 | HOUETARHNBHSOLN01_OLDD | HOUETARHNBHGASE01_OLDD | BHGASE01 | BHSOLN01 | ETA_OLDD | BHGASE01_BHSOLN01 | 5 | 0 | 1.1 | Unlikely
HOUETARHNBHSOLN01_OLDD_FBHGASE01_D33 | Residential heating technology - Solar heating system - apartment complex - existing building - distributed level 0.33 | HOUSOL | HOUETARHN_OLDD_DMD | MKr20 | 2025 | 4.2109 | 0.021832 | [6 empty] | ETA | D | OLD |  |  | RHNBHSOL | 2 | 0.33333 | HOUETARHNBHSOLN01_OLDD_FBHGASE01 | 0.895 | HOUETARHNBHSOLN01_OLDD | HOUETARHNBHGASE01_OLDD | BHGASE01 | BHSOLN01 | ETA_OLDD | BHGASE01_BHSOLN01 | 5 | 0 | 1.1 | Unlikely
HOUETARHNBHSOLN01_OLDD_FBHGASE01_D33 | Residential heating technology - Solar heating system - apartment complex - existing building - distributed level 0.33 | HOUSOL | HOUETARHN_OLDD_DMD | MKr20 | 2030 | 4.0207 | 0.022301 | [6 empty] | ETA | D | OLD |  |  | RHNBHSOL | 2 | 0.33333 | HOUETARHNBHSOLN01_OLDD_FBHGASE01 | 0.895 | HOUETARHNBHSOLN01_OLDD | HOUETARHNBHGASE01_OLDD | BHGASE01 | BHSOLN01 | ETA_OLDD | BHGASE01_BHSOLN01 | 5 | 0 | 1.1 | Unlikely
HOUETARHNBHSOLN01_OLDD_FBHGASE01_D33 | Residential heating technology - Solar heating system - apartment complex - existing building - distributed level 0.33 | HOUSOL | HOUETARHN_OLDD_DMD | MKr20 | 2040 | 3.8305 | 0.021696 | [6 empty] | ETA | D | OLD |  |  | RHNBHSOL | 2 | 0.33333 | HOUETARHNBHSOLN01_OLDD_FBHGASE01 | 0.895 | HOUETARHNBHSOLN01_OLDD | HOUETARHNBHGASE01_OLDD | BHGASE01 | BHSOLN01 | ETA_OLDD | BHGASE01_BHSOLN01 | 5 | 0 | 1.1 | Unlikely
HOUETARHNBHSOLN01_OLDD_FBHGASE01_D33 | Residential heating technology - Solar heating system - apartment complex - existing building - distributed level 0.33 | HOUSOL | HOUETARHN_OLDD_DMD | MKr20 | 2050 | 3.6403 | 0.020597 | [6 empty] | ETA | D | OLD |  |  | RHNBHSOL | 2 | 0.33333 | HOUETARHNBHSOLN01_OLDD_FBHGASE01 | 0.895 | HOUETARHNBHSOLN01_OLDD | HOUETARHNBHGASE01_OLDD | BHGASE01 | BHSOLN01 | ETA_OLDD | BHGASE01_BHSOLN01 | 5 | 0 | 1.1 | Unlikely
HOUETARHNBHGASN01_OLDD_FBHGASE01_D33 | Residential heating technology - Natural gas boiler - apartment complex - existing building - distributed level 0.33 | HOUGAS | HOUETARHN_OLDD_DMD | MKr20 | 2020 | 0.36476 | 0.011512 |  | 0.43 | 0.1 | 20.4 | 1 | 1 | ETA | D | OLD |  |  | RHNBHGAS | 2 | 0.33333 | HOUETARHNBHGASN01_OLDD_FBHGASE01 | 0.895 | HOUETARHNBHGASN01_OLDD | HOUETARHNBHGASE01_OLDD | BHGASE01 | BHGASN01 | ETA_OLDD | BHGASE01_BHGASN01 | 6 | 0 | 1 | New
HOUETARHNBHGASN01_OLDD_FBHGASE01_D33 | Residential heating technology - Natural gas boiler - apartment complex - existing building - distributed level 0.33 | HOUGAS | HOUETARHN_OLDD_DMD | MKr20 | 2025 | 0.35705 | 0.011423 |  | 0.43 | 0.1 | 20.4 | 1 | 1 | ETA | D | OLD |  |  | RHNBHGAS | 2 | 0.33333 | HOUETARHNBHGASN01_OLDD_FBHGASE01 | 0.895 | HOUETARHNBHGASN01_OLDD | HOUETARHNBHGASE01_OLDD | BHGASE01 | BHGASN01 | ETA_OLDD | BHGASE01_BHGASN01 | 6 | 0 | 1 | New
HOUETARHNBHGASN01_OLDD_FBHGASE01_D33 | Residential heating technology - Natural gas boiler - apartment complex - existing building - distributed level 0.33 | HOUGAS | HOUETARHN_OLDD_DMD | MKr20 | 2030 | 0.34953 | 0.011318 |  | 0.43 | 0.1 | 20.4 | 1 | 1 | ETA | D | OLD |  |  | RHNBHGAS | 2 | 0.33333 | HOUETARHNBHGASN01_OLDD_FBHGASE01 | 0.895 | HOUETARHNBHGASN01_OLDD | HOUETARHNBHGASE01_OLDD | BHGASE01 | BHGASN01 | ETA_OLDD | BHGASE01_BHGASN01 | 6 | 0 | 1 | New
HOUETARHNBHGASN01_OLDD_FBHGASE01_D33 | Residential heating technology - Natural gas boiler - apartment complex - existing building - distributed level 0.33 | HOUGAS | HOUETARHN_OLDD_DMD | MKr20 | 2040 | 0.33504 | 0.010853 |  | 0.43 | 0.1 | 20.4 | 1 | 1 | ETA | D | OLD |  |  | RHNBHGAS | 2 | 0.33333 | HOUETARHNBHGASN01_OLDD_FBHGASE01 | 0.895 | HOUETARHNBHGASN01_OLDD | HOUETARHNBHGASE01_OLDD | BHGASE01 | BHGASN01 | ETA_OLDD | BHGASE01_BHGASN01 | 6 | 0 | 1 | New
HOUETARHNBHGASN01_OLDD_FBHGASE01_D33 | Residential heating technology - Natural gas boiler - apartment complex - existing building - distributed level 0.33 | HOUGAS | HOUETARHN_OLDD_DMD | MKr20 | 2050 | 0.32125 | 0.0030954 |  | 0.43 | 0.1 | 20.4 | 1 | 1 | ETA | D | OLD |  |  | RHNBHGAS | 2 | 0.33333 | HOUETARHNBHGASN01_OLDD_FBHGASE01 | 0.895 | HOUETARHNBHGASN01_OLDD | HOUETARHNBHGASE01_OLDD | BHGASE01 | BHGASN01 | ETA_OLDD | BHGASE01_BHGASN01 | 6 | 0 | 1 | New
HOUETARHNBHDHDN03_OLDD_FBHGASE01_D33 | Residential heating technology - Direct district heating substation - plus connection pipe - apartment complex - existing building - distributed level 0.33 | HOUDHD | HOUETARHN_OLDD_DMD | MKr20 | 2020 | 0.26026 | 0.0015352 | [6 empty] | ETA | D | OLD |  |  | RHNBHDHD | 2 | 0.33333 | HOUETARHNBHDHDN03_OLDD_FBHGASE01 | 0.895 | HOUETARHNBHDHDN03_OLDD | HOUETARHNBHGASE01_OLDD | BHGASE01 | BHDHDN03 | ETA_OLDD | BHGASE01_BHDHDN03 | 6 | 0 | 1 | New
HOUETARHNBHDHDN03_OLDD_FBHGASE01_D33 | Residential heating technology - Direct district heating substation - plus connection pipe - apartment complex - existing building - distributed level 0.33 | HOUDHD | HOUETARHN_OLDD_DMD | MKr20 | 2025 | 0.2554 | 0.0015559 | [6 empty] | ETA | D | OLD |  |  | RHNBHDHD | 2 | 0.33333 | HOUETARHNBHDHDN03_OLDD_FBHGASE01 | 0.895 | HOUETARHNBHDHDN03_OLDD | HOUETARHNBHGASE01_OLDD | BHGASE01 | BHDHDN03 | ETA_OLDD | BHGASE01_BHDHDN03 | 6 | 0 | 1 | New
HOUETARHNBHDHDN03_OLDD_FBHGASE01_D33 | Residential heating technology - Direct district heating substation - plus connection pipe - apartment complex - existing building - distributed level 0.33 | HOUDHD | HOUETARHN_OLDD_DMD | MKr20 | 2030 | 0.25066 | 0.001533 | [6 empty] | ETA | D | OLD |  |  | RHNBHDHD | 2 | 0.33333 | HOUETARHNBHDHDN03_OLDD_FBHGASE01 | 0.895 | HOUETARHNBHDHDN03_OLDD | HOUETARHNBHGASE01_OLDD | BHGASE01 | BHDHDN03 | ETA_OLDD | BHGASE01_BHDHDN03 | 6 | 0 | 1 | New
HOUETARHNBHDHDN03_OLDD_FBHGASE01_D33 | Residential heating technology - Direct district heating substation - plus connection pipe - apartment complex - existing building - distributed level 0.33 | HOUDHD | HOUETARHN_OLDD_DMD | MKr20 | 2040 | 0.24152 | 0.0014865 | [6 empty] | ETA | D | OLD |  |  | RHNBHDHD | 2 | 0.33333 | HOUETARHNBHDHDN03_OLDD_FBHGASE01 | 0.895 | HOUETARHNBHDHDN03_OLDD | HOUETARHNBHGASE01_OLDD | BHGASE01 | BHDHDN03 | ETA_OLDD | BHGASE01_BHDHDN03 | 6 | 0 | 1 | New
HOUETARHNBHDHDN03_OLDD_FBHGASE01_D33 | Residential heating technology - Direct district heating substation - plus connection pipe - apartment complex - existing building - distributed level 0.33 | HOUDHD | HOUETARHN_OLDD_DMD | MKr20 | 2050 | 0.23283 | 0.0014271 | [6 empty] | ETA | D | OLD |  |  | RHNBHDHD | 2 | 0.33333 | HOUETARHNBHDHDN03_OLDD_FBHGASE01 | 0.895 | HOUETARHNBHDHDN03_OLDD | HOUETARHNBHGASE01_OLDD | BHGASE01 | BHDHDN03 | ETA_OLDD | BHGASE01_BHDHDN03 | 6 | 0 | 1 | New
HOUETARHNHPELCN05_OLDI_FBHGASE01_D33 | Residential heating technology - Heat pump, Air-to-water - leasing - apartment complex - existing building - distributed level 0.33 | HOUELC, HOUAMB | HOUETARHN_OLDI_DMD | MKr20 | 2020 | 2.3785 | 0.31275 | 0.33288 | [5 empty] | ETA | I | OLD | 3.0041 |  | RHNHPELC | 2 | 0.33333 | HOUETARHNHPELCN05_OLDI_FBHGASE01 | 0.895 | HOUETARHNHPELCN05_OLDI | HOUETARHNBHGASE01_OLDI | BHGASE01 | HPELCN05 | ETA_OLDI | BHGASE01_HPELCN05 | 4 | -0.25 | 1 | Supported
HOUETARHNHPELCN05_OLDI_FBHGASE01_D33 | Residential heating technology - Heat pump, Air-to-water - leasing - apartment complex - existing building - distributed level 0.33 | HOUELC, HOUAMB | HOUETARHN_OLDI_DMD | MKr20 | 2025 | 2.1298 | 0.28751 | 0.31651 | [5 empty] | ETA | I | OLD | 3.1595 |  | RHNHPELC | 2 | 0.33333 | HOUETARHNHPELCN05_OLDI_FBHGASE01 | 0.895 | HOUETARHNHPELCN05_OLDI | HOUETARHNBHGASE01_OLDI | BHGASE01 | HPELCN05 | ETA_OLDI | BHGASE01_HPELCN05 | 4 | -0.25 | 1 | Supported
HOUETARHNHPELCN05_OLDI_FBHGASE01_D33 | Residential heating technology - Heat pump, Air-to-water - leasing - apartment complex - existing building - distributed level 0.33 | HOUELC, HOUAMB | HOUETARHN_OLDI_DMD | MKr20 | 2030 | 1.8811 | 0.26224 | 0.30167 | [5 empty] | ETA | I | OLD | 3.3149 |  | RHNHPELC | 2 | 0.33333 | HOUETARHNHPELCN05_OLDI_FBHGASE01 | 0.895 | HOUETARHNHPELCN05_OLDI | HOUETARHNBHGASE01_OLDI | BHGASE01 | HPELCN05 | ETA_OLDI | BHGASE01_HPELCN05 | 4 | -0.25 | 1 | Supported
HOUETARHNHPELCN05_OLDI_FBHGASE01_D33 | Residential heating technology - Heat pump, Air-to-water - leasing - apartment complex - existing building - distributed level 0.33 | HOUELC, HOUAMB | HOUETARHN_OLDI_DMD | MKr20 | 2040 | 1.6848 | 0.24168 | 0.28816 | [5 empty] | ETA | I | OLD | 3.4702 |  | RHNHPELC | 2 | 0.33333 | HOUETARHNHPELCN05_OLDI_FBHGASE01 | 0.895 | HOUETARHNHPELCN05_OLDI | HOUETARHNBHGASE01_OLDI | BHGASE01 | HPELCN05 | ETA_OLDI | BHGASE01_HPELCN05 | 4 | -0.25 | 1 | Supported
HOUETARHNHPELCN05_OLDI_FBHGASE01_D33 | Residential heating technology - Heat pump, Air-to-water - leasing - apartment complex - existing building - distributed level 0.33 | HOUELC, HOUAMB | HOUETARHN_OLDI_DMD | MKr20 | 2050 | 1.4885 | 0.22111 | 0.27581 | [5 empty] | ETA | I | OLD | 3.6256 |  | RHNHPELC | 2 | 0.33333 | HOUETARHNHPELCN05_OLDI_FBHGASE01 | 0.895 | HOUETARHNHPELCN05_OLDI | HOUETARHNBHGASE01_OLDI | BHGASE01 | HPELCN05 | ETA_OLDI | BHGASE01_HPELCN05 | 4 | -0.25 | 1 | Supported
HOUETARHNHPELCN04_OLDI_FBHGASE01_D33 | Residential heating technology - Heat pump, Ground source - apartment complex - existing building - distributed level 0.33 | HOUELC, HOUAMB | HOUETARHN_OLDI_DMD | MKr20 | 2020 | 4.4322 | 0.046348 | 0.30167 | [5 empty] | ETA | I | OLD | 3.3149 |  | RHNHPELC | 2 | 0.33333 | HOUETARHNHPELCN04_OLDI_FBHGASE01 | 0.895 | HOUETARHNHPELCN04_OLDI | HOUETARHNBHGASE01_OLDI | BHGASE01 | HPELCN04 | ETA_OLDI | BHGASE01_HPELCN04 | 4 | -0.25 | 1 | Supported
HOUETARHNHPELCN04_OLDI_FBHGASE01_D33 | Residential heating technology - Heat pump, Ground source - apartment complex - existing building - distributed level 0.33 | HOUELC, HOUAMB | HOUETARHN_OLDI_DMD | MKr20 | 2025 | 4.0998 | 0.045981 | 0.29253 | [5 empty] | ETA | I | OLD | 3.4185 |  | RHNHPELC | 2 | 0.33333 | HOUETARHNHPELCN04_OLDI_FBHGASE01 | 0.895 | HOUETARHNHPELCN04_OLDI | HOUETARHNBHGASE01_OLDI | BHGASE01 | HPELCN04 | ETA_OLDI | BHGASE01_HPELCN04 | 4 | -0.25 | 1 | Supported
HOUETARHNHPELCN04_OLDI_FBHGASE01_D33 | Residential heating technology - Heat pump, Ground source - apartment complex - existing building - distributed level 0.33 | HOUELC, HOUAMB | HOUETARHN_OLDI_DMD | MKr20 | 2030 | 3.7674 | 0.04558 | 0.28393 | [5 empty] | ETA | I | OLD | 3.522 |  | RHNHPELC | 2 | 0.33333 | HOUETARHNHPELCN04_OLDI_FBHGASE01 | 0.895 | HOUETARHNHPELCN04_OLDI | HOUETARHNBHGASE01_OLDI | BHGASE01 | HPELCN04 | ETA_OLDI | BHGASE01_HPELCN04 | 4 | -0.25 | 1 | Supported
HOUETARHNHPELCN04_OLDI_FBHGASE01_D33 | Residential heating technology - Heat pump, Ground source - apartment complex - existing building - distributed level 0.33 | HOUELC, HOUAMB | HOUETARHN_OLDI_DMD | MKr20 | 2040 | 3.4848 | 0.044654 | 0.27193 | [5 empty] | ETA | I | OLD | 3.6774 |  | RHNHPELC | 2 | 0.33333 | HOUETARHNHPELCN04_OLDI_FBHGASE01 | 0.895 | HOUETARHNHPELCN04_OLDI | HOUETARHNBHGASE01_OLDI | BHGASE01 | HPELCN04 | ETA_OLDI | BHGASE01_HPELCN04 | 4 | -0.25 | 1 | Supported
HOUETARHNHPELCN04_OLDI_FBHGASE01_D33 | Residential heating technology - Heat pump, Ground source - apartment complex - existing building - distributed level 0.33 | HOUELC, HOUAMB | HOUETARHN_OLDI_DMD | MKr20 | 2050 | 3.2023 | 0.043711 | 0.26815 | [5 empty] | ETA | I | OLD | 3.7292 |  | RHNHPELC | 2 | 0.33333 | HOUETARHNHPELCN04_OLDI_FBHGASE01 | 0.895 | HOUETARHNHPELCN04_OLDI | HOUETARHNBHGASE01_OLDI | BHGASE01 | HPELCN04 | ETA_OLDI | BHGASE01_HPELCN04 | 4 | -0.25 | 1 | Supported
HOUETARHNHPELCN03_OLDI_FBHGASE01_D33 | Residential heating technology - Heat pump, Air-to-water - apartment complex - existing building - distributed level 0.33 | HOUELC, HOUAMB | HOUETARHN_OLDI_DMD | MKr20 | 2020 | 4.7571 | 0.074897 | 0.33288 | [5 empty] | ETA | I | OLD | 3.0041 |  | RHNHPELC | 2 | 0.33333 | HOUETARHNHPELCN03_OLDI_FBHGASE01 | 0.895 | HOUETARHNHPELCN03_OLDI | HOUETARHNBHGASE01_OLDI | BHGASE01 | HPELCN03 | ETA_OLDI | BHGASE01_HPELCN03 | 4 | -0.25 | 1 | Supported
HOUETARHNHPELCN03_OLDI_FBHGASE01_D33 | Residential heating technology - Heat pump, Air-to-water - apartment complex - existing building - distributed level 0.33 | HOUELC, HOUAMB | HOUETARHN_OLDI_DMD | MKr20 | 2025 | 4.2596 | 0.07453 | 0.31651 | [5 empty] | ETA | I | OLD | 3.1595 |  | RHNHPELC | 2 | 0.33333 | HOUETARHNHPELCN03_OLDI_FBHGASE01 | 0.895 | HOUETARHNHPELCN03_OLDI | HOUETARHNBHGASE01_OLDI | BHGASE01 | HPELCN03 | ETA_OLDI | BHGASE01_HPELCN03 | 4 | -0.25 | 1 | Supported
HOUETARHNHPELCN03_OLDI_FBHGASE01_D33 | Residential heating technology - Heat pump, Air-to-water - apartment complex - existing building - distributed level 0.33 | HOUELC, HOUAMB | HOUETARHN_OLDI_DMD | MKr20 | 2030 | 3.7622 | 0.074129 | 0.30167 | [5 empty] | ETA | I | OLD | 3.3149 |  | RHNHPELC | 2 | 0.33333 | HOUETARHNHPELCN03_OLDI_FBHGASE01 | 0.895 | HOUETARHNHPELCN03_OLDI | HOUETARHNBHGASE01_OLDI | BHGASE01 | HPELCN03 | ETA_OLDI | BHGASE01_HPELCN03 | 4 | -0.25 | 1 | Supported
HOUETARHNHPELCN03_OLDI_FBHGASE01_D33 | Residential heating technology - Heat pump, Air-to-water - apartment complex - existing building - distributed level 0.33 | HOUELC, HOUAMB | HOUETARHN_OLDI_DMD | MKr20 | 2040 | 3.3696 | 0.073203 | 0.28816 | [5 empty] | ETA | I | OLD | 3.4702 |  | RHNHPELC | 2 | 0.33333 | HOUETARHNHPELCN03_OLDI_FBHGASE01 | 0.895 | HOUETARHNHPELCN03_OLDI | HOUETARHNBHGASE01_OLDI | BHGASE01 | HPELCN03 | ETA_OLDI | BHGASE01_HPELCN03 | 4 | -0.25 | 1 | Supported
HOUETARHNHPELCN03_OLDI_FBHGASE01_D33 | Residential heating technology - Heat pump, Air-to-water - apartment complex - existing building - distributed level 0.33 | HOUELC, HOUAMB | HOUETARHN_OLDI_DMD | MKr20 | 2050 | 2.9771 | 0.07226 | 0.27581 | [5 empty] | ETA | I | OLD | 3.6256 |  | RHNHPELC | 2 | 0.33333 | HOUETARHNHPELCN03_OLDI_FBHGASE01 | 0.895 | HOUETARHNHPELCN03_OLDI | HOUETARHNBHGASE01_OLDI | BHGASE01 | HPELCN03 | ETA_OLDI | BHGASE01_HPELCN03 | 4 | -0.25 | 1 | Supported
HOUETARHNHPELCN02_OLDI_FBHGASE01_D33 | Residential heating technology - Heat pump, Air-to-air - single-family house - existing building - distributed level 0.33 | HOUELC, HOUAMB | HOUETARHN_OLDI_DMD | MKr20 | 2020 | 1.9871 | 0.15994 | 0.19904 | [5 empty] | ETA | I | OLD | 5.0241 |  | RHNHPELC | 2 | 0.33333 | HOUETARHNHPELCN02_OLDI_FBHGASE01 | 0.895 | HOUETARHNHPELCN02_OLDI | HOUETARHNBHGASE01_OLDI | BHGASE01 | HPELCN02 | ETA_OLDI | BHGASE01_HPELCN02 | 5 | 0 | 1.1 | Unlikely
HOUETARHNHPELCN02_OLDI_FBHGASE01_D33 | Residential heating technology - Heat pump, Air-to-air - single-family house - existing building - distributed level 0.33 | HOUELC, HOUAMB | HOUETARHN_OLDI_DMD | MKr20 | 2025 | 1.9385 | 0.10866 | 0.18928 | [5 empty] | ETA | I | OLD | 5.2831 |  | RHNHPELC | 2 | 0.33333 | HOUETARHNHPELCN02_OLDI_FBHGASE01 | 0.895 | HOUETARHNHPELCN02_OLDI | HOUETARHNBHGASE01_OLDI | BHGASE01 | HPELCN02 | ETA_OLDI | BHGASE01_HPELCN02 | 5 | 0 | 1.1 | Unlikely
HOUETARHNHPELCN02_OLDI_FBHGASE01_D33 | Residential heating technology - Heat pump, Air-to-air - single-family house - existing building - distributed level 0.33 | HOUELC, HOUAMB | HOUETARHN_OLDI_DMD | MKr20 | 2030 | 1.8899 | 0.10666 | 0.18214 | [5 empty] | ETA | I | OLD | 5.4902 |  | RHNHPELC | 2 | 0.33333 | HOUETARHNHPELCN02_OLDI_FBHGASE01 | 0.895 | HOUETARHNHPELCN02_OLDI | HOUETARHNBHGASE01_OLDI | BHGASE01 | HPELCN02 | ETA_OLDI | BHGASE01_HPELCN02 | 5 | 0 | 1.1 | Unlikely
HOUETARHNHPELCN02_OLDI_FBHGASE01_D33 | Residential heating technology - Heat pump, Air-to-air - single-family house - existing building - distributed level 0.33 | HOUELC, HOUAMB | HOUETARHN_OLDI_DMD | MKr20 | 2040 | 1.7998 | 0.10293 | 0.17552 | [5 empty] | ETA | I | OLD | 5.6974 |  | RHNHPELC | 2 | 0.33333 | HOUETARHNHPELCN02_OLDI_FBHGASE01 | 0.895 | HOUETARHNHPELCN02_OLDI | HOUETARHNBHGASE01_OLDI | BHGASE01 | HPELCN02 | ETA_OLDI | BHGASE01_HPELCN02 | 5 | 0 | 1.1 | Unlikely
HOUETARHNHPELCN02_OLDI_FBHGASE01_D33 | Residential heating technology - Heat pump, Air-to-air - single-family house - existing building - distributed level 0.33 | HOUELC, HOUAMB | HOUETARHN_OLDI_DMD | MKr20 | 2050 | 1.7097 | 0.099207 | 0.17238 | [5 empty] | ETA | I | OLD | 5.801 |  | RHNHPELC | 2 | 0.33333 | HOUETARHNHPELCN02_OLDI_FBHGASE01 | 0.895 | HOUETARHNHPELCN02_OLDI | HOUETARHNBHGASE01_OLDI | BHGASE01 | HPELCN02 | ETA_OLDI | BHGASE01_HPELCN02 | 5 | 0 | 1.1 | Unlikely
HOUETARHNDIELCN06_OLDI_FBHGASE01_D33 | Residential heating technology - Electric heating - electric panel from Bauhaus - apartment complex - new building - distributed level 0.33 | HOUELC | HOUETARHN_OLDI_DMD | MKr20 | 2020 | 0.56157 | 0 | [6 empty] | ETA | I | OLD |  |  | RHNDIELC | 2 | 0.33333 | HOUETARHNDIELCN06_OLDI_FBHGASE01 | 0.895 | HOUETARHNDIELCN06_OLDI | HOUETARHNBHGASE01_OLDI | BHGASE01 | DIELCN06 | ETA_OLDI | BHGASE01_DIELCN06 | 5 | 0 | 1.1 | Unlikely
HOUETARHNDIELCN06_OLDI_FBHGASE01_D33 | Residential heating technology - Electric heating - electric panel from Bauhaus - apartment complex - new building - distributed level 0.33 | HOUELC | HOUETARHN_OLDI_DMD | MKr20 | 2025 | 0.56157 | 0 | [6 empty] | ETA | I | OLD |  |  | RHNDIELC | 2 | 0.33333 | HOUETARHNDIELCN06_OLDI_FBHGASE01 | 0.895 | HOUETARHNDIELCN06_OLDI | HOUETARHNBHGASE01_OLDI | BHGASE01 | DIELCN06 | ETA_OLDI | BHGASE01_DIELCN06 | 5 | 0 | 1.1 | Unlikely
HOUETARHNDIELCN06_OLDI_FBHGASE01_D33 | Residential heating technology - Electric heating - electric panel from Bauhaus - apartment complex - new building - distributed level 0.33 | HOUELC | HOUETARHN_OLDI_DMD | MKr20 | 2030 | 0.56157 | 0 | [6 empty] | ETA | I | OLD |  |  | RHNDIELC | 2 | 0.33333 | HOUETARHNDIELCN06_OLDI_FBHGASE01 | 0.895 | HOUETARHNDIELCN06_OLDI | HOUETARHNBHGASE01_OLDI | BHGASE01 | DIELCN06 | ETA_OLDI | BHGASE01_DIELCN06 | 5 | 0 | 1.1 | Unlikely
HOUETARHNDIELCN06_OLDI_FBHGASE01_D33 | Residential heating technology - Electric heating - electric panel from Bauhaus - apartment complex - new building - distributed level 0.33 | HOUELC | HOUETARHN_OLDI_DMD | MKr20 | 2040 | 0.56157 | 0 | [6 empty] | ETA | I | OLD |  |  | RHNDIELC | 2 | 0.33333 | HOUETARHNDIELCN06_OLDI_FBHGASE01 | 0.895 | HOUETARHNDIELCN06_OLDI | HOUETARHNBHGASE01_OLDI | BHGASE01 | DIELCN06 | ETA_OLDI | BHGASE01_DIELCN06 | 5 | 0 | 1.1 | Unlikely
HOUETARHNDIELCN06_OLDI_FBHGASE01_D33 | Residential heating technology - Electric heating - electric panel from Bauhaus - apartment complex - new building - distributed level 0.33 | HOUELC | HOUETARHN_OLDI_DMD | MKr20 | 2050 | 0.56157 | 0 | [6 empty] | ETA | I | OLD |  |  | RHNDIELC | 2 | 0.33333 | HOUETARHNDIELCN06_OLDI_FBHGASE01 | 0.895 | HOUETARHNDIELCN06_OLDI | HOUETARHNBHGASE01_OLDI | BHGASE01 | DIELCN06 | ETA_OLDI | BHGASE01_DIELCN06 | 5 | 0 | 1.1 | Unlikely
HOUETARHNDIELCN01_OLDI_FBHGASE01_D33 | Residential heating technology - Electric heating - apartment complex - new building - distributed level 0.33 | HOUELC | HOUETARHN_OLDI_DMD | MKr20 | 2020 | 5.2158 | 0.0021178 | [6 empty] | ETA | I | OLD |  |  | RHNDIELC | 2 | 0.33333 | HOUETARHNDIELCN01_OLDI_FBHGASE01 | 0.895 | HOUETARHNDIELCN01_OLDI | HOUETARHNBHGASE01_OLDI | BHGASE01 | DIELCN01 | ETA_OLDI | BHGASE01_DIELCN01 | 5 | 0 | 1.1 | Unlikely
HOUETARHNDIELCN01_OLDI_FBHGASE01_D33 | Residential heating technology - Electric heating - apartment complex - new building - distributed level 0.33 | HOUELC | HOUETARHN_OLDI_DMD | MKr20 | 2025 | 5.0867 | 0.0020313 | [6 empty] | ETA | I | OLD |  |  | RHNDIELC | 2 | 0.33333 | HOUETARHNDIELCN01_OLDI_FBHGASE01 | 0.895 | HOUETARHNDIELCN01_OLDI | HOUETARHNBHGASE01_OLDI | BHGASE01 | DIELCN01 | ETA_OLDI | BHGASE01_DIELCN01 | 5 | 0 | 1.1 | Unlikely
HOUETARHNDIELCN01_OLDI_FBHGASE01_D33 | Residential heating technology - Electric heating - apartment complex - new building - distributed level 0.33 | HOUELC | HOUETARHN_OLDI_DMD | MKr20 | 2030 | 4.9608 | 0.0019881 | [6 empty] | ETA | I | OLD |  |  | RHNDIELC | 2 | 0.33333 | HOUETARHNDIELCN01_OLDI_FBHGASE01 | 0.895 | HOUETARHNDIELCN01_OLDI | HOUETARHNBHGASE01_OLDI | BHGASE01 | DIELCN01 | ETA_OLDI | BHGASE01_DIELCN01 | 5 | 0 | 1.1 | Unlikely
HOUETARHNDIELCN01_OLDI_FBHGASE01_D33 | Residential heating technology - Electric heating - apartment complex - new building - distributed level 0.33 | HOUELC | HOUETARHN_OLDI_DMD | MKr20 | 2040 | 4.7183 | 0.0019017 | [6 empty] | ETA | I | OLD |  |  | RHNDIELC | 2 | 0.33333 | HOUETARHNDIELCN01_OLDI_FBHGASE01 | 0.895 | HOUETARHNDIELCN01_OLDI | HOUETARHNBHGASE01_OLDI | BHGASE01 | DIELCN01 | ETA_OLDI | BHGASE01_DIELCN01 | 5 | 0 | 1.1 | Unlikely
HOUETARHNDIELCN01_OLDI_FBHGASE01_D33 | Residential heating technology - Electric heating - apartment complex - new building - distributed level 0.33 | HOUELC | HOUETARHN_OLDI_DMD | MKr20 | 2050 | 4.4876 | 0.0018152 | [6 empty] | ETA | I | OLD |  |  | RHNDIELC | 2 | 0.33333 | HOUETARHNDIELCN01_OLDI_FBHGASE01 | 0.895 | HOUETARHNDIELCN01_OLDI | HOUETARHNBHGASE01_OLDI | BHGASE01 | DIELCN01 | ETA_OLDI | BHGASE01_DIELCN01 | 5 | 0 | 1.1 | Unlikely
HOUETARHNBHWPEN01_OLDI_FBHGASE01_D33 | Residential heating technology - Biomass boiler, automatic stoking , wood pellets or wood chips - apartment complex - existing building - distributed level 0.33 | HOUWPE | HOUETARHN_OLDI_DMD | MKr20 | 2020 | 1.5213 | 0.025956 |  | 25 | 14 | 70 | 2 | 4 | ETA | I | OLD |  |  | RHNBHWPE | 2 | 0.33333 | HOUETARHNBHWPEN01_OLDI_FBHGASE01 | 0.895 | HOUETARHNBHWPEN01_OLDI | HOUETARHNBHGASE01_OLDI | BHGASE01 | BHWPEN01 | ETA_OLDI | BHGASE01_BHWPEN01 | 6 | 0 | 1 | New
HOUETARHNBHWPEN01_OLDI_FBHGASE01_D33 | Residential heating technology - Biomass boiler, automatic stoking , wood pellets or wood chips - apartment complex - existing building - distributed level 0.33 | HOUWPE | HOUETARHN_OLDI_DMD | MKr20 | 2025 | 1.4837 | 0.025772 |  | 25 | 14 | 60 | 2 | 4 | ETA | I | OLD |  |  | RHNBHWPE | 2 | 0.33333 | HOUETARHNBHWPEN01_OLDI_FBHGASE01 | 0.895 | HOUETARHNBHWPEN01_OLDI | HOUETARHNBHGASE01_OLDI | BHGASE01 | BHWPEN01 | ETA_OLDI | BHGASE01_BHWPEN01 | 6 | 0 | 1 | New
HOUETARHNBHWPEN01_OLDI_FBHGASE01_D33 | Residential heating technology - Biomass boiler, automatic stoking , wood pellets or wood chips - apartment complex - existing building - distributed level 0.33 | HOUWPE | HOUETARHN_OLDI_DMD | MKr20 | 2030 | 1.447 | 0.025887 |  | 25 | 11 | 50 | 1 | 4 | ETA | I | OLD |  |  | RHNBHWPE | 2 | 0.33333 | HOUETARHNBHWPEN01_OLDI_FBHGASE01 | 0.895 | HOUETARHNBHWPEN01_OLDI | HOUETARHNBHGASE01_OLDI | BHGASE01 | BHWPEN01 | ETA_OLDI | BHGASE01_BHWPEN01 | 6 | 0 | 1 | New
HOUETARHNBHWPEN01_OLDI_FBHGASE01_D33 | Residential heating technology - Biomass boiler, automatic stoking , wood pellets or wood chips - apartment complex - existing building - distributed level 0.33 | HOUWPE | HOUETARHN_OLDI_DMD | MKr20 | 2040 | 1.3762 | 0.025061 |  | 25 | 9 | 45 | 1 | 4 | ETA | I | OLD |  |  | RHNBHWPE | 2 | 0.33333 | HOUETARHNBHWPEN01_OLDI_FBHGASE01 | 0.895 | HOUETARHNBHWPEN01_OLDI | HOUETARHNBHGASE01_OLDI | BHGASE01 | BHWPEN01 | ETA_OLDI | BHGASE01_BHWPEN01 | 6 | 0 | 1 | New
HOUETARHNBHWPEN01_OLDI_FBHGASE01_D33 | Residential heating technology - Biomass boiler, automatic stoking , wood pellets or wood chips - apartment complex - existing building - distributed level 0.33 | HOUWPE | HOUETARHN_OLDI_DMD | MKr20 | 2050 | 1.3089 | 0.023982 |  | 25 | 9 | 40 | 0 | 4 | ETA | I | OLD |  |  | RHNBHWPE | 2 | 0.33333 | HOUETARHNBHWPEN01_OLDI_FBHGASE01 | 0.895 | HOUETARHNBHWPEN01_OLDI | HOUETARHNBHGASE01_OLDI | BHGASE01 | BHWPEN01 | ETA_OLDI | BHGASE01_BHWPEN01 | 6 | 0 | 1 | New
HOUETARHNBHSOLN01_OLDI_FBHGASE01_D33 | Residential heating technology - Solar heating system - apartment complex - existing building - distributed level 0.33 | HOUSOL | HOUETARHN_OLDI_DMD | MKr20 | 2020 | 4.401 | 0.020597 | [6 empty] | ETA | I | OLD |  |  | RHNBHSOL | 2 | 0.33333 | HOUETARHNBHSOLN01_OLDI_FBHGASE01 | 0.895 | HOUETARHNBHSOLN01_OLDI | HOUETARHNBHGASE01_OLDI | BHGASE01 | BHSOLN01 | ETA_OLDI | BHGASE01_BHSOLN01 | 5 | 0 | 1.1 | Unlikely
HOUETARHNBHSOLN01_OLDI_FBHGASE01_D33 | Residential heating technology - Solar heating system - apartment complex - existing building - distributed level 0.33 | HOUSOL | HOUETARHN_OLDI_DMD | MKr20 | 2025 | 4.2109 | 0.021832 | [6 empty] | ETA | I | OLD |  |  | RHNBHSOL | 2 | 0.33333 | HOUETARHNBHSOLN01_OLDI_FBHGASE01 | 0.895 | HOUETARHNBHSOLN01_OLDI | HOUETARHNBHGASE01_OLDI | BHGASE01 | BHSOLN01 | ETA_OLDI | BHGASE01_BHSOLN01 | 5 | 0 | 1.1 | Unlikely
HOUETARHNBHSOLN01_OLDI_FBHGASE01_D33 | Residential heating technology - Solar heating system - apartment complex - existing building - distributed level 0.33 | HOUSOL | HOUETARHN_OLDI_DMD | MKr20 | 2030 | 4.0207 | 0.022301 | [6 empty] | ETA | I | OLD |  |  | RHNBHSOL | 2 | 0.33333 | HOUETARHNBHSOLN01_OLDI_FBHGASE01 | 0.895 | HOUETARHNBHSOLN01_OLDI | HOUETARHNBHGASE01_OLDI | BHGASE01 | BHSOLN01 | ETA_OLDI | BHGASE01_BHSOLN01 | 5 | 0 | 1.1 | Unlikely
HOUETARHNBHSOLN01_OLDI_FBHGASE01_D33 | Residential heating technology - Solar heating system - apartment complex - existing building - distributed level 0.33 | HOUSOL | HOUETARHN_OLDI_DMD | MKr20 | 2040 | 3.8305 | 0.021696 | [6 empty] | ETA | I | OLD |  |  | RHNBHSOL | 2 | 0.33333 | HOUETARHNBHSOLN01_OLDI_FBHGASE01 | 0.895 | HOUETARHNBHSOLN01_OLDI | HOUETARHNBHGASE01_OLDI | BHGASE01 | BHSOLN01 | ETA_OLDI | BHGASE01_BHSOLN01 | 5 | 0 | 1.1 | Unlikely
HOUETARHNBHSOLN01_OLDI_FBHGASE01_D33 | Residential heating technology - Solar heating system - apartment complex - existing building - distributed level 0.33 | HOUSOL | HOUETARHN_OLDI_DMD | MKr20 | 2050 | 3.6403 | 0.020597 | [6 empty] | ETA | I | OLD |  |  | RHNBHSOL | 2 | 0.33333 | HOUETARHNBHSOLN01_OLDI_FBHGASE01 | 0.895 | HOUETARHNBHSOLN01_OLDI | HOUETARHNBHGASE01_OLDI | BHGASE01 | BHSOLN01 | ETA_OLDI | BHGASE01_BHSOLN01 | 5 | 0 | 1.1 | Unlikely
HOUETARHNBHGASN01_OLDI_FBHGASE01_D33 | Residential heating technology - Natural gas boiler - apartment complex - existing building - distributed level 0.33 | HOUGAS | HOUETARHN_OLDI_DMD | MKr20 | 2020 | 0.36476 | 0.011512 |  | 0.43 | 0.1 | 20.4 | 1 | 1 | ETA | I | OLD |  |  | RHNBHGAS | 2 | 0.33333 | HOUETARHNBHGASN01_OLDI_FBHGASE01 | 0.895 | HOUETARHNBHGASN01_OLDI | HOUETARHNBHGASE01_OLDI | BHGASE01 | BHGASN01 | ETA_OLDI | BHGASE01_BHGASN01 | 6 | 0 | 1 | New
HOUETARHNBHGASN01_OLDI_FBHGASE01_D33 | Residential heating technology - Natural gas boiler - apartment complex - existing building - distributed level 0.33 | HOUGAS | HOUETARHN_OLDI_DMD | MKr20 | 2025 | 0.35705 | 0.011423 |  | 0.43 | 0.1 | 20.4 | 1 | 1 | ETA | I | OLD |  |  | RHNBHGAS | 2 | 0.33333 | HOUETARHNBHGASN01_OLDI_FBHGASE01 | 0.895 | HOUETARHNBHGASN01_OLDI | HOUETARHNBHGASE01_OLDI | BHGASE01 | BHGASN01 | ETA_OLDI | BHGASE01_BHGASN01 | 6 | 0 | 1 | New
HOUETARHNBHGASN01_OLDI_FBHGASE01_D33 | Residential heating technology - Natural gas boiler - apartment complex - existing building - distributed level 0.33 | HOUGAS | HOUETARHN_OLDI_DMD | MKr20 | 2030 | 0.34953 | 0.011318 |  | 0.43 | 0.1 | 20.4 | 1 | 1 | ETA | I | OLD |  |  | RHNBHGAS | 2 | 0.33333 | HOUETARHNBHGASN01_OLDI_FBHGASE01 | 0.895 | HOUETARHNBHGASN01_OLDI | HOUETARHNBHGASE01_OLDI | BHGASE01 | BHGASN01 | ETA_OLDI | BHGASE01_BHGASN01 | 6 | 0 | 1 | New
HOUETARHNBHGASN01_OLDI_FBHGASE01_D33 | Residential heating technology - Natural gas boiler - apartment complex - existing building - distributed level 0.33 | HOUGAS | HOUETARHN_OLDI_DMD | MKr20 | 2040 | 0.33504 | 0.010853 |  | 0.43 | 0.1 | 20.4 | 1 | 1 | ETA | I | OLD |  |  | RHNBHGAS | 2 | 0.33333 | HOUETARHNBHGASN01_OLDI_FBHGASE01 | 0.895 | HOUETARHNBHGASN01_OLDI | HOUETARHNBHGASE01_OLDI | BHGASE01 | BHGASN01 | ETA_OLDI | BHGASE01_BHGASN01 | 6 | 0 | 1 | New
HOUETARHNBHGASN01_OLDI_FBHGASE01_D33 | Residential heating technology - Natural gas boiler - apartment complex - existing building - distributed level 0.33 | HOUGAS | HOUETARHN_OLDI_DMD | MKr20 | 2050 | 0.32125 | 0.0030954 |  | 0.43 | 0.1 | 20.4 | 1 | 1 | ETA | I | OLD |  |  | RHNBHGAS | 2 | 0.33333 | HOUETARHNBHGASN01_OLDI_FBHGASE01 | 0.895 | HOUETARHNBHGASN01_OLDI | HOUETARHNBHGASE01_OLDI | BHGASE01 | BHGASN01 | ETA_OLDI | BHGASE01_BHGASN01 | 6 | 0 | 1 | New
HOUETARHNBHDHDN09_OLDI_FBHGASE01_D33 | Residential heating technology - Direct district heating substation - plus connection pipe - plus distribution (heating density: low ) - apartment complex - existing building - distributed level 0.33 | HOUDHD | HOUETARHN_OLDI_DMD | MKr20 | 2020 | 0.39811 | 0.0015352 | [6 empty] | ETA | I | OLD |  |  | RHNBHDHD | 2 | 0.33333 | HOUETARHNBHDHDN09_OLDI_FBHGASE01 | 0.895 | HOUETARHNBHDHDN09_OLDI | HOUETARHNBHGASE01_OLDI | BHGASE01 | BHDHDN09 | ETA_OLDI | BHGASE01_BHDHDN09 | 4 | -0.25 | 1 | Supported
HOUETARHNBHDHDN09_OLDI_FBHGASE01_D33 | Residential heating technology - Direct district heating substation - plus connection pipe - plus distribution (heating density: low ) - apartment complex - existing building - distributed level 0.33 | HOUDHD | HOUETARHN_OLDI_DMD | MKr20 | 2025 | 0.39284 | 0.0015559 | [6 empty] | ETA | I | OLD |  |  | RHNBHDHD | 2 | 0.33333 | HOUETARHNBHDHDN09_OLDI_FBHGASE01 | 0.895 | HOUETARHNBHDHDN09_OLDI | HOUETARHNBHGASE01_OLDI | BHGASE01 | BHDHDN09 | ETA_OLDI | BHGASE01_BHDHDN09 | 4 | -0.25 | 1 | Supported
HOUETARHNBHDHDN09_OLDI_FBHGASE01_D33 | Residential heating technology - Direct district heating substation - plus connection pipe - plus distribution (heating density: low ) - apartment complex - existing building - distributed level 0.33 | HOUDHD | HOUETARHN_OLDI_DMD | MKr20 | 2030 | 0.3877 | 0.001533 | [6 empty] | ETA | I | OLD |  |  | RHNBHDHD | 2 | 0.33333 | HOUETARHNBHDHDN09_OLDI_FBHGASE01 | 0.895 | HOUETARHNBHDHDN09_OLDI | HOUETARHNBHGASE01_OLDI | BHGASE01 | BHDHDN09 | ETA_OLDI | BHGASE01_BHDHDN09 | 4 | -0.25 | 1 | Supported
HOUETARHNBHDHDN09_OLDI_FBHGASE01_D33 | Residential heating technology - Direct district heating substation - plus connection pipe - plus distribution (heating density: low ) - apartment complex - existing building - distributed level 0.33 | HOUDHD | HOUETARHN_OLDI_DMD | MKr20 | 2040 | 0.37779 | 0.0014865 | [6 empty] | ETA | I | OLD |  |  | RHNBHDHD | 2 | 0.33333 | HOUETARHNBHDHDN09_OLDI_FBHGASE01 | 0.895 | HOUETARHNBHDHDN09_OLDI | HOUETARHNBHGASE01_OLDI | BHGASE01 | BHDHDN09 | ETA_OLDI | BHGASE01_BHDHDN09 | 4 | -0.25 | 1 | Supported
HOUETARHNBHDHDN09_OLDI_FBHGASE01_D33 | Residential heating technology - Direct district heating substation - plus connection pipe - plus distribution (heating density: low ) - apartment complex - existing building - distributed level 0.33 | HOUDHD | HOUETARHN_OLDI_DMD | MKr20 | 2050 | 0.36838 | 0.0014271 | [6 empty] | ETA | I | OLD |  |  | RHNBHDHD | 2 | 0.33333 | HOUETARHNBHDHDN09_OLDI_FBHGASE01 | 0.895 | HOUETARHNBHDHDN09_OLDI | HOUETARHNBHGASE01_OLDI | BHGASE01 | BHDHDN09 | ETA_OLDI | BHGASE01_BHDHDN09 | 4 | -0.25 | 1 | Supported
HOUETARHNBHDHDN07_OLDI_FBHGASE01_D33 | Residential heating technology - Direct district heating substation - plus connection pipe - plus distribution (heating density: medium ) - apartment complex - existing building - distributed level 0.33 | HOUDHD | HOUETARHN_OLDI_DMD | MKr20 | 2020 | 0.34009 | 0.0015352 | [6 empty] | ETA | I | OLD |  |  | RHNBHDHD | 2 | 0.33333 | HOUETARHNBHDHDN07_OLDI_FBHGASE01 | 0.895 | HOUETARHNBHDHDN07_OLDI | HOUETARHNBHGASE01_OLDI | BHGASE01 | BHDHDN07 | ETA_OLDI | BHGASE01_BHDHDN07 | 4 | -0.25 | 1 | Supported
HOUETARHNBHDHDN07_OLDI_FBHGASE01_D33 | Residential heating technology - Direct district heating substation - plus connection pipe - plus distribution (heating density: medium ) - apartment complex - existing building - distributed level 0.33 | HOUDHD | HOUETARHN_OLDI_DMD | MKr20 | 2025 | 0.33482 | 0.0015559 | [6 empty] | ETA | I | OLD |  |  | RHNBHDHD | 2 | 0.33333 | HOUETARHNBHDHDN07_OLDI_FBHGASE01 | 0.895 | HOUETARHNBHDHDN07_OLDI | HOUETARHNBHGASE01_OLDI | BHGASE01 | BHDHDN07 | ETA_OLDI | BHGASE01_BHDHDN07 | 4 | -0.25 | 1 | Supported
HOUETARHNBHDHDN07_OLDI_FBHGASE01_D33 | Residential heating technology - Direct district heating substation - plus connection pipe - plus distribution (heating density: medium ) - apartment complex - existing building - distributed level 0.33 | HOUDHD | HOUETARHN_OLDI_DMD | MKr20 | 2030 | 0.32968 | 0.001533 | [6 empty] | ETA | I | OLD |  |  | RHNBHDHD | 2 | 0.33333 | HOUETARHNBHDHDN07_OLDI_FBHGASE01 | 0.895 | HOUETARHNBHDHDN07_OLDI | HOUETARHNBHGASE01_OLDI | BHGASE01 | BHDHDN07 | ETA_OLDI | BHGASE01_BHDHDN07 | 4 | -0.25 | 1 | Supported
HOUETARHNBHDHDN07_OLDI_FBHGASE01_D33 | Residential heating technology - Direct district heating substation - plus connection pipe - plus distribution (heating density: medium ) - apartment complex - existing building - distributed level 0.33 | HOUDHD | HOUETARHN_OLDI_DMD | MKr20 | 2040 | 0.31978 | 0.0014865 | [6 empty] | ETA | I | OLD |  |  | RHNBHDHD | 2 | 0.33333 | HOUETARHNBHDHDN07_OLDI_FBHGASE01 | 0.895 | HOUETARHNBHDHDN07_OLDI | HOUETARHNBHGASE01_OLDI | BHGASE01 | BHDHDN07 | ETA_OLDI | BHGASE01_BHDHDN07 | 4 | -0.25 | 1 | Supported
HOUETARHNBHDHDN07_OLDI_FBHGASE01_D33 | Residential heating technology - Direct district heating substation - plus connection pipe - plus distribution (heating density: medium ) - apartment complex - existing building - distributed level 0.33 | HOUDHD | HOUETARHN_OLDI_DMD | MKr20 | 2050 | 0.31036 | 0.0014271 | [6 empty] | ETA | I | OLD |  |  | RHNBHDHD | 2 | 0.33333 | HOUETARHNBHDHDN07_OLDI_FBHGASE01 | 0.895 | HOUETARHNBHDHDN07_OLDI | HOUETARHNBHGASE01_OLDI | BHGASE01 | BHDHDN07 | ETA_OLDI | BHGASE01_BHDHDN07 | 4 | -0.25 | 1 | Supported
HOUETARHNBHDHDN05_OLDI_FBHGASE01_D33 | Residential heating technology - Direct district heating substation - plus connection pipe - plus distribution (heating density: high ) - apartment complex - existing building - distributed level 0.33 | HOUDHD | HOUETARHN_OLDI_DMD | MKr20 | 2020 | 0.28208 | 0.0015352 | [6 empty] | ETA | I | OLD |  |  | RHNBHDHD | 2 | 0.33333 | HOUETARHNBHDHDN05_OLDI_FBHGASE01 | 0.895 | HOUETARHNBHDHDN05_OLDI | HOUETARHNBHGASE01_OLDI | BHGASE01 | BHDHDN05 | ETA_OLDI | BHGASE01_BHDHDN05 | 4 | -0.25 | 1 | Supported
HOUETARHNBHDHDN05_OLDI_FBHGASE01_D33 | Residential heating technology - Direct district heating substation - plus connection pipe - plus distribution (heating density: high ) - apartment complex - existing building - distributed level 0.33 | HOUDHD | HOUETARHN_OLDI_DMD | MKr20 | 2025 | 0.27681 | 0.0015559 | [6 empty] | ETA | I | OLD |  |  | RHNBHDHD | 2 | 0.33333 | HOUETARHNBHDHDN05_OLDI_FBHGASE01 | 0.895 | HOUETARHNBHDHDN05_OLDI | HOUETARHNBHGASE01_OLDI | BHGASE01 | BHDHDN05 | ETA_OLDI | BHGASE01_BHDHDN05 | 4 | -0.25 | 1 | Supported
HOUETARHNBHDHDN05_OLDI_FBHGASE01_D33 | Residential heating technology - Direct district heating substation - plus connection pipe - plus distribution (heating density: high ) - apartment complex - existing building - distributed level 0.33 | HOUDHD | HOUETARHN_OLDI_DMD | MKr20 | 2030 | 0.27167 | 0.001533 | [6 empty] | ETA | I | OLD |  |  | RHNBHDHD | 2 | 0.33333 | HOUETARHNBHDHDN05_OLDI_FBHGASE01 | 0.895 | HOUETARHNBHDHDN05_OLDI | HOUETARHNBHGASE01_OLDI | BHGASE01 | BHDHDN05 | ETA_OLDI | BHGASE01_BHDHDN05 | 4 | -0.25 | 1 | Supported
HOUETARHNBHDHDN05_OLDI_FBHGASE01_D33 | Residential heating technology - Direct district heating substation - plus connection pipe - plus distribution (heating density: high ) - apartment complex - existing building - distributed level 0.33 | HOUDHD | HOUETARHN_OLDI_DMD | MKr20 | 2040 | 0.26177 | 0.0014865 | [6 empty] | ETA | I | OLD |  |  | RHNBHDHD | 2 | 0.33333 | HOUETARHNBHDHDN05_OLDI_FBHGASE01 | 0.895 | HOUETARHNBHDHDN05_OLDI | HOUETARHNBHGASE01_OLDI | BHGASE01 | BHDHDN05 | ETA_OLDI | BHGASE01_BHDHDN05 | 4 | -0.25 | 1 | Supported
HOUETARHNBHDHDN05_OLDI_FBHGASE01_D33 | Residential heating technology - Direct district heating substation - plus connection pipe - plus distribution (heating density: high ) - apartment complex - existing building - distributed level 0.33 | HOUDHD | HOUETARHN_OLDI_DMD | MKr20 | 2050 | 0.25235 | 0.0014271 | [6 empty] | ETA | I | OLD |  |  | RHNBHDHD | 2 | 0.33333 | HOUETARHNBHDHDN05_OLDI_FBHGASE01 | 0.895 | HOUETARHNBHDHDN05_OLDI | HOUETARHNBHGASE01_OLDI | BHGASE01 | BHDHDN05 | ETA_OLDI | BHGASE01_BHDHDN05 | 4 | -0.25 | 1 | Supported
HOUETARHNBHDHCN09_OLDI_FBHGASE01_D33 | Residential heating technology - Direct district heating substation - plus connection pipe - plus distribution (heating density: low ) - apartment complex - existing building - distributed level 0.33 | HOUDHC | HOUETARHN_OLDI_DMD | MKr20 | 2020 | 0.39811 | 0.0015352 | [6 empty] | ETA | I | OLD |  |  | RHNBHDHC | 2 | 0.33333 | HOUETARHNBHDHCN09_OLDI_FBHGASE01 | 0.895 | HOUETARHNBHDHCN09_OLDI | HOUETARHNBHGASE01_OLDI | BHGASE01 | BHDHCN09 | ETA_OLDI | BHGASE01_BHDHCN09 | 4 | -0.25 | 1 | Supported
HOUETARHNBHDHCN09_OLDI_FBHGASE01_D33 | Residential heating technology - Direct district heating substation - plus connection pipe - plus distribution (heating density: low ) - apartment complex - existing building - distributed level 0.33 | HOUDHC | HOUETARHN_OLDI_DMD | MKr20 | 2025 | 0.39284 | 0.0015559 | [6 empty] | ETA | I | OLD |  |  | RHNBHDHC | 2 | 0.33333 | HOUETARHNBHDHCN09_OLDI_FBHGASE01 | 0.895 | HOUETARHNBHDHCN09_OLDI | HOUETARHNBHGASE01_OLDI | BHGASE01 | BHDHCN09 | ETA_OLDI | BHGASE01_BHDHCN09 | 4 | -0.25 | 1 | Supported
HOUETARHNBHDHCN09_OLDI_FBHGASE01_D33 | Residential heating technology - Direct district heating substation - plus connection pipe - plus distribution (heating density: low ) - apartment complex - existing building - distributed level 0.33 | HOUDHC | HOUETARHN_OLDI_DMD | MKr20 | 2030 | 0.3877 | 0.001533 | [6 empty] | ETA | I | OLD |  |  | RHNBHDHC | 2 | 0.33333 | HOUETARHNBHDHCN09_OLDI_FBHGASE01 | 0.895 | HOUETARHNBHDHCN09_OLDI | HOUETARHNBHGASE01_OLDI | BHGASE01 | BHDHCN09 | ETA_OLDI | BHGASE01_BHDHCN09 | 4 | -0.25 | 1 | Supported
HOUETARHNBHDHCN09_OLDI_FBHGASE01_D33 | Residential heating technology - Direct district heating substation - plus connection pipe - plus distribution (heating density: low ) - apartment complex - existing building - distributed level 0.33 | HOUDHC | HOUETARHN_OLDI_DMD | MKr20 | 2040 | 0.37779 | 0.0014865 | [6 empty] | ETA | I | OLD |  |  | RHNBHDHC | 2 | 0.33333 | HOUETARHNBHDHCN09_OLDI_FBHGASE01 | 0.895 | HOUETARHNBHDHCN09_OLDI | HOUETARHNBHGASE01_OLDI | BHGASE01 | BHDHCN09 | ETA_OLDI | BHGASE01_BHDHCN09 | 4 | -0.25 | 1 | Supported
HOUETARHNBHDHCN09_OLDI_FBHGASE01_D33 | Residential heating technology - Direct district heating substation - plus connection pipe - plus distribution (heating density: low ) - apartment complex - existing building - distributed level 0.33 | HOUDHC | HOUETARHN_OLDI_DMD | MKr20 | 2050 | 0.36838 | 0.0014271 | [6 empty] | ETA | I | OLD |  |  | RHNBHDHC | 2 | 0.33333 | HOUETARHNBHDHCN09_OLDI_FBHGASE01 | 0.895 | HOUETARHNBHDHCN09_OLDI | HOUETARHNBHGASE01_OLDI | BHGASE01 | BHDHCN09 | ETA_OLDI | BHGASE01_BHDHCN09 | 4 | -0.25 | 1 | Supported
HOUETARHNBHDHCN07_OLDI_FBHGASE01_D33 | Residential heating technology - Direct district heating substation - plus connection pipe - plus distribution (heating density: medium ) - apartment complex - existing building - distributed level 0.33 | HOUDHC | HOUETARHN_OLDI_DMD | MKr20 | 2020 | 0.34009 | 0.0015352 | [6 empty] | ETA | I | OLD |  |  | RHNBHDHC | 2 | 0.33333 | HOUETARHNBHDHCN07_OLDI_FBHGASE01 | 0.895 | HOUETARHNBHDHCN07_OLDI | HOUETARHNBHGASE01_OLDI | BHGASE01 | BHDHCN07 | ETA_OLDI | BHGASE01_BHDHCN07 | 4 | -0.25 | 1 | Supported
HOUETARHNBHDHCN07_OLDI_FBHGASE01_D33 | Residential heating technology - Direct district heating substation - plus connection pipe - plus distribution (heating density: medium ) - apartment complex - existing building - distributed level 0.33 | HOUDHC | HOUETARHN_OLDI_DMD | MKr20 | 2025 | 0.33482 | 0.0015559 | [6 empty] | ETA | I | OLD |  |  | RHNBHDHC | 2 | 0.33333 | HOUETARHNBHDHCN07_OLDI_FBHGASE01 | 0.895 | HOUETARHNBHDHCN07_OLDI | HOUETARHNBHGASE01_OLDI | BHGASE01 | BHDHCN07 | ETA_OLDI | BHGASE01_BHDHCN07 | 4 | -0.25 | 1 | Supported
HOUETARHNBHDHCN07_OLDI_FBHGASE01_D33 | Residential heating technology - Direct district heating substation - plus connection pipe - plus distribution (heating density: medium ) - apartment complex - existing building - distributed level 0.33 | HOUDHC | HOUETARHN_OLDI_DMD | MKr20 | 2030 | 0.32968 | 0.001533 | [6 empty] | ETA | I | OLD |  |  | RHNBHDHC | 2 | 0.33333 | HOUETARHNBHDHCN07_OLDI_FBHGASE01 | 0.895 | HOUETARHNBHDHCN07_OLDI | HOUETARHNBHGASE01_OLDI | BHGASE01 | BHDHCN07 | ETA_OLDI | BHGASE01_BHDHCN07 | 4 | -0.25 | 1 | Supported
HOUETARHNBHDHCN07_OLDI_FBHGASE01_D33 | Residential heating technology - Direct district heating substation - plus connection pipe - plus distribution (heating density: medium ) - apartment complex - existing building - distributed level 0.33 | HOUDHC | HOUETARHN_OLDI_DMD | MKr20 | 2040 | 0.31978 | 0.0014865 | [6 empty] | ETA | I | OLD |  |  | RHNBHDHC | 2 | 0.33333 | HOUETARHNBHDHCN07_OLDI_FBHGASE01 | 0.895 | HOUETARHNBHDHCN07_OLDI | HOUETARHNBHGASE01_OLDI | BHGASE01 | BHDHCN07 | ETA_OLDI | BHGASE01_BHDHCN07 | 4 | -0.25 | 1 | Supported
HOUETARHNBHDHCN07_OLDI_FBHGASE01_D33 | Residential heating technology - Direct district heating substation - plus connection pipe - plus distribution (heating density: medium ) - apartment complex - existing building - distributed level 0.33 | HOUDHC | HOUETARHN_OLDI_DMD | MKr20 | 2050 | 0.31036 | 0.0014271 | [6 empty] | ETA | I | OLD |  |  | RHNBHDHC | 2 | 0.33333 | HOUETARHNBHDHCN07_OLDI_FBHGASE01 | 0.895 | HOUETARHNBHDHCN07_OLDI | HOUETARHNBHGASE01_OLDI | BHGASE01 | BHDHCN07 | ETA_OLDI | BHGASE01_BHDHCN07 | 4 | -0.25 | 1 | Supported
HOUETARHNBHDHCN05_OLDI_FBHGASE01_D33 | Residential heating technology - Direct district heating substation - plus connection pipe - plus distribution (heating density: high ) - apartment complex - existing building - distributed level 0.33 | HOUDHC | HOUETARHN_OLDI_DMD | MKr20 | 2020 | 0.28208 | 0.0015352 | [6 empty] | ETA | I | OLD |  |  | RHNBHDHC | 2 | 0.33333 | HOUETARHNBHDHCN05_OLDI_FBHGASE01 | 0.895 | HOUETARHNBHDHCN05_OLDI | HOUETARHNBHGASE01_OLDI | BHGASE01 | BHDHCN05 | ETA_OLDI | BHGASE01_BHDHCN05 | 4 | -0.25 | 1 | Supported
HOUETARHNBHDHCN05_OLDI_FBHGASE01_D33 | Residential heating technology - Direct district heating substation - plus connection pipe - plus distribution (heating density: high ) - apartment complex - existing building - distributed level 0.33 | HOUDHC | HOUETARHN_OLDI_DMD | MKr20 | 2025 | 0.27681 | 0.0015559 | [6 empty] | ETA | I | OLD |  |  | RHNBHDHC | 2 | 0.33333 | HOUETARHNBHDHCN05_OLDI_FBHGASE01 | 0.895 | HOUETARHNBHDHCN05_OLDI | HOUETARHNBHGASE01_OLDI | BHGASE01 | BHDHCN05 | ETA_OLDI | BHGASE01_BHDHCN05 | 4 | -0.25 | 1 | Supported
HOUETARHNBHDHCN05_OLDI_FBHGASE01_D33 | Residential heating technology - Direct district heating substation - plus connection pipe - plus distribution (heating density: high ) - apartment complex - existing building - distributed level 0.33 | HOUDHC | HOUETARHN_OLDI_DMD | MKr20 | 2030 | 0.27167 | 0.001533 | [6 empty] | ETA | I | OLD |  |  | RHNBHDHC | 2 | 0.33333 | HOUETARHNBHDHCN05_OLDI_FBHGASE01 | 0.895 | HOUETARHNBHDHCN05_OLDI | HOUETARHNBHGASE01_OLDI | BHGASE01 | BHDHCN05 | ETA_OLDI | BHGASE01_BHDHCN05 | 4 | -0.25 | 1 | Supported
HOUETARHNBHDHCN05_OLDI_FBHGASE01_D33 | Residential heating technology - Direct district heating substation - plus connection pipe - plus distribution (heating density: high ) - apartment complex - existing building - distributed level 0.33 | HOUDHC | HOUETARHN_OLDI_DMD | MKr20 | 2040 | 0.26177 | 0.0014865 | [6 empty] | ETA | I | OLD |  |  | RHNBHDHC | 2 | 0.33333 | HOUETARHNBHDHCN05_OLDI_FBHGASE01 | 0.895 | HOUETARHNBHDHCN05_OLDI | HOUETARHNBHGASE01_OLDI | BHGASE01 | BHDHCN05 | ETA_OLDI | BHGASE01_BHDHCN05 | 4 | -0.25 | 1 | Supported
HOUETARHNBHDHCN05_OLDI_FBHGASE01_D33 | Residential heating technology - Direct district heating substation - plus connection pipe - plus distribution (heating density: high ) - apartment complex - existing building - distributed level 0.33 | HOUDHC | HOUETARHN_OLDI_DMD | MKr20 | 2050 | 0.25235 | 0.0014271 | [6 empty] | ETA | I | OLD |  |  | RHNBHDHC | 2 | 0.33333 | HOUETARHNBHDHCN05_OLDI_FBHGASE01 | 0.895 | HOUETARHNBHDHCN05_OLDI | HOUETARHNBHGASE01_OLDI | BHGASE01 | BHDHCN05 | ETA_OLDI | BHGASE01_BHDHCN05 | 4 | -0.25 | 1 | Supported
HOUETARHNHPELCN05_OLDC_FBHOILE01_D33 | Residential heating technology - Heat pump, Air-to-water - leasing - apartment complex - existing building - distributed level 0.33 | HOUELC, HOUAMB | HOUETARHN_OLDC_DMD | MKr20 | 2020 | 2.3785 | 0.31275 | 0.33288 | [5 empty] | ETA | C | OLD | 3.0041 |  | RHNHPELC | 2 | 0.33333 | HOUETARHNHPELCN05_OLDC_FBHOILE01 | 0.799 | HOUETARHNHPELCN05_OLDC | HOUETARHNBHOILE01_OLDC | BHOILE01 | HPELCN05 | ETA_OLDC | BHOILE01_HPELCN05 | 4 | -0.25 | 1 | Supported
HOUETARHNHPELCN05_OLDC_FBHOILE01_D33 | Residential heating technology - Heat pump, Air-to-water - leasing - apartment complex - existing building - distributed level 0.33 | HOUELC, HOUAMB | HOUETARHN_OLDC_DMD | MKr20 | 2025 | 2.1298 | 0.28751 | 0.31651 | [5 empty] | ETA | C | OLD | 3.1595 |  | RHNHPELC | 2 | 0.33333 | HOUETARHNHPELCN05_OLDC_FBHOILE01 | 0.799 | HOUETARHNHPELCN05_OLDC | HOUETARHNBHOILE01_OLDC | BHOILE01 | HPELCN05 | ETA_OLDC | BHOILE01_HPELCN05 | 4 | -0.25 | 1 | Supported
HOUETARHNHPELCN05_OLDC_FBHOILE01_D33 | Residential heating technology - Heat pump, Air-to-water - leasing - apartment complex - existing building - distributed level 0.33 | HOUELC, HOUAMB | HOUETARHN_OLDC_DMD | MKr20 | 2030 | 1.8811 | 0.26224 | 0.30167 | [5 empty] | ETA | C | OLD | 3.3149 |  | RHNHPELC | 2 | 0.33333 | HOUETARHNHPELCN05_OLDC_FBHOILE01 | 0.799 | HOUETARHNHPELCN05_OLDC | HOUETARHNBHOILE01_OLDC | BHOILE01 | HPELCN05 | ETA_OLDC | BHOILE01_HPELCN05 | 4 | -0.25 | 1 | Supported
HOUETARHNHPELCN05_OLDC_FBHOILE01_D33 | Residential heating technology - Heat pump, Air-to-water - leasing - apartment complex - existing building - distributed level 0.33 | HOUELC, HOUAMB | HOUETARHN_OLDC_DMD | MKr20 | 2040 | 1.6848 | 0.24168 | 0.28816 | [5 empty] | ETA | C | OLD | 3.4702 |  | RHNHPELC | 2 | 0.33333 | HOUETARHNHPELCN05_OLDC_FBHOILE01 | 0.799 | HOUETARHNHPELCN05_OLDC | HOUETARHNBHOILE01_OLDC | BHOILE01 | HPELCN05 | ETA_OLDC | BHOILE01_HPELCN05 | 4 | -0.25 | 1 | Supported
HOUETARHNHPELCN05_OLDC_FBHOILE01_D33 | Residential heating technology - Heat pump, Air-to-water - leasing - apartment complex - existing building - distributed level 0.33 | HOUELC, HOUAMB | HOUETARHN_OLDC_DMD | MKr20 | 2050 | 1.4885 | 0.22111 | 0.27581 | [5 empty] | ETA | C | OLD | 3.6256 |  | RHNHPELC | 2 | 0.33333 | HOUETARHNHPELCN05_OLDC_FBHOILE01 | 0.799 | HOUETARHNHPELCN05_OLDC | HOUETARHNBHOILE01_OLDC | BHOILE01 | HPELCN05 | ETA_OLDC | BHOILE01_HPELCN05 | 4 | -0.25 | 1 | Supported
HOUETARHNHPELCN04_OLDC_FBHOILE01_D33 | Residential heating technology - Heat pump, Ground source - apartment complex - existing building - distributed level 0.33 | HOUELC, HOUAMB | HOUETARHN_OLDC_DMD | MKr20 | 2020 | 4.4322 | 0.046348 | 0.30167 | [5 empty] | ETA | C | OLD | 3.3149 |  | RHNHPELC | 2 | 0.33333 | HOUETARHNHPELCN04_OLDC_FBHOILE01 | 0.799 | HOUETARHNHPELCN04_OLDC | HOUETARHNBHOILE01_OLDC | BHOILE01 | HPELCN04 | ETA_OLDC | BHOILE01_HPELCN04 | 4 | -0.25 | 1 | Supported
HOUETARHNHPELCN04_OLDC_FBHOILE01_D33 | Residential heating technology - Heat pump, Ground source - apartment complex - existing building - distributed level 0.33 | HOUELC, HOUAMB | HOUETARHN_OLDC_DMD | MKr20 | 2025 | 4.0998 | 0.045981 | 0.29253 | [5 empty] | ETA | C | OLD | 3.4185 |  | RHNHPELC | 2 | 0.33333 | HOUETARHNHPELCN04_OLDC_FBHOILE01 | 0.799 | HOUETARHNHPELCN04_OLDC | HOUETARHNBHOILE01_OLDC | BHOILE01 | HPELCN04 | ETA_OLDC | BHOILE01_HPELCN04 | 4 | -0.25 | 1 | Supported
HOUETARHNHPELCN04_OLDC_FBHOILE01_D33 | Residential heating technology - Heat pump, Ground source - apartment complex - existing building - distributed level 0.33 | HOUELC, HOUAMB | HOUETARHN_OLDC_DMD | MKr20 | 2030 | 3.7674 | 0.04558 | 0.28393 | [5 empty] | ETA | C | OLD | 3.522 |  | RHNHPELC | 2 | 0.33333 | HOUETARHNHPELCN04_OLDC_FBHOILE01 | 0.799 | HOUETARHNHPELCN04_OLDC | HOUETARHNBHOILE01_OLDC | BHOILE01 | HPELCN04 | ETA_OLDC | BHOILE01_HPELCN04 | 4 | -0.25 | 1 | Supported
HOUETARHNHPELCN04_OLDC_FBHOILE01_D33 | Residential heating technology - Heat pump, Ground source - apartment complex - existing building - distributed level 0.33 | HOUELC, HOUAMB | HOUETARHN_OLDC_DMD | MKr20 | 2040 | 3.4848 | 0.044654 | 0.27193 | [5 empty] | ETA | C | OLD | 3.6774 |  | RHNHPELC | 2 | 0.33333 | HOUETARHNHPELCN04_OLDC_FBHOILE01 | 0.799 | HOUETARHNHPELCN04_OLDC | HOUETARHNBHOILE01_OLDC | BHOILE01 | HPELCN04 | ETA_OLDC | BHOILE01_HPELCN04 | 4 | -0.25 | 1 | Supported
HOUETARHNHPELCN04_OLDC_FBHOILE01_D33 | Residential heating technology - Heat pump, Ground source - apartment complex - existing building - distributed level 0.33 | HOUELC, HOUAMB | HOUETARHN_OLDC_DMD | MKr20 | 2050 | 3.2023 | 0.043711 | 0.26815 | [5 empty] | ETA | C | OLD | 3.7292 |  | RHNHPELC | 2 | 0.33333 | HOUETARHNHPELCN04_OLDC_FBHOILE01 | 0.799 | HOUETARHNHPELCN04_OLDC | HOUETARHNBHOILE01_OLDC | BHOILE01 | HPELCN04 | ETA_OLDC | BHOILE01_HPELCN04 | 4 | -0.25 | 1 | Supported
HOUETARHNHPELCN03_OLDC_FBHOILE01_D33 | Residential heating technology - Heat pump, Air-to-water - apartment complex - existing building - distributed level 0.33 | HOUELC, HOUAMB | HOUETARHN_OLDC_DMD | MKr20 | 2020 | 4.7571 | 0.074897 | 0.33288 | [5 empty] | ETA | C | OLD | 3.0041 |  | RHNHPELC | 2 | 0.33333 | HOUETARHNHPELCN03_OLDC_FBHOILE01 | 0.799 | HOUETARHNHPELCN03_OLDC | HOUETARHNBHOILE01_OLDC | BHOILE01 | HPELCN03 | ETA_OLDC | BHOILE01_HPELCN03 | 4 | -0.25 | 1 | Supported
HOUETARHNHPELCN03_OLDC_FBHOILE01_D33 | Residential heating technology - Heat pump, Air-to-water - apartment complex - existing building - distributed level 0.33 | HOUELC, HOUAMB | HOUETARHN_OLDC_DMD | MKr20 | 2025 | 4.2596 | 0.07453 | 0.31651 | [5 empty] | ETA | C | OLD | 3.1595 |  | RHNHPELC | 2 | 0.33333 | HOUETARHNHPELCN03_OLDC_FBHOILE01 | 0.799 | HOUETARHNHPELCN03_OLDC | HOUETARHNBHOILE01_OLDC | BHOILE01 | HPELCN03 | ETA_OLDC | BHOILE01_HPELCN03 | 4 | -0.25 | 1 | Supported
HOUETARHNHPELCN03_OLDC_FBHOILE01_D33 | Residential heating technology - Heat pump, Air-to-water - apartment complex - existing building - distributed level 0.33 | HOUELC, HOUAMB | HOUETARHN_OLDC_DMD | MKr20 | 2030 | 3.7622 | 0.074129 | 0.30167 | [5 empty] | ETA | C | OLD | 3.3149 |  | RHNHPELC | 2 | 0.33333 | HOUETARHNHPELCN03_OLDC_FBHOILE01 | 0.799 | HOUETARHNHPELCN03_OLDC | HOUETARHNBHOILE01_OLDC | BHOILE01 | HPELCN03 | ETA_OLDC | BHOILE01_HPELCN03 | 4 | -0.25 | 1 | Supported
HOUETARHNHPELCN03_OLDC_FBHOILE01_D33 | Residential heating technology - Heat pump, Air-to-water - apartment complex - existing building - distributed level 0.33 | HOUELC, HOUAMB | HOUETARHN_OLDC_DMD | MKr20 | 2040 | 3.3696 | 0.073203 | 0.28816 | [5 empty] | ETA | C | OLD | 3.4702 |  | RHNHPELC | 2 | 0.33333 | HOUETARHNHPELCN03_OLDC_FBHOILE01 | 0.799 | HOUETARHNHPELCN03_OLDC | HOUETARHNBHOILE01_OLDC | BHOILE01 | HPELCN03 | ETA_OLDC | BHOILE01_HPELCN03 | 4 | -0.25 | 1 | Supported
HOUETARHNHPELCN03_OLDC_FBHOILE01_D33 | Residential heating technology - Heat pump, Air-to-water - apartment complex - existing building - distributed level 0.33 | HOUELC, HOUAMB | HOUETARHN_OLDC_DMD | MKr20 | 2050 | 2.9771 | 0.07226 | 0.27581 | [5 empty] | ETA | C | OLD | 3.6256 |  | RHNHPELC | 2 | 0.33333 | HOUETARHNHPELCN03_OLDC_FBHOILE01 | 0.799 | HOUETARHNHPELCN03_OLDC | HOUETARHNBHOILE01_OLDC | BHOILE01 | HPELCN03 | ETA_OLDC | BHOILE01_HPELCN03 | 4 | -0.25 | 1 | Supported
HOUETARHNHPELCN02_OLDC_FBHOILE01_D33 | Residential heating technology - Heat pump, Air-to-air - single-family house - existing building - distributed level 0.33 | HOUELC, HOUAMB | HOUETARHN_OLDC_DMD | MKr20 | 2020 | 1.9871 | 0.15994 | 0.19904 | [5 empty] | ETA | C | OLD | 5.0241 |  | RHNHPELC | 2 | 0.33333 | HOUETARHNHPELCN02_OLDC_FBHOILE01 | 0.799 | HOUETARHNHPELCN02_OLDC | HOUETARHNBHOILE01_OLDC | BHOILE01 | HPELCN02 | ETA_OLDC | BHOILE01_HPELCN02 | 5 | 0 | 1.1 | Unlikely
HOUETARHNHPELCN02_OLDC_FBHOILE01_D33 | Residential heating technology - Heat pump, Air-to-air - single-family house - existing building - distributed level 0.33 | HOUELC, HOUAMB | HOUETARHN_OLDC_DMD | MKr20 | 2025 | 1.9385 | 0.10866 | 0.18928 | [5 empty] | ETA | C | OLD | 5.2831 |  | RHNHPELC | 2 | 0.33333 | HOUETARHNHPELCN02_OLDC_FBHOILE01 | 0.799 | HOUETARHNHPELCN02_OLDC | HOUETARHNBHOILE01_OLDC | BHOILE01 | HPELCN02 | ETA_OLDC | BHOILE01_HPELCN02 | 5 | 0 | 1.1 | Unlikely
HOUETARHNHPELCN02_OLDC_FBHOILE01_D33 | Residential heating technology - Heat pump, Air-to-air - single-family house - existing building - distributed level 0.33 | HOUELC, HOUAMB | HOUETARHN_OLDC_DMD | MKr20 | 2030 | 1.8899 | 0.10666 | 0.18214 | [5 empty] | ETA | C | OLD | 5.4902 |  | RHNHPELC | 2 | 0.33333 | HOUETARHNHPELCN02_OLDC_FBHOILE01 | 0.799 | HOUETARHNHPELCN02_OLDC | HOUETARHNBHOILE01_OLDC | BHOILE01 | HPELCN02 | ETA_OLDC | BHOILE01_HPELCN02 | 5 | 0 | 1.1 | Unlikely
HOUETARHNHPELCN02_OLDC_FBHOILE01_D33 | Residential heating technology - Heat pump, Air-to-air - single-family house - existing building - distributed level 0.33 | HOUELC, HOUAMB | HOUETARHN_OLDC_DMD | MKr20 | 2040 | 1.7998 | 0.10293 | 0.17552 | [5 empty] | ETA | C | OLD | 5.6974 |  | RHNHPELC | 2 | 0.33333 | HOUETARHNHPELCN02_OLDC_FBHOILE01 | 0.799 | HOUETARHNHPELCN02_OLDC | HOUETARHNBHOILE01_OLDC | BHOILE01 | HPELCN02 | ETA_OLDC | BHOILE01_HPELCN02 | 5 | 0 | 1.1 | Unlikely
HOUETARHNHPELCN02_OLDC_FBHOILE01_D33 | Residential heating technology - Heat pump, Air-to-air - single-family house - existing building - distributed level 0.33 | HOUELC, HOUAMB | HOUETARHN_OLDC_DMD | MKr20 | 2050 | 1.7097 | 0.099207 | 0.17238 | [5 empty] | ETA | C | OLD | 5.801 |  | RHNHPELC | 2 | 0.33333 | HOUETARHNHPELCN02_OLDC_FBHOILE01 | 0.799 | HOUETARHNHPELCN02_OLDC | HOUETARHNBHOILE01_OLDC | BHOILE01 | HPELCN02 | ETA_OLDC | BHOILE01_HPELCN02 | 5 | 0 | 1.1 | Unlikely
HOUETARHNDIELCN06_OLDC_FBHOILE01_D33 | Residential heating technology - Electric heating - electric panel from Bauhaus - apartment complex - new building - distributed level 0.33 | HOUELC | HOUETARHN_OLDC_DMD | MKr20 | 2020 | 0.56157 | 0 | [6 empty] | ETA | C | OLD |  |  | RHNDIELC | 2 | 0.33333 | HOUETARHNDIELCN06_OLDC_FBHOILE01 | 0.799 | HOUETARHNDIELCN06_OLDC | HOUETARHNBHOILE01_OLDC | BHOILE01 | DIELCN06 | ETA_OLDC | BHOILE01_DIELCN06 | 5 | 0 | 1.1 | Unlikely
HOUETARHNDIELCN06_OLDC_FBHOILE01_D33 | Residential heating technology - Electric heating - electric panel from Bauhaus - apartment complex - new building - distributed level 0.33 | HOUELC | HOUETARHN_OLDC_DMD | MKr20 | 2025 | 0.56157 | 0 | [6 empty] | ETA | C | OLD |  |  | RHNDIELC | 2 | 0.33333 | HOUETARHNDIELCN06_OLDC_FBHOILE01 | 0.799 | HOUETARHNDIELCN06_OLDC | HOUETARHNBHOILE01_OLDC | BHOILE01 | DIELCN06 | ETA_OLDC | BHOILE01_DIELCN06 | 5 | 0 | 1.1 | Unlikely
HOUETARHNDIELCN06_OLDC_FBHOILE01_D33 | Residential heating technology - Electric heating - electric panel from Bauhaus - apartment complex - new building - distributed level 0.33 | HOUELC | HOUETARHN_OLDC_DMD | MKr20 | 2030 | 0.56157 | 0 | [6 empty] | ETA | C | OLD |  |  | RHNDIELC | 2 | 0.33333 | HOUETARHNDIELCN06_OLDC_FBHOILE01 | 0.799 | HOUETARHNDIELCN06_OLDC | HOUETARHNBHOILE01_OLDC | BHOILE01 | DIELCN06 | ETA_OLDC | BHOILE01_DIELCN06 | 5 | 0 | 1.1 | Unlikely
HOUETARHNDIELCN06_OLDC_FBHOILE01_D33 | Residential heating technology - Electric heating - electric panel from Bauhaus - apartment complex - new building - distributed level 0.33 | HOUELC | HOUETARHN_OLDC_DMD | MKr20 | 2040 | 0.56157 | 0 | [6 empty] | ETA | C | OLD |  |  | RHNDIELC | 2 | 0.33333 | HOUETARHNDIELCN06_OLDC_FBHOILE01 | 0.799 | HOUETARHNDIELCN06_OLDC | HOUETARHNBHOILE01_OLDC | BHOILE01 | DIELCN06 | ETA_OLDC | BHOILE01_DIELCN06 | 5 | 0 | 1.1 | Unlikely
HOUETARHNDIELCN06_OLDC_FBHOILE01_D33 | Residential heating technology - Electric heating - electric panel from Bauhaus - apartment complex - new building - distributed level 0.33 | HOUELC | HOUETARHN_OLDC_DMD | MKr20 | 2050 | 0.56157 | 0 | [6 empty] | ETA | C | OLD |  |  | RHNDIELC | 2 | 0.33333 | HOUETARHNDIELCN06_OLDC_FBHOILE01 | 0.799 | HOUETARHNDIELCN06_OLDC | HOUETARHNBHOILE01_OLDC | BHOILE01 | DIELCN06 | ETA_OLDC | BHOILE01_DIELCN06 | 5 | 0 | 1.1 | Unlikely
HOUETARHNDIELCN01_OLDC_FBHOILE01_D33 | Residential heating technology - Electric heating - apartment complex - new building - distributed level 0.33 | HOUELC | HOUETARHN_OLDC_DMD | MKr20 | 2020 | 5.2158 | 0.0021178 | [6 empty] | ETA | C | OLD |  |  | RHNDIELC | 2 | 0.33333 | HOUETARHNDIELCN01_OLDC_FBHOILE01 | 0.799 | HOUETARHNDIELCN01_OLDC | HOUETARHNBHOILE01_OLDC | BHOILE01 | DIELCN01 | ETA_OLDC | BHOILE01_DIELCN01 | 5 | 0 | 1.1 | Unlikely
HOUETARHNDIELCN01_OLDC_FBHOILE01_D33 | Residential heating technology - Electric heating - apartment complex - new building - distributed level 0.33 | HOUELC | HOUETARHN_OLDC_DMD | MKr20 | 2025 | 5.0867 | 0.0020313 | [6 empty] | ETA | C | OLD |  |  | RHNDIELC | 2 | 0.33333 | HOUETARHNDIELCN01_OLDC_FBHOILE01 | 0.799 | HOUETARHNDIELCN01_OLDC | HOUETARHNBHOILE01_OLDC | BHOILE01 | DIELCN01 | ETA_OLDC | BHOILE01_DIELCN01 | 5 | 0 | 1.1 | Unlikely
HOUETARHNDIELCN01_OLDC_FBHOILE01_D33 | Residential heating technology - Electric heating - apartment complex - new building - distributed level 0.33 | HOUELC | HOUETARHN_OLDC_DMD | MKr20 | 2030 | 4.9608 | 0.0019881 | [6 empty] | ETA | C | OLD |  |  | RHNDIELC | 2 | 0.33333 | HOUETARHNDIELCN01_OLDC_FBHOILE01 | 0.799 | HOUETARHNDIELCN01_OLDC | HOUETARHNBHOILE01_OLDC | BHOILE01 | DIELCN01 | ETA_OLDC | BHOILE01_DIELCN01 | 5 | 0 | 1.1 | Unlikely
HOUETARHNDIELCN01_OLDC_FBHOILE01_D33 | Residential heating technology - Electric heating - apartment complex - new building - distributed level 0.33 | HOUELC | HOUETARHN_OLDC_DMD | MKr20 | 2040 | 4.7183 | 0.0019017 | [6 empty] | ETA | C | OLD |  |  | RHNDIELC | 2 | 0.33333 | HOUETARHNDIELCN01_OLDC_FBHOILE01 | 0.799 | HOUETARHNDIELCN01_OLDC | HOUETARHNBHOILE01_OLDC | BHOILE01 | DIELCN01 | ETA_OLDC | BHOILE01_DIELCN01 | 5 | 0 | 1.1 | Unlikely
HOUETARHNDIELCN01_OLDC_FBHOILE01_D33 | Residential heating technology - Electric heating - apartment complex - new building - distributed level 0.33 | HOUELC | HOUETARHN_OLDC_DMD | MKr20 | 2050 | 4.4876 | 0.0018152 | [6 empty] | ETA | C | OLD |  |  | RHNDIELC | 2 | 0.33333 | HOUETARHNDIELCN01_OLDC_FBHOILE01 | 0.799 | HOUETARHNDIELCN01_OLDC | HOUETARHNBHOILE01_OLDC | BHOILE01 | DIELCN01 | ETA_OLDC | BHOILE01_DIELCN01 | 5 | 0 | 1.1 | Unlikely
HOUETARHNBHWPEN01_OLDC_FBHOILE01_D33 | Residential heating technology - Biomass boiler, automatic stoking , wood pellets or wood chips - apartment complex - existing building - distributed level 0.33 | HOUWPE | HOUETARHN_OLDC_DMD | MKr20 | 2020 | 1.5213 | 0.025956 |  | 25 | 14 | 70 | 2 | 4 | ETA | C | OLD |  |  | RHNBHWPE | 2 | 0.33333 | HOUETARHNBHWPEN01_OLDC_FBHOILE01 | 0.799 | HOUETARHNBHWPEN01_OLDC | HOUETARHNBHOILE01_OLDC | BHOILE01 | BHWPEN01 | ETA_OLDC | BHOILE01_BHWPEN01 | 6 | 0 | 1 | New
HOUETARHNBHWPEN01_OLDC_FBHOILE01_D33 | Residential heating technology - Biomass boiler, automatic stoking , wood pellets or wood chips - apartment complex - existing building - distributed level 0.33 | HOUWPE | HOUETARHN_OLDC_DMD | MKr20 | 2025 | 1.4837 | 0.025772 |  | 25 | 14 | 60 | 2 | 4 | ETA | C | OLD |  |  | RHNBHWPE | 2 | 0.33333 | HOUETARHNBHWPEN01_OLDC_FBHOILE01 | 0.799 | HOUETARHNBHWPEN01_OLDC | HOUETARHNBHOILE01_OLDC | BHOILE01 | BHWPEN01 | ETA_OLDC | BHOILE01_BHWPEN01 | 6 | 0 | 1 | New
HOUETARHNBHWPEN01_OLDC_FBHOILE01_D33 | Residential heating technology - Biomass boiler, automatic stoking , wood pellets or wood chips - apartment complex - existing building - distributed level 0.33 | HOUWPE | HOUETARHN_OLDC_DMD | MKr20 | 2030 | 1.447 | 0.025887 |  | 25 | 11 | 50 | 1 | 4 | ETA | C | OLD |  |  | RHNBHWPE | 2 | 0.33333 | HOUETARHNBHWPEN01_OLDC_FBHOILE01 | 0.799 | HOUETARHNBHWPEN01_OLDC | HOUETARHNBHOILE01_OLDC | BHOILE01 | BHWPEN01 | ETA_OLDC | BHOILE01_BHWPEN01 | 6 | 0 | 1 | New
HOUETARHNBHWPEN01_OLDC_FBHOILE01_D33 | Residential heating technology - Biomass boiler, automatic stoking , wood pellets or wood chips - apartment complex - existing building - distributed level 0.33 | HOUWPE | HOUETARHN_OLDC_DMD | MKr20 | 2040 | 1.3762 | 0.025061 |  | 25 | 9 | 45 | 1 | 4 | ETA | C | OLD |  |  | RHNBHWPE | 2 | 0.33333 | HOUETARHNBHWPEN01_OLDC_FBHOILE01 | 0.799 | HOUETARHNBHWPEN01_OLDC | HOUETARHNBHOILE01_OLDC | BHOILE01 | BHWPEN01 | ETA_OLDC | BHOILE01_BHWPEN01 | 6 | 0 | 1 | New
HOUETARHNBHWPEN01_OLDC_FBHOILE01_D33 | Residential heating technology - Biomass boiler, automatic stoking , wood pellets or wood chips - apartment complex - existing building - distributed level 0.33 | HOUWPE | HOUETARHN_OLDC_DMD | MKr20 | 2050 | 1.3089 | 0.023982 |  | 25 | 9 | 40 | 0 | 4 | ETA | C | OLD |  |  | RHNBHWPE | 2 | 0.33333 | HOUETARHNBHWPEN01_OLDC_FBHOILE01 | 0.799 | HOUETARHNBHWPEN01_OLDC | HOUETARHNBHOILE01_OLDC | BHOILE01 | BHWPEN01 | ETA_OLDC | BHOILE01_BHWPEN01 | 6 | 0 | 1 | New
HOUETARHNBHSOLN01_OLDC_FBHOILE01_D33 | Residential heating technology - Solar heating system - apartment complex - existing building - distributed level 0.33 | HOUSOL | HOUETARHN_OLDC_DMD | MKr20 | 2020 | 4.401 | 0.020597 | [6 empty] | ETA | C | OLD |  |  | RHNBHSOL | 2 | 0.33333 | HOUETARHNBHSOLN01_OLDC_FBHOILE01 | 0.799 | HOUETARHNBHSOLN01_OLDC | HOUETARHNBHOILE01_OLDC | BHOILE01 | BHSOLN01 | ETA_OLDC | BHOILE01_BHSOLN01 | 5 | 0 | 1.1 | Unlikely
HOUETARHNBHSOLN01_OLDC_FBHOILE01_D33 | Residential heating technology - Solar heating system - apartment complex - existing building - distributed level 0.33 | HOUSOL | HOUETARHN_OLDC_DMD | MKr20 | 2025 | 4.2109 | 0.021832 | [6 empty] | ETA | C | OLD |  |  | RHNBHSOL | 2 | 0.33333 | HOUETARHNBHSOLN01_OLDC_FBHOILE01 | 0.799 | HOUETARHNBHSOLN01_OLDC | HOUETARHNBHOILE01_OLDC | BHOILE01 | BHSOLN01 | ETA_OLDC | BHOILE01_BHSOLN01 | 5 | 0 | 1.1 | Unlikely
HOUETARHNBHSOLN01_OLDC_FBHOILE01_D33 | Residential heating technology - Solar heating system - apartment complex - existing building - distributed level 0.33 | HOUSOL | HOUETARHN_OLDC_DMD | MKr20 | 2030 | 4.0207 | 0.022301 | [6 empty] | ETA | C | OLD |  |  | RHNBHSOL | 2 | 0.33333 | HOUETARHNBHSOLN01_OLDC_FBHOILE01 | 0.799 | HOUETARHNBHSOLN01_OLDC | HOUETARHNBHOILE01_OLDC | BHOILE01 | BHSOLN01 | ETA_OLDC | BHOILE01_BHSOLN01 | 5 | 0 | 1.1 | Unlikely
HOUETARHNBHSOLN01_OLDC_FBHOILE01_D33 | Residential heating technology - Solar heating system - apartment complex - existing building - distributed level 0.33 | HOUSOL | HOUETARHN_OLDC_DMD | MKr20 | 2040 | 3.8305 | 0.021696 | [6 empty] | ETA | C | OLD |  |  | RHNBHSOL | 2 | 0.33333 | HOUETARHNBHSOLN01_OLDC_FBHOILE01 | 0.799 | HOUETARHNBHSOLN01_OLDC | HOUETARHNBHOILE01_OLDC | BHOILE01 | BHSOLN01 | ETA_OLDC | BHOILE01_BHSOLN01 | 5 | 0 | 1.1 | Unlikely
HOUETARHNBHSOLN01_OLDC_FBHOILE01_D33 | Residential heating technology - Solar heating system - apartment complex - existing building - distributed level 0.33 | HOUSOL | HOUETARHN_OLDC_DMD | MKr20 | 2050 | 3.6403 | 0.020597 | [6 empty] | ETA | C | OLD |  |  | RHNBHSOL | 2 | 0.33333 | HOUETARHNBHSOLN01_OLDC_FBHOILE01 | 0.799 | HOUETARHNBHSOLN01_OLDC | HOUETARHNBHOILE01_OLDC | BHOILE01 | BHSOLN01 | ETA_OLDC | BHOILE01_BHSOLN01 | 5 | 0 | 1.1 | Unlikely
HOUETARHNBHOILN01_OLDC_FBHOILE01_D33 | Residential heating technology - Oil boiler (mineral oil fired, < 10 % FAME) - apartment complex - existing building - distributed level 0.33 | HOUOIL, HOUDSB, HOUDSE | HOUETARHN_OLDC_DMD | MKr20 | 2020 | 0.50727 | 0.017959 |  | 6.7 | 5 | 52 | 0 | 0 | ETA | C | OLD |  |  | RHNBHOIL | 2 | 0.33333 | HOUETARHNBHOILN01_OLDC_FBHOILE01 | 0.799 | HOUETARHNBHOILN01_OLDC | HOUETARHNBHOILE01_OLDC | BHOILE01 | BHOILN01 | ETA_OLDC | BHOILE01_BHOILN01 | 2 | 0 | 0.9 | Same
HOUETARHNBHOILN01_OLDC_FBHOILE01_D33 | Residential heating technology - Oil boiler (mineral oil fired, < 10 % FAME) - apartment complex - existing building - distributed level 0.33 | HOUOIL, HOUDSB, HOUDSE | HOUETARHN_OLDC_DMD | MKr20 | 2025 | 0.49471 | 0.018028 |  | 6.7 | 5 | 52 | 0 | 0 | ETA | C | OLD |  |  | RHNBHOIL | 2 | 0.33333 | HOUETARHNBHOILN01_OLDC_FBHOILE01 | 0.799 | HOUETARHNBHOILN01_OLDC | HOUETARHNBHOILE01_OLDC | BHOILE01 | BHOILN01 | ETA_OLDC | BHOILE01_BHOILN01 | 2 | 0 | 0.9 | Same
HOUETARHNBHOILN01_OLDC_FBHOILE01_D33 | Residential heating technology - Oil boiler (mineral oil fired, < 10 % FAME) - apartment complex - existing building - distributed level 0.33 | HOUOIL, HOUDSB, HOUDSE | HOUETARHN_OLDC_DMD | MKr20 | 2030 | 0.48247 | 0.018289 |  | 6.7 | 5 | 52 | 0 | 0 | ETA | C | OLD |  |  | RHNBHOIL | 2 | 0.33333 | HOUETARHNBHOILN01_OLDC_FBHOILE01 | 0.799 | HOUETARHNBHOILN01_OLDC | HOUETARHNBHOILE01_OLDC | BHOILE01 | BHOILN01 | ETA_OLDC | BHOILE01_BHOILN01 | 2 | 0 | 0.9 | Same
HOUETARHNBHOILN01_OLDC_FBHOILE01_D33 | Residential heating technology - Oil boiler (mineral oil fired, < 10 % FAME) - apartment complex - existing building - distributed level 0.33 | HOUOIL, HOUDSB, HOUDSE | HOUETARHN_OLDC_DMD | MKr20 | 2040 | 0.45888 | 0.018457 |  | 6.7 | 5 | 52 | 0 | 0 | ETA | C | OLD |  |  | RHNBHOIL | 2 | 0.33333 | HOUETARHNBHOILN01_OLDC_FBHOILE01 | 0.799 | HOUETARHNBHOILN01_OLDC | HOUETARHNBHOILE01_OLDC | BHOILE01 | BHOILN01 | ETA_OLDC | BHOILE01_BHOILN01 | 2 | 0 | 0.9 | Same
HOUETARHNBHOILN01_OLDC_FBHOILE01_D33 | Residential heating technology - Oil boiler (mineral oil fired, < 10 % FAME) - apartment complex - existing building - distributed level 0.33 | HOUOIL, HOUDSB, HOUDSE | HOUETARHN_OLDC_DMD | MKr20 | 2050 | 0.43644 | 0.018611 |  | 6.7 | 5 | 52 | 0 | 0 | ETA | C | OLD |  |  | RHNBHOIL | 2 | 0.33333 | HOUETARHNBHOILN01_OLDC_FBHOILE01 | 0.799 | HOUETARHNBHOILN01_OLDC | HOUETARHNBHOILE01_OLDC | BHOILE01 | BHOILN01 | ETA_OLDC | BHOILE01_BHOILN01 | 2 | 0 | 0.9 | Same
HOUETARHNBHDHCN03_OLDC_FBHOILE01_D33 | Residential heating technology - Direct district heating substation - plus connection pipe - apartment complex - existing building - distributed level 0.33 | HOUDHC | HOUETARHN_OLDC_DMD | MKr20 | 2020 | 0.26026 | 0.0015352 | [6 empty] | ETA | C | OLD |  |  | RHNBHDHC | 2 | 0.33333 | HOUETARHNBHDHCN03_OLDC_FBHOILE01 | 0.799 | HOUETARHNBHDHCN03_OLDC | HOUETARHNBHOILE01_OLDC | BHOILE01 | BHDHCN03 | ETA_OLDC | BHOILE01_BHDHCN03 | 6 | 0 | 1 | New
HOUETARHNBHDHCN03_OLDC_FBHOILE01_D33 | Residential heating technology - Direct district heating substation - plus connection pipe - apartment complex - existing building - distributed level 0.33 | HOUDHC | HOUETARHN_OLDC_DMD | MKr20 | 2025 | 0.2554 | 0.0015559 | [6 empty] | ETA | C | OLD |  |  | RHNBHDHC | 2 | 0.33333 | HOUETARHNBHDHCN03_OLDC_FBHOILE01 | 0.799 | HOUETARHNBHDHCN03_OLDC | HOUETARHNBHOILE01_OLDC | BHOILE01 | BHDHCN03 | ETA_OLDC | BHOILE01_BHDHCN03 | 6 | 0 | 1 | New
HOUETARHNBHDHCN03_OLDC_FBHOILE01_D33 | Residential heating technology - Direct district heating substation - plus connection pipe - apartment complex - existing building - distributed level 0.33 | HOUDHC | HOUETARHN_OLDC_DMD | MKr20 | 2030 | 0.25066 | 0.001533 | [6 empty] | ETA | C | OLD |  |  | RHNBHDHC | 2 | 0.33333 | HOUETARHNBHDHCN03_OLDC_FBHOILE01 | 0.799 | HOUETARHNBHDHCN03_OLDC | HOUETARHNBHOILE01_OLDC | BHOILE01 | BHDHCN03 | ETA_OLDC | BHOILE01_BHDHCN03 | 6 | 0 | 1 | New
HOUETARHNBHDHCN03_OLDC_FBHOILE01_D33 | Residential heating technology - Direct district heating substation - plus connection pipe - apartment complex - existing building - distributed level 0.33 | HOUDHC | HOUETARHN_OLDC_DMD | MKr20 | 2040 | 0.24152 | 0.0014865 | [6 empty] | ETA | C | OLD |  |  | RHNBHDHC | 2 | 0.33333 | HOUETARHNBHDHCN03_OLDC_FBHOILE01 | 0.799 | HOUETARHNBHDHCN03_OLDC | HOUETARHNBHOILE01_OLDC | BHOILE01 | BHDHCN03 | ETA_OLDC | BHOILE01_BHDHCN03 | 6 | 0 | 1 | New
HOUETARHNBHDHCN03_OLDC_FBHOILE01_D33 | Residential heating technology - Direct district heating substation - plus connection pipe - apartment complex - existing building - distributed level 0.33 | HOUDHC | HOUETARHN_OLDC_DMD | MKr20 | 2050 | 0.23283 | 0.0014271 | [6 empty] | ETA | C | OLD |  |  | RHNBHDHC | 2 | 0.33333 | HOUETARHNBHDHCN03_OLDC_FBHOILE01 | 0.799 | HOUETARHNBHDHCN03_OLDC | HOUETARHNBHOILE01_OLDC | BHOILE01 | BHDHCN03 | ETA_OLDC | BHOILE01_BHDHCN03 | 6 | 0 | 1 | New
HOUETARHNHPELCN05_OLDD_FBHOILE01_D33 | Residential heating technology - Heat pump, Air-to-water - leasing - apartment complex - existing building - distributed level 0.33 | HOUELC, HOUAMB | HOUETARHN_OLDD_DMD | MKr20 | 2020 | 2.3785 | 0.31275 | 0.33288 | [5 empty] | ETA | D | OLD | 3.0041 |  | RHNHPELC | 2 | 0.33333 | HOUETARHNHPELCN05_OLDD_FBHOILE01 | 0.799 | HOUETARHNHPELCN05_OLDD | HOUETARHNBHOILE01_OLDD | BHOILE01 | HPELCN05 | ETA_OLDD | BHOILE01_HPELCN05 | 4 | -0.25 | 1 | Supported
HOUETARHNHPELCN05_OLDD_FBHOILE01_D33 | Residential heating technology - Heat pump, Air-to-water - leasing - apartment complex - existing building - distributed level 0.33 | HOUELC, HOUAMB | HOUETARHN_OLDD_DMD | MKr20 | 2025 | 2.1298 | 0.28751 | 0.31651 | [5 empty] | ETA | D | OLD | 3.1595 |  | RHNHPELC | 2 | 0.33333 | HOUETARHNHPELCN05_OLDD_FBHOILE01 | 0.799 | HOUETARHNHPELCN05_OLDD | HOUETARHNBHOILE01_OLDD | BHOILE01 | HPELCN05 | ETA_OLDD | BHOILE01_HPELCN05 | 4 | -0.25 | 1 | Supported
HOUETARHNHPELCN05_OLDD_FBHOILE01_D33 | Residential heating technology - Heat pump, Air-to-water - leasing - apartment complex - existing building - distributed level 0.33 | HOUELC, HOUAMB | HOUETARHN_OLDD_DMD | MKr20 | 2030 | 1.8811 | 0.26224 | 0.30167 | [5 empty] | ETA | D | OLD | 3.3149 |  | RHNHPELC | 2 | 0.33333 | HOUETARHNHPELCN05_OLDD_FBHOILE01 | 0.799 | HOUETARHNHPELCN05_OLDD | HOUETARHNBHOILE01_OLDD | BHOILE01 | HPELCN05 | ETA_OLDD | BHOILE01_HPELCN05 | 4 | -0.25 | 1 | Supported
HOUETARHNHPELCN05_OLDD_FBHOILE01_D33 | Residential heating technology - Heat pump, Air-to-water - leasing - apartment complex - existing building - distributed level 0.33 | HOUELC, HOUAMB | HOUETARHN_OLDD_DMD | MKr20 | 2040 | 1.6848 | 0.24168 | 0.28816 | [5 empty] | ETA | D | OLD | 3.4702 |  | RHNHPELC | 2 | 0.33333 | HOUETARHNHPELCN05_OLDD_FBHOILE01 | 0.799 | HOUETARHNHPELCN05_OLDD | HOUETARHNBHOILE01_OLDD | BHOILE01 | HPELCN05 | ETA_OLDD | BHOILE01_HPELCN05 | 4 | -0.25 | 1 | Supported
HOUETARHNHPELCN05_OLDD_FBHOILE01_D33 | Residential heating technology - Heat pump, Air-to-water - leasing - apartment complex - existing building - distributed level 0.33 | HOUELC, HOUAMB | HOUETARHN_OLDD_DMD | MKr20 | 2050 | 1.4885 | 0.22111 | 0.27581 | [5 empty] | ETA | D | OLD | 3.6256 |  | RHNHPELC | 2 | 0.33333 | HOUETARHNHPELCN05_OLDD_FBHOILE01 | 0.799 | HOUETARHNHPELCN05_OLDD | HOUETARHNBHOILE01_OLDD | BHOILE01 | HPELCN05 | ETA_OLDD | BHOILE01_HPELCN05 | 4 | -0.25 | 1 | Supported
HOUETARHNHPELCN04_OLDD_FBHOILE01_D33 | Residential heating technology - Heat pump, Ground source - apartment complex - existing building - distributed level 0.33 | HOUELC, HOUAMB | HOUETARHN_OLDD_DMD | MKr20 | 2020 | 4.4322 | 0.046348 | 0.30167 | [5 empty] | ETA | D | OLD | 3.3149 |  | RHNHPELC | 2 | 0.33333 | HOUETARHNHPELCN04_OLDD_FBHOILE01 | 0.799 | HOUETARHNHPELCN04_OLDD | HOUETARHNBHOILE01_OLDD | BHOILE01 | HPELCN04 | ETA_OLDD | BHOILE01_HPELCN04 | 4 | -0.25 | 1 | Supported
HOUETARHNHPELCN04_OLDD_FBHOILE01_D33 | Residential heating technology - Heat pump, Ground source - apartment complex - existing building - distributed level 0.33 | HOUELC, HOUAMB | HOUETARHN_OLDD_DMD | MKr20 | 2025 | 4.0998 | 0.045981 | 0.29253 | [5 empty] | ETA | D | OLD | 3.4185 |  | RHNHPELC | 2 | 0.33333 | HOUETARHNHPELCN04_OLDD_FBHOILE01 | 0.799 | HOUETARHNHPELCN04_OLDD | HOUETARHNBHOILE01_OLDD | BHOILE01 | HPELCN04 | ETA_OLDD | BHOILE01_HPELCN04 | 4 | -0.25 | 1 | Supported
HOUETARHNHPELCN04_OLDD_FBHOILE01_D33 | Residential heating technology - Heat pump, Ground source - apartment complex - existing building - distributed level 0.33 | HOUELC, HOUAMB | HOUETARHN_OLDD_DMD | MKr20 | 2030 | 3.7674 | 0.04558 | 0.28393 | [5 empty] | ETA | D | OLD | 3.522 |  | RHNHPELC | 2 | 0.33333 | HOUETARHNHPELCN04_OLDD_FBHOILE01 | 0.799 | HOUETARHNHPELCN04_OLDD | HOUETARHNBHOILE01_OLDD | BHOILE01 | HPELCN04 | ETA_OLDD | BHOILE01_HPELCN04 | 4 | -0.25 | 1 | Supported
HOUETARHNHPELCN04_OLDD_FBHOILE01_D33 | Residential heating technology - Heat pump, Ground source - apartment complex - existing building - distributed level 0.33 | HOUELC, HOUAMB | HOUETARHN_OLDD_DMD | MKr20 | 2040 | 3.4848 | 0.044654 | 0.27193 | [5 empty] | ETA | D | OLD | 3.6774 |  | RHNHPELC | 2 | 0.33333 | HOUETARHNHPELCN04_OLDD_FBHOILE01 | 0.799 | HOUETARHNHPELCN04_OLDD | HOUETARHNBHOILE01_OLDD | BHOILE01 | HPELCN04 | ETA_OLDD | BHOILE01_HPELCN04 | 4 | -0.25 | 1 | Supported
HOUETARHNHPELCN04_OLDD_FBHOILE01_D33 | Residential heating technology - Heat pump, Ground source - apartment complex - existing building - distributed level 0.33 | HOUELC, HOUAMB | HOUETARHN_OLDD_DMD | MKr20 | 2050 | 3.2023 | 0.043711 | 0.26815 | [5 empty] | ETA | D | OLD | 3.7292 |  | RHNHPELC | 2 | 0.33333 | HOUETARHNHPELCN04_OLDD_FBHOILE01 | 0.799 | HOUETARHNHPELCN04_OLDD | HOUETARHNBHOILE01_OLDD | BHOILE01 | HPELCN04 | ETA_OLDD | BHOILE01_HPELCN04 | 4 | -0.25 | 1 | Supported
HOUETARHNHPELCN03_OLDD_FBHOILE01_D33 | Residential heating technology - Heat pump, Air-to-water - apartment complex - existing building - distributed level 0.33 | HOUELC, HOUAMB | HOUETARHN_OLDD_DMD | MKr20 | 2020 | 4.7571 | 0.074897 | 0.33288 | [5 empty] | ETA | D | OLD | 3.0041 |  | RHNHPELC | 2 | 0.33333 | HOUETARHNHPELCN03_OLDD_FBHOILE01 | 0.799 | HOUETARHNHPELCN03_OLDD | HOUETARHNBHOILE01_OLDD | BHOILE01 | HPELCN03 | ETA_OLDD | BHOILE01_HPELCN03 | 4 | -0.25 | 1 | Supported
HOUETARHNHPELCN03_OLDD_FBHOILE01_D33 | Residential heating technology - Heat pump, Air-to-water - apartment complex - existing building - distributed level 0.33 | HOUELC, HOUAMB | HOUETARHN_OLDD_DMD | MKr20 | 2025 | 4.2596 | 0.07453 | 0.31651 | [5 empty] | ETA | D | OLD | 3.1595 |  | RHNHPELC | 2 | 0.33333 | HOUETARHNHPELCN03_OLDD_FBHOILE01 | 0.799 | HOUETARHNHPELCN03_OLDD | HOUETARHNBHOILE01_OLDD | BHOILE01 | HPELCN03 | ETA_OLDD | BHOILE01_HPELCN03 | 4 | -0.25 | 1 | Supported
HOUETARHNHPELCN03_OLDD_FBHOILE01_D33 | Residential heating technology - Heat pump, Air-to-water - apartment complex - existing building - distributed level 0.33 | HOUELC, HOUAMB | HOUETARHN_OLDD_DMD | MKr20 | 2030 | 3.7622 | 0.074129 | 0.30167 | [5 empty] | ETA | D | OLD | 3.3149 |  | RHNHPELC | 2 | 0.33333 | HOUETARHNHPELCN03_OLDD_FBHOILE01 | 0.799 | HOUETARHNHPELCN03_OLDD | HOUETARHNBHOILE01_OLDD | BHOILE01 | HPELCN03 | ETA_OLDD | BHOILE01_HPELCN03 | 4 | -0.25 | 1 | Supported
HOUETARHNHPELCN03_OLDD_FBHOILE01_D33 | Residential heating technology - Heat pump, Air-to-water - apartment complex - existing building - distributed level 0.33 | HOUELC, HOUAMB | HOUETARHN_OLDD_DMD | MKr20 | 2040 | 3.3696 | 0.073203 | 0.28816 | [5 empty] | ETA | D | OLD | 3.4702 |  | RHNHPELC | 2 | 0.33333 | HOUETARHNHPELCN03_OLDD_FBHOILE01 | 0.799 | HOUETARHNHPELCN03_OLDD | HOUETARHNBHOILE01_OLDD | BHOILE01 | HPELCN03 | ETA_OLDD | BHOILE01_HPELCN03 | 4 | -0.25 | 1 | Supported
HOUETARHNHPELCN03_OLDD_FBHOILE01_D33 | Residential heating technology - Heat pump, Air-to-water - apartment complex - existing building - distributed level 0.33 | HOUELC, HOUAMB | HOUETARHN_OLDD_DMD | MKr20 | 2050 | 2.9771 | 0.07226 | 0.27581 | [5 empty] | ETA | D | OLD | 3.6256 |  | RHNHPELC | 2 | 0.33333 | HOUETARHNHPELCN03_OLDD_FBHOILE01 | 0.799 | HOUETARHNHPELCN03_OLDD | HOUETARHNBHOILE01_OLDD | BHOILE01 | HPELCN03 | ETA_OLDD | BHOILE01_HPELCN03 | 4 | -0.25 | 1 | Supported
HOUETARHNHPELCN02_OLDD_FBHOILE01_D33 | Residential heating technology - Heat pump, Air-to-air - single-family house - existing building - distributed level 0.33 | HOUELC, HOUAMB | HOUETARHN_OLDD_DMD | MKr20 | 2020 | 1.9871 | 0.15994 | 0.19904 | [5 empty] | ETA | D | OLD | 5.0241 |  | RHNHPELC | 2 | 0.33333 | HOUETARHNHPELCN02_OLDD_FBHOILE01 | 0.799 | HOUETARHNHPELCN02_OLDD | HOUETARHNBHOILE01_OLDD | BHOILE01 | HPELCN02 | ETA_OLDD | BHOILE01_HPELCN02 | 5 | 0 | 1.1 | Unlikely
HOUETARHNHPELCN02_OLDD_FBHOILE01_D33 | Residential heating technology - Heat pump, Air-to-air - single-family house - existing building - distributed level 0.33 | HOUELC, HOUAMB | HOUETARHN_OLDD_DMD | MKr20 | 2025 | 1.9385 | 0.10866 | 0.18928 | [5 empty] | ETA | D | OLD | 5.2831 |  | RHNHPELC | 2 | 0.33333 | HOUETARHNHPELCN02_OLDD_FBHOILE01 | 0.799 | HOUETARHNHPELCN02_OLDD | HOUETARHNBHOILE01_OLDD | BHOILE01 | HPELCN02 | ETA_OLDD | BHOILE01_HPELCN02 | 5 | 0 | 1.1 | Unlikely
HOUETARHNHPELCN02_OLDD_FBHOILE01_D33 | Residential heating technology - Heat pump, Air-to-air - single-family house - existing building - distributed level 0.33 | HOUELC, HOUAMB | HOUETARHN_OLDD_DMD | MKr20 | 2030 | 1.8899 | 0.10666 | 0.18214 | [5 empty] | ETA | D | OLD | 5.4902 |  | RHNHPELC | 2 | 0.33333 | HOUETARHNHPELCN02_OLDD_FBHOILE01 | 0.799 | HOUETARHNHPELCN02_OLDD | HOUETARHNBHOILE01_OLDD | BHOILE01 | HPELCN02 | ETA_OLDD | BHOILE01_HPELCN02 | 5 | 0 | 1.1 | Unlikely
HOUETARHNHPELCN02_OLDD_FBHOILE01_D33 | Residential heating technology - Heat pump, Air-to-air - single-family house - existing building - distributed level 0.33 | HOUELC, HOUAMB | HOUETARHN_OLDD_DMD | MKr20 | 2040 | 1.7998 | 0.10293 | 0.17552 | [5 empty] | ETA | D | OLD | 5.6974 |  | RHNHPELC | 2 | 0.33333 | HOUETARHNHPELCN02_OLDD_FBHOILE01 | 0.799 | HOUETARHNHPELCN02_OLDD | HOUETARHNBHOILE01_OLDD | BHOILE01 | HPELCN02 | ETA_OLDD | BHOILE01_HPELCN02 | 5 | 0 | 1.1 | Unlikely
HOUETARHNHPELCN02_OLDD_FBHOILE01_D33 | Residential heating technology - Heat pump, Air-to-air - single-family house - existing building - distributed level 0.33 | HOUELC, HOUAMB | HOUETARHN_OLDD_DMD | MKr20 | 2050 | 1.7097 | 0.099207 | 0.17238 | [5 empty] | ETA | D | OLD | 5.801 |  | RHNHPELC | 2 | 0.33333 | HOUETARHNHPELCN02_OLDD_FBHOILE01 | 0.799 | HOUETARHNHPELCN02_OLDD | HOUETARHNBHOILE01_OLDD | BHOILE01 | HPELCN02 | ETA_OLDD | BHOILE01_HPELCN02 | 5 | 0 | 1.1 | Unlikely
HOUETARHNDIELCN06_OLDD_FBHOILE01_D33 | Residential heating technology - Electric heating - electric panel from Bauhaus - apartment complex - new building - distributed level 0.33 | HOUELC | HOUETARHN_OLDD_DMD | MKr20 | 2020 | 0.56157 | 0 | [6 empty] | ETA | D | OLD |  |  | RHNDIELC | 2 | 0.33333 | HOUETARHNDIELCN06_OLDD_FBHOILE01 | 0.799 | HOUETARHNDIELCN06_OLDD | HOUETARHNBHOILE01_OLDD | BHOILE01 | DIELCN06 | ETA_OLDD | BHOILE01_DIELCN06 | 5 | 0 | 1.1 | Unlikely
HOUETARHNDIELCN06_OLDD_FBHOILE01_D33 | Residential heating technology - Electric heating - electric panel from Bauhaus - apartment complex - new building - distributed level 0.33 | HOUELC | HOUETARHN_OLDD_DMD | MKr20 | 2025 | 0.56157 | 0 | [6 empty] | ETA | D | OLD |  |  | RHNDIELC | 2 | 0.33333 | HOUETARHNDIELCN06_OLDD_FBHOILE01 | 0.799 | HOUETARHNDIELCN06_OLDD | HOUETARHNBHOILE01_OLDD | BHOILE01 | DIELCN06 | ETA_OLDD | BHOILE01_DIELCN06 | 5 | 0 | 1.1 | Unlikely
HOUETARHNDIELCN06_OLDD_FBHOILE01_D33 | Residential heating technology - Electric heating - electric panel from Bauhaus - apartment complex - new building - distributed level 0.33 | HOUELC | HOUETARHN_OLDD_DMD | MKr20 | 2030 | 0.56157 | 0 | [6 empty] | ETA | D | OLD |  |  | RHNDIELC | 2 | 0.33333 | HOUETARHNDIELCN06_OLDD_FBHOILE01 | 0.799 | HOUETARHNDIELCN06_OLDD | HOUETARHNBHOILE01_OLDD | BHOILE01 | DIELCN06 | ETA_OLDD | BHOILE01_DIELCN06 | 5 | 0 | 1.1 | Unlikely
HOUETARHNDIELCN06_OLDD_FBHOILE01_D33 | Residential heating technology - Electric heating - electric panel from Bauhaus - apartment complex - new building - distributed level 0.33 | HOUELC | HOUETARHN_OLDD_DMD | MKr20 | 2040 | 0.56157 | 0 | [6 empty] | ETA | D | OLD |  |  | RHNDIELC | 2 | 0.33333 | HOUETARHNDIELCN06_OLDD_FBHOILE01 | 0.799 | HOUETARHNDIELCN06_OLDD | HOUETARHNBHOILE01_OLDD | BHOILE01 | DIELCN06 | ETA_OLDD | BHOILE01_DIELCN06 | 5 | 0 | 1.1 | Unlikely
HOUETARHNDIELCN06_OLDD_FBHOILE01_D33 | Residential heating technology - Electric heating - electric panel from Bauhaus - apartment complex - new building - distributed level 0.33 | HOUELC | HOUETARHN_OLDD_DMD | MKr20 | 2050 | 0.56157 | 0 | [6 empty] | ETA | D | OLD |  |  | RHNDIELC | 2 | 0.33333 | HOUETARHNDIELCN06_OLDD_FBHOILE01 | 0.799 | HOUETARHNDIELCN06_OLDD | HOUETARHNBHOILE01_OLDD | BHOILE01 | DIELCN06 | ETA_OLDD | BHOILE01_DIELCN06 | 5 | 0 | 1.1 | Unlikely
HOUETARHNDIELCN01_OLDD_FBHOILE01_D33 | Residential heating technology - Electric heating - apartment complex - new building - distributed level 0.33 | HOUELC | HOUETARHN_OLDD_DMD | MKr20 | 2020 | 5.2158 | 0.0021178 | [6 empty] | ETA | D | OLD |  |  | RHNDIELC | 2 | 0.33333 | HOUETARHNDIELCN01_OLDD_FBHOILE01 | 0.799 | HOUETARHNDIELCN01_OLDD | HOUETARHNBHOILE01_OLDD | BHOILE01 | DIELCN01 | ETA_OLDD | BHOILE01_DIELCN01 | 5 | 0 | 1.1 | Unlikely
HOUETARHNDIELCN01_OLDD_FBHOILE01_D33 | Residential heating technology - Electric heating - apartment complex - new building - distributed level 0.33 | HOUELC | HOUETARHN_OLDD_DMD | MKr20 | 2025 | 5.0867 | 0.0020313 | [6 empty] | ETA | D | OLD |  |  | RHNDIELC | 2 | 0.33333 | HOUETARHNDIELCN01_OLDD_FBHOILE01 | 0.799 | HOUETARHNDIELCN01_OLDD | HOUETARHNBHOILE01_OLDD | BHOILE01 | DIELCN01 | ETA_OLDD | BHOILE01_DIELCN01 | 5 | 0 | 1.1 | Unlikely
HOUETARHNDIELCN01_OLDD_FBHOILE01_D33 | Residential heating technology - Electric heating - apartment complex - new building - distributed level 0.33 | HOUELC | HOUETARHN_OLDD_DMD | MKr20 | 2030 | 4.9608 | 0.0019881 | [6 empty] | ETA | D | OLD |  |  | RHNDIELC | 2 | 0.33333 | HOUETARHNDIELCN01_OLDD_FBHOILE01 | 0.799 | HOUETARHNDIELCN01_OLDD | HOUETARHNBHOILE01_OLDD | BHOILE01 | DIELCN01 | ETA_OLDD | BHOILE01_DIELCN01 | 5 | 0 | 1.1 | Unlikely
HOUETARHNDIELCN01_OLDD_FBHOILE01_D33 | Residential heating technology - Electric heating - apartment complex - new building - distributed level 0.33 | HOUELC | HOUETARHN_OLDD_DMD | MKr20 | 2040 | 4.7183 | 0.0019017 | [6 empty] | ETA | D | OLD |  |  | RHNDIELC | 2 | 0.33333 | HOUETARHNDIELCN01_OLDD_FBHOILE01 | 0.799 | HOUETARHNDIELCN01_OLDD | HOUETARHNBHOILE01_OLDD | BHOILE01 | DIELCN01 | ETA_OLDD | BHOILE01_DIELCN01 | 5 | 0 | 1.1 | Unlikely
HOUETARHNDIELCN01_OLDD_FBHOILE01_D33 | Residential heating technology - Electric heating - apartment complex - new building - distributed level 0.33 | HOUELC | HOUETARHN_OLDD_DMD | MKr20 | 2050 | 4.4876 | 0.0018152 | [6 empty] | ETA | D | OLD |  |  | RHNDIELC | 2 | 0.33333 | HOUETARHNDIELCN01_OLDD_FBHOILE01 | 0.799 | HOUETARHNDIELCN01_OLDD | HOUETARHNBHOILE01_OLDD | BHOILE01 | DIELCN01 | ETA_OLDD | BHOILE01_DIELCN01 | 5 | 0 | 1.1 | Unlikely
HOUETARHNBHWPEN01_OLDD_FBHOILE01_D33 | Residential heating technology - Biomass boiler, automatic stoking , wood pellets or wood chips - apartment complex - existing building - distributed level 0.33 | HOUWPE | HOUETARHN_OLDD_DMD | MKr20 | 2020 | 1.5213 | 0.025956 |  | 25 | 14 | 70 | 2 | 4 | ETA | D | OLD |  |  | RHNBHWPE | 2 | 0.33333 | HOUETARHNBHWPEN01_OLDD_FBHOILE01 | 0.799 | HOUETARHNBHWPEN01_OLDD | HOUETARHNBHOILE01_OLDD | BHOILE01 | BHWPEN01 | ETA_OLDD | BHOILE01_BHWPEN01 | 6 | 0 | 1 | New
HOUETARHNBHWPEN01_OLDD_FBHOILE01_D33 | Residential heating technology - Biomass boiler, automatic stoking , wood pellets or wood chips - apartment complex - existing building - distributed level 0.33 | HOUWPE | HOUETARHN_OLDD_DMD | MKr20 | 2025 | 1.4837 | 0.025772 |  | 25 | 14 | 60 | 2 | 4 | ETA | D | OLD |  |  | RHNBHWPE | 2 | 0.33333 | HOUETARHNBHWPEN01_OLDD_FBHOILE01 | 0.799 | HOUETARHNBHWPEN01_OLDD | HOUETARHNBHOILE01_OLDD | BHOILE01 | BHWPEN01 | ETA_OLDD | BHOILE01_BHWPEN01 | 6 | 0 | 1 | New
HOUETARHNBHWPEN01_OLDD_FBHOILE01_D33 | Residential heating technology - Biomass boiler, automatic stoking , wood pellets or wood chips - apartment complex - existing building - distributed level 0.33 | HOUWPE | HOUETARHN_OLDD_DMD | MKr20 | 2030 | 1.447 | 0.025887 |  | 25 | 11 | 50 | 1 | 4 | ETA | D | OLD |  |  | RHNBHWPE | 2 | 0.33333 | HOUETARHNBHWPEN01_OLDD_FBHOILE01 | 0.799 | HOUETARHNBHWPEN01_OLDD | HOUETARHNBHOILE01_OLDD | BHOILE01 | BHWPEN01 | ETA_OLDD | BHOILE01_BHWPEN01 | 6 | 0 | 1 | New
HOUETARHNBHWPEN01_OLDD_FBHOILE01_D33 | Residential heating technology - Biomass boiler, automatic stoking , wood pellets or wood chips - apartment complex - existing building - distributed level 0.33 | HOUWPE | HOUETARHN_OLDD_DMD | MKr20 | 2040 | 1.3762 | 0.025061 |  | 25 | 9 | 45 | 1 | 4 | ETA | D | OLD |  |  | RHNBHWPE | 2 | 0.33333 | HOUETARHNBHWPEN01_OLDD_FBHOILE01 | 0.799 | HOUETARHNBHWPEN01_OLDD | HOUETARHNBHOILE01_OLDD | BHOILE01 | BHWPEN01 | ETA_OLDD | BHOILE01_BHWPEN01 | 6 | 0 | 1 | New
HOUETARHNBHWPEN01_OLDD_FBHOILE01_D33 | Residential heating technology - Biomass boiler, automatic stoking , wood pellets or wood chips - apartment complex - existing building - distributed level 0.33 | HOUWPE | HOUETARHN_OLDD_DMD | MKr20 | 2050 | 1.3089 | 0.023982 |  | 25 | 9 | 40 | 0 | 4 | ETA | D | OLD |  |  | RHNBHWPE | 2 | 0.33333 | HOUETARHNBHWPEN01_OLDD_FBHOILE01 | 0.799 | HOUETARHNBHWPEN01_OLDD | HOUETARHNBHOILE01_OLDD | BHOILE01 | BHWPEN01 | ETA_OLDD | BHOILE01_BHWPEN01 | 6 | 0 | 1 | New
HOUETARHNBHSOLN01_OLDD_FBHOILE01_D33 | Residential heating technology - Solar heating system - apartment complex - existing building - distributed level 0.33 | HOUSOL | HOUETARHN_OLDD_DMD | MKr20 | 2020 | 4.401 | 0.020597 | [6 empty] | ETA | D | OLD |  |  | RHNBHSOL | 2 | 0.33333 | HOUETARHNBHSOLN01_OLDD_FBHOILE01 | 0.799 | HOUETARHNBHSOLN01_OLDD | HOUETARHNBHOILE01_OLDD | BHOILE01 | BHSOLN01 | ETA_OLDD | BHOILE01_BHSOLN01 | 5 | 0 | 1.1 | Unlikely
HOUETARHNBHSOLN01_OLDD_FBHOILE01_D33 | Residential heating technology - Solar heating system - apartment complex - existing building - distributed level 0.33 | HOUSOL | HOUETARHN_OLDD_DMD | MKr20 | 2025 | 4.2109 | 0.021832 | [6 empty] | ETA | D | OLD |  |  | RHNBHSOL | 2 | 0.33333 | HOUETARHNBHSOLN01_OLDD_FBHOILE01 | 0.799 | HOUETARHNBHSOLN01_OLDD | HOUETARHNBHOILE01_OLDD | BHOILE01 | BHSOLN01 | ETA_OLDD | BHOILE01_BHSOLN01 | 5 | 0 | 1.1 | Unlikely
HOUETARHNBHSOLN01_OLDD_FBHOILE01_D33 | Residential heating technology - Solar heating system - apartment complex - existing building - distributed level 0.33 | HOUSOL | HOUETARHN_OLDD_DMD | MKr20 | 2030 | 4.0207 | 0.022301 | [6 empty] | ETA | D | OLD |  |  | RHNBHSOL | 2 | 0.33333 | HOUETARHNBHSOLN01_OLDD_FBHOILE01 | 0.799 | HOUETARHNBHSOLN01_OLDD | HOUETARHNBHOILE01_OLDD | BHOILE01 | BHSOLN01 | ETA_OLDD | BHOILE01_BHSOLN01 | 5 | 0 | 1.1 | Unlikely
HOUETARHNBHSOLN01_OLDD_FBHOILE01_D33 | Residential heating technology - Solar heating system - apartment complex - existing building - distributed level 0.33 | HOUSOL | HOUETARHN_OLDD_DMD | MKr20 | 2040 | 3.8305 | 0.021696 | [6 empty] | ETA | D | OLD |  |  | RHNBHSOL | 2 | 0.33333 | HOUETARHNBHSOLN01_OLDD_FBHOILE01 | 0.799 | HOUETARHNBHSOLN01_OLDD | HOUETARHNBHOILE01_OLDD | BHOILE01 | BHSOLN01 | ETA_OLDD | BHOILE01_BHSOLN01 | 5 | 0 | 1.1 | Unlikely
HOUETARHNBHSOLN01_OLDD_FBHOILE01_D33 | Residential heating technology - Solar heating system - apartment complex - existing building - distributed level 0.33 | HOUSOL | HOUETARHN_OLDD_DMD | MKr20 | 2050 | 3.6403 | 0.020597 | [6 empty] | ETA | D | OLD |  |  | RHNBHSOL | 2 | 0.33333 | HOUETARHNBHSOLN01_OLDD_FBHOILE01 | 0.799 | HOUETARHNBHSOLN01_OLDD | HOUETARHNBHOILE01_OLDD | BHOILE01 | BHSOLN01 | ETA_OLDD | BHOILE01_BHSOLN01 | 5 | 0 | 1.1 | Unlikely
HOUETARHNBHOILN01_OLDD_FBHOILE01_D33 | Residential heating technology - Oil boiler (mineral oil fired, < 10 % FAME) - apartment complex - existing building - distributed level 0.33 | HOUOIL, HOUDSB, HOUDSE | HOUETARHN_OLDD_DMD | MKr20 | 2020 | 0.50727 | 0.017959 |  | 6.7 | 5 | 52 | 0 | 0 | ETA | D | OLD |  |  | RHNBHOIL | 2 | 0.33333 | HOUETARHNBHOILN01_OLDD_FBHOILE01 | 0.799 | HOUETARHNBHOILN01_OLDD | HOUETARHNBHOILE01_OLDD | BHOILE01 | BHOILN01 | ETA_OLDD | BHOILE01_BHOILN01 | 2 | 0 | 0.9 | Same
HOUETARHNBHOILN01_OLDD_FBHOILE01_D33 | Residential heating technology - Oil boiler (mineral oil fired, < 10 % FAME) - apartment complex - existing building - distributed level 0.33 | HOUOIL, HOUDSB, HOUDSE | HOUETARHN_OLDD_DMD | MKr20 | 2025 | 0.49471 | 0.018028 |  | 6.7 | 5 | 52 | 0 | 0 | ETA | D | OLD |  |  | RHNBHOIL | 2 | 0.33333 | HOUETARHNBHOILN01_OLDD_FBHOILE01 | 0.799 | HOUETARHNBHOILN01_OLDD | HOUETARHNBHOILE01_OLDD | BHOILE01 | BHOILN01 | ETA_OLDD | BHOILE01_BHOILN01 | 2 | 0 | 0.9 | Same
HOUETARHNBHOILN01_OLDD_FBHOILE01_D33 | Residential heating technology - Oil boiler (mineral oil fired, < 10 % FAME) - apartment complex - existing building - distributed level 0.33 | HOUOIL, HOUDSB, HOUDSE | HOUETARHN_OLDD_DMD | MKr20 | 2030 | 0.48247 | 0.018289 |  | 6.7 | 5 | 52 | 0 | 0 | ETA | D | OLD |  |  | RHNBHOIL | 2 | 0.33333 | HOUETARHNBHOILN01_OLDD_FBHOILE01 | 0.799 | HOUETARHNBHOILN01_OLDD | HOUETARHNBHOILE01_OLDD | BHOILE01 | BHOILN01 | ETA_OLDD | BHOILE01_BHOILN01 | 2 | 0 | 0.9 | Same
HOUETARHNBHOILN01_OLDD_FBHOILE01_D33 | Residential heating technology - Oil boiler (mineral oil fired, < 10 % FAME) - apartment complex - existing building - distributed level 0.33 | HOUOIL, HOUDSB, HOUDSE | HOUETARHN_OLDD_DMD | MKr20 | 2040 | 0.45888 | 0.018457 |  | 6.7 | 5 | 52 | 0 | 0 | ETA | D | OLD |  |  | RHNBHOIL | 2 | 0.33333 | HOUETARHNBHOILN01_OLDD_FBHOILE01 | 0.799 | HOUETARHNBHOILN01_OLDD | HOUETARHNBHOILE01_OLDD | BHOILE01 | BHOILN01 | ETA_OLDD | BHOILE01_BHOILN01 | 2 | 0 | 0.9 | Same
HOUETARHNBHOILN01_OLDD_FBHOILE01_D33 | Residential heating technology - Oil boiler (mineral oil fired, < 10 % FAME) - apartment complex - existing building - distributed level 0.33 | HOUOIL, HOUDSB, HOUDSE | HOUETARHN_OLDD_DMD | MKr20 | 2050 | 0.43644 | 0.018611 |  | 6.7 | 5 | 52 | 0 | 0 | ETA | D | OLD |  |  | RHNBHOIL | 2 | 0.33333 | HOUETARHNBHOILN01_OLDD_FBHOILE01 | 0.799 | HOUETARHNBHOILN01_OLDD | HOUETARHNBHOILE01_OLDD | BHOILE01 | BHOILN01 | ETA_OLDD | BHOILE01_BHOILN01 | 2 | 0 | 0.9 | Same
HOUETARHNBHDHDN03_OLDD_FBHOILE01_D33 | Residential heating technology - Direct district heating substation - plus connection pipe - apartment complex - existing building - distributed level 0.33 | HOUDHD | HOUETARHN_OLDD_DMD | MKr20 | 2020 | 0.26026 | 0.0015352 | [6 empty] | ETA | D | OLD |  |  | RHNBHDHD | 2 | 0.33333 | HOUETARHNBHDHDN03_OLDD_FBHOILE01 | 0.799 | HOUETARHNBHDHDN03_OLDD | HOUETARHNBHOILE01_OLDD | BHOILE01 | BHDHDN03 | ETA_OLDD | BHOILE01_BHDHDN03 | 6 | 0 | 1 | New
HOUETARHNBHDHDN03_OLDD_FBHOILE01_D33 | Residential heating technology - Direct district heating substation - plus connection pipe - apartment complex - existing building - distributed level 0.33 | HOUDHD | HOUETARHN_OLDD_DMD | MKr20 | 2025 | 0.2554 | 0.0015559 | [6 empty] | ETA | D | OLD |  |  | RHNBHDHD | 2 | 0.33333 | HOUETARHNBHDHDN03_OLDD_FBHOILE01 | 0.799 | HOUETARHNBHDHDN03_OLDD | HOUETARHNBHOILE01_OLDD | BHOILE01 | BHDHDN03 | ETA_OLDD | BHOILE01_BHDHDN03 | 6 | 0 | 1 | New
HOUETARHNBHDHDN03_OLDD_FBHOILE01_D33 | Residential heating technology - Direct district heating substation - plus connection pipe - apartment complex - existing building - distributed level 0.33 | HOUDHD | HOUETARHN_OLDD_DMD | MKr20 | 2030 | 0.25066 | 0.001533 | [6 empty] | ETA | D | OLD |  |  | RHNBHDHD | 2 | 0.33333 | HOUETARHNBHDHDN03_OLDD_FBHOILE01 | 0.799 | HOUETARHNBHDHDN03_OLDD | HOUETARHNBHOILE01_OLDD | BHOILE01 | BHDHDN03 | ETA_OLDD | BHOILE01_BHDHDN03 | 6 | 0 | 1 | New
HOUETARHNBHDHDN03_OLDD_FBHOILE01_D33 | Residential heating technology - Direct district heating substation - plus connection pipe - apartment complex - existing building - distributed level 0.33 | HOUDHD | HOUETARHN_OLDD_DMD | MKr20 | 2040 | 0.24152 | 0.0014865 | [6 empty] | ETA | D | OLD |  |  | RHNBHDHD | 2 | 0.33333 | HOUETARHNBHDHDN03_OLDD_FBHOILE01 | 0.799 | HOUETARHNBHDHDN03_OLDD | HOUETARHNBHOILE01_OLDD | BHOILE01 | BHDHDN03 | ETA_OLDD | BHOILE01_BHDHDN03 | 6 | 0 | 1 | New
HOUETARHNBHDHDN03_OLDD_FBHOILE01_D33 | Residential heating technology - Direct district heating substation - plus connection pipe - apartment complex - existing building - distributed level 0.33 | HOUDHD | HOUETARHN_OLDD_DMD | MKr20 | 2050 | 0.23283 | 0.0014271 | [6 empty] | ETA | D | OLD |  |  | RHNBHDHD | 2 | 0.33333 | HOUETARHNBHDHDN03_OLDD_FBHOILE01 | 0.799 | HOUETARHNBHDHDN03_OLDD | HOUETARHNBHOILE01_OLDD | BHOILE01 | BHDHDN03 | ETA_OLDD | BHOILE01_BHDHDN03 | 6 | 0 | 1 | New
HOUETARHNHPELCN05_OLDI_FBHOILE01_D33 | Residential heating technology - Heat pump, Air-to-water - leasing - apartment complex - existing building - distributed level 0.33 | HOUELC, HOUAMB | HOUETARHN_OLDI_DMD | MKr20 | 2020 | 2.3785 | 0.31275 | 0.33288 | [5 empty] | ETA | I | OLD | 3.0041 |  | RHNHPELC | 2 | 0.33333 | HOUETARHNHPELCN05_OLDI_FBHOILE01 | 0.799 | HOUETARHNHPELCN05_OLDI | HOUETARHNBHOILE01_OLDI | BHOILE01 | HPELCN05 | ETA_OLDI | BHOILE01_HPELCN05 | 4 | -0.25 | 1 | Supported
HOUETARHNHPELCN05_OLDI_FBHOILE01_D33 | Residential heating technology - Heat pump, Air-to-water - leasing - apartment complex - existing building - distributed level 0.33 | HOUELC, HOUAMB | HOUETARHN_OLDI_DMD | MKr20 | 2025 | 2.1298 | 0.28751 | 0.31651 | [5 empty] | ETA | I | OLD | 3.1595 |  | RHNHPELC | 2 | 0.33333 | HOUETARHNHPELCN05_OLDI_FBHOILE01 | 0.799 | HOUETARHNHPELCN05_OLDI | HOUETARHNBHOILE01_OLDI | BHOILE01 | HPELCN05 | ETA_OLDI | BHOILE01_HPELCN05 | 4 | -0.25 | 1 | Supported
HOUETARHNHPELCN05_OLDI_FBHOILE01_D33 | Residential heating technology - Heat pump, Air-to-water - leasing - apartment complex - existing building - distributed level 0.33 | HOUELC, HOUAMB | HOUETARHN_OLDI_DMD | MKr20 | 2030 | 1.8811 | 0.26224 | 0.30167 | [5 empty] | ETA | I | OLD | 3.3149 |  | RHNHPELC | 2 | 0.33333 | HOUETARHNHPELCN05_OLDI_FBHOILE01 | 0.799 | HOUETARHNHPELCN05_OLDI | HOUETARHNBHOILE01_OLDI | BHOILE01 | HPELCN05 | ETA_OLDI | BHOILE01_HPELCN05 | 4 | -0.25 | 1 | Supported
HOUETARHNHPELCN05_OLDI_FBHOILE01_D33 | Residential heating technology - Heat pump, Air-to-water - leasing - apartment complex - existing building - distributed level 0.33 | HOUELC, HOUAMB | HOUETARHN_OLDI_DMD | MKr20 | 2040 | 1.6848 | 0.24168 | 0.28816 | [5 empty] | ETA | I | OLD | 3.4702 |  | RHNHPELC | 2 | 0.33333 | HOUETARHNHPELCN05_OLDI_FBHOILE01 | 0.799 | HOUETARHNHPELCN05_OLDI | HOUETARHNBHOILE01_OLDI | BHOILE01 | HPELCN05 | ETA_OLDI | BHOILE01_HPELCN05 | 4 | -0.25 | 1 | Supported
HOUETARHNHPELCN05_OLDI_FBHOILE01_D33 | Residential heating technology - Heat pump, Air-to-water - leasing - apartment complex - existing building - distributed level 0.33 | HOUELC, HOUAMB | HOUETARHN_OLDI_DMD | MKr20 | 2050 | 1.4885 | 0.22111 | 0.27581 | [5 empty] | ETA | I | OLD | 3.6256 |  | RHNHPELC | 2 | 0.33333 | HOUETARHNHPELCN05_OLDI_FBHOILE01 | 0.799 | HOUETARHNHPELCN05_OLDI | HOUETARHNBHOILE01_OLDI | BHOILE01 | HPELCN05 | ETA_OLDI | BHOILE01_HPELCN05 | 4 | -0.25 | 1 | Supported
HOUETARHNHPELCN04_OLDI_FBHOILE01_D33 | Residential heating technology - Heat pump, Ground source - apartment complex - existing building - distributed level 0.33 | HOUELC, HOUAMB | HOUETARHN_OLDI_DMD | MKr20 | 2020 | 4.4322 | 0.046348 | 0.30167 | [5 empty] | ETA | I | OLD | 3.3149 |  | RHNHPELC | 2 | 0.33333 | HOUETARHNHPELCN04_OLDI_FBHOILE01 | 0.799 | HOUETARHNHPELCN04_OLDI | HOUETARHNBHOILE01_OLDI | BHOILE01 | HPELCN04 | ETA_OLDI | BHOILE01_HPELCN04 | 4 | -0.25 | 1 | Supported
HOUETARHNHPELCN04_OLDI_FBHOILE01_D33 | Residential heating technology - Heat pump, Ground source - apartment complex - existing building - distributed level 0.33 | HOUELC, HOUAMB | HOUETARHN_OLDI_DMD | MKr20 | 2025 | 4.0998 | 0.045981 | 0.29253 | [5 empty] | ETA | I | OLD | 3.4185 |  | RHNHPELC | 2 | 0.33333 | HOUETARHNHPELCN04_OLDI_FBHOILE01 | 0.799 | HOUETARHNHPELCN04_OLDI | HOUETARHNBHOILE01_OLDI | BHOILE01 | HPELCN04 | ETA_OLDI | BHOILE01_HPELCN04 | 4 | -0.25 | 1 | Supported
HOUETARHNHPELCN04_OLDI_FBHOILE01_D33 | Residential heating technology - Heat pump, Ground source - apartment complex - existing building - distributed level 0.33 | HOUELC, HOUAMB | HOUETARHN_OLDI_DMD | MKr20 | 2030 | 3.7674 | 0.04558 | 0.28393 | [5 empty] | ETA | I | OLD | 3.522 |  | RHNHPELC | 2 | 0.33333 | HOUETARHNHPELCN04_OLDI_FBHOILE01 | 0.799 | HOUETARHNHPELCN04_OLDI | HOUETARHNBHOILE01_OLDI | BHOILE01 | HPELCN04 | ETA_OLDI | BHOILE01_HPELCN04 | 4 | -0.25 | 1 | Supported
HOUETARHNHPELCN04_OLDI_FBHOILE01_D33 | Residential heating technology - Heat pump, Ground source - apartment complex - existing building - distributed level 0.33 | HOUELC, HOUAMB | HOUETARHN_OLDI_DMD | MKr20 | 2040 | 3.4848 | 0.044654 | 0.27193 | [5 empty] | ETA | I | OLD | 3.6774 |  | RHNHPELC | 2 | 0.33333 | HOUETARHNHPELCN04_OLDI_FBHOILE01 | 0.799 | HOUETARHNHPELCN04_OLDI | HOUETARHNBHOILE01_OLDI | BHOILE01 | HPELCN04 | ETA_OLDI | BHOILE01_HPELCN04 | 4 | -0.25 | 1 | Supported
HOUETARHNHPELCN04_OLDI_FBHOILE01_D33 | Residential heating technology - Heat pump, Ground source - apartment complex - existing building - distributed level 0.33 | HOUELC, HOUAMB | HOUETARHN_OLDI_DMD | MKr20 | 2050 | 3.2023 | 0.043711 | 0.26815 | [5 empty] | ETA | I | OLD | 3.7292 |  | RHNHPELC | 2 | 0.33333 | HOUETARHNHPELCN04_OLDI_FBHOILE01 | 0.799 | HOUETARHNHPELCN04_OLDI | HOUETARHNBHOILE01_OLDI | BHOILE01 | HPELCN04 | ETA_OLDI | BHOILE01_HPELCN04 | 4 | -0.25 | 1 | Supported
HOUETARHNHPELCN03_OLDI_FBHOILE01_D33 | Residential heating technology - Heat pump, Air-to-water - apartment complex - existing building - distributed level 0.33 | HOUELC, HOUAMB | HOUETARHN_OLDI_DMD | MKr20 | 2020 | 4.7571 | 0.074897 | 0.33288 | [5 empty] | ETA | I | OLD | 3.0041 |  | RHNHPELC | 2 | 0.33333 | HOUETARHNHPELCN03_OLDI_FBHOILE01 | 0.799 | HOUETARHNHPELCN03_OLDI | HOUETARHNBHOILE01_OLDI | BHOILE01 | HPELCN03 | ETA_OLDI | BHOILE01_HPELCN03 | 4 | -0.25 | 1 | Supported
HOUETARHNHPELCN03_OLDI_FBHOILE01_D33 | Residential heating technology - Heat pump, Air-to-water - apartment complex - existing building - distributed level 0.33 | HOUELC, HOUAMB | HOUETARHN_OLDI_DMD | MKr20 | 2025 | 4.2596 | 0.07453 | 0.31651 | [5 empty] | ETA | I | OLD | 3.1595 |  | RHNHPELC | 2 | 0.33333 | HOUETARHNHPELCN03_OLDI_FBHOILE01 | 0.799 | HOUETARHNHPELCN03_OLDI | HOUETARHNBHOILE01_OLDI | BHOILE01 | HPELCN03 | ETA_OLDI | BHOILE01_HPELCN03 | 4 | -0.25 | 1 | Supported
HOUETARHNHPELCN03_OLDI_FBHOILE01_D33 | Residential heating technology - Heat pump, Air-to-water - apartment complex - existing building - distributed level 0.33 | HOUELC, HOUAMB | HOUETARHN_OLDI_DMD | MKr20 | 2030 | 3.7622 | 0.074129 | 0.30167 | [5 empty] | ETA | I | OLD | 3.3149 |  | RHNHPELC | 2 | 0.33333 | HOUETARHNHPELCN03_OLDI_FBHOILE01 | 0.799 | HOUETARHNHPELCN03_OLDI | HOUETARHNBHOILE01_OLDI | BHOILE01 | HPELCN03 | ETA_OLDI | BHOILE01_HPELCN03 | 4 | -0.25 | 1 | Supported
HOUETARHNHPELCN03_OLDI_FBHOILE01_D33 | Residential heating technology - Heat pump, Air-to-water - apartment complex - existing building - distributed level 0.33 | HOUELC, HOUAMB | HOUETARHN_OLDI_DMD | MKr20 | 2040 | 3.3696 | 0.073203 | 0.28816 | [5 empty] | ETA | I | OLD | 3.4702 |  | RHNHPELC | 2 | 0.33333 | HOUETARHNHPELCN03_OLDI_FBHOILE01 | 0.799 | HOUETARHNHPELCN03_OLDI | HOUETARHNBHOILE01_OLDI | BHOILE01 | HPELCN03 | ETA_OLDI | BHOILE01_HPELCN03 | 4 | -0.25 | 1 | Supported
HOUETARHNHPELCN03_OLDI_FBHOILE01_D33 | Residential heating technology - Heat pump, Air-to-water - apartment complex - existing building - distributed level 0.33 | HOUELC, HOUAMB | HOUETARHN_OLDI_DMD | MKr20 | 2050 | 2.9771 | 0.07226 | 0.27581 | [5 empty] | ETA | I | OLD | 3.6256 |  | RHNHPELC | 2 | 0.33333 | HOUETARHNHPELCN03_OLDI_FBHOILE01 | 0.799 | HOUETARHNHPELCN03_OLDI | HOUETARHNBHOILE01_OLDI | BHOILE01 | HPELCN03 | ETA_OLDI | BHOILE01_HPELCN03 | 4 | -0.25 | 1 | Supported
HOUETARHNHPELCN02_OLDI_FBHOILE01_D33 | Residential heating technology - Heat pump, Air-to-air - single-family house - existing building - distributed level 0.33 | HOUELC, HOUAMB | HOUETARHN_OLDI_DMD | MKr20 | 2020 | 1.9871 | 0.15994 | 0.19904 | [5 empty] | ETA | I | OLD | 5.0241 |  | RHNHPELC | 2 | 0.33333 | HOUETARHNHPELCN02_OLDI_FBHOILE01 | 0.799 | HOUETARHNHPELCN02_OLDI | HOUETARHNBHOILE01_OLDI | BHOILE01 | HPELCN02 | ETA_OLDI | BHOILE01_HPELCN02 | 5 | 0 | 1.1 | Unlikely
HOUETARHNHPELCN02_OLDI_FBHOILE01_D33 | Residential heating technology - Heat pump, Air-to-air - single-family house - existing building - distributed level 0.33 | HOUELC, HOUAMB | HOUETARHN_OLDI_DMD | MKr20 | 2025 | 1.9385 | 0.10866 | 0.18928 | [5 empty] | ETA | I | OLD | 5.2831 |  | RHNHPELC | 2 | 0.33333 | HOUETARHNHPELCN02_OLDI_FBHOILE01 | 0.799 | HOUETARHNHPELCN02_OLDI | HOUETARHNBHOILE01_OLDI | BHOILE01 | HPELCN02 | ETA_OLDI | BHOILE01_HPELCN02 | 5 | 0 | 1.1 | Unlikely
HOUETARHNHPELCN02_OLDI_FBHOILE01_D33 | Residential heating technology - Heat pump, Air-to-air - single-family house - existing building - distributed level 0.33 | HOUELC, HOUAMB | HOUETARHN_OLDI_DMD | MKr20 | 2030 | 1.8899 | 0.10666 | 0.18214 | [5 empty] | ETA | I | OLD | 5.4902 |  | RHNHPELC | 2 | 0.33333 | HOUETARHNHPELCN02_OLDI_FBHOILE01 | 0.799 | HOUETARHNHPELCN02_OLDI | HOUETARHNBHOILE01_OLDI | BHOILE01 | HPELCN02 | ETA_OLDI | BHOILE01_HPELCN02 | 5 | 0 | 1.1 | Unlikely
HOUETARHNHPELCN02_OLDI_FBHOILE01_D33 | Residential heating technology - Heat pump, Air-to-air - single-family house - existing building - distributed level 0.33 | HOUELC, HOUAMB | HOUETARHN_OLDI_DMD | MKr20 | 2040 | 1.7998 | 0.10293 | 0.17552 | [5 empty] | ETA | I | OLD | 5.6974 |  | RHNHPELC | 2 | 0.33333 | HOUETARHNHPELCN02_OLDI_FBHOILE01 | 0.799 | HOUETARHNHPELCN02_OLDI | HOUETARHNBHOILE01_OLDI | BHOILE01 | HPELCN02 | ETA_OLDI | BHOILE01_HPELCN02 | 5 | 0 | 1.1 | Unlikely
HOUETARHNHPELCN02_OLDI_FBHOILE01_D33 | Residential heating technology - Heat pump, Air-to-air - single-family house - existing building - distributed level 0.33 | HOUELC, HOUAMB | HOUETARHN_OLDI_DMD | MKr20 | 2050 | 1.7097 | 0.099207 | 0.17238 | [5 empty] | ETA | I | OLD | 5.801 |  | RHNHPELC | 2 | 0.33333 | HOUETARHNHPELCN02_OLDI_FBHOILE01 | 0.799 | HOUETARHNHPELCN02_OLDI | HOUETARHNBHOILE01_OLDI | BHOILE01 | HPELCN02 | ETA_OLDI | BHOILE01_HPELCN02 | 5 | 0 | 1.1 | Unlikely
HOUETARHNDIELCN06_OLDI_FBHOILE01_D33 | Residential heating technology - Electric heating - electric panel from Bauhaus - apartment complex - new building - distributed level 0.33 | HOUELC | HOUETARHN_OLDI_DMD | MKr20 | 2020 | 0.56157 | 0 | [6 empty] | ETA | I | OLD |  |  | RHNDIELC | 2 | 0.33333 | HOUETARHNDIELCN06_OLDI_FBHOILE01 | 0.799 | HOUETARHNDIELCN06_OLDI | HOUETARHNBHOILE01_OLDI | BHOILE01 | DIELCN06 | ETA_OLDI | BHOILE01_DIELCN06 | 5 | 0 | 1.1 | Unlikely
HOUETARHNDIELCN06_OLDI_FBHOILE01_D33 | Residential heating technology - Electric heating - electric panel from Bauhaus - apartment complex - new building - distributed level 0.33 | HOUELC | HOUETARHN_OLDI_DMD | MKr20 | 2025 | 0.56157 | 0 | [6 empty] | ETA | I | OLD |  |  | RHNDIELC | 2 | 0.33333 | HOUETARHNDIELCN06_OLDI_FBHOILE01 | 0.799 | HOUETARHNDIELCN06_OLDI | HOUETARHNBHOILE01_OLDI | BHOILE01 | DIELCN06 | ETA_OLDI | BHOILE01_DIELCN06 | 5 | 0 | 1.1 | Unlikely
HOUETARHNDIELCN06_OLDI_FBHOILE01_D33 | Residential heating technology - Electric heating - electric panel from Bauhaus - apartment complex - new building - distributed level 0.33 | HOUELC | HOUETARHN_OLDI_DMD | MKr20 | 2030 | 0.56157 | 0 | [6 empty] | ETA | I | OLD |  |  | RHNDIELC | 2 | 0.33333 | HOUETARHNDIELCN06_OLDI_FBHOILE01 | 0.799 | HOUETARHNDIELCN06_OLDI | HOUETARHNBHOILE01_OLDI | BHOILE01 | DIELCN06 | ETA_OLDI | BHOILE01_DIELCN06 | 5 | 0 | 1.1 | Unlikely
HOUETARHNDIELCN06_OLDI_FBHOILE01_D33 | Residential heating technology - Electric heating - electric panel from Bauhaus - apartment complex - new building - distributed level 0.33 | HOUELC | HOUETARHN_OLDI_DMD | MKr20 | 2040 | 0.56157 | 0 | [6 empty] | ETA | I | OLD |  |  | RHNDIELC | 2 | 0.33333 | HOUETARHNDIELCN06_OLDI_FBHOILE01 | 0.799 | HOUETARHNDIELCN06_OLDI | HOUETARHNBHOILE01_OLDI | BHOILE01 | DIELCN06 | ETA_OLDI | BHOILE01_DIELCN06 | 5 | 0 | 1.1 | Unlikely
HOUETARHNDIELCN06_OLDI_FBHOILE01_D33 | Residential heating technology - Electric heating - electric panel from Bauhaus - apartment complex - new building - distributed level 0.33 | HOUELC | HOUETARHN_OLDI_DMD | MKr20 | 2050 | 0.56157 | 0 | [6 empty] | ETA | I | OLD |  |  | RHNDIELC | 2 | 0.33333 | HOUETARHNDIELCN06_OLDI_FBHOILE01 | 0.799 | HOUETARHNDIELCN06_OLDI | HOUETARHNBHOILE01_OLDI | BHOILE01 | DIELCN06 | ETA_OLDI | BHOILE01_DIELCN06 | 5 | 0 | 1.1 | Unlikely
HOUETARHNDIELCN01_OLDI_FBHOILE01_D33 | Residential heating technology - Electric heating - apartment complex - new building - distributed level 0.33 | HOUELC | HOUETARHN_OLDI_DMD | MKr20 | 2020 | 5.2158 | 0.0021178 | [6 empty] | ETA | I | OLD |  |  | RHNDIELC | 2 | 0.33333 | HOUETARHNDIELCN01_OLDI_FBHOILE01 | 0.799 | HOUETARHNDIELCN01_OLDI | HOUETARHNBHOILE01_OLDI | BHOILE01 | DIELCN01 | ETA_OLDI | BHOILE01_DIELCN01 | 5 | 0 | 1.1 | Unlikely
HOUETARHNDIELCN01_OLDI_FBHOILE01_D33 | Residential heating technology - Electric heating - apartment complex - new building - distributed level 0.33 | HOUELC | HOUETARHN_OLDI_DMD | MKr20 | 2025 | 5.0867 | 0.0020313 | [6 empty] | ETA | I | OLD |  |  | RHNDIELC | 2 | 0.33333 | HOUETARHNDIELCN01_OLDI_FBHOILE01 | 0.799 | HOUETARHNDIELCN01_OLDI | HOUETARHNBHOILE01_OLDI | BHOILE01 | DIELCN01 | ETA_OLDI | BHOILE01_DIELCN01 | 5 | 0 | 1.1 | Unlikely
HOUETARHNDIELCN01_OLDI_FBHOILE01_D33 | Residential heating technology - Electric heating - apartment complex - new building - distributed level 0.33 | HOUELC | HOUETARHN_OLDI_DMD | MKr20 | 2030 | 4.9608 | 0.0019881 | [6 empty] | ETA | I | OLD |  |  | RHNDIELC | 2 | 0.33333 | HOUETARHNDIELCN01_OLDI_FBHOILE01 | 0.799 | HOUETARHNDIELCN01_OLDI | HOUETARHNBHOILE01_OLDI | BHOILE01 | DIELCN01 | ETA_OLDI | BHOILE01_DIELCN01 | 5 | 0 | 1.1 | Unlikely
HOUETARHNDIELCN01_OLDI_FBHOILE01_D33 | Residential heating technology - Electric heating - apartment complex - new building - distributed level 0.33 | HOUELC | HOUETARHN_OLDI_DMD | MKr20 | 2040 | 4.7183 | 0.0019017 | [6 empty] | ETA | I | OLD |  |  | RHNDIELC | 2 | 0.33333 | HOUETARHNDIELCN01_OLDI_FBHOILE01 | 0.799 | HOUETARHNDIELCN01_OLDI | HOUETARHNBHOILE01_OLDI | BHOILE01 | DIELCN01 | ETA_OLDI | BHOILE01_DIELCN01 | 5 | 0 | 1.1 | Unlikely
HOUETARHNDIELCN01_OLDI_FBHOILE01_D33 | Residential heating technology - Electric heating - apartment complex - new building - distributed level 0.33 | HOUELC | HOUETARHN_OLDI_DMD | MKr20 | 2050 | 4.4876 | 0.0018152 | [6 empty] | ETA | I | OLD |  |  | RHNDIELC | 2 | 0.33333 | HOUETARHNDIELCN01_OLDI_FBHOILE01 | 0.799 | HOUETARHNDIELCN01_OLDI | HOUETARHNBHOILE01_OLDI | BHOILE01 | DIELCN01 | ETA_OLDI | BHOILE01_DIELCN01 | 5 | 0 | 1.1 | Unlikely
HOUETARHNBHWPEN01_OLDI_FBHOILE01_D33 | Residential heating technology - Biomass boiler, automatic stoking , wood pellets or wood chips - apartment complex - existing building - distributed level 0.33 | HOUWPE | HOUETARHN_OLDI_DMD | MKr20 | 2020 | 1.5213 | 0.025956 |  | 25 | 14 | 70 | 2 | 4 | ETA | I | OLD |  |  | RHNBHWPE | 2 | 0.33333 | HOUETARHNBHWPEN01_OLDI_FBHOILE01 | 0.799 | HOUETARHNBHWPEN01_OLDI | HOUETARHNBHOILE01_OLDI | BHOILE01 | BHWPEN01 | ETA_OLDI | BHOILE01_BHWPEN01 | 6 | 0 | 1 | New
HOUETARHNBHWPEN01_OLDI_FBHOILE01_D33 | Residential heating technology - Biomass boiler, automatic stoking , wood pellets or wood chips - apartment complex - existing building - distributed level 0.33 | HOUWPE | HOUETARHN_OLDI_DMD | MKr20 | 2025 | 1.4837 | 0.025772 |  | 25 | 14 | 60 | 2 | 4 | ETA | I | OLD |  |  | RHNBHWPE | 2 | 0.33333 | HOUETARHNBHWPEN01_OLDI_FBHOILE01 | 0.799 | HOUETARHNBHWPEN01_OLDI | HOUETARHNBHOILE01_OLDI | BHOILE01 | BHWPEN01 | ETA_OLDI | BHOILE01_BHWPEN01 | 6 | 0 | 1 | New
HOUETARHNBHWPEN01_OLDI_FBHOILE01_D33 | Residential heating technology - Biomass boiler, automatic stoking , wood pellets or wood chips - apartment complex - existing building - distributed level 0.33 | HOUWPE | HOUETARHN_OLDI_DMD | MKr20 | 2030 | 1.447 | 0.025887 |  | 25 | 11 | 50 | 1 | 4 | ETA | I | OLD |  |  | RHNBHWPE | 2 | 0.33333 | HOUETARHNBHWPEN01_OLDI_FBHOILE01 | 0.799 | HOUETARHNBHWPEN01_OLDI | HOUETARHNBHOILE01_OLDI | BHOILE01 | BHWPEN01 | ETA_OLDI | BHOILE01_BHWPEN01 | 6 | 0 | 1 | New
HOUETARHNBHWPEN01_OLDI_FBHOILE01_D33 | Residential heating technology - Biomass boiler, automatic stoking , wood pellets or wood chips - apartment complex - existing building - distributed level 0.33 | HOUWPE | HOUETARHN_OLDI_DMD | MKr20 | 2040 | 1.3762 | 0.025061 |  | 25 | 9 | 45 | 1 | 4 | ETA | I | OLD |  |  | RHNBHWPE | 2 | 0.33333 | HOUETARHNBHWPEN01_OLDI_FBHOILE01 | 0.799 | HOUETARHNBHWPEN01_OLDI | HOUETARHNBHOILE01_OLDI | BHOILE01 | BHWPEN01 | ETA_OLDI | BHOILE01_BHWPEN01 | 6 | 0 | 1 | New
HOUETARHNBHWPEN01_OLDI_FBHOILE01_D33 | Residential heating technology - Biomass boiler, automatic stoking , wood pellets or wood chips - apartment complex - existing building - distributed level 0.33 | HOUWPE | HOUETARHN_OLDI_DMD | MKr20 | 2050 | 1.3089 | 0.023982 |  | 25 | 9 | 40 | 0 | 4 | ETA | I | OLD |  |  | RHNBHWPE | 2 | 0.33333 | HOUETARHNBHWPEN01_OLDI_FBHOILE01 | 0.799 | HOUETARHNBHWPEN01_OLDI | HOUETARHNBHOILE01_OLDI | BHOILE01 | BHWPEN01 | ETA_OLDI | BHOILE01_BHWPEN01 | 6 | 0 | 1 | New
HOUETARHNBHSOLN01_OLDI_FBHOILE01_D33 | Residential heating technology - Solar heating system - apartment complex - existing building - distributed level 0.33 | HOUSOL | HOUETARHN_OLDI_DMD | MKr20 | 2020 | 4.401 | 0.020597 | [6 empty] | ETA | I | OLD |  |  | RHNBHSOL | 2 | 0.33333 | HOUETARHNBHSOLN01_OLDI_FBHOILE01 | 0.799 | HOUETARHNBHSOLN01_OLDI | HOUETARHNBHOILE01_OLDI | BHOILE01 | BHSOLN01 | ETA_OLDI | BHOILE01_BHSOLN01 | 5 | 0 | 1.1 | Unlikely
HOUETARHNBHSOLN01_OLDI_FBHOILE01_D33 | Residential heating technology - Solar heating system - apartment complex - existing building - distributed level 0.33 | HOUSOL | HOUETARHN_OLDI_DMD | MKr20 | 2025 | 4.2109 | 0.021832 | [6 empty] | ETA | I | OLD |  |  | RHNBHSOL | 2 | 0.33333 | HOUETARHNBHSOLN01_OLDI_FBHOILE01 | 0.799 | HOUETARHNBHSOLN01_OLDI | HOUETARHNBHOILE01_OLDI | BHOILE01 | BHSOLN01 | ETA_OLDI | BHOILE01_BHSOLN01 | 5 | 0 | 1.1 | Unlikely
HOUETARHNBHSOLN01_OLDI_FBHOILE01_D33 | Residential heating technology - Solar heating system - apartment complex - existing building - distributed level 0.33 | HOUSOL | HOUETARHN_OLDI_DMD | MKr20 | 2030 | 4.0207 | 0.022301 | [6 empty] | ETA | I | OLD |  |  | RHNBHSOL | 2 | 0.33333 | HOUETARHNBHSOLN01_OLDI_FBHOILE01 | 0.799 | HOUETARHNBHSOLN01_OLDI | HOUETARHNBHOILE01_OLDI | BHOILE01 | BHSOLN01 | ETA_OLDI | BHOILE01_BHSOLN01 | 5 | 0 | 1.1 | Unlikely
HOUETARHNBHSOLN01_OLDI_FBHOILE01_D33 | Residential heating technology - Solar heating system - apartment complex - existing building - distributed level 0.33 | HOUSOL | HOUETARHN_OLDI_DMD | MKr20 | 2040 | 3.8305 | 0.021696 | [6 empty] | ETA | I | OLD |  |  | RHNBHSOL | 2 | 0.33333 | HOUETARHNBHSOLN01_OLDI_FBHOILE01 | 0.799 | HOUETARHNBHSOLN01_OLDI | HOUETARHNBHOILE01_OLDI | BHOILE01 | BHSOLN01 | ETA_OLDI | BHOILE01_BHSOLN01 | 5 | 0 | 1.1 | Unlikely
HOUETARHNBHSOLN01_OLDI_FBHOILE01_D33 | Residential heating technology - Solar heating system - apartment complex - existing building - distributed level 0.33 | HOUSOL | HOUETARHN_OLDI_DMD | MKr20 | 2050 | 3.6403 | 0.020597 | [6 empty] | ETA | I | OLD |  |  | RHNBHSOL | 2 | 0.33333 | HOUETARHNBHSOLN01_OLDI_FBHOILE01 | 0.799 | HOUETARHNBHSOLN01_OLDI | HOUETARHNBHOILE01_OLDI | BHOILE01 | BHSOLN01 | ETA_OLDI | BHOILE01_BHSOLN01 | 5 | 0 | 1.1 | Unlikely
HOUETARHNBHOILN01_OLDI_FBHOILE01_D33 | Residential heating technology - Oil boiler (mineral oil fired, < 10 % FAME) - apartment complex - existing building - distributed level 0.33 | HOUOIL, HOUDSB, HOUDSE | HOUETARHN_OLDI_DMD | MKr20 | 2020 | 0.50727 | 0.017959 |  | 6.7 | 5 | 52 | 0 | 0 | ETA | I | OLD |  |  | RHNBHOIL | 2 | 0.33333 | HOUETARHNBHOILN01_OLDI_FBHOILE01 | 0.799 | HOUETARHNBHOILN01_OLDI | HOUETARHNBHOILE01_OLDI | BHOILE01 | BHOILN01 | ETA_OLDI | BHOILE01_BHOILN01 | 2 | 0 | 0.9 | Same
HOUETARHNBHOILN01_OLDI_FBHOILE01_D33 | Residential heating technology - Oil boiler (mineral oil fired, < 10 % FAME) - apartment complex - existing building - distributed level 0.33 | HOUOIL, HOUDSB, HOUDSE | HOUETARHN_OLDI_DMD | MKr20 | 2025 | 0.49471 | 0.018028 |  | 6.7 | 5 | 52 | 0 | 0 | ETA | I | OLD |  |  | RHNBHOIL | 2 | 0.33333 | HOUETARHNBHOILN01_OLDI_FBHOILE01 | 0.799 | HOUETARHNBHOILN01_OLDI | HOUETARHNBHOILE01_OLDI | BHOILE01 | BHOILN01 | ETA_OLDI | BHOILE01_BHOILN01 | 2 | 0 | 0.9 | Same
HOUETARHNBHOILN01_OLDI_FBHOILE01_D33 | Residential heating technology - Oil boiler (mineral oil fired, < 10 % FAME) - apartment complex - existing building - distributed level 0.33 | HOUOIL, HOUDSB, HOUDSE | HOUETARHN_OLDI_DMD | MKr20 | 2030 | 0.48247 | 0.018289 |  | 6.7 | 5 | 52 | 0 | 0 | ETA | I | OLD |  |  | RHNBHOIL | 2 | 0.33333 | HOUETARHNBHOILN01_OLDI_FBHOILE01 | 0.799 | HOUETARHNBHOILN01_OLDI | HOUETARHNBHOILE01_OLDI | BHOILE01 | BHOILN01 | ETA_OLDI | BHOILE01_BHOILN01 | 2 | 0 | 0.9 | Same
HOUETARHNBHOILN01_OLDI_FBHOILE01_D33 | Residential heating technology - Oil boiler (mineral oil fired, < 10 % FAME) - apartment complex - existing building - distributed level 0.33 | HOUOIL, HOUDSB, HOUDSE | HOUETARHN_OLDI_DMD | MKr20 | 2040 | 0.45888 | 0.018457 |  | 6.7 | 5 | 52 | 0 | 0 | ETA | I | OLD |  |  | RHNBHOIL | 2 | 0.33333 | HOUETARHNBHOILN01_OLDI_FBHOILE01 | 0.799 | HOUETARHNBHOILN01_OLDI | HOUETARHNBHOILE01_OLDI | BHOILE01 | BHOILN01 | ETA_OLDI | BHOILE01_BHOILN01 | 2 | 0 | 0.9 | Same
HOUETARHNBHOILN01_OLDI_FBHOILE01_D33 | Residential heating technology - Oil boiler (mineral oil fired, < 10 % FAME) - apartment complex - existing building - distributed level 0.33 | HOUOIL, HOUDSB, HOUDSE | HOUETARHN_OLDI_DMD | MKr20 | 2050 | 0.43644 | 0.018611 |  | 6.7 | 5 | 52 | 0 | 0 | ETA | I | OLD |  |  | RHNBHOIL | 2 | 0.33333 | HOUETARHNBHOILN01_OLDI_FBHOILE01 | 0.799 | HOUETARHNBHOILN01_OLDI | HOUETARHNBHOILE01_OLDI | BHOILE01 | BHOILN01 | ETA_OLDI | BHOILE01_BHOILN01 | 2 | 0 | 0.9 | Same
HOUETARHNBHDHDN09_OLDI_FBHOILE01_D33 | Residential heating technology - Direct district heating substation - plus connection pipe - plus distribution (heating density: low ) - apartment complex - existing building - distributed level 0.33 | HOUDHD | HOUETARHN_OLDI_DMD | MKr20 | 2020 | 0.39811 | 0.0015352 | [6 empty] | ETA | I | OLD |  |  | RHNBHDHD | 2 | 0.33333 | HOUETARHNBHDHDN09_OLDI_FBHOILE01 | 0.799 | HOUETARHNBHDHDN09_OLDI | HOUETARHNBHOILE01_OLDI | BHOILE01 | BHDHDN09 | ETA_OLDI | BHOILE01_BHDHDN09 | 4 | -0.25 | 1 | Supported
HOUETARHNBHDHDN09_OLDI_FBHOILE01_D33 | Residential heating technology - Direct district heating substation - plus connection pipe - plus distribution (heating density: low ) - apartment complex - existing building - distributed level 0.33 | HOUDHD | HOUETARHN_OLDI_DMD | MKr20 | 2025 | 0.39284 | 0.0015559 | [6 empty] | ETA | I | OLD |  |  | RHNBHDHD | 2 | 0.33333 | HOUETARHNBHDHDN09_OLDI_FBHOILE01 | 0.799 | HOUETARHNBHDHDN09_OLDI | HOUETARHNBHOILE01_OLDI | BHOILE01 | BHDHDN09 | ETA_OLDI | BHOILE01_BHDHDN09 | 4 | -0.25 | 1 | Supported
HOUETARHNBHDHDN09_OLDI_FBHOILE01_D33 | Residential heating technology - Direct district heating substation - plus connection pipe - plus distribution (heating density: low ) - apartment complex - existing building - distributed level 0.33 | HOUDHD | HOUETARHN_OLDI_DMD | MKr20 | 2030 | 0.3877 | 0.001533 | [6 empty] | ETA | I | OLD |  |  | RHNBHDHD | 2 | 0.33333 | HOUETARHNBHDHDN09_OLDI_FBHOILE01 | 0.799 | HOUETARHNBHDHDN09_OLDI | HOUETARHNBHOILE01_OLDI | BHOILE01 | BHDHDN09 | ETA_OLDI | BHOILE01_BHDHDN09 | 4 | -0.25 | 1 | Supported
HOUETARHNBHDHDN09_OLDI_FBHOILE01_D33 | Residential heating technology - Direct district heating substation - plus connection pipe - plus distribution (heating density: low ) - apartment complex - existing building - distributed level 0.33 | HOUDHD | HOUETARHN_OLDI_DMD | MKr20 | 2040 | 0.37779 | 0.0014865 | [6 empty] | ETA | I | OLD |  |  | RHNBHDHD | 2 | 0.33333 | HOUETARHNBHDHDN09_OLDI_FBHOILE01 | 0.799 | HOUETARHNBHDHDN09_OLDI | HOUETARHNBHOILE01_OLDI | BHOILE01 | BHDHDN09 | ETA_OLDI | BHOILE01_BHDHDN09 | 4 | -0.25 | 1 | Supported
HOUETARHNBHDHDN09_OLDI_FBHOILE01_D33 | Residential heating technology - Direct district heating substation - plus connection pipe - plus distribution (heating density: low ) - apartment complex - existing building - distributed level 0.33 | HOUDHD | HOUETARHN_OLDI_DMD | MKr20 | 2050 | 0.36838 | 0.0014271 | [6 empty] | ETA | I | OLD |  |  | RHNBHDHD | 2 | 0.33333 | HOUETARHNBHDHDN09_OLDI_FBHOILE01 | 0.799 | HOUETARHNBHDHDN09_OLDI | HOUETARHNBHOILE01_OLDI | BHOILE01 | BHDHDN09 | ETA_OLDI | BHOILE01_BHDHDN09 | 4 | -0.25 | 1 | Supported
HOUETARHNBHDHDN07_OLDI_FBHOILE01_D33 | Residential heating technology - Direct district heating substation - plus connection pipe - plus distribution (heating density: medium ) - apartment complex - existing building - distributed level 0.33 | HOUDHD | HOUETARHN_OLDI_DMD | MKr20 | 2020 | 0.34009 | 0.0015352 | [6 empty] | ETA | I | OLD |  |  | RHNBHDHD | 2 | 0.33333 | HOUETARHNBHDHDN07_OLDI_FBHOILE01 | 0.799 | HOUETARHNBHDHDN07_OLDI | HOUETARHNBHOILE01_OLDI | BHOILE01 | BHDHDN07 | ETA_OLDI | BHOILE01_BHDHDN07 | 4 | -0.25 | 1 | Supported
HOUETARHNBHDHDN07_OLDI_FBHOILE01_D33 | Residential heating technology - Direct district heating substation - plus connection pipe - plus distribution (heating density: medium ) - apartment complex - existing building - distributed level 0.33 | HOUDHD | HOUETARHN_OLDI_DMD | MKr20 | 2025 | 0.33482 | 0.0015559 | [6 empty] | ETA | I | OLD |  |  | RHNBHDHD | 2 | 0.33333 | HOUETARHNBHDHDN07_OLDI_FBHOILE01 | 0.799 | HOUETARHNBHDHDN07_OLDI | HOUETARHNBHOILE01_OLDI | BHOILE01 | BHDHDN07 | ETA_OLDI | BHOILE01_BHDHDN07 | 4 | -0.25 | 1 | Supported
HOUETARHNBHDHDN07_OLDI_FBHOILE01_D33 | Residential heating technology - Direct district heating substation - plus connection pipe - plus distribution (heating density: medium ) - apartment complex - existing building - distributed level 0.33 | HOUDHD | HOUETARHN_OLDI_DMD | MKr20 | 2030 | 0.32968 | 0.001533 | [6 empty] | ETA | I | OLD |  |  | RHNBHDHD | 2 | 0.33333 | HOUETARHNBHDHDN07_OLDI_FBHOILE01 | 0.799 | HOUETARHNBHDHDN07_OLDI | HOUETARHNBHOILE01_OLDI | BHOILE01 | BHDHDN07 | ETA_OLDI | BHOILE01_BHDHDN07 | 4 | -0.25 | 1 | Supported
HOUETARHNBHDHDN07_OLDI_FBHOILE01_D33 | Residential heating technology - Direct district heating substation - plus connection pipe - plus distribution (heating density: medium ) - apartment complex - existing building - distributed level 0.33 | HOUDHD | HOUETARHN_OLDI_DMD | MKr20 | 2040 | 0.31978 | 0.0014865 | [6 empty] | ETA | I | OLD |  |  | RHNBHDHD | 2 | 0.33333 | HOUETARHNBHDHDN07_OLDI_FBHOILE01 | 0.799 | HOUETARHNBHDHDN07_OLDI | HOUETARHNBHOILE01_OLDI | BHOILE01 | BHDHDN07 | ETA_OLDI | BHOILE01_BHDHDN07 | 4 | -0.25 | 1 | Supported
HOUETARHNBHDHDN07_OLDI_FBHOILE01_D33 | Residential heating technology - Direct district heating substation - plus connection pipe - plus distribution (heating density: medium ) - apartment complex - existing building - distributed level 0.33 | HOUDHD | HOUETARHN_OLDI_DMD | MKr20 | 2050 | 0.31036 | 0.0014271 | [6 empty] | ETA | I | OLD |  |  | RHNBHDHD | 2 | 0.33333 | HOUETARHNBHDHDN07_OLDI_FBHOILE01 | 0.799 | HOUETARHNBHDHDN07_OLDI | HOUETARHNBHOILE01_OLDI | BHOILE01 | BHDHDN07 | ETA_OLDI | BHOILE01_BHDHDN07 | 4 | -0.25 | 1 | Supported
HOUETARHNBHDHDN05_OLDI_FBHOILE01_D33 | Residential heating technology - Direct district heating substation - plus connection pipe - plus distribution (heating density: high ) - apartment complex - existing building - distributed level 0.33 | HOUDHD | HOUETARHN_OLDI_DMD | MKr20 | 2020 | 0.28208 | 0.0015352 | [6 empty] | ETA | I | OLD |  |  | RHNBHDHD | 2 | 0.33333 | HOUETARHNBHDHDN05_OLDI_FBHOILE01 | 0.799 | HOUETARHNBHDHDN05_OLDI | HOUETARHNBHOILE01_OLDI | BHOILE01 | BHDHDN05 | ETA_OLDI | BHOILE01_BHDHDN05 | 4 | -0.25 | 1 | Supported
HOUETARHNBHDHDN05_OLDI_FBHOILE01_D33 | Residential heating technology - Direct district heating substation - plus connection pipe - plus distribution (heating density: high ) - apartment complex - existing building - distributed level 0.33 | HOUDHD | HOUETARHN_OLDI_DMD | MKr20 | 2025 | 0.27681 | 0.0015559 | [6 empty] | ETA | I | OLD |  |  | RHNBHDHD | 2 | 0.33333 | HOUETARHNBHDHDN05_OLDI_FBHOILE01 | 0.799 | HOUETARHNBHDHDN05_OLDI | HOUETARHNBHOILE01_OLDI | BHOILE01 | BHDHDN05 | ETA_OLDI | BHOILE01_BHDHDN05 | 4 | -0.25 | 1 | Supported
HOUETARHNBHDHDN05_OLDI_FBHOILE01_D33 | Residential heating technology - Direct district heating substation - plus connection pipe - plus distribution (heating density: high ) - apartment complex - existing building - distributed level 0.33 | HOUDHD | HOUETARHN_OLDI_DMD | MKr20 | 2030 | 0.27167 | 0.001533 | [6 empty] | ETA | I | OLD |  |  | RHNBHDHD | 2 | 0.33333 | HOUETARHNBHDHDN05_OLDI_FBHOILE01 | 0.799 | HOUETARHNBHDHDN05_OLDI | HOUETARHNBHOILE01_OLDI | BHOILE01 | BHDHDN05 | ETA_OLDI | BHOILE01_BHDHDN05 | 4 | -0.25 | 1 | Supported
HOUETARHNBHDHDN05_OLDI_FBHOILE01_D33 | Residential heating technology - Direct district heating substation - plus connection pipe - plus distribution (heating density: high ) - apartment complex - existing building - distributed level 0.33 | HOUDHD | HOUETARHN_OLDI_DMD | MKr20 | 2040 | 0.26177 | 0.0014865 | [6 empty] | ETA | I | OLD |  |  | RHNBHDHD | 2 | 0.33333 | HOUETARHNBHDHDN05_OLDI_FBHOILE01 | 0.799 | HOUETARHNBHDHDN05_OLDI | HOUETARHNBHOILE01_OLDI | BHOILE01 | BHDHDN05 | ETA_OLDI | BHOILE01_BHDHDN05 | 4 | -0.25 | 1 | Supported
HOUETARHNBHDHDN05_OLDI_FBHOILE01_D33 | Residential heating technology - Direct district heating substation - plus connection pipe - plus distribution (heating density: high ) - apartment complex - existing building - distributed level 0.33 | HOUDHD | HOUETARHN_OLDI_DMD | MKr20 | 2050 | 0.25235 | 0.0014271 | [6 empty] | ETA | I | OLD |  |  | RHNBHDHD | 2 | 0.33333 | HOUETARHNBHDHDN05_OLDI_FBHOILE01 | 0.799 | HOUETARHNBHDHDN05_OLDI | HOUETARHNBHOILE01_OLDI | BHOILE01 | BHDHDN05 | ETA_OLDI | BHOILE01_BHDHDN05 | 4 | -0.25 | 1 | Supported
HOUETARHNBHDHCN09_OLDI_FBHOILE01_D33 | Residential heating technology - Direct district heating substation - plus connection pipe - plus distribution (heating density: low ) - apartment complex - existing building - distributed level 0.33 | HOUDHC | HOUETARHN_OLDI_DMD | MKr20 | 2020 | 0.39811 | 0.0015352 | [6 empty] | ETA | I | OLD |  |  | RHNBHDHC | 2 | 0.33333 | HOUETARHNBHDHCN09_OLDI_FBHOILE01 | 0.799 | HOUETARHNBHDHCN09_OLDI | HOUETARHNBHOILE01_OLDI | BHOILE01 | BHDHCN09 | ETA_OLDI | BHOILE01_BHDHCN09 | 4 | -0.25 | 1 | Supported
HOUETARHNBHDHCN09_OLDI_FBHOILE01_D33 | Residential heating technology - Direct district heating substation - plus connection pipe - plus distribution (heating density: low ) - apartment complex - existing building - distributed level 0.33 | HOUDHC | HOUETARHN_OLDI_DMD | MKr20 | 2025 | 0.39284 | 0.0015559 | [6 empty] | ETA | I | OLD |  |  | RHNBHDHC | 2 | 0.33333 | HOUETARHNBHDHCN09_OLDI_FBHOILE01 | 0.799 | HOUETARHNBHDHCN09_OLDI | HOUETARHNBHOILE01_OLDI | BHOILE01 | BHDHCN09 | ETA_OLDI | BHOILE01_BHDHCN09 | 4 | -0.25 | 1 | Supported
HOUETARHNBHDHCN09_OLDI_FBHOILE01_D33 | Residential heating technology - Direct district heating substation - plus connection pipe - plus distribution (heating density: low ) - apartment complex - existing building - distributed level 0.33 | HOUDHC | HOUETARHN_OLDI_DMD | MKr20 | 2030 | 0.3877 | 0.001533 | [6 empty] | ETA | I | OLD |  |  | RHNBHDHC | 2 | 0.33333 | HOUETARHNBHDHCN09_OLDI_FBHOILE01 | 0.799 | HOUETARHNBHDHCN09_OLDI | HOUETARHNBHOILE01_OLDI | BHOILE01 | BHDHCN09 | ETA_OLDI | BHOILE01_BHDHCN09 | 4 | -0.25 | 1 | Supported
HOUETARHNBHDHCN09_OLDI_FBHOILE01_D33 | Residential heating technology - Direct district heating substation - plus connection pipe - plus distribution (heating density: low ) - apartment complex - existing building - distributed level 0.33 | HOUDHC | HOUETARHN_OLDI_DMD | MKr20 | 2040 | 0.37779 | 0.0014865 | [6 empty] | ETA | I | OLD |  |  | RHNBHDHC | 2 | 0.33333 | HOUETARHNBHDHCN09_OLDI_FBHOILE01 | 0.799 | HOUETARHNBHDHCN09_OLDI | HOUETARHNBHOILE01_OLDI | BHOILE01 | BHDHCN09 | ETA_OLDI | BHOILE01_BHDHCN09 | 4 | -0.25 | 1 | Supported
HOUETARHNBHDHCN09_OLDI_FBHOILE01_D33 | Residential heating technology - Direct district heating substation - plus connection pipe - plus distribution (heating density: low ) - apartment complex - existing building - distributed level 0.33 | HOUDHC | HOUETARHN_OLDI_DMD | MKr20 | 2050 | 0.36838 | 0.0014271 | [6 empty] | ETA | I | OLD |  |  | RHNBHDHC | 2 | 0.33333 | HOUETARHNBHDHCN09_OLDI_FBHOILE01 | 0.799 | HOUETARHNBHDHCN09_OLDI | HOUETARHNBHOILE01_OLDI | BHOILE01 | BHDHCN09 | ETA_OLDI | BHOILE01_BHDHCN09 | 4 | -0.25 | 1 | Supported
HOUETARHNBHDHCN07_OLDI_FBHOILE01_D33 | Residential heating technology - Direct district heating substation - plus connection pipe - plus distribution (heating density: medium ) - apartment complex - existing building - distributed level 0.33 | HOUDHC | HOUETARHN_OLDI_DMD | MKr20 | 2020 | 0.34009 | 0.0015352 | [6 empty] | ETA | I | OLD |  |  | RHNBHDHC | 2 | 0.33333 | HOUETARHNBHDHCN07_OLDI_FBHOILE01 | 0.799 | HOUETARHNBHDHCN07_OLDI | HOUETARHNBHOILE01_OLDI | BHOILE01 | BHDHCN07 | ETA_OLDI | BHOILE01_BHDHCN07 | 4 | -0.25 | 1 | Supported
HOUETARHNBHDHCN07_OLDI_FBHOILE01_D33 | Residential heating technology - Direct district heating substation - plus connection pipe - plus distribution (heating density: medium ) - apartment complex - existing building - distributed level 0.33 | HOUDHC | HOUETARHN_OLDI_DMD | MKr20 | 2025 | 0.33482 | 0.0015559 | [6 empty] | ETA | I | OLD |  |  | RHNBHDHC | 2 | 0.33333 | HOUETARHNBHDHCN07_OLDI_FBHOILE01 | 0.799 | HOUETARHNBHDHCN07_OLDI | HOUETARHNBHOILE01_OLDI | BHOILE01 | BHDHCN07 | ETA_OLDI | BHOILE01_BHDHCN07 | 4 | -0.25 | 1 | Supported
HOUETARHNBHDHCN07_OLDI_FBHOILE01_D33 | Residential heating technology - Direct district heating substation - plus connection pipe - plus distribution (heating density: medium ) - apartment complex - existing building - distributed level 0.33 | HOUDHC | HOUETARHN_OLDI_DMD | MKr20 | 2030 | 0.32968 | 0.001533 | [6 empty] | ETA | I | OLD |  |  | RHNBHDHC | 2 | 0.33333 | HOUETARHNBHDHCN07_OLDI_FBHOILE01 | 0.799 | HOUETARHNBHDHCN07_OLDI | HOUETARHNBHOILE01_OLDI | BHOILE01 | BHDHCN07 | ETA_OLDI | BHOILE01_BHDHCN07 | 4 | -0.25 | 1 | Supported
HOUETARHNBHDHCN07_OLDI_FBHOILE01_D33 | Residential heating technology - Direct district heating substation - plus connection pipe - plus distribution (heating density: medium ) - apartment complex - existing building - distributed level 0.33 | HOUDHC | HOUETARHN_OLDI_DMD | MKr20 | 2040 | 0.31978 | 0.0014865 | [6 empty] | ETA | I | OLD |  |  | RHNBHDHC | 2 | 0.33333 | HOUETARHNBHDHCN07_OLDI_FBHOILE01 | 0.799 | HOUETARHNBHDHCN07_OLDI | HOUETARHNBHOILE01_OLDI | BHOILE01 | BHDHCN07 | ETA_OLDI | BHOILE01_BHDHCN07 | 4 | -0.25 | 1 | Supported
HOUETARHNBHDHCN07_OLDI_FBHOILE01_D33 | Residential heating technology - Direct district heating substation - plus connection pipe - plus distribution (heating density: medium ) - apartment complex - existing building - distributed level 0.33 | HOUDHC | HOUETARHN_OLDI_DMD | MKr20 | 2050 | 0.31036 | 0.0014271 | [6 empty] | ETA | I | OLD |  |  | RHNBHDHC | 2 | 0.33333 | HOUETARHNBHDHCN07_OLDI_FBHOILE01 | 0.799 | HOUETARHNBHDHCN07_OLDI | HOUETARHNBHOILE01_OLDI | BHOILE01 | BHDHCN07 | ETA_OLDI | BHOILE01_BHDHCN07 | 4 | -0.25 | 1 | Supported
HOUETARHNBHDHCN05_OLDI_FBHOILE01_D33 | Residential heating technology - Direct district heating substation - plus connection pipe - plus distribution (heating density: high ) - apartment complex - existing building - distributed level 0.33 | HOUDHC | HOUETARHN_OLDI_DMD | MKr20 | 2020 | 0.28208 | 0.0015352 | [6 empty] | ETA | I | OLD |  |  | RHNBHDHC | 2 | 0.33333 | HOUETARHNBHDHCN05_OLDI_FBHOILE01 | 0.799 | HOUETARHNBHDHCN05_OLDI | HOUETARHNBHOILE01_OLDI | BHOILE01 | BHDHCN05 | ETA_OLDI | BHOILE01_BHDHCN05 | 4 | -0.25 | 1 | Supported
HOUETARHNBHDHCN05_OLDI_FBHOILE01_D33 | Residential heating technology - Direct district heating substation - plus connection pipe - plus distribution (heating density: high ) - apartment complex - existing building - distributed level 0.33 | HOUDHC | HOUETARHN_OLDI_DMD | MKr20 | 2025 | 0.27681 | 0.0015559 | [6 empty] | ETA | I | OLD |  |  | RHNBHDHC | 2 | 0.33333 | HOUETARHNBHDHCN05_OLDI_FBHOILE01 | 0.799 | HOUETARHNBHDHCN05_OLDI | HOUETARHNBHOILE01_OLDI | BHOILE01 | BHDHCN05 | ETA_OLDI | BHOILE01_BHDHCN05 | 4 | -0.25 | 1 | Supported
HOUETARHNBHDHCN05_OLDI_FBHOILE01_D33 | Residential heating technology - Direct district heating substation - plus connection pipe - plus distribution (heating density: high ) - apartment complex - existing building - distributed level 0.33 | HOUDHC | HOUETARHN_OLDI_DMD | MKr20 | 2030 | 0.27167 | 0.001533 | [6 empty] | ETA | I | OLD |  |  | RHNBHDHC | 2 | 0.33333 | HOUETARHNBHDHCN05_OLDI_FBHOILE01 | 0.799 | HOUETARHNBHDHCN05_OLDI | HOUETARHNBHOILE01_OLDI | BHOILE01 | BHDHCN05 | ETA_OLDI | BHOILE01_BHDHCN05 | 4 | -0.25 | 1 | Supported
HOUETARHNBHDHCN05_OLDI_FBHOILE01_D33 | Residential heating technology - Direct district heating substation - plus connection pipe - plus distribution (heating density: high ) - apartment complex - existing building - distributed level 0.33 | HOUDHC | HOUETARHN_OLDI_DMD | MKr20 | 2040 | 0.26177 | 0.0014865 | [6 empty] | ETA | I | OLD |  |  | RHNBHDHC | 2 | 0.33333 | HOUETARHNBHDHCN05_OLDI_FBHOILE01 | 0.799 | HOUETARHNBHDHCN05_OLDI | HOUETARHNBHOILE01_OLDI | BHOILE01 | BHDHCN05 | ETA_OLDI | BHOILE01_BHDHCN05 | 4 | -0.25 | 1 | Supported
HOUETARHNBHDHCN05_OLDI_FBHOILE01_D33 | Residential heating technology - Direct district heating substation - plus connection pipe - plus distribution (heating density: high ) - apartment complex - existing building - distributed level 0.33 | HOUDHC | HOUETARHN_OLDI_DMD | MKr20 | 2050 | 0.25235 | 0.0014271 | [6 empty] | ETA | I | OLD |  |  | RHNBHDHC | 2 | 0.33333 | HOUETARHNBHDHCN05_OLDI_FBHOILE01 | 0.799 | HOUETARHNBHDHCN05_OLDI | HOUETARHNBHOILE01_OLDI | BHOILE01 | BHDHCN05 | ETA_OLDI | BHOILE01_BHDHCN05 | 4 | -0.25 | 1 | Supported
HOUPARRHNHPELCN07_OLDC_FBHOILE01_D33 | Residential heating technology - Heat pump, Air-to-water, low-price product - single-family house - existing building - distributed level 0.33 | HOUELC, HOUAMB | HOUPARRHN_OLDC_DMD | MKr20 | 2020 | 8.4918 | 0.35537 | 0.32178 | [5 empty] | PAR | C | OLD | 3.1077 |  | RHNHPELC | 2 | 0.33333 | HOUPARRHNHPELCN07_OLDC_FBHOILE01 | 0.8 | HOUPARRHNHPELCN07_OLDC | HOUPARRHNBHOILE01_OLDC | BHOILE01 | HPELCN07 | PAR_OLDC | BHOILE01_HPELCN07 | 4 | -0.25 | 1 | Supported
HOUPARRHNHPELCN07_OLDC_FBHOILE01_D33 | Residential heating technology - Heat pump, Air-to-water, low-price product - single-family house - existing building - distributed level 0.33 | HOUELC, HOUAMB | HOUPARRHN_OLDC_DMD | MKr20 | 2025 | 7.7685 | 0.27257 | 0.30646 | [5 empty] | PAR | C | OLD | 3.2631 |  | RHNHPELC | 2 | 0.33333 | HOUPARRHNHPELCN07_OLDC_FBHOILE01 | 0.8 | HOUPARRHNHPELCN07_OLDC | HOUPARRHNBHOILE01_OLDC | BHOILE01 | HPELCN07 | PAR_OLDC | BHOILE01_HPELCN07 | 4 | -0.25 | 1 | Supported
HOUPARRHNHPELCN07_OLDC_FBHOILE01_D33 | Residential heating technology - Heat pump, Air-to-water, low-price product - single-family house - existing building - distributed level 0.33 | HOUELC, HOUAMB | HOUPARRHN_OLDC_DMD | MKr20 | 2030 | 7.0451 | 0.26933 | 0.29253 | [5 empty] | PAR | C | OLD | 3.4185 |  | RHNHPELC | 2 | 0.33333 | HOUPARRHNHPELCN07_OLDC_FBHOILE01 | 0.8 | HOUPARRHNHPELCN07_OLDC | HOUPARRHNBHOILE01_OLDC | BHOILE01 | HPELCN07 | PAR_OLDC | BHOILE01_HPELCN07 | 4 | -0.25 | 1 | Supported
HOUPARRHNHPELCN07_OLDC_FBHOILE01_D33 | Residential heating technology - Heat pump, Air-to-water, low-price product - single-family house - existing building - distributed level 0.33 | HOUELC, HOUAMB | HOUPARRHN_OLDC_DMD | MKr20 | 2040 | 6.4688 | 0.26331 | 0.27981 | [5 empty] | PAR | C | OLD | 3.5738 |  | RHNHPELC | 2 | 0.33333 | HOUPARRHNHPELCN07_OLDC_FBHOILE01 | 0.8 | HOUPARRHNHPELCN07_OLDC | HOUPARRHNBHOILE01_OLDC | BHOILE01 | HPELCN07 | PAR_OLDC | BHOILE01_HPELCN07 | 4 | -0.25 | 1 | Supported
HOUPARRHNHPELCN07_OLDC_FBHOILE01_D33 | Residential heating technology - Heat pump, Air-to-water, low-price product - single-family house - existing building - distributed level 0.33 | HOUELC, HOUAMB | HOUPARRHN_OLDC_DMD | MKr20 | 2050 | 5.8925 | 0.2573 | 0.27193 | [5 empty] | PAR | C | OLD | 3.6774 |  | RHNHPELC | 2 | 0.33333 | HOUPARRHNHPELCN07_OLDC_FBHOILE01 | 0.8 | HOUPARRHNHPELCN07_OLDC | HOUPARRHNBHOILE01_OLDC | BHOILE01 | HPELCN07 | PAR_OLDC | BHOILE01_HPELCN07 | 4 | -0.25 | 1 | Supported
HOUPARRHNHPELCN05_OLDC_FBHOILE01_D33 | Residential heating technology - Heat pump, Air-to-water - leasing - single-family house - existing building - distributed level 0.33 | HOUELC, HOUAMB | HOUPARRHN_OLDC_DMD | MKr20 | 2020 | 5.4102 | 0.9839 | 0.30646 | [5 empty] | PAR | C | OLD | 3.2631 |  | RHNHPELC | 2 | 0.33333 | HOUPARRHNHPELCN05_OLDC_FBHOILE01 | 0.8 | HOUPARRHNHPELCN05_OLDC | HOUPARRHNBHOILE01_OLDC | BHOILE01 | HPELCN05 | PAR_OLDC | BHOILE01_HPELCN05 | 4 | -0.25 | 1 | Supported
HOUPARRHNHPELCN05_OLDC_FBHOILE01_D33 | Residential heating technology - Heat pump, Air-to-water - leasing - single-family house - existing building - distributed level 0.33 | HOUELC, HOUAMB | HOUPARRHN_OLDC_DMD | MKr20 | 2025 | 4.9903 | 0.84862 | 0.29253 | [5 empty] | PAR | C | OLD | 3.4185 |  | RHNHPELC | 2 | 0.33333 | HOUPARRHNHPELCN05_OLDC_FBHOILE01 | 0.8 | HOUPARRHNHPELCN05_OLDC | HOUPARRHNBHOILE01_OLDC | BHOILE01 | HPELCN05 | PAR_OLDC | BHOILE01_HPELCN05 | 4 | -0.25 | 1 | Supported
HOUPARRHNHPELCN05_OLDC_FBHOILE01_D33 | Residential heating technology - Heat pump, Air-to-water - leasing - single-family house - existing building - distributed level 0.33 | HOUELC, HOUAMB | HOUPARRHN_OLDC_DMD | MKr20 | 2030 | 4.5704 | 0.79289 | 0.27981 | [5 empty] | PAR | C | OLD | 3.5738 |  | RHNHPELC | 2 | 0.33333 | HOUPARRHNHPELCN05_OLDC_FBHOILE01 | 0.8 | HOUPARRHNHPELCN05_OLDC | HOUPARRHNBHOILE01_OLDC | BHOILE01 | HPELCN05 | PAR_OLDC | BHOILE01_HPELCN05 | 4 | -0.25 | 1 | Supported
HOUPARRHNHPELCN05_OLDC_FBHOILE01_D33 | Residential heating technology - Heat pump, Air-to-water - leasing - single-family house - existing building - distributed level 0.33 | HOUELC, HOUAMB | HOUPARRHN_OLDC_DMD | MKr20 | 2040 | 4.2298 | 0.74431 | 0.26815 | [5 empty] | PAR | C | OLD | 3.7292 |  | RHNHPELC | 2 | 0.33333 | HOUPARRHNHPELCN05_OLDC_FBHOILE01 | 0.8 | HOUPARRHNHPELCN05_OLDC | HOUPARRHNBHOILE01_OLDC | BHOILE01 | HPELCN05 | PAR_OLDC | BHOILE01_HPELCN05 | 4 | -0.25 | 1 | Supported
HOUPARRHNHPELCN05_OLDC_FBHOILE01_D33 | Residential heating technology - Heat pump, Air-to-water - leasing - single-family house - existing building - distributed level 0.33 | HOUELC, HOUAMB | HOUPARRHN_OLDC_DMD | MKr20 | 2050 | 3.8893 | 0.69572 | 0.26091 | [5 empty] | PAR | C | OLD | 3.8328 |  | RHNHPELC | 2 | 0.33333 | HOUPARRHNHPELCN05_OLDC_FBHOILE01 | 0.8 | HOUPARRHNHPELCN05_OLDC | HOUPARRHNBHOILE01_OLDC | BHOILE01 | HPELCN05 | PAR_OLDC | BHOILE01_HPELCN05 | 4 | -0.25 | 1 | Supported
HOUPARRHNHPELCN04_OLDC_FBHOILE01_D33 | Residential heating technology - Heat pump, Ground source - single-family house - existing building - distributed level 0.33 | HOUELC, HOUAMB | HOUPARRHN_OLDC_DMD | MKr20 | 2020 | 14.3298 | 0.28377 | 0.27981 | [5 empty] | PAR | C | OLD | 3.5738 |  | RHNHPELC | 2 | 0.33333 | HOUPARRHNHPELCN04_OLDC_FBHOILE01 | 0.8 | HOUPARRHNHPELCN04_OLDC | HOUPARRHNBHOILE01_OLDC | BHOILE01 | HPELCN04 | PAR_OLDC | BHOILE01_HPELCN04 | 4 | -0.25 | 1 | Supported
HOUPARRHNHPELCN04_OLDC_FBHOILE01_D33 | Residential heating technology - Heat pump, Ground source - single-family house - existing building - distributed level 0.33 | HOUELC, HOUAMB | HOUPARRHN_OLDC_DMD | MKr20 | 2025 | 13.6133 | 0.20097 | 0.27193 | [5 empty] | PAR | C | OLD | 3.6774 |  | RHNHPELC | 2 | 0.33333 | HOUPARRHNHPELCN04_OLDC_FBHOILE01 | 0.8 | HOUPARRHNHPELCN04_OLDC | HOUPARRHNBHOILE01_OLDC | BHOILE01 | HPELCN04 | PAR_OLDC | BHOILE01_HPELCN04 | 4 | -0.25 | 1 | Supported
HOUPARRHNHPELCN04_OLDC_FBHOILE01_D33 | Residential heating technology - Heat pump, Ground source - single-family house - existing building - distributed level 0.33 | HOUELC, HOUAMB | HOUPARRHN_OLDC_DMD | MKr20 | 2030 | 12.8968 | 0.19772 | 0.26448 | [5 empty] | PAR | C | OLD | 3.781 |  | RHNHPELC | 2 | 0.33333 | HOUPARRHNHPELCN04_OLDC_FBHOILE01 | 0.8 | HOUPARRHNHPELCN04_OLDC | HOUPARRHNBHOILE01_OLDC | BHOILE01 | HPELCN04 | PAR_OLDC | BHOILE01_HPELCN04 | 4 | -0.25 | 1 | Supported
HOUPARRHNHPELCN04_OLDC_FBHOILE01_D33 | Residential heating technology - Heat pump, Ground source - single-family house - existing building - distributed level 0.33 | HOUELC, HOUAMB | HOUPARRHN_OLDC_DMD | MKr20 | 2040 | 12.252 | 0.19171 | 0.25404 | [5 empty] | PAR | C | OLD | 3.9364 |  | RHNHPELC | 2 | 0.33333 | HOUPARRHNHPELCN04_OLDC_FBHOILE01 | 0.8 | HOUPARRHNHPELCN04_OLDC | HOUPARRHNBHOILE01_OLDC | BHOILE01 | HPELCN04 | PAR_OLDC | BHOILE01_HPELCN04 | 4 | -0.25 | 1 | Supported
HOUPARRHNHPELCN04_OLDC_FBHOILE01_D33 | Residential heating technology - Heat pump, Ground source - single-family house - existing building - distributed level 0.33 | HOUELC, HOUAMB | HOUPARRHN_OLDC_DMD | MKr20 | 2050 | 11.6072 | 0.18569 | 0.25074 | [5 empty] | PAR | C | OLD | 3.9882 |  | RHNHPELC | 2 | 0.33333 | HOUPARRHNHPELCN04_OLDC_FBHOILE01 | 0.8 | HOUPARRHNHPELCN04_OLDC | HOUPARRHNBHOILE01_OLDC | BHOILE01 | HPELCN04 | PAR_OLDC | BHOILE01_HPELCN04 | 4 | -0.25 | 1 | Supported
HOUPARRHNHPELCN03_OLDC_FBHOILE01_D33 | Residential heating technology - Heat pump, Air-to-water - single-family house - existing building - distributed level 0.33 | HOUELC, HOUAMB | HOUPARRHN_OLDC_DMD | MKr20 | 2020 | 10.8203 | 0.30764 | 0.30646 | [5 empty] | PAR | C | OLD | 3.2631 |  | RHNHPELC | 2 | 0.33333 | HOUPARRHNHPELCN03_OLDC_FBHOILE01 | 0.8 | HOUPARRHNHPELCN03_OLDC | HOUPARRHNBHOILE01_OLDC | BHOILE01 | HPELCN03 | PAR_OLDC | BHOILE01_HPELCN03 | 4 | -0.25 | 1 | Supported
HOUPARRHNHPELCN03_OLDC_FBHOILE01_D33 | Residential heating technology - Heat pump, Air-to-water - single-family house - existing building - distributed level 0.33 | HOUELC, HOUAMB | HOUPARRHN_OLDC_DMD | MKr20 | 2025 | 9.9805 | 0.22483 | 0.29253 | [5 empty] | PAR | C | OLD | 3.4185 |  | RHNHPELC | 2 | 0.33333 | HOUPARRHNHPELCN03_OLDC_FBHOILE01 | 0.8 | HOUPARRHNHPELCN03_OLDC | HOUPARRHNBHOILE01_OLDC | BHOILE01 | HPELCN03 | PAR_OLDC | BHOILE01_HPELCN03 | 4 | -0.25 | 1 | Supported
HOUPARRHNHPELCN03_OLDC_FBHOILE01_D33 | Residential heating technology - Heat pump, Air-to-water - single-family house - existing building - distributed level 0.33 | HOUELC, HOUAMB | HOUPARRHN_OLDC_DMD | MKr20 | 2030 | 9.1408 | 0.22159 | 0.27981 | [5 empty] | PAR | C | OLD | 3.5738 |  | RHNHPELC | 2 | 0.33333 | HOUPARRHNHPELCN03_OLDC_FBHOILE01 | 0.8 | HOUPARRHNHPELCN03_OLDC | HOUPARRHNBHOILE01_OLDC | BHOILE01 | HPELCN03 | PAR_OLDC | BHOILE01_HPELCN03 | 4 | -0.25 | 1 | Supported
HOUPARRHNHPELCN03_OLDC_FBHOILE01_D33 | Residential heating technology - Heat pump, Air-to-water - single-family house - existing building - distributed level 0.33 | HOUELC, HOUAMB | HOUPARRHN_OLDC_DMD | MKr20 | 2040 | 8.4597 | 0.21558 | 0.26815 | [5 empty] | PAR | C | OLD | 3.7292 |  | RHNHPELC | 2 | 0.33333 | HOUPARRHNHPELCN03_OLDC_FBHOILE01 | 0.8 | HOUPARRHNHPELCN03_OLDC | HOUPARRHNBHOILE01_OLDC | BHOILE01 | HPELCN03 | PAR_OLDC | BHOILE01_HPELCN03 | 4 | -0.25 | 1 | Supported
HOUPARRHNHPELCN03_OLDC_FBHOILE01_D33 | Residential heating technology - Heat pump, Air-to-water - single-family house - existing building - distributed level 0.33 | HOUELC, HOUAMB | HOUPARRHN_OLDC_DMD | MKr20 | 2050 | 7.7786 | 0.20956 | 0.26091 | [5 empty] | PAR | C | OLD | 3.8328 |  | RHNHPELC | 2 | 0.33333 | HOUPARRHNHPELCN03_OLDC_FBHOILE01 | 0.8 | HOUPARRHNHPELCN03_OLDC | HOUPARRHNBHOILE01_OLDC | BHOILE01 | HPELCN03 | PAR_OLDC | BHOILE01_HPELCN03 | 4 | -0.25 | 1 | Supported
HOUPARRHNHPELCN02_OLDC_FBHOILE01_D33 | Residential heating technology - Heat pump, Air-to-air - single-family house - existing building - distributed level 0.33 | HOUELC, HOUAMB | HOUPARRHN_OLDC_DMD | MKr20 | 2020 | 1.9871 | 0.15994 | 0.19904 | [5 empty] | PAR | C | OLD | 5.0241 |  | RHNHPELC | 2 | 0.33333 | HOUPARRHNHPELCN02_OLDC_FBHOILE01 | 0.8 | HOUPARRHNHPELCN02_OLDC | HOUPARRHNBHOILE01_OLDC | BHOILE01 | HPELCN02 | PAR_OLDC | BHOILE01_HPELCN02 | 5 | 0 | 1.1 | Unlikely
HOUPARRHNHPELCN02_OLDC_FBHOILE01_D33 | Residential heating technology - Heat pump, Air-to-air - single-family house - existing building - distributed level 0.33 | HOUELC, HOUAMB | HOUPARRHN_OLDC_DMD | MKr20 | 2025 | 1.9385 | 0.10866 | 0.18928 | [5 empty] | PAR | C | OLD | 5.2831 |  | RHNHPELC | 2 | 0.33333 | HOUPARRHNHPELCN02_OLDC_FBHOILE01 | 0.8 | HOUPARRHNHPELCN02_OLDC | HOUPARRHNBHOILE01_OLDC | BHOILE01 | HPELCN02 | PAR_OLDC | BHOILE01_HPELCN02 | 5 | 0 | 1.1 | Unlikely
HOUPARRHNHPELCN02_OLDC_FBHOILE01_D33 | Residential heating technology - Heat pump, Air-to-air - single-family house - existing building - distributed level 0.33 | HOUELC, HOUAMB | HOUPARRHN_OLDC_DMD | MKr20 | 2030 | 1.8899 | 0.10666 | 0.18214 | [5 empty] | PAR | C | OLD | 5.4902 |  | RHNHPELC | 2 | 0.33333 | HOUPARRHNHPELCN02_OLDC_FBHOILE01 | 0.8 | HOUPARRHNHPELCN02_OLDC | HOUPARRHNBHOILE01_OLDC | BHOILE01 | HPELCN02 | PAR_OLDC | BHOILE01_HPELCN02 | 5 | 0 | 1.1 | Unlikely
HOUPARRHNHPELCN02_OLDC_FBHOILE01_D33 | Residential heating technology - Heat pump, Air-to-air - single-family house - existing building - distributed level 0.33 | HOUELC, HOUAMB | HOUPARRHN_OLDC_DMD | MKr20 | 2040 | 1.7998 | 0.10293 | 0.17552 | [5 empty] | PAR | C | OLD | 5.6974 |  | RHNHPELC | 2 | 0.33333 | HOUPARRHNHPELCN02_OLDC_FBHOILE01 | 0.8 | HOUPARRHNHPELCN02_OLDC | HOUPARRHNBHOILE01_OLDC | BHOILE01 | HPELCN02 | PAR_OLDC | BHOILE01_HPELCN02 | 5 | 0 | 1.1 | Unlikely
HOUPARRHNHPELCN02_OLDC_FBHOILE01_D33 | Residential heating technology - Heat pump, Air-to-air - single-family house - existing building - distributed level 0.33 | HOUELC, HOUAMB | HOUPARRHN_OLDC_DMD | MKr20 | 2050 | 1.7097 | 0.099207 | 0.17238 | [5 empty] | PAR | C | OLD | 5.801 |  | RHNHPELC | 2 | 0.33333 | HOUPARRHNHPELCN02_OLDC_FBHOILE01 | 0.8 | HOUPARRHNHPELCN02_OLDC | HOUPARRHNBHOILE01_OLDC | BHOILE01 | HPELCN02 | PAR_OLDC | BHOILE01_HPELCN02 | 5 | 0 | 1.1 | Unlikely
HOUPARRHNDIELCN06_OLDC_FBHOILE01_D33 | Residential heating technology - Electric heating - electric panel from Bauhaus - single-family house - new building - distributed level 0.33 | HOUELC | HOUPARRHN_OLDC_DMD | MKr20 | 2020 | 0.56157 | 0 | [6 empty] | PAR | C | OLD |  |  | RHNDIELC | 2 | 0.33333 | HOUPARRHNDIELCN06_OLDC_FBHOILE01 | 0.8 | HOUPARRHNDIELCN06_OLDC | HOUPARRHNBHOILE01_OLDC | BHOILE01 | DIELCN06 | PAR_OLDC | BHOILE01_DIELCN06 | 5 | 0 | 1.1 | Unlikely
HOUPARRHNDIELCN06_OLDC_FBHOILE01_D33 | Residential heating technology - Electric heating - electric panel from Bauhaus - single-family house - new building - distributed level 0.33 | HOUELC | HOUPARRHN_OLDC_DMD | MKr20 | 2025 | 0.56157 | 0 | [6 empty] | PAR | C | OLD |  |  | RHNDIELC | 2 | 0.33333 | HOUPARRHNDIELCN06_OLDC_FBHOILE01 | 0.8 | HOUPARRHNDIELCN06_OLDC | HOUPARRHNBHOILE01_OLDC | BHOILE01 | DIELCN06 | PAR_OLDC | BHOILE01_DIELCN06 | 5 | 0 | 1.1 | Unlikely
HOUPARRHNDIELCN06_OLDC_FBHOILE01_D33 | Residential heating technology - Electric heating - electric panel from Bauhaus - single-family house - new building - distributed level 0.33 | HOUELC | HOUPARRHN_OLDC_DMD | MKr20 | 2030 | 0.56157 | 0 | [6 empty] | PAR | C | OLD |  |  | RHNDIELC | 2 | 0.33333 | HOUPARRHNDIELCN06_OLDC_FBHOILE01 | 0.8 | HOUPARRHNDIELCN06_OLDC | HOUPARRHNBHOILE01_OLDC | BHOILE01 | DIELCN06 | PAR_OLDC | BHOILE01_DIELCN06 | 5 | 0 | 1.1 | Unlikely
HOUPARRHNDIELCN06_OLDC_FBHOILE01_D33 | Residential heating technology - Electric heating - electric panel from Bauhaus - single-family house - new building - distributed level 0.33 | HOUELC | HOUPARRHN_OLDC_DMD | MKr20 | 2040 | 0.56157 | 0 | [6 empty] | PAR | C | OLD |  |  | RHNDIELC | 2 | 0.33333 | HOUPARRHNDIELCN06_OLDC_FBHOILE01 | 0.8 | HOUPARRHNDIELCN06_OLDC | HOUPARRHNBHOILE01_OLDC | BHOILE01 | DIELCN06 | PAR_OLDC | BHOILE01_DIELCN06 | 5 | 0 | 1.1 | Unlikely
HOUPARRHNDIELCN06_OLDC_FBHOILE01_D33 | Residential heating technology - Electric heating - electric panel from Bauhaus - single-family house - new building - distributed level 0.33 | HOUELC | HOUPARRHN_OLDC_DMD | MKr20 | 2050 | 0.56157 | 0 | [6 empty] | PAR | C | OLD |  |  | RHNDIELC | 2 | 0.33333 | HOUPARRHNDIELCN06_OLDC_FBHOILE01 | 0.8 | HOUPARRHNDIELCN06_OLDC | HOUPARRHNBHOILE01_OLDC | BHOILE01 | DIELCN06 | PAR_OLDC | BHOILE01_DIELCN06 | 5 | 0 | 1.1 | Unlikely
HOUPARRHNDIELCN01_OLDC_FBHOILE01_D33 | Residential heating technology - Electric heating - single-family house - new building - distributed level 0.33 | HOUELC | HOUPARRHN_OLDC_DMD | MKr20 | 2020 | 6.8232 | 0.055321 | [6 empty] | PAR | C | OLD |  |  | RHNDIELC | 2 | 0.33333 | HOUPARRHNDIELCN01_OLDC_FBHOILE01 | 0.8 | HOUPARRHNDIELCN01_OLDC | HOUPARRHNBHOILE01_OLDC | BHOILE01 | DIELCN01 | PAR_OLDC | BHOILE01_DIELCN01 | 5 | 0 | 1.1 | Unlikely
HOUPARRHNDIELCN01_OLDC_FBHOILE01_D33 | Residential heating technology - Electric heating - single-family house - new building - distributed level 0.33 | HOUELC | HOUPARRHN_OLDC_DMD | MKr20 | 2025 | 6.6543 | 0.055321 | [6 empty] | PAR | C | OLD |  |  | RHNDIELC | 2 | 0.33333 | HOUPARRHNDIELCN01_OLDC_FBHOILE01 | 0.8 | HOUPARRHNDIELCN01_OLDC | HOUPARRHNBHOILE01_OLDC | BHOILE01 | DIELCN01 | PAR_OLDC | BHOILE01_DIELCN01 | 5 | 0 | 1.1 | Unlikely
HOUPARRHNDIELCN01_OLDC_FBHOILE01_D33 | Residential heating technology - Electric heating - single-family house - new building - distributed level 0.33 | HOUELC | HOUPARRHN_OLDC_DMD | MKr20 | 2030 | 6.4896 | 0.053016 | [6 empty] | PAR | C | OLD |  |  | RHNDIELC | 2 | 0.33333 | HOUPARRHNDIELCN01_OLDC_FBHOILE01 | 0.8 | HOUPARRHNDIELCN01_OLDC | HOUPARRHNBHOILE01_OLDC | BHOILE01 | DIELCN01 | PAR_OLDC | BHOILE01_DIELCN01 | 5 | 0 | 1.1 | Unlikely
HOUPARRHNDIELCN01_OLDC_FBHOILE01_D33 | Residential heating technology - Electric heating - single-family house - new building - distributed level 0.33 | HOUELC | HOUPARRHN_OLDC_DMD | MKr20 | 2040 | 6.1723 | 0.050711 | [6 empty] | PAR | C | OLD |  |  | RHNDIELC | 2 | 0.33333 | HOUPARRHNDIELCN01_OLDC_FBHOILE01 | 0.8 | HOUPARRHNDIELCN01_OLDC | HOUPARRHNBHOILE01_OLDC | BHOILE01 | DIELCN01 | PAR_OLDC | BHOILE01_DIELCN01 | 5 | 0 | 1.1 | Unlikely
HOUPARRHNDIELCN01_OLDC_FBHOILE01_D33 | Residential heating technology - Electric heating - single-family house - new building - distributed level 0.33 | HOUELC | HOUPARRHN_OLDC_DMD | MKr20 | 2050 | 5.8706 | 0.048406 | [6 empty] | PAR | C | OLD |  |  | RHNDIELC | 2 | 0.33333 | HOUPARRHNDIELCN01_OLDC_FBHOILE01 | 0.8 | HOUPARRHNDIELCN01_OLDC | HOUPARRHNBHOILE01_OLDC | BHOILE01 | DIELCN01 | PAR_OLDC | BHOILE01_DIELCN01 | 5 | 0 | 1.1 | Unlikely
HOUPARRHNBHWPEN01_OLDC_FBHOILE01_D33 | Residential heating technology - Biomass boiler, automatic stoking , wood pellets or wood chips - single-family house - existing building - distributed level 0.33 | HOUWPE | HOUPARRHN_OLDC_DMD | MKr20 | 2020 | 3.3639 | 0.25872 |  | 25 | 14 | 70 | 2 | 4 | PAR | C | OLD |  |  | RHNBHWPE | 2 | 0.33333 | HOUPARRHNBHWPEN01_OLDC_FBHOILE01 | 0.8 | HOUPARRHNBHWPEN01_OLDC | HOUPARRHNBHOILE01_OLDC | BHOILE01 | BHWPEN01 | PAR_OLDC | BHOILE01_BHWPEN01 | 6 | 0 | 1 | New
HOUPARRHNBHWPEN01_OLDC_FBHOILE01_D33 | Residential heating technology - Biomass boiler, automatic stoking , wood pellets or wood chips - single-family house - existing building - distributed level 0.33 | HOUWPE | HOUPARRHN_OLDC_DMD | MKr20 | 2025 | 3.2806 | 0.25425 |  | 25 | 14 | 60 | 2 | 4 | PAR | C | OLD |  |  | RHNBHWPE | 2 | 0.33333 | HOUPARRHNBHWPEN01_OLDC_FBHOILE01 | 0.8 | HOUPARRHNBHWPEN01_OLDC | HOUPARRHNBHOILE01_OLDC | BHOILE01 | BHWPEN01 | PAR_OLDC | BHOILE01_BHWPEN01 | 6 | 0 | 1 | New
HOUPARRHNBHWPEN01_OLDC_FBHOILE01_D33 | Residential heating technology - Biomass boiler, automatic stoking , wood pellets or wood chips - single-family house - existing building - distributed level 0.33 | HOUWPE | HOUPARRHN_OLDC_DMD | MKr20 | 2030 | 3.1994 | 0.25086 |  | 25 | 11 | 50 | 1 | 4 | PAR | C | OLD |  |  | RHNBHWPE | 2 | 0.33333 | HOUPARRHNBHWPEN01_OLDC_FBHOILE01 | 0.8 | HOUPARRHNBHWPEN01_OLDC | HOUPARRHNBHOILE01_OLDC | BHOILE01 | BHWPEN01 | PAR_OLDC | BHOILE01_BHWPEN01 | 6 | 0 | 1 | New
HOUPARRHNBHWPEN01_OLDC_FBHOILE01_D33 | Residential heating technology - Biomass boiler, automatic stoking , wood pellets or wood chips - single-family house - existing building - distributed level 0.33 | HOUWPE | HOUPARRHN_OLDC_DMD | MKr20 | 2040 | 3.043 | 0.23976 |  | 25 | 9 | 45 | 1 | 4 | PAR | C | OLD |  |  | RHNBHWPE | 2 | 0.33333 | HOUPARRHNBHWPEN01_OLDC_FBHOILE01 | 0.8 | HOUPARRHNBHWPEN01_OLDC | HOUPARRHNBHOILE01_OLDC | BHOILE01 | BHWPEN01 | PAR_OLDC | BHOILE01_BHWPEN01 | 6 | 0 | 1 | New
HOUPARRHNBHWPEN01_OLDC_FBHOILE01_D33 | Residential heating technology - Biomass boiler, automatic stoking , wood pellets or wood chips - single-family house - existing building - distributed level 0.33 | HOUWPE | HOUPARRHN_OLDC_DMD | MKr20 | 2050 | 3.6178 | 0.28643 |  | 25 | 9 | 40 | 0 | 4 | PAR | C | OLD |  |  | RHNBHWPE | 2 | 0.33333 | HOUPARRHNBHWPEN01_OLDC_FBHOILE01 | 0.8 | HOUPARRHNBHWPEN01_OLDC | HOUPARRHNBHOILE01_OLDC | BHOILE01 | BHWPEN01 | PAR_OLDC | BHOILE01_BHWPEN01 | 6 | 0 | 1 | New
HOUPARRHNBHSOLN01_OLDC_FBHOILE01_D33 | Residential heating technology - Solar heating system - single-family house - existing building - distributed level 0.33 | HOUSOL | HOUPARRHN_OLDC_DMD | MKr20 | 2020 | 7.498 | 0.086357 | [6 empty] | PAR | C | OLD |  |  | RHNBHSOL | 2 | 0.33333 | HOUPARRHNBHSOLN01_OLDC_FBHOILE01 | 0.8 | HOUPARRHNBHSOLN01_OLDC | HOUPARRHNBHOILE01_OLDC | BHOILE01 | BHSOLN01 | PAR_OLDC | BHOILE01_BHSOLN01 | 5 | 0 | 1.1 | Unlikely
HOUPARRHNBHSOLN01_OLDC_FBHOILE01_D33 | Residential heating technology - Solar heating system - single-family house - existing building - distributed level 0.33 | HOUSOL | HOUPARRHN_OLDC_DMD | MKr20 | 2025 | 7.3124 | 0.081089 | [6 empty] | PAR | C | OLD |  |  | RHNBHSOL | 2 | 0.33333 | HOUPARRHNBHSOLN01_OLDC_FBHOILE01 | 0.8 | HOUPARRHNBHSOLN01_OLDC | HOUPARRHNBHOILE01_OLDC | BHOILE01 | BHSOLN01 | PAR_OLDC | BHOILE01_BHSOLN01 | 5 | 0 | 1.1 | Unlikely
HOUPARRHNBHSOLN01_OLDC_FBHOILE01_D33 | Residential heating technology - Solar heating system - single-family house - existing building - distributed level 0.33 | HOUSOL | HOUPARRHN_OLDC_DMD | MKr20 | 2030 | 7.1315 | 0.079113 | [6 empty] | PAR | C | OLD |  |  | RHNBHSOL | 2 | 0.33333 | HOUPARRHNBHSOLN01_OLDC_FBHOILE01 | 0.8 | HOUPARRHNBHSOLN01_OLDC | HOUPARRHNBHOILE01_OLDC | BHOILE01 | BHSOLN01 | PAR_OLDC | BHOILE01_BHSOLN01 | 5 | 0 | 1.1 | Unlikely
HOUPARRHNBHSOLN01_OLDC_FBHOILE01_D33 | Residential heating technology - Solar heating system - single-family house - existing building - distributed level 0.33 | HOUSOL | HOUPARRHN_OLDC_DMD | MKr20 | 2040 | 6.7828 | 0.074832 | [6 empty] | PAR | C | OLD |  |  | RHNBHSOL | 2 | 0.33333 | HOUPARRHNBHSOLN01_OLDC_FBHOILE01 | 0.8 | HOUPARRHNBHSOLN01_OLDC | HOUPARRHNBHOILE01_OLDC | BHOILE01 | BHSOLN01 | PAR_OLDC | BHOILE01_BHSOLN01 | 5 | 0 | 1.1 | Unlikely
HOUPARRHNBHSOLN01_OLDC_FBHOILE01_D33 | Residential heating technology - Solar heating system - single-family house - existing building - distributed level 0.33 | HOUSOL | HOUPARRHN_OLDC_DMD | MKr20 | 2050 | 6.4512 | 0.070551 | [6 empty] | PAR | C | OLD |  |  | RHNBHSOL | 2 | 0.33333 | HOUPARRHNBHSOLN01_OLDC_FBHOILE01 | 0.8 | HOUPARRHNBHSOLN01_OLDC | HOUPARRHNBHOILE01_OLDC | BHOILE01 | BHSOLN01 | PAR_OLDC | BHOILE01_BHSOLN01 | 5 | 0 | 1.1 | Unlikely
HOUPARRHNBHOILN01_OLDC_FBHOILE01_D33 | Residential heating technology - Oil boiler (mineral oil fired, < 10 % FAME) - single-family house - existing building - distributed level 0.33 | HOUOIL, HOUDSB, HOUDSE | HOUPARRHN_OLDC_DMD | MKr20 | 2020 | 1.7426 | 0.06382 |  | 6.7 | 5 | 52 | 0 | 0 | PAR | C | OLD |  |  | RHNBHOIL | 2 | 0.33333 | HOUPARRHNBHOILN01_OLDC_FBHOILE01 | 0.8 | HOUPARRHNBHOILN01_OLDC | HOUPARRHNBHOILE01_OLDC | BHOILE01 | BHOILN01 | PAR_OLDC | BHOILE01_BHOILN01 | 2 | 0 | 0.9 | Same
HOUPARRHNBHOILN01_OLDC_FBHOILE01_D33 | Residential heating technology - Oil boiler (mineral oil fired, < 10 % FAME) - single-family house - existing building - distributed level 0.33 | HOUOIL, HOUDSB, HOUDSE | HOUPARRHN_OLDC_DMD | MKr20 | 2025 | 1.7095 | 0.062702 |  | 6.7 | 5 | 52 | 0 | 0 | PAR | C | OLD |  |  | RHNBHOIL | 2 | 0.33333 | HOUPARRHNBHOILN01_OLDC_FBHOILE01 | 0.8 | HOUPARRHNBHOILN01_OLDC | HOUPARRHNBHOILE01_OLDC | BHOILE01 | BHOILN01 | PAR_OLDC | BHOILE01_BHOILN01 | 2 | 0 | 0.9 | Same
HOUPARRHNBHOILN01_OLDC_FBHOILE01_D33 | Residential heating technology - Oil boiler (mineral oil fired, < 10 % FAME) - single-family house - existing building - distributed level 0.33 | HOUOIL, HOUDSB, HOUDSE | HOUPARRHN_OLDC_DMD | MKr20 | 2030 | 1.6772 | 0.061798 |  | 6.7 | 5 | 52 | 0 | 0 | PAR | C | OLD |  |  | RHNBHOIL | 2 | 0.33333 | HOUPARRHNBHOILN01_OLDC_FBHOILE01 | 0.8 | HOUPARRHNBHOILN01_OLDC | HOUPARRHNBHOILE01_OLDC | BHOILE01 | BHOILN01 | PAR_OLDC | BHOILE01_BHOILN01 | 2 | 0 | 0.9 | Same
HOUPARRHNBHOILN01_OLDC_FBHOILE01_D33 | Residential heating technology - Oil boiler (mineral oil fired, < 10 % FAME) - single-family house - existing building - distributed level 0.33 | HOUOIL, HOUDSB, HOUDSE | HOUPARRHN_OLDC_DMD | MKr20 | 2040 | 1.615 | 0.058648 |  | 6.7 | 5 | 52 | 0 | 0 | PAR | C | OLD |  |  | RHNBHOIL | 2 | 0.33333 | HOUPARRHNBHOILN01_OLDC_FBHOILE01 | 0.8 | HOUPARRHNBHOILN01_OLDC | HOUPARRHNBHOILE01_OLDC | BHOILE01 | BHOILN01 | PAR_OLDC | BHOILE01_BHOILN01 | 2 | 0 | 0.9 | Same
HOUPARRHNBHOILN01_OLDC_FBHOILE01_D33 | Residential heating technology - Oil boiler (mineral oil fired, < 10 % FAME) - single-family house - existing building - distributed level 0.33 | HOUOIL, HOUDSB, HOUDSE | HOUPARRHN_OLDC_DMD | MKr20 | 2050 | 1.5558 | 0.05547 |  | 6.7 | 5 | 52 | 0 | 0 | PAR | C | OLD |  |  | RHNBHOIL | 2 | 0.33333 | HOUPARRHNBHOILN01_OLDC_FBHOILE01 | 0.8 | HOUPARRHNBHOILN01_OLDC | HOUPARRHNBHOILE01_OLDC | BHOILE01 | BHOILN01 | PAR_OLDC | BHOILE01_BHOILN01 | 2 | 0 | 0.9 | Same
HOUPARRHNBHDHCN03_OLDC_FBHOILE01_D33 | Residential heating technology - Direct district heating substation - plus connection pipe - single-family house - existing building - distributed level 0.33 | HOUDHC | HOUPARRHN_OLDC_DMD | MKr20 | 2020 | 2.7489 | 0.028099 | [6 empty] | PAR | C | OLD |  |  | RHNBHDHC | 2 | 0.33333 | HOUPARRHNBHDHCN03_OLDC_FBHOILE01 | 0.8 | HOUPARRHNBHDHCN03_OLDC | HOUPARRHNBHOILE01_OLDC | BHOILE01 | BHDHCN03 | PAR_OLDC | BHOILE01_BHDHCN03 | 6 | 0 | 1 | New
HOUPARRHNBHDHCN03_OLDC_FBHOILE01_D33 | Residential heating technology - Direct district heating substation - plus connection pipe - single-family house - existing building - distributed level 0.33 | HOUDHC | HOUPARRHN_OLDC_DMD | MKr20 | 2025 | 2.717 | 0.027891 | [6 empty] | PAR | C | OLD |  |  | RHNBHDHC | 2 | 0.33333 | HOUPARRHNBHDHCN03_OLDC_FBHOILE01 | 0.8 | HOUPARRHNBHDHCN03_OLDC | HOUPARRHNBHOILE01_OLDC | BHOILE01 | BHDHCN03 | PAR_OLDC | BHOILE01_BHDHCN03 | 6 | 0 | 1 | New
HOUPARRHNBHDHCN03_OLDC_FBHOILE01_D33 | Residential heating technology - Direct district heating substation - plus connection pipe - single-family house - existing building - distributed level 0.33 | HOUDHC | HOUPARRHN_OLDC_DMD | MKr20 | 2030 | 2.6904 | 0.027393 | [6 empty] | PAR | C | OLD |  |  | RHNBHDHC | 2 | 0.33333 | HOUPARRHNBHDHCN03_OLDC_FBHOILE01 | 0.8 | HOUPARRHNBHDHCN03_OLDC | HOUPARRHNBHOILE01_OLDC | BHOILE01 | BHDHCN03 | PAR_OLDC | BHOILE01_BHDHCN03 | 6 | 0 | 1 | New
HOUPARRHNBHDHCN03_OLDC_FBHOILE01_D33 | Residential heating technology - Direct district heating substation - plus connection pipe - single-family house - existing building - distributed level 0.33 | HOUDHC | HOUPARRHN_OLDC_DMD | MKr20 | 2040 | 2.6425 | 0.026213 | [6 empty] | PAR | C | OLD |  |  | RHNBHDHC | 2 | 0.33333 | HOUPARRHNBHDHCN03_OLDC_FBHOILE01 | 0.8 | HOUPARRHNBHDHCN03_OLDC | HOUPARRHNBHOILE01_OLDC | BHOILE01 | BHDHCN03 | PAR_OLDC | BHOILE01_BHDHCN03 | 6 | 0 | 1 | New
HOUPARRHNBHDHCN03_OLDC_FBHOILE01_D33 | Residential heating technology - Direct district heating substation - plus connection pipe - single-family house - existing building - distributed level 0.33 | HOUDHC | HOUPARRHN_OLDC_DMD | MKr20 | 2050 | 2.5894 | 0.024497 | [6 empty] | PAR | C | OLD |  |  | RHNBHDHC | 2 | 0.33333 | HOUPARRHNBHDHCN03_OLDC_FBHOILE01 | 0.8 | HOUPARRHNBHDHCN03_OLDC | HOUPARRHNBHOILE01_OLDC | BHOILE01 | BHDHCN03 | PAR_OLDC | BHOILE01_BHDHCN03 | 6 | 0 | 1 | New
HOUPARRHNHPELCN07_OLDD_FBHOILE01_D33 | Residential heating technology - Heat pump, Air-to-water, low-price product - single-family house - existing building - distributed level 0.33 | HOUELC, HOUAMB | HOUPARRHN_OLDD_DMD | MKr20 | 2020 | 8.4918 | 0.35537 | 0.32178 | [5 empty] | PAR | D | OLD | 3.1077 |  | RHNHPELC | 2 | 0.33333 | HOUPARRHNHPELCN07_OLDD_FBHOILE01 | 0.8 | HOUPARRHNHPELCN07_OLDD | HOUPARRHNBHOILE01_OLDD | BHOILE01 | HPELCN07 | PAR_OLDD | BHOILE01_HPELCN07 | 4 | -0.25 | 1 | Supported
HOUPARRHNHPELCN07_OLDD_FBHOILE01_D33 | Residential heating technology - Heat pump, Air-to-water, low-price product - single-family house - existing building - distributed level 0.33 | HOUELC, HOUAMB | HOUPARRHN_OLDD_DMD | MKr20 | 2025 | 7.7685 | 0.27257 | 0.30646 | [5 empty] | PAR | D | OLD | 3.2631 |  | RHNHPELC | 2 | 0.33333 | HOUPARRHNHPELCN07_OLDD_FBHOILE01 | 0.8 | HOUPARRHNHPELCN07_OLDD | HOUPARRHNBHOILE01_OLDD | BHOILE01 | HPELCN07 | PAR_OLDD | BHOILE01_HPELCN07 | 4 | -0.25 | 1 | Supported
HOUPARRHNHPELCN07_OLDD_FBHOILE01_D33 | Residential heating technology - Heat pump, Air-to-water, low-price product - single-family house - existing building - distributed level 0.33 | HOUELC, HOUAMB | HOUPARRHN_OLDD_DMD | MKr20 | 2030 | 7.0451 | 0.26933 | 0.29253 | [5 empty] | PAR | D | OLD | 3.4185 |  | RHNHPELC | 2 | 0.33333 | HOUPARRHNHPELCN07_OLDD_FBHOILE01 | 0.8 | HOUPARRHNHPELCN07_OLDD | HOUPARRHNBHOILE01_OLDD | BHOILE01 | HPELCN07 | PAR_OLDD | BHOILE01_HPELCN07 | 4 | -0.25 | 1 | Supported
HOUPARRHNHPELCN07_OLDD_FBHOILE01_D33 | Residential heating technology - Heat pump, Air-to-water, low-price product - single-family house - existing building - distributed level 0.33 | HOUELC, HOUAMB | HOUPARRHN_OLDD_DMD | MKr20 | 2040 | 6.4688 | 0.26331 | 0.27981 | [5 empty] | PAR | D | OLD | 3.5738 |  | RHNHPELC | 2 | 0.33333 | HOUPARRHNHPELCN07_OLDD_FBHOILE01 | 0.8 | HOUPARRHNHPELCN07_OLDD | HOUPARRHNBHOILE01_OLDD | BHOILE01 | HPELCN07 | PAR_OLDD | BHOILE01_HPELCN07 | 4 | -0.25 | 1 | Supported
HOUPARRHNHPELCN07_OLDD_FBHOILE01_D33 | Residential heating technology - Heat pump, Air-to-water, low-price product - single-family house - existing building - distributed level 0.33 | HOUELC, HOUAMB | HOUPARRHN_OLDD_DMD | MKr20 | 2050 | 5.8925 | 0.2573 | 0.27193 | [5 empty] | PAR | D | OLD | 3.6774 |  | RHNHPELC | 2 | 0.33333 | HOUPARRHNHPELCN07_OLDD_FBHOILE01 | 0.8 | HOUPARRHNHPELCN07_OLDD | HOUPARRHNBHOILE01_OLDD | BHOILE01 | HPELCN07 | PAR_OLDD | BHOILE01_HPELCN07 | 4 | -0.25 | 1 | Supported
HOUPARRHNHPELCN05_OLDD_FBHOILE01_D33 | Residential heating technology - Heat pump, Air-to-water - leasing - single-family house - existing building - distributed level 0.33 | HOUELC, HOUAMB | HOUPARRHN_OLDD_DMD | MKr20 | 2020 | 5.4102 | 0.9839 | 0.30646 | [5 empty] | PAR | D | OLD | 3.2631 |  | RHNHPELC | 2 | 0.33333 | HOUPARRHNHPELCN05_OLDD_FBHOILE01 | 0.8 | HOUPARRHNHPELCN05_OLDD | HOUPARRHNBHOILE01_OLDD | BHOILE01 | HPELCN05 | PAR_OLDD | BHOILE01_HPELCN05 | 4 | -0.25 | 1 | Supported
HOUPARRHNHPELCN05_OLDD_FBHOILE01_D33 | Residential heating technology - Heat pump, Air-to-water - leasing - single-family house - existing building - distributed level 0.33 | HOUELC, HOUAMB | HOUPARRHN_OLDD_DMD | MKr20 | 2025 | 4.9903 | 0.84862 | 0.29253 | [5 empty] | PAR | D | OLD | 3.4185 |  | RHNHPELC | 2 | 0.33333 | HOUPARRHNHPELCN05_OLDD_FBHOILE01 | 0.8 | HOUPARRHNHPELCN05_OLDD | HOUPARRHNBHOILE01_OLDD | BHOILE01 | HPELCN05 | PAR_OLDD | BHOILE01_HPELCN05 | 4 | -0.25 | 1 | Supported
HOUPARRHNHPELCN05_OLDD_FBHOILE01_D33 | Residential heating technology - Heat pump, Air-to-water - leasing - single-family house - existing building - distributed level 0.33 | HOUELC, HOUAMB | HOUPARRHN_OLDD_DMD | MKr20 | 2030 | 4.5704 | 0.79289 | 0.27981 | [5 empty] | PAR | D | OLD | 3.5738 |  | RHNHPELC | 2 | 0.33333 | HOUPARRHNHPELCN05_OLDD_FBHOILE01 | 0.8 | HOUPARRHNHPELCN05_OLDD | HOUPARRHNBHOILE01_OLDD | BHOILE01 | HPELCN05 | PAR_OLDD | BHOILE01_HPELCN05 | 4 | -0.25 | 1 | Supported
HOUPARRHNHPELCN05_OLDD_FBHOILE01_D33 | Residential heating technology - Heat pump, Air-to-water - leasing - single-family house - existing building - distributed level 0.33 | HOUELC, HOUAMB | HOUPARRHN_OLDD_DMD | MKr20 | 2040 | 4.2298 | 0.74431 | 0.26815 | [5 empty] | PAR | D | OLD | 3.7292 |  | RHNHPELC | 2 | 0.33333 | HOUPARRHNHPELCN05_OLDD_FBHOILE01 | 0.8 | HOUPARRHNHPELCN05_OLDD | HOUPARRHNBHOILE01_OLDD | BHOILE01 | HPELCN05 | PAR_OLDD | BHOILE01_HPELCN05 | 4 | -0.25 | 1 | Supported
HOUPARRHNHPELCN05_OLDD_FBHOILE01_D33 | Residential heating technology - Heat pump, Air-to-water - leasing - single-family house - existing building - distributed level 0.33 | HOUELC, HOUAMB | HOUPARRHN_OLDD_DMD | MKr20 | 2050 | 3.8893 | 0.69572 | 0.26091 | [5 empty] | PAR | D | OLD | 3.8328 |  | RHNHPELC | 2 | 0.33333 | HOUPARRHNHPELCN05_OLDD_FBHOILE01 | 0.8 | HOUPARRHNHPELCN05_OLDD | HOUPARRHNBHOILE01_OLDD | BHOILE01 | HPELCN05 | PAR_OLDD | BHOILE01_HPELCN05 | 4 | -0.25 | 1 | Supported
HOUPARRHNHPELCN04_OLDD_FBHOILE01_D33 | Residential heating technology - Heat pump, Ground source - single-family house - existing building - distributed level 0.33 | HOUELC, HOUAMB | HOUPARRHN_OLDD_DMD | MKr20 | 2020 | 14.3298 | 0.28377 | 0.27981 | [5 empty] | PAR | D | OLD | 3.5738 |  | RHNHPELC | 2 | 0.33333 | HOUPARRHNHPELCN04_OLDD_FBHOILE01 | 0.8 | HOUPARRHNHPELCN04_OLDD | HOUPARRHNBHOILE01_OLDD | BHOILE01 | HPELCN04 | PAR_OLDD | BHOILE01_HPELCN04 | 4 | -0.25 | 1 | Supported
HOUPARRHNHPELCN04_OLDD_FBHOILE01_D33 | Residential heating technology - Heat pump, Ground source - single-family house - existing building - distributed level 0.33 | HOUELC, HOUAMB | HOUPARRHN_OLDD_DMD | MKr20 | 2025 | 13.6133 | 0.20097 | 0.27193 | [5 empty] | PAR | D | OLD | 3.6774 |  | RHNHPELC | 2 | 0.33333 | HOUPARRHNHPELCN04_OLDD_FBHOILE01 | 0.8 | HOUPARRHNHPELCN04_OLDD | HOUPARRHNBHOILE01_OLDD | BHOILE01 | HPELCN04 | PAR_OLDD | BHOILE01_HPELCN04 | 4 | -0.25 | 1 | Supported
HOUPARRHNHPELCN04_OLDD_FBHOILE01_D33 | Residential heating technology - Heat pump, Ground source - single-family house - existing building - distributed level 0.33 | HOUELC, HOUAMB | HOUPARRHN_OLDD_DMD | MKr20 | 2030 | 12.8968 | 0.19772 | 0.26448 | [5 empty] | PAR | D | OLD | 3.781 |  | RHNHPELC | 2 | 0.33333 | HOUPARRHNHPELCN04_OLDD_FBHOILE01 | 0.8 | HOUPARRHNHPELCN04_OLDD | HOUPARRHNBHOILE01_OLDD | BHOILE01 | HPELCN04 | PAR_OLDD | BHOILE01_HPELCN04 | 4 | -0.25 | 1 | Supported
HOUPARRHNHPELCN04_OLDD_FBHOILE01_D33 | Residential heating technology - Heat pump, Ground source - single-family house - existing building - distributed level 0.33 | HOUELC, HOUAMB | HOUPARRHN_OLDD_DMD | MKr20 | 2040 | 12.252 | 0.19171 | 0.25404 | [5 empty] | PAR | D | OLD | 3.9364 |  | RHNHPELC | 2 | 0.33333 | HOUPARRHNHPELCN04_OLDD_FBHOILE01 | 0.8 | HOUPARRHNHPELCN04_OLDD | HOUPARRHNBHOILE01_OLDD | BHOILE01 | HPELCN04 | PAR_OLDD | BHOILE01_HPELCN04 | 4 | -0.25 | 1 | Supported
HOUPARRHNHPELCN04_OLDD_FBHOILE01_D33 | Residential heating technology - Heat pump, Ground source - single-family house - existing building - distributed level 0.33 | HOUELC, HOUAMB | HOUPARRHN_OLDD_DMD | MKr20 | 2050 | 11.6072 | 0.18569 | 0.25074 | [5 empty] | PAR | D | OLD | 3.9882 |  | RHNHPELC | 2 | 0.33333 | HOUPARRHNHPELCN04_OLDD_FBHOILE01 | 0.8 | HOUPARRHNHPELCN04_OLDD | HOUPARRHNBHOILE01_OLDD | BHOILE01 | HPELCN04 | PAR_OLDD | BHOILE01_HPELCN04 | 4 | -0.25 | 1 | Supported
HOUPARRHNHPELCN03_OLDD_FBHOILE01_D33 | Residential heating technology - Heat pump, Air-to-water - single-family house - existing building - distributed level 0.33 | HOUELC, HOUAMB | HOUPARRHN_OLDD_DMD | MKr20 | 2020 | 10.8203 | 0.30764 | 0.30646 | [5 empty] | PAR | D | OLD | 3.2631 |  | RHNHPELC | 2 | 0.33333 | HOUPARRHNHPELCN03_OLDD_FBHOILE01 | 0.8 | HOUPARRHNHPELCN03_OLDD | HOUPARRHNBHOILE01_OLDD | BHOILE01 | HPELCN03 | PAR_OLDD | BHOILE01_HPELCN03 | 4 | -0.25 | 1 | Supported
HOUPARRHNHPELCN03_OLDD_FBHOILE01_D33 | Residential heating technology - Heat pump, Air-to-water - single-family house - existing building - distributed level 0.33 | HOUELC, HOUAMB | HOUPARRHN_OLDD_DMD | MKr20 | 2025 | 9.9805 | 0.22483 | 0.29253 | [5 empty] | PAR | D | OLD | 3.4185 |  | RHNHPELC | 2 | 0.33333 | HOUPARRHNHPELCN03_OLDD_FBHOILE01 | 0.8 | HOUPARRHNHPELCN03_OLDD | HOUPARRHNBHOILE01_OLDD | BHOILE01 | HPELCN03 | PAR_OLDD | BHOILE01_HPELCN03 | 4 | -0.25 | 1 | Supported
HOUPARRHNHPELCN03_OLDD_FBHOILE01_D33 | Residential heating technology - Heat pump, Air-to-water - single-family house - existing building - distributed level 0.33 | HOUELC, HOUAMB | HOUPARRHN_OLDD_DMD | MKr20 | 2030 | 9.1408 | 0.22159 | 0.27981 | [5 empty] | PAR | D | OLD | 3.5738 |  | RHNHPELC | 2 | 0.33333 | HOUPARRHNHPELCN03_OLDD_FBHOILE01 | 0.8 | HOUPARRHNHPELCN03_OLDD | HOUPARRHNBHOILE01_OLDD | BHOILE01 | HPELCN03 | PAR_OLDD | BHOILE01_HPELCN03 | 4 | -0.25 | 1 | Supported
HOUPARRHNHPELCN03_OLDD_FBHOILE01_D33 | Residential heating technology - Heat pump, Air-to-water - single-family house - existing building - distributed level 0.33 | HOUELC, HOUAMB | HOUPARRHN_OLDD_DMD | MKr20 | 2040 | 8.4597 | 0.21558 | 0.26815 | [5 empty] | PAR | D | OLD | 3.7292 |  | RHNHPELC | 2 | 0.33333 | HOUPARRHNHPELCN03_OLDD_FBHOILE01 | 0.8 | HOUPARRHNHPELCN03_OLDD | HOUPARRHNBHOILE01_OLDD | BHOILE01 | HPELCN03 | PAR_OLDD | BHOILE01_HPELCN03 | 4 | -0.25 | 1 | Supported
HOUPARRHNHPELCN03_OLDD_FBHOILE01_D33 | Residential heating technology - Heat pump, Air-to-water - single-family house - existing building - distributed level 0.33 | HOUELC, HOUAMB | HOUPARRHN_OLDD_DMD | MKr20 | 2050 | 7.7786 | 0.20956 | 0.26091 | [5 empty] | PAR | D | OLD | 3.8328 |  | RHNHPELC | 2 | 0.33333 | HOUPARRHNHPELCN03_OLDD_FBHOILE01 | 0.8 | HOUPARRHNHPELCN03_OLDD | HOUPARRHNBHOILE01_OLDD | BHOILE01 | HPELCN03 | PAR_OLDD | BHOILE01_HPELCN03 | 4 | -0.25 | 1 | Supported
HOUPARRHNHPELCN02_OLDD_FBHOILE01_D33 | Residential heating technology - Heat pump, Air-to-air - single-family house - existing building - distributed level 0.33 | HOUELC, HOUAMB | HOUPARRHN_OLDD_DMD | MKr20 | 2020 | 1.9871 | 0.15994 | 0.19904 | [5 empty] | PAR | D | OLD | 5.0241 |  | RHNHPELC | 2 | 0.33333 | HOUPARRHNHPELCN02_OLDD_FBHOILE01 | 0.8 | HOUPARRHNHPELCN02_OLDD | HOUPARRHNBHOILE01_OLDD | BHOILE01 | HPELCN02 | PAR_OLDD | BHOILE01_HPELCN02 | 5 | 0 | 1.1 | Unlikely
HOUPARRHNHPELCN02_OLDD_FBHOILE01_D33 | Residential heating technology - Heat pump, Air-to-air - single-family house - existing building - distributed level 0.33 | HOUELC, HOUAMB | HOUPARRHN_OLDD_DMD | MKr20 | 2025 | 1.9385 | 0.10866 | 0.18928 | [5 empty] | PAR | D | OLD | 5.2831 |  | RHNHPELC | 2 | 0.33333 | HOUPARRHNHPELCN02_OLDD_FBHOILE01 | 0.8 | HOUPARRHNHPELCN02_OLDD | HOUPARRHNBHOILE01_OLDD | BHOILE01 | HPELCN02 | PAR_OLDD | BHOILE01_HPELCN02 | 5 | 0 | 1.1 | Unlikely
HOUPARRHNHPELCN02_OLDD_FBHOILE01_D33 | Residential heating technology - Heat pump, Air-to-air - single-family house - existing building - distributed level 0.33 | HOUELC, HOUAMB | HOUPARRHN_OLDD_DMD | MKr20 | 2030 | 1.8899 | 0.10666 | 0.18214 | [5 empty] | PAR | D | OLD | 5.4902 |  | RHNHPELC | 2 | 0.33333 | HOUPARRHNHPELCN02_OLDD_FBHOILE01 | 0.8 | HOUPARRHNHPELCN02_OLDD | HOUPARRHNBHOILE01_OLDD | BHOILE01 | HPELCN02 | PAR_OLDD | BHOILE01_HPELCN02 | 5 | 0 | 1.1 | Unlikely
HOUPARRHNHPELCN02_OLDD_FBHOILE01_D33 | Residential heating technology - Heat pump, Air-to-air - single-family house - existing building - distributed level 0.33 | HOUELC, HOUAMB | HOUPARRHN_OLDD_DMD | MKr20 | 2040 | 1.7998 | 0.10293 | 0.17552 | [5 empty] | PAR | D | OLD | 5.6974 |  | RHNHPELC | 2 | 0.33333 | HOUPARRHNHPELCN02_OLDD_FBHOILE01 | 0.8 | HOUPARRHNHPELCN02_OLDD | HOUPARRHNBHOILE01_OLDD | BHOILE01 | HPELCN02 | PAR_OLDD | BHOILE01_HPELCN02 | 5 | 0 | 1.1 | Unlikely
HOUPARRHNHPELCN02_OLDD_FBHOILE01_D33 | Residential heating technology - Heat pump, Air-to-air - single-family house - existing building - distributed level 0.33 | HOUELC, HOUAMB | HOUPARRHN_OLDD_DMD | MKr20 | 2050 | 1.7097 | 0.099207 | 0.17238 | [5 empty] | PAR | D | OLD | 5.801 |  | RHNHPELC | 2 | 0.33333 | HOUPARRHNHPELCN02_OLDD_FBHOILE01 | 0.8 | HOUPARRHNHPELCN02_OLDD | HOUPARRHNBHOILE01_OLDD | BHOILE01 | HPELCN02 | PAR_OLDD | BHOILE01_HPELCN02 | 5 | 0 | 1.1 | Unlikely
HOUPARRHNDIELCN06_OLDD_FBHOILE01_D33 | Residential heating technology - Electric heating - electric panel from Bauhaus - single-family house - new building - distributed level 0.33 | HOUELC | HOUPARRHN_OLDD_DMD | MKr20 | 2020 | 0.56157 | 0 | [6 empty] | PAR | D | OLD |  |  | RHNDIELC | 2 | 0.33333 | HOUPARRHNDIELCN06_OLDD_FBHOILE01 | 0.8 | HOUPARRHNDIELCN06_OLDD | HOUPARRHNBHOILE01_OLDD | BHOILE01 | DIELCN06 | PAR_OLDD | BHOILE01_DIELCN06 | 5 | 0 | 1.1 | Unlikely
HOUPARRHNDIELCN06_OLDD_FBHOILE01_D33 | Residential heating technology - Electric heating - electric panel from Bauhaus - single-family house - new building - distributed level 0.33 | HOUELC | HOUPARRHN_OLDD_DMD | MKr20 | 2025 | 0.56157 | 0 | [6 empty] | PAR | D | OLD |  |  | RHNDIELC | 2 | 0.33333 | HOUPARRHNDIELCN06_OLDD_FBHOILE01 | 0.8 | HOUPARRHNDIELCN06_OLDD | HOUPARRHNBHOILE01_OLDD | BHOILE01 | DIELCN06 | PAR_OLDD | BHOILE01_DIELCN06 | 5 | 0 | 1.1 | Unlikely
HOUPARRHNDIELCN06_OLDD_FBHOILE01_D33 | Residential heating technology - Electric heating - electric panel from Bauhaus - single-family house - new building - distributed level 0.33 | HOUELC | HOUPARRHN_OLDD_DMD | MKr20 | 2030 | 0.56157 | 0 | [6 empty] | PAR | D | OLD |  |  | RHNDIELC | 2 | 0.33333 | HOUPARRHNDIELCN06_OLDD_FBHOILE01 | 0.8 | HOUPARRHNDIELCN06_OLDD | HOUPARRHNBHOILE01_OLDD | BHOILE01 | DIELCN06 | PAR_OLDD | BHOILE01_DIELCN06 | 5 | 0 | 1.1 | Unlikely
HOUPARRHNDIELCN06_OLDD_FBHOILE01_D33 | Residential heating technology - Electric heating - electric panel from Bauhaus - single-family house - new building - distributed level 0.33 | HOUELC | HOUPARRHN_OLDD_DMD | MKr20 | 2040 | 0.56157 | 0 | [6 empty] | PAR | D | OLD |  |  | RHNDIELC | 2 | 0.33333 | HOUPARRHNDIELCN06_OLDD_FBHOILE01 | 0.8 | HOUPARRHNDIELCN06_OLDD | HOUPARRHNBHOILE01_OLDD | BHOILE01 | DIELCN06 | PAR_OLDD | BHOILE01_DIELCN06 | 5 | 0 | 1.1 | Unlikely
HOUPARRHNDIELCN06_OLDD_FBHOILE01_D33 | Residential heating technology - Electric heating - electric panel from Bauhaus - single-family house - new building - distributed level 0.33 | HOUELC | HOUPARRHN_OLDD_DMD | MKr20 | 2050 | 0.56157 | 0 | [6 empty] | PAR | D | OLD |  |  | RHNDIELC | 2 | 0.33333 | HOUPARRHNDIELCN06_OLDD_FBHOILE01 | 0.8 | HOUPARRHNDIELCN06_OLDD | HOUPARRHNBHOILE01_OLDD | BHOILE01 | DIELCN06 | PAR_OLDD | BHOILE01_DIELCN06 | 5 | 0 | 1.1 | Unlikely
HOUPARRHNDIELCN01_OLDD_FBHOILE01_D33 | Residential heating technology - Electric heating - single-family house - new building - distributed level 0.33 | HOUELC | HOUPARRHN_OLDD_DMD | MKr20 | 2020 | 6.8232 | 0.055321 | [6 empty] | PAR | D | OLD |  |  | RHNDIELC | 2 | 0.33333 | HOUPARRHNDIELCN01_OLDD_FBHOILE01 | 0.8 | HOUPARRHNDIELCN01_OLDD | HOUPARRHNBHOILE01_OLDD | BHOILE01 | DIELCN01 | PAR_OLDD | BHOILE01_DIELCN01 | 5 | 0 | 1.1 | Unlikely
HOUPARRHNDIELCN01_OLDD_FBHOILE01_D33 | Residential heating technology - Electric heating - single-family house - new building - distributed level 0.33 | HOUELC | HOUPARRHN_OLDD_DMD | MKr20 | 2025 | 6.6543 | 0.055321 | [6 empty] | PAR | D | OLD |  |  | RHNDIELC | 2 | 0.33333 | HOUPARRHNDIELCN01_OLDD_FBHOILE01 | 0.8 | HOUPARRHNDIELCN01_OLDD | HOUPARRHNBHOILE01_OLDD | BHOILE01 | DIELCN01 | PAR_OLDD | BHOILE01_DIELCN01 | 5 | 0 | 1.1 | Unlikely
HOUPARRHNDIELCN01_OLDD_FBHOILE01_D33 | Residential heating technology - Electric heating - single-family house - new building - distributed level 0.33 | HOUELC | HOUPARRHN_OLDD_DMD | MKr20 | 2030 | 6.4896 | 0.053016 | [6 empty] | PAR | D | OLD |  |  | RHNDIELC | 2 | 0.33333 | HOUPARRHNDIELCN01_OLDD_FBHOILE01 | 0.8 | HOUPARRHNDIELCN01_OLDD | HOUPARRHNBHOILE01_OLDD | BHOILE01 | DIELCN01 | PAR_OLDD | BHOILE01_DIELCN01 | 5 | 0 | 1.1 | Unlikely
HOUPARRHNDIELCN01_OLDD_FBHOILE01_D33 | Residential heating technology - Electric heating - single-family house - new building - distributed level 0.33 | HOUELC | HOUPARRHN_OLDD_DMD | MKr20 | 2040 | 6.1723 | 0.050711 | [6 empty] | PAR | D | OLD |  |  | RHNDIELC | 2 | 0.33333 | HOUPARRHNDIELCN01_OLDD_FBHOILE01 | 0.8 | HOUPARRHNDIELCN01_OLDD | HOUPARRHNBHOILE01_OLDD | BHOILE01 | DIELCN01 | PAR_OLDD | BHOILE01_DIELCN01 | 5 | 0 | 1.1 | Unlikely
HOUPARRHNDIELCN01_OLDD_FBHOILE01_D33 | Residential heating technology - Electric heating - single-family house - new building - distributed level 0.33 | HOUELC | HOUPARRHN_OLDD_DMD | MKr20 | 2050 | 5.8706 | 0.048406 | [6 empty] | PAR | D | OLD |  |  | RHNDIELC | 2 | 0.33333 | HOUPARRHNDIELCN01_OLDD_FBHOILE01 | 0.8 | HOUPARRHNDIELCN01_OLDD | HOUPARRHNBHOILE01_OLDD | BHOILE01 | DIELCN01 | PAR_OLDD | BHOILE01_DIELCN01 | 5 | 0 | 1.1 | Unlikely
HOUPARRHNBHWPEN01_OLDD_FBHOILE01_D33 | Residential heating technology - Biomass boiler, automatic stoking , wood pellets or wood chips - single-family house - existing building - distributed level 0.33 | HOUWPE | HOUPARRHN_OLDD_DMD | MKr20 | 2020 | 3.3639 | 0.25872 |  | 25 | 14 | 70 | 2 | 4 | PAR | D | OLD |  |  | RHNBHWPE | 2 | 0.33333 | HOUPARRHNBHWPEN01_OLDD_FBHOILE01 | 0.8 | HOUPARRHNBHWPEN01_OLDD | HOUPARRHNBHOILE01_OLDD | BHOILE01 | BHWPEN01 | PAR_OLDD | BHOILE01_BHWPEN01 | 6 | 0 | 1 | New
HOUPARRHNBHWPEN01_OLDD_FBHOILE01_D33 | Residential heating technology - Biomass boiler, automatic stoking , wood pellets or wood chips - single-family house - existing building - distributed level 0.33 | HOUWPE | HOUPARRHN_OLDD_DMD | MKr20 | 2025 | 3.2806 | 0.25425 |  | 25 | 14 | 60 | 2 | 4 | PAR | D | OLD |  |  | RHNBHWPE | 2 | 0.33333 | HOUPARRHNBHWPEN01_OLDD_FBHOILE01 | 0.8 | HOUPARRHNBHWPEN01_OLDD | HOUPARRHNBHOILE01_OLDD | BHOILE01 | BHWPEN01 | PAR_OLDD | BHOILE01_BHWPEN01 | 6 | 0 | 1 | New
HOUPARRHNBHWPEN01_OLDD_FBHOILE01_D33 | Residential heating technology - Biomass boiler, automatic stoking , wood pellets or wood chips - single-family house - existing building - distributed level 0.33 | HOUWPE | HOUPARRHN_OLDD_DMD | MKr20 | 2030 | 3.1994 | 0.25086 |  | 25 | 11 | 50 | 1 | 4 | PAR | D | OLD |  |  | RHNBHWPE | 2 | 0.33333 | HOUPARRHNBHWPEN01_OLDD_FBHOILE01 | 0.8 | HOUPARRHNBHWPEN01_OLDD | HOUPARRHNBHOILE01_OLDD | BHOILE01 | BHWPEN01 | PAR_OLDD | BHOILE01_BHWPEN01 | 6 | 0 | 1 | New
HOUPARRHNBHWPEN01_OLDD_FBHOILE01_D33 | Residential heating technology - Biomass boiler, automatic stoking , wood pellets or wood chips - single-family house - existing building - distributed level 0.33 | HOUWPE | HOUPARRHN_OLDD_DMD | MKr20 | 2040 | 3.043 | 0.23976 |  | 25 | 9 | 45 | 1 | 4 | PAR | D | OLD |  |  | RHNBHWPE | 2 | 0.33333 | HOUPARRHNBHWPEN01_OLDD_FBHOILE01 | 0.8 | HOUPARRHNBHWPEN01_OLDD | HOUPARRHNBHOILE01_OLDD | BHOILE01 | BHWPEN01 | PAR_OLDD | BHOILE01_BHWPEN01 | 6 | 0 | 1 | New
HOUPARRHNBHWPEN01_OLDD_FBHOILE01_D33 | Residential heating technology - Biomass boiler, automatic stoking , wood pellets or wood chips - single-family house - existing building - distributed level 0.33 | HOUWPE | HOUPARRHN_OLDD_DMD | MKr20 | 2050 | 3.6178 | 0.28643 |  | 25 | 9 | 40 | 0 | 4 | PAR | D | OLD |  |  | RHNBHWPE | 2 | 0.33333 | HOUPARRHNBHWPEN01_OLDD_FBHOILE01 | 0.8 | HOUPARRHNBHWPEN01_OLDD | HOUPARRHNBHOILE01_OLDD | BHOILE01 | BHWPEN01 | PAR_OLDD | BHOILE01_BHWPEN01 | 6 | 0 | 1 | New
HOUPARRHNBHSOLN01_OLDD_FBHOILE01_D33 | Residential heating technology - Solar heating system - single-family house - existing building - distributed level 0.33 | HOUSOL | HOUPARRHN_OLDD_DMD | MKr20 | 2020 | 7.498 | 0.086357 | [6 empty] | PAR | D | OLD |  |  | RHNBHSOL | 2 | 0.33333 | HOUPARRHNBHSOLN01_OLDD_FBHOILE01 | 0.8 | HOUPARRHNBHSOLN01_OLDD | HOUPARRHNBHOILE01_OLDD | BHOILE01 | BHSOLN01 | PAR_OLDD | BHOILE01_BHSOLN01 | 5 | 0 | 1.1 | Unlikely
HOUPARRHNBHSOLN01_OLDD_FBHOILE01_D33 | Residential heating technology - Solar heating system - single-family house - existing building - distributed level 0.33 | HOUSOL | HOUPARRHN_OLDD_DMD | MKr20 | 2025 | 7.3124 | 0.081089 | [6 empty] | PAR | D | OLD |  |  | RHNBHSOL | 2 | 0.33333 | HOUPARRHNBHSOLN01_OLDD_FBHOILE01 | 0.8 | HOUPARRHNBHSOLN01_OLDD | HOUPARRHNBHOILE01_OLDD | BHOILE01 | BHSOLN01 | PAR_OLDD | BHOILE01_BHSOLN01 | 5 | 0 | 1.1 | Unlikely
HOUPARRHNBHSOLN01_OLDD_FBHOILE01_D33 | Residential heating technology - Solar heating system - single-family house - existing building - distributed level 0.33 | HOUSOL | HOUPARRHN_OLDD_DMD | MKr20 | 2030 | 7.1315 | 0.079113 | [6 empty] | PAR | D | OLD |  |  | RHNBHSOL | 2 | 0.33333 | HOUPARRHNBHSOLN01_OLDD_FBHOILE01 | 0.8 | HOUPARRHNBHSOLN01_OLDD | HOUPARRHNBHOILE01_OLDD | BHOILE01 | BHSOLN01 | PAR_OLDD | BHOILE01_BHSOLN01 | 5 | 0 | 1.1 | Unlikely
HOUPARRHNBHSOLN01_OLDD_FBHOILE01_D33 | Residential heating technology - Solar heating system - single-family house - existing building - distributed level 0.33 | HOUSOL | HOUPARRHN_OLDD_DMD | MKr20 | 2040 | 6.7828 | 0.074832 | [6 empty] | PAR | D | OLD |  |  | RHNBHSOL | 2 | 0.33333 | HOUPARRHNBHSOLN01_OLDD_FBHOILE01 | 0.8 | HOUPARRHNBHSOLN01_OLDD | HOUPARRHNBHOILE01_OLDD | BHOILE01 | BHSOLN01 | PAR_OLDD | BHOILE01_BHSOLN01 | 5 | 0 | 1.1 | Unlikely
HOUPARRHNBHSOLN01_OLDD_FBHOILE01_D33 | Residential heating technology - Solar heating system - single-family house - existing building - distributed level 0.33 | HOUSOL | HOUPARRHN_OLDD_DMD | MKr20 | 2050 | 6.4512 | 0.070551 | [6 empty] | PAR | D | OLD |  |  | RHNBHSOL | 2 | 0.33333 | HOUPARRHNBHSOLN01_OLDD_FBHOILE01 | 0.8 | HOUPARRHNBHSOLN01_OLDD | HOUPARRHNBHOILE01_OLDD | BHOILE01 | BHSOLN01 | PAR_OLDD | BHOILE01_BHSOLN01 | 5 | 0 | 1.1 | Unlikely
HOUPARRHNBHOILN01_OLDD_FBHOILE01_D33 | Residential heating technology - Oil boiler (mineral oil fired, < 10 % FAME) - single-family house - existing building - distributed level 0.33 | HOUOIL, HOUDSB, HOUDSE | HOUPARRHN_OLDD_DMD | MKr20 | 2020 | 1.7426 | 0.06382 |  | 6.7 | 5 | 52 | 0 | 0 | PAR | D | OLD |  |  | RHNBHOIL | 2 | 0.33333 | HOUPARRHNBHOILN01_OLDD_FBHOILE01 | 0.8 | HOUPARRHNBHOILN01_OLDD | HOUPARRHNBHOILE01_OLDD | BHOILE01 | BHOILN01 | PAR_OLDD | BHOILE01_BHOILN01 | 2 | 0 | 0.9 | Same
HOUPARRHNBHOILN01_OLDD_FBHOILE01_D33 | Residential heating technology - Oil boiler (mineral oil fired, < 10 % FAME) - single-family house - existing building - distributed level 0.33 | HOUOIL, HOUDSB, HOUDSE | HOUPARRHN_OLDD_DMD | MKr20 | 2025 | 1.7095 | 0.062702 |  | 6.7 | 5 | 52 | 0 | 0 | PAR | D | OLD |  |  | RHNBHOIL | 2 | 0.33333 | HOUPARRHNBHOILN01_OLDD_FBHOILE01 | 0.8 | HOUPARRHNBHOILN01_OLDD | HOUPARRHNBHOILE01_OLDD | BHOILE01 | BHOILN01 | PAR_OLDD | BHOILE01_BHOILN01 | 2 | 0 | 0.9 | Same
HOUPARRHNBHOILN01_OLDD_FBHOILE01_D33 | Residential heating technology - Oil boiler (mineral oil fired, < 10 % FAME) - single-family house - existing building - distributed level 0.33 | HOUOIL, HOUDSB, HOUDSE | HOUPARRHN_OLDD_DMD | MKr20 | 2030 | 1.6772 | 0.061798 |  | 6.7 | 5 | 52 | 0 | 0 | PAR | D | OLD |  |  | RHNBHOIL | 2 | 0.33333 | HOUPARRHNBHOILN01_OLDD_FBHOILE01 | 0.8 | HOUPARRHNBHOILN01_OLDD | HOUPARRHNBHOILE01_OLDD | BHOILE01 | BHOILN01 | PAR_OLDD | BHOILE01_BHOILN01 | 2 | 0 | 0.9 | Same
HOUPARRHNBHOILN01_OLDD_FBHOILE01_D33 | Residential heating technology - Oil boiler (mineral oil fired, < 10 % FAME) - single-family house - existing building - distributed level 0.33 | HOUOIL, HOUDSB, HOUDSE | HOUPARRHN_OLDD_DMD | MKr20 | 2040 | 1.615 | 0.058648 |  | 6.7 | 5 | 52 | 0 | 0 | PAR | D | OLD |  |  | RHNBHOIL | 2 | 0.33333 | HOUPARRHNBHOILN01_OLDD_FBHOILE01 | 0.8 | HOUPARRHNBHOILN01_OLDD | HOUPARRHNBHOILE01_OLDD | BHOILE01 | BHOILN01 | PAR_OLDD | BHOILE01_BHOILN01 | 2 | 0 | 0.9 | Same
HOUPARRHNBHOILN01_OLDD_FBHOILE01_D33 | Residential heating technology - Oil boiler (mineral oil fired, < 10 % FAME) - single-family house - existing building - distributed level 0.33 | HOUOIL, HOUDSB, HOUDSE | HOUPARRHN_OLDD_DMD | MKr20 | 2050 | 1.5558 | 0.05547 |  | 6.7 | 5 | 52 | 0 | 0 | PAR | D | OLD |  |  | RHNBHOIL | 2 | 0.33333 | HOUPARRHNBHOILN01_OLDD_FBHOILE01 | 0.8 | HOUPARRHNBHOILN01_OLDD | HOUPARRHNBHOILE01_OLDD | BHOILE01 | BHOILN01 | PAR_OLDD | BHOILE01_BHOILN01 | 2 | 0 | 0.9 | Same
HOUPARRHNBHDHDN03_OLDD_FBHOILE01_D33 | Residential heating technology - Direct district heating substation - plus connection pipe - single-family house - existing building - distributed level 0.33 | HOUDHD | HOUPARRHN_OLDD_DMD | MKr20 | 2020 | 2.7489 | 0.028099 | [6 empty] | PAR | D | OLD |  |  | RHNBHDHD | 2 | 0.33333 | HOUPARRHNBHDHDN03_OLDD_FBHOILE01 | 0.8 | HOUPARRHNBHDHDN03_OLDD | HOUPARRHNBHOILE01_OLDD | BHOILE01 | BHDHDN03 | PAR_OLDD | BHOILE01_BHDHDN03 | 6 | 0 | 1 | New
HOUPARRHNBHDHDN03_OLDD_FBHOILE01_D33 | Residential heating technology - Direct district heating substation - plus connection pipe - single-family house - existing building - distributed level 0.33 | HOUDHD | HOUPARRHN_OLDD_DMD | MKr20 | 2025 | 2.717 | 0.027891 | [6 empty] | PAR | D | OLD |  |  | RHNBHDHD | 2 | 0.33333 | HOUPARRHNBHDHDN03_OLDD_FBHOILE01 | 0.8 | HOUPARRHNBHDHDN03_OLDD | HOUPARRHNBHOILE01_OLDD | BHOILE01 | BHDHDN03 | PAR_OLDD | BHOILE01_BHDHDN03 | 6 | 0 | 1 | New
HOUPARRHNBHDHDN03_OLDD_FBHOILE01_D33 | Residential heating technology - Direct district heating substation - plus connection pipe - single-family house - existing building - distributed level 0.33 | HOUDHD | HOUPARRHN_OLDD_DMD | MKr20 | 2030 | 2.6904 | 0.027393 | [6 empty] | PAR | D | OLD |  |  | RHNBHDHD | 2 | 0.33333 | HOUPARRHNBHDHDN03_OLDD_FBHOILE01 | 0.8 | HOUPARRHNBHDHDN03_OLDD | HOUPARRHNBHOILE01_OLDD | BHOILE01 | BHDHDN03 | PAR_OLDD | BHOILE01_BHDHDN03 | 6 | 0 | 1 | New
HOUPARRHNBHDHDN03_OLDD_FBHOILE01_D33 | Residential heating technology - Direct district heating substation - plus connection pipe - single-family house - existing building - distributed level 0.33 | HOUDHD | HOUPARRHN_OLDD_DMD | MKr20 | 2040 | 2.6425 | 0.026213 | [6 empty] | PAR | D | OLD |  |  | RHNBHDHD | 2 | 0.33333 | HOUPARRHNBHDHDN03_OLDD_FBHOILE01 | 0.8 | HOUPARRHNBHDHDN03_OLDD | HOUPARRHNBHOILE01_OLDD | BHOILE01 | BHDHDN03 | PAR_OLDD | BHOILE01_BHDHDN03 | 6 | 0 | 1 | New
HOUPARRHNBHDHDN03_OLDD_FBHOILE01_D33 | Residential heating technology - Direct district heating substation - plus connection pipe - single-family house - existing building - distributed level 0.33 | HOUDHD | HOUPARRHN_OLDD_DMD | MKr20 | 2050 | 2.5894 | 0.024497 | [6 empty] | PAR | D | OLD |  |  | RHNBHDHD | 2 | 0.33333 | HOUPARRHNBHDHDN03_OLDD_FBHOILE01 | 0.8 | HOUPARRHNBHDHDN03_OLDD | HOUPARRHNBHOILE01_OLDD | BHOILE01 | BHDHDN03 | PAR_OLDD | BHOILE01_BHDHDN03 | 6 | 0 | 1 | New
HOUPARRHNHPELCN07_OLDI_FBHOILE01_D33 | Residential heating technology - Heat pump, Air-to-water, low-price product - single-family house - existing building - distributed level 0.33 | HOUELC, HOUAMB | HOUPARRHN_OLDI_DMD | MKr20 | 2020 | 8.4918 | 0.35537 | 0.32178 | [5 empty] | PAR | I | OLD | 3.1077 |  | RHNHPELC | 2 | 0.33333 | HOUPARRHNHPELCN07_OLDI_FBHOILE01 | 0.8 | HOUPARRHNHPELCN07_OLDI | HOUPARRHNBHOILE01_OLDI | BHOILE01 | HPELCN07 | PAR_OLDI | BHOILE01_HPELCN07 | 4 | -0.25 | 1 | Supported
HOUPARRHNHPELCN07_OLDI_FBHOILE01_D33 | Residential heating technology - Heat pump, Air-to-water, low-price product - single-family house - existing building - distributed level 0.33 | HOUELC, HOUAMB | HOUPARRHN_OLDI_DMD | MKr20 | 2025 | 7.7685 | 0.27257 | 0.30646 | [5 empty] | PAR | I | OLD | 3.2631 |  | RHNHPELC | 2 | 0.33333 | HOUPARRHNHPELCN07_OLDI_FBHOILE01 | 0.8 | HOUPARRHNHPELCN07_OLDI | HOUPARRHNBHOILE01_OLDI | BHOILE01 | HPELCN07 | PAR_OLDI | BHOILE01_HPELCN07 | 4 | -0.25 | 1 | Supported
HOUPARRHNHPELCN07_OLDI_FBHOILE01_D33 | Residential heating technology - Heat pump, Air-to-water, low-price product - single-family house - existing building - distributed level 0.33 | HOUELC, HOUAMB | HOUPARRHN_OLDI_DMD | MKr20 | 2030 | 7.0451 | 0.26933 | 0.29253 | [5 empty] | PAR | I | OLD | 3.4185 |  | RHNHPELC | 2 | 0.33333 | HOUPARRHNHPELCN07_OLDI_FBHOILE01 | 0.8 | HOUPARRHNHPELCN07_OLDI | HOUPARRHNBHOILE01_OLDI | BHOILE01 | HPELCN07 | PAR_OLDI | BHOILE01_HPELCN07 | 4 | -0.25 | 1 | Supported
HOUPARRHNHPELCN07_OLDI_FBHOILE01_D33 | Residential heating technology - Heat pump, Air-to-water, low-price product - single-family house - existing building - distributed level 0.33 | HOUELC, HOUAMB | HOUPARRHN_OLDI_DMD | MKr20 | 2040 | 6.4688 | 0.26331 | 0.27981 | [5 empty] | PAR | I | OLD | 3.5738 |  | RHNHPELC | 2 | 0.33333 | HOUPARRHNHPELCN07_OLDI_FBHOILE01 | 0.8 | HOUPARRHNHPELCN07_OLDI | HOUPARRHNBHOILE01_OLDI | BHOILE01 | HPELCN07 | PAR_OLDI | BHOILE01_HPELCN07 | 4 | -0.25 | 1 | Supported
HOUPARRHNHPELCN07_OLDI_FBHOILE01_D33 | Residential heating technology - Heat pump, Air-to-water, low-price product - single-family house - existing building - distributed level 0.33 | HOUELC, HOUAMB | HOUPARRHN_OLDI_DMD | MKr20 | 2050 | 5.8925 | 0.2573 | 0.27193 | [5 empty] | PAR | I | OLD | 3.6774 |  | RHNHPELC | 2 | 0.33333 | HOUPARRHNHPELCN07_OLDI_FBHOILE01 | 0.8 | HOUPARRHNHPELCN07_OLDI | HOUPARRHNBHOILE01_OLDI | BHOILE01 | HPELCN07 | PAR_OLDI | BHOILE01_HPELCN07 | 4 | -0.25 | 1 | Supported
HOUPARRHNHPELCN05_OLDI_FBHOILE01_D33 | Residential heating technology - Heat pump, Air-to-water - leasing - single-family house - existing building - distributed level 0.33 | HOUELC, HOUAMB | HOUPARRHN_OLDI_DMD | MKr20 | 2020 | 5.4102 | 0.9839 | 0.30646 | [5 empty] | PAR | I | OLD | 3.2631 |  | RHNHPELC | 2 | 0.33333 | HOUPARRHNHPELCN05_OLDI_FBHOILE01 | 0.8 | HOUPARRHNHPELCN05_OLDI | HOUPARRHNBHOILE01_OLDI | BHOILE01 | HPELCN05 | PAR_OLDI | BHOILE01_HPELCN05 | 4 | -0.25 | 1 | Supported
HOUPARRHNHPELCN05_OLDI_FBHOILE01_D33 | Residential heating technology - Heat pump, Air-to-water - leasing - single-family house - existing building - distributed level 0.33 | HOUELC, HOUAMB | HOUPARRHN_OLDI_DMD | MKr20 | 2025 | 4.9903 | 0.84862 | 0.29253 | [5 empty] | PAR | I | OLD | 3.4185 |  | RHNHPELC | 2 | 0.33333 | HOUPARRHNHPELCN05_OLDI_FBHOILE01 | 0.8 | HOUPARRHNHPELCN05_OLDI | HOUPARRHNBHOILE01_OLDI | BHOILE01 | HPELCN05 | PAR_OLDI | BHOILE01_HPELCN05 | 4 | -0.25 | 1 | Supported
HOUPARRHNHPELCN05_OLDI_FBHOILE01_D33 | Residential heating technology - Heat pump, Air-to-water - leasing - single-family house - existing building - distributed level 0.33 | HOUELC, HOUAMB | HOUPARRHN_OLDI_DMD | MKr20 | 2030 | 4.5704 | 0.79289 | 0.27981 | [5 empty] | PAR | I | OLD | 3.5738 |  | RHNHPELC | 2 | 0.33333 | HOUPARRHNHPELCN05_OLDI_FBHOILE01 | 0.8 | HOUPARRHNHPELCN05_OLDI | HOUPARRHNBHOILE01_OLDI | BHOILE01 | HPELCN05 | PAR_OLDI | BHOILE01_HPELCN05 | 4 | -0.25 | 1 | Supported
HOUPARRHNHPELCN05_OLDI_FBHOILE01_D33 | Residential heating technology - Heat pump, Air-to-water - leasing - single-family house - existing building - distributed level 0.33 | HOUELC, HOUAMB | HOUPARRHN_OLDI_DMD | MKr20 | 2040 | 4.2298 | 0.74431 | 0.26815 | [5 empty] | PAR | I | OLD | 3.7292 |  | RHNHPELC | 2 | 0.33333 | HOUPARRHNHPELCN05_OLDI_FBHOILE01 | 0.8 | HOUPARRHNHPELCN05_OLDI | HOUPARRHNBHOILE01_OLDI | BHOILE01 | HPELCN05 | PAR_OLDI | BHOILE01_HPELCN05 | 4 | -0.25 | 1 | Supported
HOUPARRHNHPELCN05_OLDI_FBHOILE01_D33 | Residential heating technology - Heat pump, Air-to-water - leasing - single-family house - existing building - distributed level 0.33 | HOUELC, HOUAMB | HOUPARRHN_OLDI_DMD | MKr20 | 2050 | 3.8893 | 0.69572 | 0.26091 | [5 empty] | PAR | I | OLD | 3.8328 |  | RHNHPELC | 2 | 0.33333 | HOUPARRHNHPELCN05_OLDI_FBHOILE01 | 0.8 | HOUPARRHNHPELCN05_OLDI | HOUPARRHNBHOILE01_OLDI | BHOILE01 | HPELCN05 | PAR_OLDI | BHOILE01_HPELCN05 | 4 | -0.25 | 1 | Supported
HOUPARRHNHPELCN04_OLDI_FBHOILE01_D33 | Residential heating technology - Heat pump, Ground source - single-family house - existing building - distributed level 0.33 | HOUELC, HOUAMB | HOUPARRHN_OLDI_DMD | MKr20 | 2020 | 14.3298 | 0.28377 | 0.27981 | [5 empty] | PAR | I | OLD | 3.5738 |  | RHNHPELC | 2 | 0.33333 | HOUPARRHNHPELCN04_OLDI_FBHOILE01 | 0.8 | HOUPARRHNHPELCN04_OLDI | HOUPARRHNBHOILE01_OLDI | BHOILE01 | HPELCN04 | PAR_OLDI | BHOILE01_HPELCN04 | 4 | -0.25 | 1 | Supported
HOUPARRHNHPELCN04_OLDI_FBHOILE01_D33 | Residential heating technology - Heat pump, Ground source - single-family house - existing building - distributed level 0.33 | HOUELC, HOUAMB | HOUPARRHN_OLDI_DMD | MKr20 | 2025 | 13.6133 | 0.20097 | 0.27193 | [5 empty] | PAR | I | OLD | 3.6774 |  | RHNHPELC | 2 | 0.33333 | HOUPARRHNHPELCN04_OLDI_FBHOILE01 | 0.8 | HOUPARRHNHPELCN04_OLDI | HOUPARRHNBHOILE01_OLDI | BHOILE01 | HPELCN04 | PAR_OLDI | BHOILE01_HPELCN04 | 4 | -0.25 | 1 | Supported
HOUPARRHNHPELCN04_OLDI_FBHOILE01_D33 | Residential heating technology - Heat pump, Ground source - single-family house - existing building - distributed level 0.33 | HOUELC, HOUAMB | HOUPARRHN_OLDI_DMD | MKr20 | 2030 | 12.8968 | 0.19772 | 0.26448 | [5 empty] | PAR | I | OLD | 3.781 |  | RHNHPELC | 2 | 0.33333 | HOUPARRHNHPELCN04_OLDI_FBHOILE01 | 0.8 | HOUPARRHNHPELCN04_OLDI | HOUPARRHNBHOILE01_OLDI | BHOILE01 | HPELCN04 | PAR_OLDI | BHOILE01_HPELCN04 | 4 | -0.25 | 1 | Supported
HOUPARRHNHPELCN04_OLDI_FBHOILE01_D33 | Residential heating technology - Heat pump, Ground source - single-family house - existing building - distributed level 0.33 | HOUELC, HOUAMB | HOUPARRHN_OLDI_DMD | MKr20 | 2040 | 12.252 | 0.19171 | 0.25404 | [5 empty] | PAR | I | OLD | 3.9364 |  | RHNHPELC | 2 | 0.33333 | HOUPARRHNHPELCN04_OLDI_FBHOILE01 | 0.8 | HOUPARRHNHPELCN04_OLDI | HOUPARRHNBHOILE01_OLDI | BHOILE01 | HPELCN04 | PAR_OLDI | BHOILE01_HPELCN04 | 4 | -0.25 | 1 | Supported
HOUPARRHNHPELCN04_OLDI_FBHOILE01_D33 | Residential heating technology - Heat pump, Ground source - single-family house - existing building - distributed level 0.33 | HOUELC, HOUAMB | HOUPARRHN_OLDI_DMD | MKr20 | 2050 | 11.6072 | 0.18569 | 0.25074 | [5 empty] | PAR | I | OLD | 3.9882 |  | RHNHPELC | 2 | 0.33333 | HOUPARRHNHPELCN04_OLDI_FBHOILE01 | 0.8 | HOUPARRHNHPELCN04_OLDI | HOUPARRHNBHOILE01_OLDI | BHOILE01 | HPELCN04 | PAR_OLDI | BHOILE01_HPELCN04 | 4 | -0.25 | 1 | Supported
HOUPARRHNHPELCN03_OLDI_FBHOILE01_D33 | Residential heating technology - Heat pump, Air-to-water - single-family house - existing building - distributed level 0.33 | HOUELC, HOUAMB | HOUPARRHN_OLDI_DMD | MKr20 | 2020 | 10.8203 | 0.30764 | 0.30646 | [5 empty] | PAR | I | OLD | 3.2631 |  | RHNHPELC | 2 | 0.33333 | HOUPARRHNHPELCN03_OLDI_FBHOILE01 | 0.8 | HOUPARRHNHPELCN03_OLDI | HOUPARRHNBHOILE01_OLDI | BHOILE01 | HPELCN03 | PAR_OLDI | BHOILE01_HPELCN03 | 4 | -0.25 | 1 | Supported
HOUPARRHNHPELCN03_OLDI_FBHOILE01_D33 | Residential heating technology - Heat pump, Air-to-water - single-family house - existing building - distributed level 0.33 | HOUELC, HOUAMB | HOUPARRHN_OLDI_DMD | MKr20 | 2025 | 9.9805 | 0.22483 | 0.29253 | [5 empty] | PAR | I | OLD | 3.4185 |  | RHNHPELC | 2 | 0.33333 | HOUPARRHNHPELCN03_OLDI_FBHOILE01 | 0.8 | HOUPARRHNHPELCN03_OLDI | HOUPARRHNBHOILE01_OLDI | BHOILE01 | HPELCN03 | PAR_OLDI | BHOILE01_HPELCN03 | 4 | -0.25 | 1 | Supported
HOUPARRHNHPELCN03_OLDI_FBHOILE01_D33 | Residential heating technology - Heat pump, Air-to-water - single-family house - existing building - distributed level 0.33 | HOUELC, HOUAMB | HOUPARRHN_OLDI_DMD | MKr20 | 2030 | 9.1408 | 0.22159 | 0.27981 | [5 empty] | PAR | I | OLD | 3.5738 |  | RHNHPELC | 2 | 0.33333 | HOUPARRHNHPELCN03_OLDI_FBHOILE01 | 0.8 | HOUPARRHNHPELCN03_OLDI | HOUPARRHNBHOILE01_OLDI | BHOILE01 | HPELCN03 | PAR_OLDI | BHOILE01_HPELCN03 | 4 | -0.25 | 1 | Supported
HOUPARRHNHPELCN03_OLDI_FBHOILE01_D33 | Residential heating technology - Heat pump, Air-to-water - single-family house - existing building - distributed level 0.33 | HOUELC, HOUAMB | HOUPARRHN_OLDI_DMD | MKr20 | 2040 | 8.4597 | 0.21558 | 0.26815 | [5 empty] | PAR | I | OLD | 3.7292 |  | RHNHPELC | 2 | 0.33333 | HOUPARRHNHPELCN03_OLDI_FBHOILE01 | 0.8 | HOUPARRHNHPELCN03_OLDI | HOUPARRHNBHOILE01_OLDI | BHOILE01 | HPELCN03 | PAR_OLDI | BHOILE01_HPELCN03 | 4 | -0.25 | 1 | Supported
HOUPARRHNHPELCN03_OLDI_FBHOILE01_D33 | Residential heating technology - Heat pump, Air-to-water - single-family house - existing building - distributed level 0.33 | HOUELC, HOUAMB | HOUPARRHN_OLDI_DMD | MKr20 | 2050 | 7.7786 | 0.20956 | 0.26091 | [5 empty] | PAR | I | OLD | 3.8328 |  | RHNHPELC | 2 | 0.33333 | HOUPARRHNHPELCN03_OLDI_FBHOILE01 | 0.8 | HOUPARRHNHPELCN03_OLDI | HOUPARRHNBHOILE01_OLDI | BHOILE01 | HPELCN03 | PAR_OLDI | BHOILE01_HPELCN03 | 4 | -0.25 | 1 | Supported
HOUPARRHNHPELCN02_OLDI_FBHOILE01_D33 | Residential heating technology - Heat pump, Air-to-air - single-family house - existing building - distributed level 0.33 | HOUELC, HOUAMB | HOUPARRHN_OLDI_DMD | MKr20 | 2020 | 1.9871 | 0.15994 | 0.19904 | [5 empty] | PAR | I | OLD | 5.0241 |  | RHNHPELC | 2 | 0.33333 | HOUPARRHNHPELCN02_OLDI_FBHOILE01 | 0.8 | HOUPARRHNHPELCN02_OLDI | HOUPARRHNBHOILE01_OLDI | BHOILE01 | HPELCN02 | PAR_OLDI | BHOILE01_HPELCN02 | 5 | 0 | 1.1 | Unlikely
HOUPARRHNHPELCN02_OLDI_FBHOILE01_D33 | Residential heating technology - Heat pump, Air-to-air - single-family house - existing building - distributed level 0.33 | HOUELC, HOUAMB | HOUPARRHN_OLDI_DMD | MKr20 | 2025 | 1.9385 | 0.10866 | 0.18928 | [5 empty] | PAR | I | OLD | 5.2831 |  | RHNHPELC | 2 | 0.33333 | HOUPARRHNHPELCN02_OLDI_FBHOILE01 | 0.8 | HOUPARRHNHPELCN02_OLDI | HOUPARRHNBHOILE01_OLDI | BHOILE01 | HPELCN02 | PAR_OLDI | BHOILE01_HPELCN02 | 5 | 0 | 1.1 | Unlikely
HOUPARRHNHPELCN02_OLDI_FBHOILE01_D33 | Residential heating technology - Heat pump, Air-to-air - single-family house - existing building - distributed level 0.33 | HOUELC, HOUAMB | HOUPARRHN_OLDI_DMD | MKr20 | 2030 | 1.8899 | 0.10666 | 0.18214 | [5 empty] | PAR | I | OLD | 5.4902 |  | RHNHPELC | 2 | 0.33333 | HOUPARRHNHPELCN02_OLDI_FBHOILE01 | 0.8 | HOUPARRHNHPELCN02_OLDI | HOUPARRHNBHOILE01_OLDI | BHOILE01 | HPELCN02 | PAR_OLDI | BHOILE01_HPELCN02 | 5 | 0 | 1.1 | Unlikely
HOUPARRHNHPELCN02_OLDI_FBHOILE01_D33 | Residential heating technology - Heat pump, Air-to-air - single-family house - existing building - distributed level 0.33 | HOUELC, HOUAMB | HOUPARRHN_OLDI_DMD | MKr20 | 2040 | 1.7998 | 0.10293 | 0.17552 | [5 empty] | PAR | I | OLD | 5.6974 |  | RHNHPELC | 2 | 0.33333 | HOUPARRHNHPELCN02_OLDI_FBHOILE01 | 0.8 | HOUPARRHNHPELCN02_OLDI | HOUPARRHNBHOILE01_OLDI | BHOILE01 | HPELCN02 | PAR_OLDI | BHOILE01_HPELCN02 | 5 | 0 | 1.1 | Unlikely
HOUPARRHNHPELCN02_OLDI_FBHOILE01_D33 | Residential heating technology - Heat pump, Air-to-air - single-family house - existing building - distributed level 0.33 | HOUELC, HOUAMB | HOUPARRHN_OLDI_DMD | MKr20 | 2050 | 1.7097 | 0.099207 | 0.17238 | [5 empty] | PAR | I | OLD | 5.801 |  | RHNHPELC | 2 | 0.33333 | HOUPARRHNHPELCN02_OLDI_FBHOILE01 | 0.8 | HOUPARRHNHPELCN02_OLDI | HOUPARRHNBHOILE01_OLDI | BHOILE01 | HPELCN02 | PAR_OLDI | BHOILE01_HPELCN02 | 5 | 0 | 1.1 | Unlikely
HOUPARRHNDIELCN06_OLDI_FBHOILE01_D33 | Residential heating technology - Electric heating - electric panel from Bauhaus - single-family house - new building - distributed level 0.33 | HOUELC | HOUPARRHN_OLDI_DMD | MKr20 | 2020 | 0.56157 | 0 | [6 empty] | PAR | I | OLD |  |  | RHNDIELC | 2 | 0.33333 | HOUPARRHNDIELCN06_OLDI_FBHOILE01 | 0.8 | HOUPARRHNDIELCN06_OLDI | HOUPARRHNBHOILE01_OLDI | BHOILE01 | DIELCN06 | PAR_OLDI | BHOILE01_DIELCN06 | 5 | 0 | 1.1 | Unlikely
HOUPARRHNDIELCN06_OLDI_FBHOILE01_D33 | Residential heating technology - Electric heating - electric panel from Bauhaus - single-family house - new building - distributed level 0.33 | HOUELC | HOUPARRHN_OLDI_DMD | MKr20 | 2025 | 0.56157 | 0 | [6 empty] | PAR | I | OLD |  |  | RHNDIELC | 2 | 0.33333 | HOUPARRHNDIELCN06_OLDI_FBHOILE01 | 0.8 | HOUPARRHNDIELCN06_OLDI | HOUPARRHNBHOILE01_OLDI | BHOILE01 | DIELCN06 | PAR_OLDI | BHOILE01_DIELCN06 | 5 | 0 | 1.1 | Unlikely
HOUPARRHNDIELCN06_OLDI_FBHOILE01_D33 | Residential heating technology - Electric heating - electric panel from Bauhaus - single-family house - new building - distributed level 0.33 | HOUELC | HOUPARRHN_OLDI_DMD | MKr20 | 2030 | 0.56157 | 0 | [6 empty] | PAR | I | OLD |  |  | RHNDIELC | 2 | 0.33333 | HOUPARRHNDIELCN06_OLDI_FBHOILE01 | 0.8 | HOUPARRHNDIELCN06_OLDI | HOUPARRHNBHOILE01_OLDI | BHOILE01 | DIELCN06 | PAR_OLDI | BHOILE01_DIELCN06 | 5 | 0 | 1.1 | Unlikely
HOUPARRHNDIELCN06_OLDI_FBHOILE01_D33 | Residential heating technology - Electric heating - electric panel from Bauhaus - single-family house - new building - distributed level 0.33 | HOUELC | HOUPARRHN_OLDI_DMD | MKr20 | 2040 | 0.56157 | 0 | [6 empty] | PAR | I | OLD |  |  | RHNDIELC | 2 | 0.33333 | HOUPARRHNDIELCN06_OLDI_FBHOILE01 | 0.8 | HOUPARRHNDIELCN06_OLDI | HOUPARRHNBHOILE01_OLDI | BHOILE01 | DIELCN06 | PAR_OLDI | BHOILE01_DIELCN06 | 5 | 0 | 1.1 | Unlikely
HOUPARRHNDIELCN06_OLDI_FBHOILE01_D33 | Residential heating technology - Electric heating - electric panel from Bauhaus - single-family house - new building - distributed level 0.33 | HOUELC | HOUPARRHN_OLDI_DMD | MKr20 | 2050 | 0.56157 | 0 | [6 empty] | PAR | I | OLD |  |  | RHNDIELC | 2 | 0.33333 | HOUPARRHNDIELCN06_OLDI_FBHOILE01 | 0.8 | HOUPARRHNDIELCN06_OLDI | HOUPARRHNBHOILE01_OLDI | BHOILE01 | DIELCN06 | PAR_OLDI | BHOILE01_DIELCN06 | 5 | 0 | 1.1 | Unlikely
HOUPARRHNDIELCN01_OLDI_FBHOILE01_D33 | Residential heating technology - Electric heating - single-family house - new building - distributed level 0.33 | HOUELC | HOUPARRHN_OLDI_DMD | MKr20 | 2020 | 6.8232 | 0.055321 | [6 empty] | PAR | I | OLD |  |  | RHNDIELC | 2 | 0.33333 | HOUPARRHNDIELCN01_OLDI_FBHOILE01 | 0.8 | HOUPARRHNDIELCN01_OLDI | HOUPARRHNBHOILE01_OLDI | BHOILE01 | DIELCN01 | PAR_OLDI | BHOILE01_DIELCN01 | 5 | 0 | 1.1 | Unlikely
HOUPARRHNDIELCN01_OLDI_FBHOILE01_D33 | Residential heating technology - Electric heating - single-family house - new building - distributed level 0.33 | HOUELC | HOUPARRHN_OLDI_DMD | MKr20 | 2025 | 6.6543 | 0.055321 | [6 empty] | PAR | I | OLD |  |  | RHNDIELC | 2 | 0.33333 | HOUPARRHNDIELCN01_OLDI_FBHOILE01 | 0.8 | HOUPARRHNDIELCN01_OLDI | HOUPARRHNBHOILE01_OLDI | BHOILE01 | DIELCN01 | PAR_OLDI | BHOILE01_DIELCN01 | 5 | 0 | 1.1 | Unlikely
HOUPARRHNDIELCN01_OLDI_FBHOILE01_D33 | Residential heating technology - Electric heating - single-family house - new building - distributed level 0.33 | HOUELC | HOUPARRHN_OLDI_DMD | MKr20 | 2030 | 6.4896 | 0.053016 | [6 empty] | PAR | I | OLD |  |  | RHNDIELC | 2 | 0.33333 | HOUPARRHNDIELCN01_OLDI_FBHOILE01 | 0.8 | HOUPARRHNDIELCN01_OLDI | HOUPARRHNBHOILE01_OLDI | BHOILE01 | DIELCN01 | PAR_OLDI | BHOILE01_DIELCN01 | 5 | 0 | 1.1 | Unlikely
HOUPARRHNDIELCN01_OLDI_FBHOILE01_D33 | Residential heating technology - Electric heating - single-family house - new building - distributed level 0.33 | HOUELC | HOUPARRHN_OLDI_DMD | MKr20 | 2040 | 6.1723 | 0.050711 | [6 empty] | PAR | I | OLD |  |  | RHNDIELC | 2 | 0.33333 | HOUPARRHNDIELCN01_OLDI_FBHOILE01 | 0.8 | HOUPARRHNDIELCN01_OLDI | HOUPARRHNBHOILE01_OLDI | BHOILE01 | DIELCN01 | PAR_OLDI | BHOILE01_DIELCN01 | 5 | 0 | 1.1 | Unlikely
HOUPARRHNDIELCN01_OLDI_FBHOILE01_D33 | Residential heating technology - Electric heating - single-family house - new building - distributed level 0.33 | HOUELC | HOUPARRHN_OLDI_DMD | MKr20 | 2050 | 5.8706 | 0.048406 | [6 empty] | PAR | I | OLD |  |  | RHNDIELC | 2 | 0.33333 | HOUPARRHNDIELCN01_OLDI_FBHOILE01 | 0.8 | HOUPARRHNDIELCN01_OLDI | HOUPARRHNBHOILE01_OLDI | BHOILE01 | DIELCN01 | PAR_OLDI | BHOILE01_DIELCN01 | 5 | 0 | 1.1 | Unlikely
HOUPARRHNBHWPEN01_OLDI_FBHOILE01_D33 | Residential heating technology - Biomass boiler, automatic stoking , wood pellets or wood chips - single-family house - existing building - distributed level 0.33 | HOUWPE | HOUPARRHN_OLDI_DMD | MKr20 | 2020 | 3.3639 | 0.25872 |  | 25 | 14 | 70 | 2 | 4 | PAR | I | OLD |  |  | RHNBHWPE | 2 | 0.33333 | HOUPARRHNBHWPEN01_OLDI_FBHOILE01 | 0.8 | HOUPARRHNBHWPEN01_OLDI | HOUPARRHNBHOILE01_OLDI | BHOILE01 | BHWPEN01 | PAR_OLDI | BHOILE01_BHWPEN01 | 6 | 0 | 1 | New
HOUPARRHNBHWPEN01_OLDI_FBHOILE01_D33 | Residential heating technology - Biomass boiler, automatic stoking , wood pellets or wood chips - single-family house - existing building - distributed level 0.33 | HOUWPE | HOUPARRHN_OLDI_DMD | MKr20 | 2025 | 3.2806 | 0.25425 |  | 25 | 14 | 60 | 2 | 4 | PAR | I | OLD |  |  | RHNBHWPE | 2 | 0.33333 | HOUPARRHNBHWPEN01_OLDI_FBHOILE01 | 0.8 | HOUPARRHNBHWPEN01_OLDI | HOUPARRHNBHOILE01_OLDI | BHOILE01 | BHWPEN01 | PAR_OLDI | BHOILE01_BHWPEN01 | 6 | 0 | 1 | New
HOUPARRHNBHWPEN01_OLDI_FBHOILE01_D33 | Residential heating technology - Biomass boiler, automatic stoking , wood pellets or wood chips - single-family house - existing building - distributed level 0.33 | HOUWPE | HOUPARRHN_OLDI_DMD | MKr20 | 2030 | 3.1994 | 0.25086 |  | 25 | 11 | 50 | 1 | 4 | PAR | I | OLD |  |  | RHNBHWPE | 2 | 0.33333 | HOUPARRHNBHWPEN01_OLDI_FBHOILE01 | 0.8 | HOUPARRHNBHWPEN01_OLDI | HOUPARRHNBHOILE01_OLDI | BHOILE01 | BHWPEN01 | PAR_OLDI | BHOILE01_BHWPEN01 | 6 | 0 | 1 | New
HOUPARRHNBHWPEN01_OLDI_FBHOILE01_D33 | Residential heating technology - Biomass boiler, automatic stoking , wood pellets or wood chips - single-family house - existing building - distributed level 0.33 | HOUWPE | HOUPARRHN_OLDI_DMD | MKr20 | 2040 | 3.043 | 0.23976 |  | 25 | 9 | 45 | 1 | 4 | PAR | I | OLD |  |  | RHNBHWPE | 2 | 0.33333 | HOUPARRHNBHWPEN01_OLDI_FBHOILE01 | 0.8 | HOUPARRHNBHWPEN01_OLDI | HOUPARRHNBHOILE01_OLDI | BHOILE01 | BHWPEN01 | PAR_OLDI | BHOILE01_BHWPEN01 | 6 | 0 | 1 | New
HOUPARRHNBHWPEN01_OLDI_FBHOILE01_D33 | Residential heating technology - Biomass boiler, automatic stoking , wood pellets or wood chips - single-family house - existing building - distributed level 0.33 | HOUWPE | HOUPARRHN_OLDI_DMD | MKr20 | 2050 | 3.6178 | 0.28643 |  | 25 | 9 | 40 | 0 | 4 | PAR | I | OLD |  |  | RHNBHWPE | 2 | 0.33333 | HOUPARRHNBHWPEN01_OLDI_FBHOILE01 | 0.8 | HOUPARRHNBHWPEN01_OLDI | HOUPARRHNBHOILE01_OLDI | BHOILE01 | BHWPEN01 | PAR_OLDI | BHOILE01_BHWPEN01 | 6 | 0 | 1 | New
HOUPARRHNBHSOLN01_OLDI_FBHOILE01_D33 | Residential heating technology - Solar heating system - single-family house - existing building - distributed level 0.33 | HOUSOL | HOUPARRHN_OLDI_DMD | MKr20 | 2020 | 7.498 | 0.086357 | [6 empty] | PAR | I | OLD |  |  | RHNBHSOL | 2 | 0.33333 | HOUPARRHNBHSOLN01_OLDI_FBHOILE01 | 0.8 | HOUPARRHNBHSOLN01_OLDI | HOUPARRHNBHOILE01_OLDI | BHOILE01 | BHSOLN01 | PAR_OLDI | BHOILE01_BHSOLN01 | 5 | 0 | 1.1 | Unlikely
HOUPARRHNBHSOLN01_OLDI_FBHOILE01_D33 | Residential heating technology - Solar heating system - single-family house - existing building - distributed level 0.33 | HOUSOL | HOUPARRHN_OLDI_DMD | MKr20 | 2025 | 7.3124 | 0.081089 | [6 empty] | PAR | I | OLD |  |  | RHNBHSOL | 2 | 0.33333 | HOUPARRHNBHSOLN01_OLDI_FBHOILE01 | 0.8 | HOUPARRHNBHSOLN01_OLDI | HOUPARRHNBHOILE01_OLDI | BHOILE01 | BHSOLN01 | PAR_OLDI | BHOILE01_BHSOLN01 | 5 | 0 | 1.1 | Unlikely
HOUPARRHNBHSOLN01_OLDI_FBHOILE01_D33 | Residential heating technology - Solar heating system - single-family house - existing building - distributed level 0.33 | HOUSOL | HOUPARRHN_OLDI_DMD | MKr20 | 2030 | 7.1315 | 0.079113 | [6 empty] | PAR | I | OLD |  |  | RHNBHSOL | 2 | 0.33333 | HOUPARRHNBHSOLN01_OLDI_FBHOILE01 | 0.8 | HOUPARRHNBHSOLN01_OLDI | HOUPARRHNBHOILE01_OLDI | BHOILE01 | BHSOLN01 | PAR_OLDI | BHOILE01_BHSOLN01 | 5 | 0 | 1.1 | Unlikely
HOUPARRHNBHSOLN01_OLDI_FBHOILE01_D33 | Residential heating technology - Solar heating system - single-family house - existing building - distributed level 0.33 | HOUSOL | HOUPARRHN_OLDI_DMD | MKr20 | 2040 | 6.7828 | 0.074832 | [6 empty] | PAR | I | OLD |  |  | RHNBHSOL | 2 | 0.33333 | HOUPARRHNBHSOLN01_OLDI_FBHOILE01 | 0.8 | HOUPARRHNBHSOLN01_OLDI | HOUPARRHNBHOILE01_OLDI | BHOILE01 | BHSOLN01 | PAR_OLDI | BHOILE01_BHSOLN01 | 5 | 0 | 1.1 | Unlikely
HOUPARRHNBHSOLN01_OLDI_FBHOILE01_D33 | Residential heating technology - Solar heating system - single-family house - existing building - distributed level 0.33 | HOUSOL | HOUPARRHN_OLDI_DMD | MKr20 | 2050 | 6.4512 | 0.070551 | [6 empty] | PAR | I | OLD |  |  | RHNBHSOL | 2 | 0.33333 | HOUPARRHNBHSOLN01_OLDI_FBHOILE01 | 0.8 | HOUPARRHNBHSOLN01_OLDI | HOUPARRHNBHOILE01_OLDI | BHOILE01 | BHSOLN01 | PAR_OLDI | BHOILE01_BHSOLN01 | 5 | 0 | 1.1 | Unlikely
HOUPARRHNBHOILN01_OLDI_FBHOILE01_D33 | Residential heating technology - Oil boiler (mineral oil fired, < 10 % FAME) - single-family house - existing building - distributed level 0.33 | HOUOIL, HOUDSB, HOUDSE | HOUPARRHN_OLDI_DMD | MKr20 | 2020 | 1.7426 | 0.06382 |  | 6.7 | 5 | 52 | 0 | 0 | PAR | I | OLD |  |  | RHNBHOIL | 2 | 0.33333 | HOUPARRHNBHOILN01_OLDI_FBHOILE01 | 0.8 | HOUPARRHNBHOILN01_OLDI | HOUPARRHNBHOILE01_OLDI | BHOILE01 | BHOILN01 | PAR_OLDI | BHOILE01_BHOILN01 | 2 | 0 | 0.9 | Same
HOUPARRHNBHOILN01_OLDI_FBHOILE01_D33 | Residential heating technology - Oil boiler (mineral oil fired, < 10 % FAME) - single-family house - existing building - distributed level 0.33 | HOUOIL, HOUDSB, HOUDSE | HOUPARRHN_OLDI_DMD | MKr20 | 2025 | 1.7095 | 0.062702 |  | 6.7 | 5 | 52 | 0 | 0 | PAR | I | OLD |  |  | RHNBHOIL | 2 | 0.33333 | HOUPARRHNBHOILN01_OLDI_FBHOILE01 | 0.8 | HOUPARRHNBHOILN01_OLDI | HOUPARRHNBHOILE01_OLDI | BHOILE01 | BHOILN01 | PAR_OLDI | BHOILE01_BHOILN01 | 2 | 0 | 0.9 | Same
HOUPARRHNBHOILN01_OLDI_FBHOILE01_D33 | Residential heating technology - Oil boiler (mineral oil fired, < 10 % FAME) - single-family house - existing building - distributed level 0.33 | HOUOIL, HOUDSB, HOUDSE | HOUPARRHN_OLDI_DMD | MKr20 | 2030 | 1.6772 | 0.061798 |  | 6.7 | 5 | 52 | 0 | 0 | PAR | I | OLD |  |  | RHNBHOIL | 2 | 0.33333 | HOUPARRHNBHOILN01_OLDI_FBHOILE01 | 0.8 | HOUPARRHNBHOILN01_OLDI | HOUPARRHNBHOILE01_OLDI | BHOILE01 | BHOILN01 | PAR_OLDI | BHOILE01_BHOILN01 | 2 | 0 | 0.9 | Same
HOUPARRHNBHOILN01_OLDI_FBHOILE01_D33 | Residential heating technology - Oil boiler (mineral oil fired, < 10 % FAME) - single-family house - existing building - distributed level 0.33 | HOUOIL, HOUDSB, HOUDSE | HOUPARRHN_OLDI_DMD | MKr20 | 2040 | 1.615 | 0.058648 |  | 6.7 | 5 | 52 | 0 | 0 | PAR | I | OLD |  |  | RHNBHOIL | 2 | 0.33333 | HOUPARRHNBHOILN01_OLDI_FBHOILE01 | 0.8 | HOUPARRHNBHOILN01_OLDI | HOUPARRHNBHOILE01_OLDI | BHOILE01 | BHOILN01 | PAR_OLDI | BHOILE01_BHOILN01 | 2 | 0 | 0.9 | Same
HOUPARRHNBHOILN01_OLDI_FBHOILE01_D33 | Residential heating technology - Oil boiler (mineral oil fired, < 10 % FAME) - single-family house - existing building - distributed level 0.33 | HOUOIL, HOUDSB, HOUDSE | HOUPARRHN_OLDI_DMD | MKr20 | 2050 | 1.5558 | 0.05547 |  | 6.7 | 5 | 52 | 0 | 0 | PAR | I | OLD |  |  | RHNBHOIL | 2 | 0.33333 | HOUPARRHNBHOILN01_OLDI_FBHOILE01 | 0.8 | HOUPARRHNBHOILN01_OLDI | HOUPARRHNBHOILE01_OLDI | BHOILE01 | BHOILN01 | PAR_OLDI | BHOILE01_BHOILN01 | 2 | 0 | 0.9 | Same
HOUPARRHNBHDHDN09_OLDI_FBHOILE01_D33 | Residential heating technology - Direct district heating substation - plus connection pipe - plus distribution (heating density: low ) - single-family house - existing building - distributed level 0.33 | HOUDHD | HOUPARRHN_OLDI_DMD | MKr20 | 2020 | 9.7088 | 0.028099 | [6 empty] | PAR | I | OLD |  |  | RHNBHDHD | 2 | 0.33333 | HOUPARRHNBHDHDN09_OLDI_FBHOILE01 | 0.8 | HOUPARRHNBHDHDN09_OLDI | HOUPARRHNBHOILE01_OLDI | BHOILE01 | BHDHDN09 | PAR_OLDI | BHOILE01_BHDHDN09 | 4 | -0.25 | 1 | Supported
HOUPARRHNBHDHDN09_OLDI_FBHOILE01_D33 | Residential heating technology - Direct district heating substation - plus connection pipe - plus distribution (heating density: low ) - single-family house - existing building - distributed level 0.33 | HOUDHD | HOUPARRHN_OLDI_DMD | MKr20 | 2025 | 9.6743 | 0.027891 | [6 empty] | PAR | I | OLD |  |  | RHNBHDHD | 2 | 0.33333 | HOUPARRHNBHDHDN09_OLDI_FBHOILE01 | 0.8 | HOUPARRHNBHDHDN09_OLDI | HOUPARRHNBHOILE01_OLDI | BHOILE01 | BHDHDN09 | PAR_OLDI | BHOILE01_BHDHDN09 | 4 | -0.25 | 1 | Supported
HOUPARRHNBHDHDN09_OLDI_FBHOILE01_D33 | Residential heating technology - Direct district heating substation - plus connection pipe - plus distribution (heating density: low ) - single-family house - existing building - distributed level 0.33 | HOUDHD | HOUPARRHN_OLDI_DMD | MKr20 | 2030 | 9.6454 | 0.027393 | [6 empty] | PAR | I | OLD |  |  | RHNBHDHD | 2 | 0.33333 | HOUPARRHNBHDHDN09_OLDI_FBHOILE01 | 0.8 | HOUPARRHNBHDHDN09_OLDI | HOUPARRHNBHOILE01_OLDI | BHOILE01 | BHDHDN09 | PAR_OLDI | BHOILE01_BHDHDN09 | 4 | -0.25 | 1 | Supported
HOUPARRHNBHDHDN09_OLDI_FBHOILE01_D33 | Residential heating technology - Direct district heating substation - plus connection pipe - plus distribution (heating density: low ) - single-family house - existing building - distributed level 0.33 | HOUDHD | HOUPARRHN_OLDI_DMD | MKr20 | 2040 | 9.5936 | 0.026213 | [6 empty] | PAR | I | OLD |  |  | RHNBHDHD | 2 | 0.33333 | HOUPARRHNBHDHDN09_OLDI_FBHOILE01 | 0.8 | HOUPARRHNBHDHDN09_OLDI | HOUPARRHNBHOILE01_OLDI | BHOILE01 | BHDHDN09 | PAR_OLDI | BHOILE01_BHDHDN09 | 4 | -0.25 | 1 | Supported
HOUPARRHNBHDHDN09_OLDI_FBHOILE01_D33 | Residential heating technology - Direct district heating substation - plus connection pipe - plus distribution (heating density: low ) - single-family house - existing building - distributed level 0.33 | HOUDHD | HOUPARRHN_OLDI_DMD | MKr20 | 2050 | 9.5359 | 0.024497 | [6 empty] | PAR | I | OLD |  |  | RHNBHDHD | 2 | 0.33333 | HOUPARRHNBHDHDN09_OLDI_FBHOILE01 | 0.8 | HOUPARRHNBHDHDN09_OLDI | HOUPARRHNBHOILE01_OLDI | BHOILE01 | BHDHDN09 | PAR_OLDI | BHOILE01_BHDHDN09 | 4 | -0.25 | 1 | Supported
HOUPARRHNBHDHDN07_OLDI_FBHOILE01_D33 | Residential heating technology - Direct district heating substation - plus connection pipe - plus distribution (heating density: medium ) - single-family house - existing building - distributed level 0.33 | HOUDHD | HOUPARRHN_OLDI_DMD | MKr20 | 2020 | 3.9075 | 0.028099 | [6 empty] | PAR | I | OLD |  |  | RHNBHDHD | 2 | 0.33333 | HOUPARRHNBHDHDN07_OLDI_FBHOILE01 | 0.8 | HOUPARRHNBHDHDN07_OLDI | HOUPARRHNBHOILE01_OLDI | BHOILE01 | BHDHDN07 | PAR_OLDI | BHOILE01_BHDHDN07 | 4 | -0.25 | 1 | Supported
HOUPARRHNBHDHDN07_OLDI_FBHOILE01_D33 | Residential heating technology - Direct district heating substation - plus connection pipe - plus distribution (heating density: medium ) - single-family house - existing building - distributed level 0.33 | HOUDHD | HOUPARRHN_OLDI_DMD | MKr20 | 2025 | 3.8729 | 0.027891 | [6 empty] | PAR | I | OLD |  |  | RHNBHDHD | 2 | 0.33333 | HOUPARRHNBHDHDN07_OLDI_FBHOILE01 | 0.8 | HOUPARRHNBHDHDN07_OLDI | HOUPARRHNBHOILE01_OLDI | BHOILE01 | BHDHDN07 | PAR_OLDI | BHOILE01_BHDHDN07 | 4 | -0.25 | 1 | Supported
HOUPARRHNBHDHDN07_OLDI_FBHOILE01_D33 | Residential heating technology - Direct district heating substation - plus connection pipe - plus distribution (heating density: medium ) - single-family house - existing building - distributed level 0.33 | HOUDHD | HOUPARRHN_OLDI_DMD | MKr20 | 2030 | 3.8441 | 0.027393 | [6 empty] | PAR | I | OLD |  |  | RHNBHDHD | 2 | 0.33333 | HOUPARRHNBHDHDN07_OLDI_FBHOILE01 | 0.8 | HOUPARRHNBHDHDN07_OLDI | HOUPARRHNBHOILE01_OLDI | BHOILE01 | BHDHDN07 | PAR_OLDI | BHOILE01_BHDHDN07 | 4 | -0.25 | 1 | Supported
HOUPARRHNBHDHDN07_OLDI_FBHOILE01_D33 | Residential heating technology - Direct district heating substation - plus connection pipe - plus distribution (heating density: medium ) - single-family house - existing building - distributed level 0.33 | HOUDHD | HOUPARRHN_OLDI_DMD | MKr20 | 2040 | 3.7922 | 0.026213 | [6 empty] | PAR | I | OLD |  |  | RHNBHDHD | 2 | 0.33333 | HOUPARRHNBHDHDN07_OLDI_FBHOILE01 | 0.8 | HOUPARRHNBHDHDN07_OLDI | HOUPARRHNBHOILE01_OLDI | BHOILE01 | BHDHDN07 | PAR_OLDI | BHOILE01_BHDHDN07 | 4 | -0.25 | 1 | Supported
HOUPARRHNBHDHDN07_OLDI_FBHOILE01_D33 | Residential heating technology - Direct district heating substation - plus connection pipe - plus distribution (heating density: medium ) - single-family house - existing building - distributed level 0.33 | HOUDHD | HOUPARRHN_OLDI_DMD | MKr20 | 2050 | 3.7346 | 0.024497 | [6 empty] | PAR | I | OLD |  |  | RHNBHDHD | 2 | 0.33333 | HOUPARRHNBHDHDN07_OLDI_FBHOILE01 | 0.8 | HOUPARRHNBHDHDN07_OLDI | HOUPARRHNBHOILE01_OLDI | BHOILE01 | BHDHDN07 | PAR_OLDI | BHOILE01_BHDHDN07 | 4 | -0.25 | 1 | Supported
HOUPARRHNBHDHDN05_OLDI_FBHOILE01_D33 | Residential heating technology - Direct district heating substation - plus connection pipe - plus distribution (heating density: high ) - single-family house - existing building - distributed level 0.33 | HOUDHD | HOUPARRHN_OLDI_DMD | MKr20 | 2020 | 2.9793 | 0.028099 | [6 empty] | PAR | I | OLD |  |  | RHNBHDHD | 2 | 0.33333 | HOUPARRHNBHDHDN05_OLDI_FBHOILE01 | 0.8 | HOUPARRHNBHDHDN05_OLDI | HOUPARRHNBHOILE01_OLDI | BHOILE01 | BHDHDN05 | PAR_OLDI | BHOILE01_BHDHDN05 | 4 | -0.25 | 1 | Supported
HOUPARRHNBHDHDN05_OLDI_FBHOILE01_D33 | Residential heating technology - Direct district heating substation - plus connection pipe - plus distribution (heating density: high ) - single-family house - existing building - distributed level 0.33 | HOUDHD | HOUPARRHN_OLDI_DMD | MKr20 | 2025 | 2.9447 | 0.027891 | [6 empty] | PAR | I | OLD |  |  | RHNBHDHD | 2 | 0.33333 | HOUPARRHNBHDHDN05_OLDI_FBHOILE01 | 0.8 | HOUPARRHNBHDHDN05_OLDI | HOUPARRHNBHOILE01_OLDI | BHOILE01 | BHDHDN05 | PAR_OLDI | BHOILE01_BHDHDN05 | 4 | -0.25 | 1 | Supported
HOUPARRHNBHDHDN05_OLDI_FBHOILE01_D33 | Residential heating technology - Direct district heating substation - plus connection pipe - plus distribution (heating density: high ) - single-family house - existing building - distributed level 0.33 | HOUDHD | HOUPARRHN_OLDI_DMD | MKr20 | 2030 | 2.9159 | 0.027393 | [6 empty] | PAR | I | OLD |  |  | RHNBHDHD | 2 | 0.33333 | HOUPARRHNBHDHDN05_OLDI_FBHOILE01 | 0.8 | HOUPARRHNBHDHDN05_OLDI | HOUPARRHNBHOILE01_OLDI | BHOILE01 | BHDHDN05 | PAR_OLDI | BHOILE01_BHDHDN05 | 4 | -0.25 | 1 | Supported
HOUPARRHNBHDHDN05_OLDI_FBHOILE01_D33 | Residential heating technology - Direct district heating substation - plus connection pipe - plus distribution (heating density: high ) - single-family house - existing building - distributed level 0.33 | HOUDHD | HOUPARRHN_OLDI_DMD | MKr20 | 2040 | 2.864 | 0.026213 | [6 empty] | PAR | I | OLD |  |  | RHNBHDHD | 2 | 0.33333 | HOUPARRHNBHDHDN05_OLDI_FBHOILE01 | 0.8 | HOUPARRHNBHDHDN05_OLDI | HOUPARRHNBHOILE01_OLDI | BHOILE01 | BHDHDN05 | PAR_OLDI | BHOILE01_BHDHDN05 | 4 | -0.25 | 1 | Supported
HOUPARRHNBHDHDN05_OLDI_FBHOILE01_D33 | Residential heating technology - Direct district heating substation - plus connection pipe - plus distribution (heating density: high ) - single-family house - existing building - distributed level 0.33 | HOUDHD | HOUPARRHN_OLDI_DMD | MKr20 | 2050 | 2.8064 | 0.024497 | [6 empty] | PAR | I | OLD |  |  | RHNBHDHD | 2 | 0.33333 | HOUPARRHNBHDHDN05_OLDI_FBHOILE01 | 0.8 | HOUPARRHNBHDHDN05_OLDI | HOUPARRHNBHOILE01_OLDI | BHOILE01 | BHDHDN05 | PAR_OLDI | BHOILE01_BHDHDN05 | 4 | -0.25 | 1 | Supported
HOUPARRHNBHDHCN09_OLDI_FBHOILE01_D33 | Residential heating technology - Direct district heating substation - plus connection pipe - plus distribution (heating density: low ) - single-family house - existing building - distributed level 0.33 | HOUDHC | HOUPARRHN_OLDI_DMD | MKr20 | 2020 | 9.7088 | 0.028099 | [6 empty] | PAR | I | OLD |  |  | RHNBHDHC | 2 | 0.33333 | HOUPARRHNBHDHCN09_OLDI_FBHOILE01 | 0.8 | HOUPARRHNBHDHCN09_OLDI | HOUPARRHNBHOILE01_OLDI | BHOILE01 | BHDHCN09 | PAR_OLDI | BHOILE01_BHDHCN09 | 4 | -0.25 | 1 | Supported
HOUPARRHNBHDHCN09_OLDI_FBHOILE01_D33 | Residential heating technology - Direct district heating substation - plus connection pipe - plus distribution (heating density: low ) - single-family house - existing building - distributed level 0.33 | HOUDHC | HOUPARRHN_OLDI_DMD | MKr20 | 2025 | 9.6743 | 0.027891 | [6 empty] | PAR | I | OLD |  |  | RHNBHDHC | 2 | 0.33333 | HOUPARRHNBHDHCN09_OLDI_FBHOILE01 | 0.8 | HOUPARRHNBHDHCN09_OLDI | HOUPARRHNBHOILE01_OLDI | BHOILE01 | BHDHCN09 | PAR_OLDI | BHOILE01_BHDHCN09 | 4 | -0.25 | 1 | Supported
HOUPARRHNBHDHCN09_OLDI_FBHOILE01_D33 | Residential heating technology - Direct district heating substation - plus connection pipe - plus distribution (heating density: low ) - single-family house - existing building - distributed level 0.33 | HOUDHC | HOUPARRHN_OLDI_DMD | MKr20 | 2030 | 9.6454 | 0.027393 | [6 empty] | PAR | I | OLD |  |  | RHNBHDHC | 2 | 0.33333 | HOUPARRHNBHDHCN09_OLDI_FBHOILE01 | 0.8 | HOUPARRHNBHDHCN09_OLDI | HOUPARRHNBHOILE01_OLDI | BHOILE01 | BHDHCN09 | PAR_OLDI | BHOILE01_BHDHCN09 | 4 | -0.25 | 1 | Supported
HOUPARRHNBHDHCN09_OLDI_FBHOILE01_D33 | Residential heating technology - Direct district heating substation - plus connection pipe - plus distribution (heating density: low ) - single-family house - existing building - distributed level 0.33 | HOUDHC | HOUPARRHN_OLDI_DMD | MKr20 | 2040 | 9.5936 | 0.026213 | [6 empty] | PAR | I | OLD |  |  | RHNBHDHC | 2 | 0.33333 | HOUPARRHNBHDHCN09_OLDI_FBHOILE01 | 0.8 | HOUPARRHNBHDHCN09_OLDI | HOUPARRHNBHOILE01_OLDI | BHOILE01 | BHDHCN09 | PAR_OLDI | BHOILE01_BHDHCN09 | 4 | -0.25 | 1 | Supported
HOUPARRHNBHDHCN09_OLDI_FBHOILE01_D33 | Residential heating technology - Direct district heating substation - plus connection pipe - plus distribution (heating density: low ) - single-family house - existing building - distributed level 0.33 | HOUDHC | HOUPARRHN_OLDI_DMD | MKr20 | 2050 | 9.5359 | 0.024497 | [6 empty] | PAR | I | OLD |  |  | RHNBHDHC | 2 | 0.33333 | HOUPARRHNBHDHCN09_OLDI_FBHOILE01 | 0.8 | HOUPARRHNBHDHCN09_OLDI | HOUPARRHNBHOILE01_OLDI | BHOILE01 | BHDHCN09 | PAR_OLDI | BHOILE01_BHDHCN09 | 4 | -0.25 | 1 | Supported
HOUPARRHNBHDHCN07_OLDI_FBHOILE01_D33 | Residential heating technology - Direct district heating substation - plus connection pipe - plus distribution (heating density: medium ) - single-family house - existing building - distributed level 0.33 | HOUDHC | HOUPARRHN_OLDI_DMD | MKr20 | 2020 | 3.9075 | 0.028099 | [6 empty] | PAR | I | OLD |  |  | RHNBHDHC | 2 | 0.33333 | HOUPARRHNBHDHCN07_OLDI_FBHOILE01 | 0.8 | HOUPARRHNBHDHCN07_OLDI | HOUPARRHNBHOILE01_OLDI | BHOILE01 | BHDHCN07 | PAR_OLDI | BHOILE01_BHDHCN07 | 4 | -0.25 | 1 | Supported
HOUPARRHNBHDHCN07_OLDI_FBHOILE01_D33 | Residential heating technology - Direct district heating substation - plus connection pipe - plus distribution (heating density: medium ) - single-family house - existing building - distributed level 0.33 | HOUDHC | HOUPARRHN_OLDI_DMD | MKr20 | 2025 | 3.8729 | 0.027891 | [6 empty] | PAR | I | OLD |  |  | RHNBHDHC | 2 | 0.33333 | HOUPARRHNBHDHCN07_OLDI_FBHOILE01 | 0.8 | HOUPARRHNBHDHCN07_OLDI | HOUPARRHNBHOILE01_OLDI | BHOILE01 | BHDHCN07 | PAR_OLDI | BHOILE01_BHDHCN07 | 4 | -0.25 | 1 | Supported
HOUPARRHNBHDHCN07_OLDI_FBHOILE01_D33 | Residential heating technology - Direct district heating substation - plus connection pipe - plus distribution (heating density: medium ) - single-family house - existing building - distributed level 0.33 | HOUDHC | HOUPARRHN_OLDI_DMD | MKr20 | 2030 | 3.8441 | 0.027393 | [6 empty] | PAR | I | OLD |  |  | RHNBHDHC | 2 | 0.33333 | HOUPARRHNBHDHCN07_OLDI_FBHOILE01 | 0.8 | HOUPARRHNBHDHCN07_OLDI | HOUPARRHNBHOILE01_OLDI | BHOILE01 | BHDHCN07 | PAR_OLDI | BHOILE01_BHDHCN07 | 4 | -0.25 | 1 | Supported
HOUPARRHNBHDHCN07_OLDI_FBHOILE01_D33 | Residential heating technology - Direct district heating substation - plus connection pipe - plus distribution (heating density: medium ) - single-family house - existing building - distributed level 0.33 | HOUDHC | HOUPARRHN_OLDI_DMD | MKr20 | 2040 | 3.7922 | 0.026213 | [6 empty] | PAR | I | OLD |  |  | RHNBHDHC | 2 | 0.33333 | HOUPARRHNBHDHCN07_OLDI_FBHOILE01 | 0.8 | HOUPARRHNBHDHCN07_OLDI | HOUPARRHNBHOILE01_OLDI | BHOILE01 | BHDHCN07 | PAR_OLDI | BHOILE01_BHDHCN07 | 4 | -0.25 | 1 | Supported
HOUPARRHNBHDHCN07_OLDI_FBHOILE01_D33 | Residential heating technology - Direct district heating substation - plus connection pipe - plus distribution (heating density: medium ) - single-family house - existing building - distributed level 0.33 | HOUDHC | HOUPARRHN_OLDI_DMD | MKr20 | 2050 | 3.7346 | 0.024497 | [6 empty] | PAR | I | OLD |  |  | RHNBHDHC | 2 | 0.33333 | HOUPARRHNBHDHCN07_OLDI_FBHOILE01 | 0.8 | HOUPARRHNBHDHCN07_OLDI | HOUPARRHNBHOILE01_OLDI | BHOILE01 | BHDHCN07 | PAR_OLDI | BHOILE01_BHDHCN07 | 4 | -0.25 | 1 | Supported
HOUPARRHNBHDHCN05_OLDI_FBHOILE01_D33 | Residential heating technology - Direct district heating substation - plus connection pipe - plus distribution (heating density: high ) - single-family house - existing building - distributed level 0.33 | HOUDHC | HOUPARRHN_OLDI_DMD | MKr20 | 2020 | 2.9793 | 0.028099 | [6 empty] | PAR | I | OLD |  |  | RHNBHDHC | 2 | 0.33333 | HOUPARRHNBHDHCN05_OLDI_FBHOILE01 | 0.8 | HOUPARRHNBHDHCN05_OLDI | HOUPARRHNBHOILE01_OLDI | BHOILE01 | BHDHCN05 | PAR_OLDI | BHOILE01_BHDHCN05 | 4 | -0.25 | 1 | Supported
HOUPARRHNBHDHCN05_OLDI_FBHOILE01_D33 | Residential heating technology - Direct district heating substation - plus connection pipe - plus distribution (heating density: high ) - single-family house - existing building - distributed level 0.33 | HOUDHC | HOUPARRHN_OLDI_DMD | MKr20 | 2025 | 2.9447 | 0.027891 | [6 empty] | PAR | I | OLD |  |  | RHNBHDHC | 2 | 0.33333 | HOUPARRHNBHDHCN05_OLDI_FBHOILE01 | 0.8 | HOUPARRHNBHDHCN05_OLDI | HOUPARRHNBHOILE01_OLDI | BHOILE01 | BHDHCN05 | PAR_OLDI | BHOILE01_BHDHCN05 | 4 | -0.25 | 1 | Supported
HOUPARRHNBHDHCN05_OLDI_FBHOILE01_D33 | Residential heating technology - Direct district heating substation - plus connection pipe - plus distribution (heating density: high ) - single-family house - existing building - distributed level 0.33 | HOUDHC | HOUPARRHN_OLDI_DMD | MKr20 | 2030 | 2.9159 | 0.027393 | [6 empty] | PAR | I | OLD |  |  | RHNBHDHC | 2 | 0.33333 | HOUPARRHNBHDHCN05_OLDI_FBHOILE01 | 0.8 | HOUPARRHNBHDHCN05_OLDI | HOUPARRHNBHOILE01_OLDI | BHOILE01 | BHDHCN05 | PAR_OLDI | BHOILE01_BHDHCN05 | 4 | -0.25 | 1 | Supported
HOUPARRHNBHDHCN05_OLDI_FBHOILE01_D33 | Residential heating technology - Direct district heating substation - plus connection pipe - plus distribution (heating density: high ) - single-family house - existing building - distributed level 0.33 | HOUDHC | HOUPARRHN_OLDI_DMD | MKr20 | 2040 | 2.864 | 0.026213 | [6 empty] | PAR | I | OLD |  |  | RHNBHDHC | 2 | 0.33333 | HOUPARRHNBHDHCN05_OLDI_FBHOILE01 | 0.8 | HOUPARRHNBHDHCN05_OLDI | HOUPARRHNBHOILE01_OLDI | BHOILE01 | BHDHCN05 | PAR_OLDI | BHOILE01_BHDHCN05 | 4 | -0.25 | 1 | Supported
HOUPARRHNBHDHCN05_OLDI_FBHOILE01_D33 | Residential heating technology - Direct district heating substation - plus connection pipe - plus distribution (heating density: high ) - single-family house - existing building - distributed level 0.33 | HOUDHC | HOUPARRHN_OLDI_DMD | MKr20 | 2050 | 2.8064 | 0.024497 | [6 empty] | PAR | I | OLD |  |  | RHNBHDHC | 2 | 0.33333 | HOUPARRHNBHDHCN05_OLDI_FBHOILE01 | 0.8 | HOUPARRHNBHDHCN05_OLDI | HOUPARRHNBHOILE01_OLDI | BHOILE01 | BHDHCN05 | PAR_OLDI | BHOILE01_BHDHCN05 | 4 | -0.25 | 1 | Supported
HOUETARHNHPELCN05_OLDC_FBHOILE01_D33 | Residential heating technology - Heat pump, Air-to-water - leasing - apartment complex - existing building - distributed level 0.33 | HOUELC, HOUAMB | HOUETARHN_OLDC_DMD | MKr20 | 2020 | 2.3785 | 0.31275 | 0.33288 | [5 empty] | ETA | C | OLD | 3.0041 |  | RHNHPELC | 2 | 0.33333 | HOUETARHNHPELCN05_OLDC_FBHOILE01 | 0.8 | HOUETARHNHPELCN05_OLDC | HOUETARHNBHOILE01_OLDC | BHOILE01 | HPELCN05 | ETA_OLDC | BHOILE01_HPELCN05 | 4 | -0.25 | 1 | Supported
HOUETARHNHPELCN05_OLDC_FBHOILE01_D33 | Residential heating technology - Heat pump, Air-to-water - leasing - apartment complex - existing building - distributed level 0.33 | HOUELC, HOUAMB | HOUETARHN_OLDC_DMD | MKr20 | 2025 | 2.1298 | 0.28751 | 0.31651 | [5 empty] | ETA | C | OLD | 3.1595 |  | RHNHPELC | 2 | 0.33333 | HOUETARHNHPELCN05_OLDC_FBHOILE01 | 0.8 | HOUETARHNHPELCN05_OLDC | HOUETARHNBHOILE01_OLDC | BHOILE01 | HPELCN05 | ETA_OLDC | BHOILE01_HPELCN05 | 4 | -0.25 | 1 | Supported
HOUETARHNHPELCN05_OLDC_FBHOILE01_D33 | Residential heating technology - Heat pump, Air-to-water - leasing - apartment complex - existing building - distributed level 0.33 | HOUELC, HOUAMB | HOUETARHN_OLDC_DMD | MKr20 | 2030 | 1.8811 | 0.26224 | 0.30167 | [5 empty] | ETA | C | OLD | 3.3149 |  | RHNHPELC | 2 | 0.33333 | HOUETARHNHPELCN05_OLDC_FBHOILE01 | 0.8 | HOUETARHNHPELCN05_OLDC | HOUETARHNBHOILE01_OLDC | BHOILE01 | HPELCN05 | ETA_OLDC | BHOILE01_HPELCN05 | 4 | -0.25 | 1 | Supported
HOUETARHNHPELCN05_OLDC_FBHOILE01_D33 | Residential heating technology - Heat pump, Air-to-water - leasing - apartment complex - existing building - distributed level 0.33 | HOUELC, HOUAMB | HOUETARHN_OLDC_DMD | MKr20 | 2040 | 1.6848 | 0.24168 | 0.28816 | [5 empty] | ETA | C | OLD | 3.4702 |  | RHNHPELC | 2 | 0.33333 | HOUETARHNHPELCN05_OLDC_FBHOILE01 | 0.8 | HOUETARHNHPELCN05_OLDC | HOUETARHNBHOILE01_OLDC | BHOILE01 | HPELCN05 | ETA_OLDC | BHOILE01_HPELCN05 | 4 | -0.25 | 1 | Supported
HOUETARHNHPELCN05_OLDC_FBHOILE01_D33 | Residential heating technology - Heat pump, Air-to-water - leasing - apartment complex - existing building - distributed level 0.33 | HOUELC, HOUAMB | HOUETARHN_OLDC_DMD | MKr20 | 2050 | 1.4885 | 0.22111 | 0.27581 | [5 empty] | ETA | C | OLD | 3.6256 |  | RHNHPELC | 2 | 0.33333 | HOUETARHNHPELCN05_OLDC_FBHOILE01 | 0.8 | HOUETARHNHPELCN05_OLDC | HOUETARHNBHOILE01_OLDC | BHOILE01 | HPELCN05 | ETA_OLDC | BHOILE01_HPELCN05 | 4 | -0.25 | 1 | Supported
HOUETARHNHPELCN04_OLDC_FBHOILE01_D33 | Residential heating technology - Heat pump, Ground source - apartment complex - existing building - distributed level 0.33 | HOUELC, HOUAMB | HOUETARHN_OLDC_DMD | MKr20 | 2020 | 4.4322 | 0.046348 | 0.30167 | [5 empty] | ETA | C | OLD | 3.3149 |  | RHNHPELC | 2 | 0.33333 | HOUETARHNHPELCN04_OLDC_FBHOILE01 | 0.8 | HOUETARHNHPELCN04_OLDC | HOUETARHNBHOILE01_OLDC | BHOILE01 | HPELCN04 | ETA_OLDC | BHOILE01_HPELCN04 | 4 | -0.25 | 1 | Supported
HOUETARHNHPELCN04_OLDC_FBHOILE01_D33 | Residential heating technology - Heat pump, Ground source - apartment complex - existing building - distributed level 0.33 | HOUELC, HOUAMB | HOUETARHN_OLDC_DMD | MKr20 | 2025 | 4.0998 | 0.045981 | 0.29253 | [5 empty] | ETA | C | OLD | 3.4185 |  | RHNHPELC | 2 | 0.33333 | HOUETARHNHPELCN04_OLDC_FBHOILE01 | 0.8 | HOUETARHNHPELCN04_OLDC | HOUETARHNBHOILE01_OLDC | BHOILE01 | HPELCN04 | ETA_OLDC | BHOILE01_HPELCN04 | 4 | -0.25 | 1 | Supported
HOUETARHNHPELCN04_OLDC_FBHOILE01_D33 | Residential heating technology - Heat pump, Ground source - apartment complex - existing building - distributed level 0.33 | HOUELC, HOUAMB | HOUETARHN_OLDC_DMD | MKr20 | 2030 | 3.7674 | 0.04558 | 0.28393 | [5 empty] | ETA | C | OLD | 3.522 |  | RHNHPELC | 2 | 0.33333 | HOUETARHNHPELCN04_OLDC_FBHOILE01 | 0.8 | HOUETARHNHPELCN04_OLDC | HOUETARHNBHOILE01_OLDC | BHOILE01 | HPELCN04 | ETA_OLDC | BHOILE01_HPELCN04 | 4 | -0.25 | 1 | Supported
HOUETARHNHPELCN04_OLDC_FBHOILE01_D33 | Residential heating technology - Heat pump, Ground source - apartment complex - existing building - distributed level 0.33 | HOUELC, HOUAMB | HOUETARHN_OLDC_DMD | MKr20 | 2040 | 3.4848 | 0.044654 | 0.27193 | [5 empty] | ETA | C | OLD | 3.6774 |  | RHNHPELC | 2 | 0.33333 | HOUETARHNHPELCN04_OLDC_FBHOILE01 | 0.8 | HOUETARHNHPELCN04_OLDC | HOUETARHNBHOILE01_OLDC | BHOILE01 | HPELCN04 | ETA_OLDC | BHOILE01_HPELCN04 | 4 | -0.25 | 1 | Supported
HOUETARHNHPELCN04_OLDC_FBHOILE01_D33 | Residential heating technology - Heat pump, Ground source - apartment complex - existing building - distributed level 0.33 | HOUELC, HOUAMB | HOUETARHN_OLDC_DMD | MKr20 | 2050 | 3.2023 | 0.043711 | 0.26815 | [5 empty] | ETA | C | OLD | 3.7292 |  | RHNHPELC | 2 | 0.33333 | HOUETARHNHPELCN04_OLDC_FBHOILE01 | 0.8 | HOUETARHNHPELCN04_OLDC | HOUETARHNBHOILE01_OLDC | BHOILE01 | HPELCN04 | ETA_OLDC | BHOILE01_HPELCN04 | 4 | -0.25 | 1 | Supported
HOUETARHNHPELCN03_OLDC_FBHOILE01_D33 | Residential heating technology - Heat pump, Air-to-water - apartment complex - existing building - distributed level 0.33 | HOUELC, HOUAMB | HOUETARHN_OLDC_DMD | MKr20 | 2020 | 4.7571 | 0.074897 | 0.33288 | [5 empty] | ETA | C | OLD | 3.0041 |  | RHNHPELC | 2 | 0.33333 | HOUETARHNHPELCN03_OLDC_FBHOILE01 | 0.8 | HOUETARHNHPELCN03_OLDC | HOUETARHNBHOILE01_OLDC | BHOILE01 | HPELCN03 | ETA_OLDC | BHOILE01_HPELCN03 | 4 | -0.25 | 1 | Supported
HOUETARHNHPELCN03_OLDC_FBHOILE01_D33 | Residential heating technology - Heat pump, Air-to-water - apartment complex - existing building - distributed level 0.33 | HOUELC, HOUAMB | HOUETARHN_OLDC_DMD | MKr20 | 2025 | 4.2596 | 0.07453 | 0.31651 | [5 empty] | ETA | C | OLD | 3.1595 |  | RHNHPELC | 2 | 0.33333 | HOUETARHNHPELCN03_OLDC_FBHOILE01 | 0.8 | HOUETARHNHPELCN03_OLDC | HOUETARHNBHOILE01_OLDC | BHOILE01 | HPELCN03 | ETA_OLDC | BHOILE01_HPELCN03 | 4 | -0.25 | 1 | Supported
HOUETARHNHPELCN03_OLDC_FBHOILE01_D33 | Residential heating technology - Heat pump, Air-to-water - apartment complex - existing building - distributed level 0.33 | HOUELC, HOUAMB | HOUETARHN_OLDC_DMD | MKr20 | 2030 | 3.7622 | 0.074129 | 0.30167 | [5 empty] | ETA | C | OLD | 3.3149 |  | RHNHPELC | 2 | 0.33333 | HOUETARHNHPELCN03_OLDC_FBHOILE01 | 0.8 | HOUETARHNHPELCN03_OLDC | HOUETARHNBHOILE01_OLDC | BHOILE01 | HPELCN03 | ETA_OLDC | BHOILE01_HPELCN03 | 4 | -0.25 | 1 | Supported
HOUETARHNHPELCN03_OLDC_FBHOILE01_D33 | Residential heating technology - Heat pump, Air-to-water - apartment complex - existing building - distributed level 0.33 | HOUELC, HOUAMB | HOUETARHN_OLDC_DMD | MKr20 | 2040 | 3.3696 | 0.073203 | 0.28816 | [5 empty] | ETA | C | OLD | 3.4702 |  | RHNHPELC | 2 | 0.33333 | HOUETARHNHPELCN03_OLDC_FBHOILE01 | 0.8 | HOUETARHNHPELCN03_OLDC | HOUETARHNBHOILE01_OLDC | BHOILE01 | HPELCN03 | ETA_OLDC | BHOILE01_HPELCN03 | 4 | -0.25 | 1 | Supported
HOUETARHNHPELCN03_OLDC_FBHOILE01_D33 | Residential heating technology - Heat pump, Air-to-water - apartment complex - existing building - distributed level 0.33 | HOUELC, HOUAMB | HOUETARHN_OLDC_DMD | MKr20 | 2050 | 2.9771 | 0.07226 | 0.27581 | [5 empty] | ETA | C | OLD | 3.6256 |  | RHNHPELC | 2 | 0.33333 | HOUETARHNHPELCN03_OLDC_FBHOILE01 | 0.8 | HOUETARHNHPELCN03_OLDC | HOUETARHNBHOILE01_OLDC | BHOILE01 | HPELCN03 | ETA_OLDC | BHOILE01_HPELCN03 | 4 | -0.25 | 1 | Supported
HOUETARHNHPELCN02_OLDC_FBHOILE01_D33 | Residential heating technology - Heat pump, Air-to-air - single-family house - existing building - distributed level 0.33 | HOUELC, HOUAMB | HOUETARHN_OLDC_DMD | MKr20 | 2020 | 1.9871 | 0.15994 | 0.19904 | [5 empty] | ETA | C | OLD | 5.0241 |  | RHNHPELC | 2 | 0.33333 | HOUETARHNHPELCN02_OLDC_FBHOILE01 | 0.8 | HOUETARHNHPELCN02_OLDC | HOUETARHNBHOILE01_OLDC | BHOILE01 | HPELCN02 | ETA_OLDC | BHOILE01_HPELCN02 | 5 | 0 | 1.1 | Unlikely
HOUETARHNHPELCN02_OLDC_FBHOILE01_D33 | Residential heating technology - Heat pump, Air-to-air - single-family house - existing building - distributed level 0.33 | HOUELC, HOUAMB | HOUETARHN_OLDC_DMD | MKr20 | 2025 | 1.9385 | 0.10866 | 0.18928 | [5 empty] | ETA | C | OLD | 5.2831 |  | RHNHPELC | 2 | 0.33333 | HOUETARHNHPELCN02_OLDC_FBHOILE01 | 0.8 | HOUETARHNHPELCN02_OLDC | HOUETARHNBHOILE01_OLDC | BHOILE01 | HPELCN02 | ETA_OLDC | BHOILE01_HPELCN02 | 5 | 0 | 1.1 | Unlikely
HOUETARHNHPELCN02_OLDC_FBHOILE01_D33 | Residential heating technology - Heat pump, Air-to-air - single-family house - existing building - distributed level 0.33 | HOUELC, HOUAMB | HOUETARHN_OLDC_DMD | MKr20 | 2030 | 1.8899 | 0.10666 | 0.18214 | [5 empty] | ETA | C | OLD | 5.4902 |  | RHNHPELC | 2 | 0.33333 | HOUETARHNHPELCN02_OLDC_FBHOILE01 | 0.8 | HOUETARHNHPELCN02_OLDC | HOUETARHNBHOILE01_OLDC | BHOILE01 | HPELCN02 | ETA_OLDC | BHOILE01_HPELCN02 | 5 | 0 | 1.1 | Unlikely
HOUETARHNHPELCN02_OLDC_FBHOILE01_D33 | Residential heating technology - Heat pump, Air-to-air - single-family house - existing building - distributed level 0.33 | HOUELC, HOUAMB | HOUETARHN_OLDC_DMD | MKr20 | 2040 | 1.7998 | 0.10293 | 0.17552 | [5 empty] | ETA | C | OLD | 5.6974 |  | RHNHPELC | 2 | 0.33333 | HOUETARHNHPELCN02_OLDC_FBHOILE01 | 0.8 | HOUETARHNHPELCN02_OLDC | HOUETARHNBHOILE01_OLDC | BHOILE01 | HPELCN02 | ETA_OLDC | BHOILE01_HPELCN02 | 5 | 0 | 1.1 | Unlikely
HOUETARHNHPELCN02_OLDC_FBHOILE01_D33 | Residential heating technology - Heat pump, Air-to-air - single-family house - existing building - distributed level 0.33 | HOUELC, HOUAMB | HOUETARHN_OLDC_DMD | MKr20 | 2050 | 1.7097 | 0.099207 | 0.17238 | [5 empty] | ETA | C | OLD | 5.801 |  | RHNHPELC | 2 | 0.33333 | HOUETARHNHPELCN02_OLDC_FBHOILE01 | 0.8 | HOUETARHNHPELCN02_OLDC | HOUETARHNBHOILE01_OLDC | BHOILE01 | HPELCN02 | ETA_OLDC | BHOILE01_HPELCN02 | 5 | 0 | 1.1 | Unlikely
HOUETARHNDIELCN06_OLDC_FBHOILE01_D33 | Residential heating technology - Electric heating - electric panel from Bauhaus - apartment complex - new building - distributed level 0.33 | HOUELC | HOUETARHN_OLDC_DMD | MKr20 | 2020 | 0.56157 | 0 | [6 empty] | ETA | C | OLD |  |  | RHNDIELC | 2 | 0.33333 | HOUETARHNDIELCN06_OLDC_FBHOILE01 | 0.8 | HOUETARHNDIELCN06_OLDC | HOUETARHNBHOILE01_OLDC | BHOILE01 | DIELCN06 | ETA_OLDC | BHOILE01_DIELCN06 | 5 | 0 | 1.1 | Unlikely
HOUETARHNDIELCN06_OLDC_FBHOILE01_D33 | Residential heating technology - Electric heating - electric panel from Bauhaus - apartment complex - new building - distributed level 0.33 | HOUELC | HOUETARHN_OLDC_DMD | MKr20 | 2025 | 0.56157 | 0 | [6 empty] | ETA | C | OLD |  |  | RHNDIELC | 2 | 0.33333 | HOUETARHNDIELCN06_OLDC_FBHOILE01 | 0.8 | HOUETARHNDIELCN06_OLDC | HOUETARHNBHOILE01_OLDC | BHOILE01 | DIELCN06 | ETA_OLDC | BHOILE01_DIELCN06 | 5 | 0 | 1.1 | Unlikely
HOUETARHNDIELCN06_OLDC_FBHOILE01_D33 | Residential heating technology - Electric heating - electric panel from Bauhaus - apartment complex - new building - distributed level 0.33 | HOUELC | HOUETARHN_OLDC_DMD | MKr20 | 2030 | 0.56157 | 0 | [6 empty] | ETA | C | OLD |  |  | RHNDIELC | 2 | 0.33333 | HOUETARHNDIELCN06_OLDC_FBHOILE01 | 0.8 | HOUETARHNDIELCN06_OLDC | HOUETARHNBHOILE01_OLDC | BHOILE01 | DIELCN06 | ETA_OLDC | BHOILE01_DIELCN06 | 5 | 0 | 1.1 | Unlikely
HOUETARHNDIELCN06_OLDC_FBHOILE01_D33 | Residential heating technology - Electric heating - electric panel from Bauhaus - apartment complex - new building - distributed level 0.33 | HOUELC | HOUETARHN_OLDC_DMD | MKr20 | 2040 | 0.56157 | 0 | [6 empty] | ETA | C | OLD |  |  | RHNDIELC | 2 | 0.33333 | HOUETARHNDIELCN06_OLDC_FBHOILE01 | 0.8 | HOUETARHNDIELCN06_OLDC | HOUETARHNBHOILE01_OLDC | BHOILE01 | DIELCN06 | ETA_OLDC | BHOILE01_DIELCN06 | 5 | 0 | 1.1 | Unlikely
HOUETARHNDIELCN06_OLDC_FBHOILE01_D33 | Residential heating technology - Electric heating - electric panel from Bauhaus - apartment complex - new building - distributed level 0.33 | HOUELC | HOUETARHN_OLDC_DMD | MKr20 | 2050 | 0.56157 | 0 | [6 empty] | ETA | C | OLD |  |  | RHNDIELC | 2 | 0.33333 | HOUETARHNDIELCN06_OLDC_FBHOILE01 | 0.8 | HOUETARHNDIELCN06_OLDC | HOUETARHNBHOILE01_OLDC | BHOILE01 | DIELCN06 | ETA_OLDC | BHOILE01_DIELCN06 | 5 | 0 | 1.1 | Unlikely
HOUETARHNDIELCN01_OLDC_FBHOILE01_D33 | Residential heating technology - Electric heating - apartment complex - new building - distributed level 0.33 | HOUELC | HOUETARHN_OLDC_DMD | MKr20 | 2020 | 5.2158 | 0.0021178 | [6 empty] | ETA | C | OLD |  |  | RHNDIELC | 2 | 0.33333 | HOUETARHNDIELCN01_OLDC_FBHOILE01 | 0.8 | HOUETARHNDIELCN01_OLDC | HOUETARHNBHOILE01_OLDC | BHOILE01 | DIELCN01 | ETA_OLDC | BHOILE01_DIELCN01 | 5 | 0 | 1.1 | Unlikely
HOUETARHNDIELCN01_OLDC_FBHOILE01_D33 | Residential heating technology - Electric heating - apartment complex - new building - distributed level 0.33 | HOUELC | HOUETARHN_OLDC_DMD | MKr20 | 2025 | 5.0867 | 0.0020313 | [6 empty] | ETA | C | OLD |  |  | RHNDIELC | 2 | 0.33333 | HOUETARHNDIELCN01_OLDC_FBHOILE01 | 0.8 | HOUETARHNDIELCN01_OLDC | HOUETARHNBHOILE01_OLDC | BHOILE01 | DIELCN01 | ETA_OLDC | BHOILE01_DIELCN01 | 5 | 0 | 1.1 | Unlikely
HOUETARHNDIELCN01_OLDC_FBHOILE01_D33 | Residential heating technology - Electric heating - apartment complex - new building - distributed level 0.33 | HOUELC | HOUETARHN_OLDC_DMD | MKr20 | 2030 | 4.9608 | 0.0019881 | [6 empty] | ETA | C | OLD |  |  | RHNDIELC | 2 | 0.33333 | HOUETARHNDIELCN01_OLDC_FBHOILE01 | 0.8 | HOUETARHNDIELCN01_OLDC | HOUETARHNBHOILE01_OLDC | BHOILE01 | DIELCN01 | ETA_OLDC | BHOILE01_DIELCN01 | 5 | 0 | 1.1 | Unlikely
HOUETARHNDIELCN01_OLDC_FBHOILE01_D33 | Residential heating technology - Electric heating - apartment complex - new building - distributed level 0.33 | HOUELC | HOUETARHN_OLDC_DMD | MKr20 | 2040 | 4.7183 | 0.0019017 | [6 empty] | ETA | C | OLD |  |  | RHNDIELC | 2 | 0.33333 | HOUETARHNDIELCN01_OLDC_FBHOILE01 | 0.8 | HOUETARHNDIELCN01_OLDC | HOUETARHNBHOILE01_OLDC | BHOILE01 | DIELCN01 | ETA_OLDC | BHOILE01_DIELCN01 | 5 | 0 | 1.1 | Unlikely
HOUETARHNDIELCN01_OLDC_FBHOILE01_D33 | Residential heating technology - Electric heating - apartment complex - new building - distributed level 0.33 | HOUELC | HOUETARHN_OLDC_DMD | MKr20 | 2050 | 4.4876 | 0.0018152 | [6 empty] | ETA | C | OLD |  |  | RHNDIELC | 2 | 0.33333 | HOUETARHNDIELCN01_OLDC_FBHOILE01 | 0.8 | HOUETARHNDIELCN01_OLDC | HOUETARHNBHOILE01_OLDC | BHOILE01 | DIELCN01 | ETA_OLDC | BHOILE01_DIELCN01 | 5 | 0 | 1.1 | Unlikely
HOUETARHNBHWPEN01_OLDC_FBHOILE01_D33 | Residential heating technology - Biomass boiler, automatic stoking , wood pellets or wood chips - apartment complex - existing building - distributed level 0.33 | HOUWPE | HOUETARHN_OLDC_DMD | MKr20 | 2020 | 1.5213 | 0.025956 |  | 25 | 14 | 70 | 2 | 4 | ETA | C | OLD |  |  | RHNBHWPE | 2 | 0.33333 | HOUETARHNBHWPEN01_OLDC_FBHOILE01 | 0.8 | HOUETARHNBHWPEN01_OLDC | HOUETARHNBHOILE01_OLDC | BHOILE01 | BHWPEN01 | ETA_OLDC | BHOILE01_BHWPEN01 | 6 | 0 | 1 | New
HOUETARHNBHWPEN01_OLDC_FBHOILE01_D33 | Residential heating technology - Biomass boiler, automatic stoking , wood pellets or wood chips - apartment complex - existing building - distributed level 0.33 | HOUWPE | HOUETARHN_OLDC_DMD | MKr20 | 2025 | 1.4837 | 0.025772 |  | 25 | 14 | 60 | 2 | 4 | ETA | C | OLD |  |  | RHNBHWPE | 2 | 0.33333 | HOUETARHNBHWPEN01_OLDC_FBHOILE01 | 0.8 | HOUETARHNBHWPEN01_OLDC | HOUETARHNBHOILE01_OLDC | BHOILE01 | BHWPEN01 | ETA_OLDC | BHOILE01_BHWPEN01 | 6 | 0 | 1 | New
HOUETARHNBHWPEN01_OLDC_FBHOILE01_D33 | Residential heating technology - Biomass boiler, automatic stoking , wood pellets or wood chips - apartment complex - existing building - distributed level 0.33 | HOUWPE | HOUETARHN_OLDC_DMD | MKr20 | 2030 | 1.447 | 0.025887 |  | 25 | 11 | 50 | 1 | 4 | ETA | C | OLD |  |  | RHNBHWPE | 2 | 0.33333 | HOUETARHNBHWPEN01_OLDC_FBHOILE01 | 0.8 | HOUETARHNBHWPEN01_OLDC | HOUETARHNBHOILE01_OLDC | BHOILE01 | BHWPEN01 | ETA_OLDC | BHOILE01_BHWPEN01 | 6 | 0 | 1 | New
HOUETARHNBHWPEN01_OLDC_FBHOILE01_D33 | Residential heating technology - Biomass boiler, automatic stoking , wood pellets or wood chips - apartment complex - existing building - distributed level 0.33 | HOUWPE | HOUETARHN_OLDC_DMD | MKr20 | 2040 | 1.3762 | 0.025061 |  | 25 | 9 | 45 | 1 | 4 | ETA | C | OLD |  |  | RHNBHWPE | 2 | 0.33333 | HOUETARHNBHWPEN01_OLDC_FBHOILE01 | 0.8 | HOUETARHNBHWPEN01_OLDC | HOUETARHNBHOILE01_OLDC | BHOILE01 | BHWPEN01 | ETA_OLDC | BHOILE01_BHWPEN01 | 6 | 0 | 1 | New
HOUETARHNBHWPEN01_OLDC_FBHOILE01_D33 | Residential heating technology - Biomass boiler, automatic stoking , wood pellets or wood chips - apartment complex - existing building - distributed level 0.33 | HOUWPE | HOUETARHN_OLDC_DMD | MKr20 | 2050 | 1.3089 | 0.023982 |  | 25 | 9 | 40 | 0 | 4 | ETA | C | OLD |  |  | RHNBHWPE | 2 | 0.33333 | HOUETARHNBHWPEN01_OLDC_FBHOILE01 | 0.8 | HOUETARHNBHWPEN01_OLDC | HOUETARHNBHOILE01_OLDC | BHOILE01 | BHWPEN01 | ETA_OLDC | BHOILE01_BHWPEN01 | 6 | 0 | 1 | New
HOUETARHNBHSOLN01_OLDC_FBHOILE01_D33 | Residential heating technology - Solar heating system - apartment complex - existing building - distributed level 0.33 | HOUSOL | HOUETARHN_OLDC_DMD | MKr20 | 2020 | 4.401 | 0.020597 | [6 empty] | ETA | C | OLD |  |  | RHNBHSOL | 2 | 0.33333 | HOUETARHNBHSOLN01_OLDC_FBHOILE01 | 0.8 | HOUETARHNBHSOLN01_OLDC | HOUETARHNBHOILE01_OLDC | BHOILE01 | BHSOLN01 | ETA_OLDC | BHOILE01_BHSOLN01 | 5 | 0 | 1.1 | Unlikely
HOUETARHNBHSOLN01_OLDC_FBHOILE01_D33 | Residential heating technology - Solar heating system - apartment complex - existing building - distributed level 0.33 | HOUSOL | HOUETARHN_OLDC_DMD | MKr20 | 2025 | 4.2109 | 0.021832 | [6 empty] | ETA | C | OLD |  |  | RHNBHSOL | 2 | 0.33333 | HOUETARHNBHSOLN01_OLDC_FBHOILE01 | 0.8 | HOUETARHNBHSOLN01_OLDC | HOUETARHNBHOILE01_OLDC | BHOILE01 | BHSOLN01 | ETA_OLDC | BHOILE01_BHSOLN01 | 5 | 0 | 1.1 | Unlikely
HOUETARHNBHSOLN01_OLDC_FBHOILE01_D33 | Residential heating technology - Solar heating system - apartment complex - existing building - distributed level 0.33 | HOUSOL | HOUETARHN_OLDC_DMD | MKr20 | 2030 | 4.0207 | 0.022301 | [6 empty] | ETA | C | OLD |  |  | RHNBHSOL | 2 | 0.33333 | HOUETARHNBHSOLN01_OLDC_FBHOILE01 | 0.8 | HOUETARHNBHSOLN01_OLDC | HOUETARHNBHOILE01_OLDC | BHOILE01 | BHSOLN01 | ETA_OLDC | BHOILE01_BHSOLN01 | 5 | 0 | 1.1 | Unlikely
HOUETARHNBHSOLN01_OLDC_FBHOILE01_D33 | Residential heating technology - Solar heating system - apartment complex - existing building - distributed level 0.33 | HOUSOL | HOUETARHN_OLDC_DMD | MKr20 | 2040 | 3.8305 | 0.021696 | [6 empty] | ETA | C | OLD |  |  | RHNBHSOL | 2 | 0.33333 | HOUETARHNBHSOLN01_OLDC_FBHOILE01 | 0.8 | HOUETARHNBHSOLN01_OLDC | HOUETARHNBHOILE01_OLDC | BHOILE01 | BHSOLN01 | ETA_OLDC | BHOILE01_BHSOLN01 | 5 | 0 | 1.1 | Unlikely
HOUETARHNBHSOLN01_OLDC_FBHOILE01_D33 | Residential heating technology - Solar heating system - apartment complex - existing building - distributed level 0.33 | HOUSOL | HOUETARHN_OLDC_DMD | MKr20 | 2050 | 3.6403 | 0.020597 | [6 empty] | ETA | C | OLD |  |  | RHNBHSOL | 2 | 0.33333 | HOUETARHNBHSOLN01_OLDC_FBHOILE01 | 0.8 | HOUETARHNBHSOLN01_OLDC | HOUETARHNBHOILE01_OLDC | BHOILE01 | BHSOLN01 | ETA_OLDC | BHOILE01_BHSOLN01 | 5 | 0 | 1.1 | Unlikely
HOUETARHNBHOILN01_OLDC_FBHOILE01_D33 | Residential heating technology - Oil boiler (mineral oil fired, < 10 % FAME) - apartment complex - existing building - distributed level 0.33 | HOUOIL, HOUDSB, HOUDSE | HOUETARHN_OLDC_DMD | MKr20 | 2020 | 0.50727 | 0.017959 |  | 6.7 | 5 | 52 | 0 | 0 | ETA | C | OLD |  |  | RHNBHOIL | 2 | 0.33333 | HOUETARHNBHOILN01_OLDC_FBHOILE01 | 0.8 | HOUETARHNBHOILN01_OLDC | HOUETARHNBHOILE01_OLDC | BHOILE01 | BHOILN01 | ETA_OLDC | BHOILE01_BHOILN01 | 2 | 0 | 0.9 | Same
HOUETARHNBHOILN01_OLDC_FBHOILE01_D33 | Residential heating technology - Oil boiler (mineral oil fired, < 10 % FAME) - apartment complex - existing building - distributed level 0.33 | HOUOIL, HOUDSB, HOUDSE | HOUETARHN_OLDC_DMD | MKr20 | 2025 | 0.49471 | 0.018028 |  | 6.7 | 5 | 52 | 0 | 0 | ETA | C | OLD |  |  | RHNBHOIL | 2 | 0.33333 | HOUETARHNBHOILN01_OLDC_FBHOILE01 | 0.8 | HOUETARHNBHOILN01_OLDC | HOUETARHNBHOILE01_OLDC | BHOILE01 | BHOILN01 | ETA_OLDC | BHOILE01_BHOILN01 | 2 | 0 | 0.9 | Same
HOUETARHNBHOILN01_OLDC_FBHOILE01_D33 | Residential heating technology - Oil boiler (mineral oil fired, < 10 % FAME) - apartment complex - existing building - distributed level 0.33 | HOUOIL, HOUDSB, HOUDSE | HOUETARHN_OLDC_DMD | MKr20 | 2030 | 0.48247 | 0.018289 |  | 6.7 | 5 | 52 | 0 | 0 | ETA | C | OLD |  |  | RHNBHOIL | 2 | 0.33333 | HOUETARHNBHOILN01_OLDC_FBHOILE01 | 0.8 | HOUETARHNBHOILN01_OLDC | HOUETARHNBHOILE01_OLDC | BHOILE01 | BHOILN01 | ETA_OLDC | BHOILE01_BHOILN01 | 2 | 0 | 0.9 | Same
HOUETARHNBHOILN01_OLDC_FBHOILE01_D33 | Residential heating technology - Oil boiler (mineral oil fired, < 10 % FAME) - apartment complex - existing building - distributed level 0.33 | HOUOIL, HOUDSB, HOUDSE | HOUETARHN_OLDC_DMD | MKr20 | 2040 | 0.45888 | 0.018457 |  | 6.7 | 5 | 52 | 0 | 0 | ETA | C | OLD |  |  | RHNBHOIL | 2 | 0.33333 | HOUETARHNBHOILN01_OLDC_FBHOILE01 | 0.8 | HOUETARHNBHOILN01_OLDC | HOUETARHNBHOILE01_OLDC | BHOILE01 | BHOILN01 | ETA_OLDC | BHOILE01_BHOILN01 | 2 | 0 | 0.9 | Same
HOUETARHNBHOILN01_OLDC_FBHOILE01_D33 | Residential heating technology - Oil boiler (mineral oil fired, < 10 % FAME) - apartment complex - existing building - distributed level 0.33 | HOUOIL, HOUDSB, HOUDSE | HOUETARHN_OLDC_DMD | MKr20 | 2050 | 0.43644 | 0.018611 |  | 6.7 | 5 | 52 | 0 | 0 | ETA | C | OLD |  |  | RHNBHOIL | 2 | 0.33333 | HOUETARHNBHOILN01_OLDC_FBHOILE01 | 0.8 | HOUETARHNBHOILN01_OLDC | HOUETARHNBHOILE01_OLDC | BHOILE01 | BHOILN01 | ETA_OLDC | BHOILE01_BHOILN01 | 2 | 0 | 0.9 | Same
HOUETARHNBHDHCN03_OLDC_FBHOILE01_D33 | Residential heating technology - Direct district heating substation - plus connection pipe - apartment complex - existing building - distributed level 0.33 | HOUDHC | HOUETARHN_OLDC_DMD | MKr20 | 2020 | 0.26026 | 0.0015352 | [6 empty] | ETA | C | OLD |  |  | RHNBHDHC | 2 | 0.33333 | HOUETARHNBHDHCN03_OLDC_FBHOILE01 | 0.8 | HOUETARHNBHDHCN03_OLDC | HOUETARHNBHOILE01_OLDC | BHOILE01 | BHDHCN03 | ETA_OLDC | BHOILE01_BHDHCN03 | 6 | 0 | 1 | New
HOUETARHNBHDHCN03_OLDC_FBHOILE01_D33 | Residential heating technology - Direct district heating substation - plus connection pipe - apartment complex - existing building - distributed level 0.33 | HOUDHC | HOUETARHN_OLDC_DMD | MKr20 | 2025 | 0.2554 | 0.0015559 | [6 empty] | ETA | C | OLD |  |  | RHNBHDHC | 2 | 0.33333 | HOUETARHNBHDHCN03_OLDC_FBHOILE01 | 0.8 | HOUETARHNBHDHCN03_OLDC | HOUETARHNBHOILE01_OLDC | BHOILE01 | BHDHCN03 | ETA_OLDC | BHOILE01_BHDHCN03 | 6 | 0 | 1 | New
HOUETARHNBHDHCN03_OLDC_FBHOILE01_D33 | Residential heating technology - Direct district heating substation - plus connection pipe - apartment complex - existing building - distributed level 0.33 | HOUDHC | HOUETARHN_OLDC_DMD | MKr20 | 2030 | 0.25066 | 0.001533 | [6 empty] | ETA | C | OLD |  |  | RHNBHDHC | 2 | 0.33333 | HOUETARHNBHDHCN03_OLDC_FBHOILE01 | 0.8 | HOUETARHNBHDHCN03_OLDC | HOUETARHNBHOILE01_OLDC | BHOILE01 | BHDHCN03 | ETA_OLDC | BHOILE01_BHDHCN03 | 6 | 0 | 1 | New
HOUETARHNBHDHCN03_OLDC_FBHOILE01_D33 | Residential heating technology - Direct district heating substation - plus connection pipe - apartment complex - existing building - distributed level 0.33 | HOUDHC | HOUETARHN_OLDC_DMD | MKr20 | 2040 | 0.24152 | 0.0014865 | [6 empty] | ETA | C | OLD |  |  | RHNBHDHC | 2 | 0.33333 | HOUETARHNBHDHCN03_OLDC_FBHOILE01 | 0.8 | HOUETARHNBHDHCN03_OLDC | HOUETARHNBHOILE01_OLDC | BHOILE01 | BHDHCN03 | ETA_OLDC | BHOILE01_BHDHCN03 | 6 | 0 | 1 | New
HOUETARHNBHDHCN03_OLDC_FBHOILE01_D33 | Residential heating technology - Direct district heating substation - plus connection pipe - apartment complex - existing building - distributed level 0.33 | HOUDHC | HOUETARHN_OLDC_DMD | MKr20 | 2050 | 0.23283 | 0.0014271 | [6 empty] | ETA | C | OLD |  |  | RHNBHDHC | 2 | 0.33333 | HOUETARHNBHDHCN03_OLDC_FBHOILE01 | 0.8 | HOUETARHNBHDHCN03_OLDC | HOUETARHNBHOILE01_OLDC | BHOILE01 | BHDHCN03 | ETA_OLDC | BHOILE01_BHDHCN03 | 6 | 0 | 1 | New
HOUETARHNHPELCN05_OLDD_FBHOILE01_D33 | Residential heating technology - Heat pump, Air-to-water - leasing - apartment complex - existing building - distributed level 0.33 | HOUELC, HOUAMB | HOUETARHN_OLDD_DMD | MKr20 | 2020 | 2.3785 | 0.31275 | 0.33288 | [5 empty] | ETA | D | OLD | 3.0041 |  | RHNHPELC | 2 | 0.33333 | HOUETARHNHPELCN05_OLDD_FBHOILE01 | 0.8 | HOUETARHNHPELCN05_OLDD | HOUETARHNBHOILE01_OLDD | BHOILE01 | HPELCN05 | ETA_OLDD | BHOILE01_HPELCN05 | 4 | -0.25 | 1 | Supported
HOUETARHNHPELCN05_OLDD_FBHOILE01_D33 | Residential heating technology - Heat pump, Air-to-water - leasing - apartment complex - existing building - distributed level 0.33 | HOUELC, HOUAMB | HOUETARHN_OLDD_DMD | MKr20 | 2025 | 2.1298 | 0.28751 | 0.31651 | [5 empty] | ETA | D | OLD | 3.1595 |  | RHNHPELC | 2 | 0.33333 | HOUETARHNHPELCN05_OLDD_FBHOILE01 | 0.8 | HOUETARHNHPELCN05_OLDD | HOUETARHNBHOILE01_OLDD | BHOILE01 | HPELCN05 | ETA_OLDD | BHOILE01_HPELCN05 | 4 | -0.25 | 1 | Supported
HOUETARHNHPELCN05_OLDD_FBHOILE01_D33 | Residential heating technology - Heat pump, Air-to-water - leasing - apartment complex - existing building - distributed level 0.33 | HOUELC, HOUAMB | HOUETARHN_OLDD_DMD | MKr20 | 2030 | 1.8811 | 0.26224 | 0.30167 | [5 empty] | ETA | D | OLD | 3.3149 |  | RHNHPELC | 2 | 0.33333 | HOUETARHNHPELCN05_OLDD_FBHOILE01 | 0.8 | HOUETARHNHPELCN05_OLDD | HOUETARHNBHOILE01_OLDD | BHOILE01 | HPELCN05 | ETA_OLDD | BHOILE01_HPELCN05 | 4 | -0.25 | 1 | Supported
HOUETARHNHPELCN05_OLDD_FBHOILE01_D33 | Residential heating technology - Heat pump, Air-to-water - leasing - apartment complex - existing building - distributed level 0.33 | HOUELC, HOUAMB | HOUETARHN_OLDD_DMD | MKr20 | 2040 | 1.6848 | 0.24168 | 0.28816 | [5 empty] | ETA | D | OLD | 3.4702 |  | RHNHPELC | 2 | 0.33333 | HOUETARHNHPELCN05_OLDD_FBHOILE01 | 0.8 | HOUETARHNHPELCN05_OLDD | HOUETARHNBHOILE01_OLDD | BHOILE01 | HPELCN05 | ETA_OLDD | BHOILE01_HPELCN05 | 4 | -0.25 | 1 | Supported
HOUETARHNHPELCN05_OLDD_FBHOILE01_D33 | Residential heating technology - Heat pump, Air-to-water - leasing - apartment complex - existing building - distributed level 0.33 | HOUELC, HOUAMB | HOUETARHN_OLDD_DMD | MKr20 | 2050 | 1.4885 | 0.22111 | 0.27581 | [5 empty] | ETA | D | OLD | 3.6256 |  | RHNHPELC | 2 | 0.33333 | HOUETARHNHPELCN05_OLDD_FBHOILE01 | 0.8 | HOUETARHNHPELCN05_OLDD | HOUETARHNBHOILE01_OLDD | BHOILE01 | HPELCN05 | ETA_OLDD | BHOILE01_HPELCN05 | 4 | -0.25 | 1 | Supported
HOUETARHNHPELCN04_OLDD_FBHOILE01_D33 | Residential heating technology - Heat pump, Ground source - apartment complex - existing building - distributed level 0.33 | HOUELC, HOUAMB | HOUETARHN_OLDD_DMD | MKr20 | 2020 | 4.4322 | 0.046348 | 0.30167 | [5 empty] | ETA | D | OLD | 3.3149 |  | RHNHPELC | 2 | 0.33333 | HOUETARHNHPELCN04_OLDD_FBHOILE01 | 0.8 | HOUETARHNHPELCN04_OLDD | HOUETARHNBHOILE01_OLDD | BHOILE01 | HPELCN04 | ETA_OLDD | BHOILE01_HPELCN04 | 4 | -0.25 | 1 | Supported
HOUETARHNHPELCN04_OLDD_FBHOILE01_D33 | Residential heating technology - Heat pump, Ground source - apartment complex - existing building - distributed level 0.33 | HOUELC, HOUAMB | HOUETARHN_OLDD_DMD | MKr20 | 2025 | 4.0998 | 0.045981 | 0.29253 | [5 empty] | ETA | D | OLD | 3.4185 |  | RHNHPELC | 2 | 0.33333 | HOUETARHNHPELCN04_OLDD_FBHOILE01 | 0.8 | HOUETARHNHPELCN04_OLDD | HOUETARHNBHOILE01_OLDD | BHOILE01 | HPELCN04 | ETA_OLDD | BHOILE01_HPELCN04 | 4 | -0.25 | 1 | Supported
HOUETARHNHPELCN04_OLDD_FBHOILE01_D33 | Residential heating technology - Heat pump, Ground source - apartment complex - existing building - distributed level 0.33 | HOUELC, HOUAMB | HOUETARHN_OLDD_DMD | MKr20 | 2030 | 3.7674 | 0.04558 | 0.28393 | [5 empty] | ETA | D | OLD | 3.522 |  | RHNHPELC | 2 | 0.33333 | HOUETARHNHPELCN04_OLDD_FBHOILE01 | 0.8 | HOUETARHNHPELCN04_OLDD | HOUETARHNBHOILE01_OLDD | BHOILE01 | HPELCN04 | ETA_OLDD | BHOILE01_HPELCN04 | 4 | -0.25 | 1 | Supported
HOUETARHNHPELCN04_OLDD_FBHOILE01_D33 | Residential heating technology - Heat pump, Ground source - apartment complex - existing building - distributed level 0.33 | HOUELC, HOUAMB | HOUETARHN_OLDD_DMD | MKr20 | 2040 | 3.4848 | 0.044654 | 0.27193 | [5 empty] | ETA | D | OLD | 3.6774 |  | RHNHPELC | 2 | 0.33333 | HOUETARHNHPELCN04_OLDD_FBHOILE01 | 0.8 | HOUETARHNHPELCN04_OLDD | HOUETARHNBHOILE01_OLDD | BHOILE01 | HPELCN04 | ETA_OLDD | BHOILE01_HPELCN04 | 4 | -0.25 | 1 | Supported
HOUETARHNHPELCN04_OLDD_FBHOILE01_D33 | Residential heating technology - Heat pump, Ground source - apartment complex - existing building - distributed level 0.33 | HOUELC, HOUAMB | HOUETARHN_OLDD_DMD | MKr20 | 2050 | 3.2023 | 0.043711 | 0.26815 | [5 empty] | ETA | D | OLD | 3.7292 |  | RHNHPELC | 2 | 0.33333 | HOUETARHNHPELCN04_OLDD_FBHOILE01 | 0.8 | HOUETARHNHPELCN04_OLDD | HOUETARHNBHOILE01_OLDD | BHOILE01 | HPELCN04 | ETA_OLDD | BHOILE01_HPELCN04 | 4 | -0.25 | 1 | Supported
HOUETARHNHPELCN03_OLDD_FBHOILE01_D33 | Residential heating technology - Heat pump, Air-to-water - apartment complex - existing building - distributed level 0.33 | HOUELC, HOUAMB | HOUETARHN_OLDD_DMD | MKr20 | 2020 | 4.7571 | 0.074897 | 0.33288 | [5 empty] | ETA | D | OLD | 3.0041 |  | RHNHPELC | 2 | 0.33333 | HOUETARHNHPELCN03_OLDD_FBHOILE01 | 0.8 | HOUETARHNHPELCN03_OLDD | HOUETARHNBHOILE01_OLDD | BHOILE01 | HPELCN03 | ETA_OLDD | BHOILE01_HPELCN03 | 4 | -0.25 | 1 | Supported
HOUETARHNHPELCN03_OLDD_FBHOILE01_D33 | Residential heating technology - Heat pump, Air-to-water - apartment complex - existing building - distributed level 0.33 | HOUELC, HOUAMB | HOUETARHN_OLDD_DMD | MKr20 | 2025 | 4.2596 | 0.07453 | 0.31651 | [5 empty] | ETA | D | OLD | 3.1595 |  | RHNHPELC | 2 | 0.33333 | HOUETARHNHPELCN03_OLDD_FBHOILE01 | 0.8 | HOUETARHNHPELCN03_OLDD | HOUETARHNBHOILE01_OLDD | BHOILE01 | HPELCN03 | ETA_OLDD | BHOILE01_HPELCN03 | 4 | -0.25 | 1 | Supported
HOUETARHNHPELCN03_OLDD_FBHOILE01_D33 | Residential heating technology - Heat pump, Air-to-water - apartment complex - existing building - distributed level 0.33 | HOUELC, HOUAMB | HOUETARHN_OLDD_DMD | MKr20 | 2030 | 3.7622 | 0.074129 | 0.30167 | [5 empty] | ETA | D | OLD | 3.3149 |  | RHNHPELC | 2 | 0.33333 | HOUETARHNHPELCN03_OLDD_FBHOILE01 | 0.8 | HOUETARHNHPELCN03_OLDD | HOUETARHNBHOILE01_OLDD | BHOILE01 | HPELCN03 | ETA_OLDD | BHOILE01_HPELCN03 | 4 | -0.25 | 1 | Supported
HOUETARHNHPELCN03_OLDD_FBHOILE01_D33 | Residential heating technology - Heat pump, Air-to-water - apartment complex - existing building - distributed level 0.33 | HOUELC, HOUAMB | HOUETARHN_OLDD_DMD | MKr20 | 2040 | 3.3696 | 0.073203 | 0.28816 | [5 empty] | ETA | D | OLD | 3.4702 |  | RHNHPELC | 2 | 0.33333 | HOUETARHNHPELCN03_OLDD_FBHOILE01 | 0.8 | HOUETARHNHPELCN03_OLDD | HOUETARHNBHOILE01_OLDD | BHOILE01 | HPELCN03 | ETA_OLDD | BHOILE01_HPELCN03 | 4 | -0.25 | 1 | Supported
HOUETARHNHPELCN03_OLDD_FBHOILE01_D33 | Residential heating technology - Heat pump, Air-to-water - apartment complex - existing building - distributed level 0.33 | HOUELC, HOUAMB | HOUETARHN_OLDD_DMD | MKr20 | 2050 | 2.9771 | 0.07226 | 0.27581 | [5 empty] | ETA | D | OLD | 3.6256 |  | RHNHPELC | 2 | 0.33333 | HOUETARHNHPELCN03_OLDD_FBHOILE01 | 0.8 | HOUETARHNHPELCN03_OLDD | HOUETARHNBHOILE01_OLDD | BHOILE01 | HPELCN03 | ETA_OLDD | BHOILE01_HPELCN03 | 4 | -0.25 | 1 | Supported
HOUETARHNHPELCN02_OLDD_FBHOILE01_D33 | Residential heating technology - Heat pump, Air-to-air - single-family house - existing building - distributed level 0.33 | HOUELC, HOUAMB | HOUETARHN_OLDD_DMD | MKr20 | 2020 | 1.9871 | 0.15994 | 0.19904 | [5 empty] | ETA | D | OLD | 5.0241 |  | RHNHPELC | 2 | 0.33333 | HOUETARHNHPELCN02_OLDD_FBHOILE01 | 0.8 | HOUETARHNHPELCN02_OLDD | HOUETARHNBHOILE01_OLDD | BHOILE01 | HPELCN02 | ETA_OLDD | BHOILE01_HPELCN02 | 5 | 0 | 1.1 | Unlikely
HOUETARHNHPELCN02_OLDD_FBHOILE01_D33 | Residential heating technology - Heat pump, Air-to-air - single-family house - existing building - distributed level 0.33 | HOUELC, HOUAMB | HOUETARHN_OLDD_DMD | MKr20 | 2025 | 1.9385 | 0.10866 | 0.18928 | [5 empty] | ETA | D | OLD | 5.2831 |  | RHNHPELC | 2 | 0.33333 | HOUETARHNHPELCN02_OLDD_FBHOILE01 | 0.8 | HOUETARHNHPELCN02_OLDD | HOUETARHNBHOILE01_OLDD | BHOILE01 | HPELCN02 | ETA_OLDD | BHOILE01_HPELCN02 | 5 | 0 | 1.1 | Unlikely
HOUETARHNHPELCN02_OLDD_FBHOILE01_D33 | Residential heating technology - Heat pump, Air-to-air - single-family house - existing building - distributed level 0.33 | HOUELC, HOUAMB | HOUETARHN_OLDD_DMD | MKr20 | 2030 | 1.8899 | 0.10666 | 0.18214 | [5 empty] | ETA | D | OLD | 5.4902 |  | RHNHPELC | 2 | 0.33333 | HOUETARHNHPELCN02_OLDD_FBHOILE01 | 0.8 | HOUETARHNHPELCN02_OLDD | HOUETARHNBHOILE01_OLDD | BHOILE01 | HPELCN02 | ETA_OLDD | BHOILE01_HPELCN02 | 5 | 0 | 1.1 | Unlikely
HOUETARHNHPELCN02_OLDD_FBHOILE01_D33 | Residential heating technology - Heat pump, Air-to-air - single-family house - existing building - distributed level 0.33 | HOUELC, HOUAMB | HOUETARHN_OLDD_DMD | MKr20 | 2040 | 1.7998 | 0.10293 | 0.17552 | [5 empty] | ETA | D | OLD | 5.6974 |  | RHNHPELC | 2 | 0.33333 | HOUETARHNHPELCN02_OLDD_FBHOILE01 | 0.8 | HOUETARHNHPELCN02_OLDD | HOUETARHNBHOILE01_OLDD | BHOILE01 | HPELCN02 | ETA_OLDD | BHOILE01_HPELCN02 | 5 | 0 | 1.1 | Unlikely
HOUETARHNHPELCN02_OLDD_FBHOILE01_D33 | Residential heating technology - Heat pump, Air-to-air - single-family house - existing building - distributed level 0.33 | HOUELC, HOUAMB | HOUETARHN_OLDD_DMD | MKr20 | 2050 | 1.7097 | 0.099207 | 0.17238 | [5 empty] | ETA | D | OLD | 5.801 |  | RHNHPELC | 2 | 0.33333 | HOUETARHNHPELCN02_OLDD_FBHOILE01 | 0.8 | HOUETARHNHPELCN02_OLDD | HOUETARHNBHOILE01_OLDD | BHOILE01 | HPELCN02 | ETA_OLDD | BHOILE01_HPELCN02 | 5 | 0 | 1.1 | Unlikely
HOUETARHNDIELCN06_OLDD_FBHOILE01_D33 | Residential heating technology - Electric heating - electric panel from Bauhaus - apartment complex - new building - distributed level 0.33 | HOUELC | HOUETARHN_OLDD_DMD | MKr20 | 2020 | 0.56157 | 0 | [6 empty] | ETA | D | OLD |  |  | RHNDIELC | 2 | 0.33333 | HOUETARHNDIELCN06_OLDD_FBHOILE01 | 0.8 | HOUETARHNDIELCN06_OLDD | HOUETARHNBHOILE01_OLDD | BHOILE01 | DIELCN06 | ETA_OLDD | BHOILE01_DIELCN06 | 5 | 0 | 1.1 | Unlikely
HOUETARHNDIELCN06_OLDD_FBHOILE01_D33 | Residential heating technology - Electric heating - electric panel from Bauhaus - apartment complex - new building - distributed level 0.33 | HOUELC | HOUETARHN_OLDD_DMD | MKr20 | 2025 | 0.56157 | 0 | [6 empty] | ETA | D | OLD |  |  | RHNDIELC | 2 | 0.33333 | HOUETARHNDIELCN06_OLDD_FBHOILE01 | 0.8 | HOUETARHNDIELCN06_OLDD | HOUETARHNBHOILE01_OLDD | BHOILE01 | DIELCN06 | ETA_OLDD | BHOILE01_DIELCN06 | 5 | 0 | 1.1 | Unlikely
HOUETARHNDIELCN06_OLDD_FBHOILE01_D33 | Residential heating technology - Electric heating - electric panel from Bauhaus - apartment complex - new building - distributed level 0.33 | HOUELC | HOUETARHN_OLDD_DMD | MKr20 | 2030 | 0.56157 | 0 | [6 empty] | ETA | D | OLD |  |  | RHNDIELC | 2 | 0.33333 | HOUETARHNDIELCN06_OLDD_FBHOILE01 | 0.8 | HOUETARHNDIELCN06_OLDD | HOUETARHNBHOILE01_OLDD | BHOILE01 | DIELCN06 | ETA_OLDD | BHOILE01_DIELCN06 | 5 | 0 | 1.1 | Unlikely
HOUETARHNDIELCN06_OLDD_FBHOILE01_D33 | Residential heating technology - Electric heating - electric panel from Bauhaus - apartment complex - new building - distributed level 0.33 | HOUELC | HOUETARHN_OLDD_DMD | MKr20 | 2040 | 0.56157 | 0 | [6 empty] | ETA | D | OLD |  |  | RHNDIELC | 2 | 0.33333 | HOUETARHNDIELCN06_OLDD_FBHOILE01 | 0.8 | HOUETARHNDIELCN06_OLDD | HOUETARHNBHOILE01_OLDD | BHOILE01 | DIELCN06 | ETA_OLDD | BHOILE01_DIELCN06 | 5 | 0 | 1.1 | Unlikely
HOUETARHNDIELCN06_OLDD_FBHOILE01_D33 | Residential heating technology - Electric heating - electric panel from Bauhaus - apartment complex - new building - distributed level 0.33 | HOUELC | HOUETARHN_OLDD_DMD | MKr20 | 2050 | 0.56157 | 0 | [6 empty] | ETA | D | OLD |  |  | RHNDIELC | 2 | 0.33333 | HOUETARHNDIELCN06_OLDD_FBHOILE01 | 0.8 | HOUETARHNDIELCN06_OLDD | HOUETARHNBHOILE01_OLDD | BHOILE01 | DIELCN06 | ETA_OLDD | BHOILE01_DIELCN06 | 5 | 0 | 1.1 | Unlikely
HOUETARHNDIELCN01_OLDD_FBHOILE01_D33 | Residential heating technology - Electric heating - apartment complex - new building - distributed level 0.33 | HOUELC | HOUETARHN_OLDD_DMD | MKr20 | 2020 | 5.2158 | 0.0021178 | [6 empty] | ETA | D | OLD |  |  | RHNDIELC | 2 | 0.33333 | HOUETARHNDIELCN01_OLDD_FBHOILE01 | 0.8 | HOUETARHNDIELCN01_OLDD | HOUETARHNBHOILE01_OLDD | BHOILE01 | DIELCN01 | ETA_OLDD | BHOILE01_DIELCN01 | 5 | 0 | 1.1 | Unlikely
HOUETARHNDIELCN01_OLDD_FBHOILE01_D33 | Residential heating technology - Electric heating - apartment complex - new building - distributed level 0.33 | HOUELC | HOUETARHN_OLDD_DMD | MKr20 | 2025 | 5.0867 | 0.0020313 | [6 empty] | ETA | D | OLD |  |  | RHNDIELC | 2 | 0.33333 | HOUETARHNDIELCN01_OLDD_FBHOILE01 | 0.8 | HOUETARHNDIELCN01_OLDD | HOUETARHNBHOILE01_OLDD | BHOILE01 | DIELCN01 | ETA_OLDD | BHOILE01_DIELCN01 | 5 | 0 | 1.1 | Unlikely
HOUETARHNDIELCN01_OLDD_FBHOILE01_D33 | Residential heating technology - Electric heating - apartment complex - new building - distributed level 0.33 | HOUELC | HOUETARHN_OLDD_DMD | MKr20 | 2030 | 4.9608 | 0.0019881 | [6 empty] | ETA | D | OLD |  |  | RHNDIELC | 2 | 0.33333 | HOUETARHNDIELCN01_OLDD_FBHOILE01 | 0.8 | HOUETARHNDIELCN01_OLDD | HOUETARHNBHOILE01_OLDD | BHOILE01 | DIELCN01 | ETA_OLDD | BHOILE01_DIELCN01 | 5 | 0 | 1.1 | Unlikely
HOUETARHNDIELCN01_OLDD_FBHOILE01_D33 | Residential heating technology - Electric heating - apartment complex - new building - distributed level 0.33 | HOUELC | HOUETARHN_OLDD_DMD | MKr20 | 2040 | 4.7183 | 0.0019017 | [6 empty] | ETA | D | OLD |  |  | RHNDIELC | 2 | 0.33333 | HOUETARHNDIELCN01_OLDD_FBHOILE01 | 0.8 | HOUETARHNDIELCN01_OLDD | HOUETARHNBHOILE01_OLDD | BHOILE01 | DIELCN01 | ETA_OLDD | BHOILE01_DIELCN01 | 5 | 0 | 1.1 | Unlikely
HOUETARHNDIELCN01_OLDD_FBHOILE01_D33 | Residential heating technology - Electric heating - apartment complex - new building - distributed level 0.33 | HOUELC | HOUETARHN_OLDD_DMD | MKr20 | 2050 | 4.4876 | 0.0018152 | [6 empty] | ETA | D | OLD |  |  | RHNDIELC | 2 | 0.33333 | HOUETARHNDIELCN01_OLDD_FBHOILE01 | 0.8 | HOUETARHNDIELCN01_OLDD | HOUETARHNBHOILE01_OLDD | BHOILE01 | DIELCN01 | ETA_OLDD | BHOILE01_DIELCN01 | 5 | 0 | 1.1 | Unlikely
HOUETARHNBHWPEN01_OLDD_FBHOILE01_D33 | Residential heating technology - Biomass boiler, automatic stoking , wood pellets or wood chips - apartment complex - existing building - distributed level 0.33 | HOUWPE | HOUETARHN_OLDD_DMD | MKr20 | 2020 | 1.5213 | 0.025956 |  | 25 | 14 | 70 | 2 | 4 | ETA | D | OLD |  |  | RHNBHWPE | 2 | 0.33333 | HOUETARHNBHWPEN01_OLDD_FBHOILE01 | 0.8 | HOUETARHNBHWPEN01_OLDD | HOUETARHNBHOILE01_OLDD | BHOILE01 | BHWPEN01 | ETA_OLDD | BHOILE01_BHWPEN01 | 6 | 0 | 1 | New
HOUETARHNBHWPEN01_OLDD_FBHOILE01_D33 | Residential heating technology - Biomass boiler, automatic stoking , wood pellets or wood chips - apartment complex - existing building - distributed level 0.33 | HOUWPE | HOUETARHN_OLDD_DMD | MKr20 | 2025 | 1.4837 | 0.025772 |  | 25 | 14 | 60 | 2 | 4 | ETA | D | OLD |  |  | RHNBHWPE | 2 | 0.33333 | HOUETARHNBHWPEN01_OLDD_FBHOILE01 | 0.8 | HOUETARHNBHWPEN01_OLDD | HOUETARHNBHOILE01_OLDD | BHOILE01 | BHWPEN01 | ETA_OLDD | BHOILE01_BHWPEN01 | 6 | 0 | 1 | New
HOUETARHNBHWPEN01_OLDD_FBHOILE01_D33 | Residential heating technology - Biomass boiler, automatic stoking , wood pellets or wood chips - apartment complex - existing building - distributed level 0.33 | HOUWPE | HOUETARHN_OLDD_DMD | MKr20 | 2030 | 1.447 | 0.025887 |  | 25 | 11 | 50 | 1 | 4 | ETA | D | OLD |  |  | RHNBHWPE | 2 | 0.33333 | HOUETARHNBHWPEN01_OLDD_FBHOILE01 | 0.8 | HOUETARHNBHWPEN01_OLDD | HOUETARHNBHOILE01_OLDD | BHOILE01 | BHWPEN01 | ETA_OLDD | BHOILE01_BHWPEN01 | 6 | 0 | 1 | New
HOUETARHNBHWPEN01_OLDD_FBHOILE01_D33 | Residential heating technology - Biomass boiler, automatic stoking , wood pellets or wood chips - apartment complex - existing building - distributed level 0.33 | HOUWPE | HOUETARHN_OLDD_DMD | MKr20 | 2040 | 1.3762 | 0.025061 |  | 25 | 9 | 45 | 1 | 4 | ETA | D | OLD |  |  | RHNBHWPE | 2 | 0.33333 | HOUETARHNBHWPEN01_OLDD_FBHOILE01 | 0.8 | HOUETARHNBHWPEN01_OLDD | HOUETARHNBHOILE01_OLDD | BHOILE01 | BHWPEN01 | ETA_OLDD | BHOILE01_BHWPEN01 | 6 | 0 | 1 | New
HOUETARHNBHWPEN01_OLDD_FBHOILE01_D33 | Residential heating technology - Biomass boiler, automatic stoking , wood pellets or wood chips - apartment complex - existing building - distributed level 0.33 | HOUWPE | HOUETARHN_OLDD_DMD | MKr20 | 2050 | 1.3089 | 0.023982 |  | 25 | 9 | 40 | 0 | 4 | ETA | D | OLD |  |  | RHNBHWPE | 2 | 0.33333 | HOUETARHNBHWPEN01_OLDD_FBHOILE01 | 0.8 | HOUETARHNBHWPEN01_OLDD | HOUETARHNBHOILE01_OLDD | BHOILE01 | BHWPEN01 | ETA_OLDD | BHOILE01_BHWPEN01 | 6 | 0 | 1 | New
HOUETARHNBHSOLN01_OLDD_FBHOILE01_D33 | Residential heating technology - Solar heating system - apartment complex - existing building - distributed level 0.33 | HOUSOL | HOUETARHN_OLDD_DMD | MKr20 | 2020 | 4.401 | 0.020597 | [6 empty] | ETA | D | OLD |  |  | RHNBHSOL | 2 | 0.33333 | HOUETARHNBHSOLN01_OLDD_FBHOILE01 | 0.8 | HOUETARHNBHSOLN01_OLDD | HOUETARHNBHOILE01_OLDD | BHOILE01 | BHSOLN01 | ETA_OLDD | BHOILE01_BHSOLN01 | 5 | 0 | 1.1 | Unlikely
HOUETARHNBHSOLN01_OLDD_FBHOILE01_D33 | Residential heating technology - Solar heating system - apartment complex - existing building - distributed level 0.33 | HOUSOL | HOUETARHN_OLDD_DMD | MKr20 | 2025 | 4.2109 | 0.021832 | [6 empty] | ETA | D | OLD |  |  | RHNBHSOL | 2 | 0.33333 | HOUETARHNBHSOLN01_OLDD_FBHOILE01 | 0.8 | HOUETARHNBHSOLN01_OLDD | HOUETARHNBHOILE01_OLDD | BHOILE01 | BHSOLN01 | ETA_OLDD | BHOILE01_BHSOLN01 | 5 | 0 | 1.1 | Unlikely
HOUETARHNBHSOLN01_OLDD_FBHOILE01_D33 | Residential heating technology - Solar heating system - apartment complex - existing building - distributed level 0.33 | HOUSOL | HOUETARHN_OLDD_DMD | MKr20 | 2030 | 4.0207 | 0.022301 | [6 empty] | ETA | D | OLD |  |  | RHNBHSOL | 2 | 0.33333 | HOUETARHNBHSOLN01_OLDD_FBHOILE01 | 0.8 | HOUETARHNBHSOLN01_OLDD | HOUETARHNBHOILE01_OLDD | BHOILE01 | BHSOLN01 | ETA_OLDD | BHOILE01_BHSOLN01 | 5 | 0 | 1.1 | Unlikely
HOUETARHNBHSOLN01_OLDD_FBHOILE01_D33 | Residential heating technology - Solar heating system - apartment complex - existing building - distributed level 0.33 | HOUSOL | HOUETARHN_OLDD_DMD | MKr20 | 2040 | 3.8305 | 0.021696 | [6 empty] | ETA | D | OLD |  |  | RHNBHSOL | 2 | 0.33333 | HOUETARHNBHSOLN01_OLDD_FBHOILE01 | 0.8 | HOUETARHNBHSOLN01_OLDD | HOUETARHNBHOILE01_OLDD | BHOILE01 | BHSOLN01 | ETA_OLDD | BHOILE01_BHSOLN01 | 5 | 0 | 1.1 | Unlikely
HOUETARHNBHSOLN01_OLDD_FBHOILE01_D33 | Residential heating technology - Solar heating system - apartment complex - existing building - distributed level 0.33 | HOUSOL | HOUETARHN_OLDD_DMD | MKr20 | 2050 | 3.6403 | 0.020597 | [6 empty] | ETA | D | OLD |  |  | RHNBHSOL | 2 | 0.33333 | HOUETARHNBHSOLN01_OLDD_FBHOILE01 | 0.8 | HOUETARHNBHSOLN01_OLDD | HOUETARHNBHOILE01_OLDD | BHOILE01 | BHSOLN01 | ETA_OLDD | BHOILE01_BHSOLN01 | 5 | 0 | 1.1 | Unlikely
HOUETARHNBHOILN01_OLDD_FBHOILE01_D33 | Residential heating technology - Oil boiler (mineral oil fired, < 10 % FAME) - apartment complex - existing building - distributed level 0.33 | HOUOIL, HOUDSB, HOUDSE | HOUETARHN_OLDD_DMD | MKr20 | 2020 | 0.50727 | 0.017959 |  | 6.7 | 5 | 52 | 0 | 0 | ETA | D | OLD |  |  | RHNBHOIL | 2 | 0.33333 | HOUETARHNBHOILN01_OLDD_FBHOILE01 | 0.8 | HOUETARHNBHOILN01_OLDD | HOUETARHNBHOILE01_OLDD | BHOILE01 | BHOILN01 | ETA_OLDD | BHOILE01_BHOILN01 | 2 | 0 | 0.9 | Same
HOUETARHNBHOILN01_OLDD_FBHOILE01_D33 | Residential heating technology - Oil boiler (mineral oil fired, < 10 % FAME) - apartment complex - existing building - distributed level 0.33 | HOUOIL, HOUDSB, HOUDSE | HOUETARHN_OLDD_DMD | MKr20 | 2025 | 0.49471 | 0.018028 |  | 6.7 | 5 | 52 | 0 | 0 | ETA | D | OLD |  |  | RHNBHOIL | 2 | 0.33333 | HOUETARHNBHOILN01_OLDD_FBHOILE01 | 0.8 | HOUETARHNBHOILN01_OLDD | HOUETARHNBHOILE01_OLDD | BHOILE01 | BHOILN01 | ETA_OLDD | BHOILE01_BHOILN01 | 2 | 0 | 0.9 | Same
HOUETARHNBHOILN01_OLDD_FBHOILE01_D33 | Residential heating technology - Oil boiler (mineral oil fired, < 10 % FAME) - apartment complex - existing building - distributed level 0.33 | HOUOIL, HOUDSB, HOUDSE | HOUETARHN_OLDD_DMD | MKr20 | 2030 | 0.48247 | 0.018289 |  | 6.7 | 5 | 52 | 0 | 0 | ETA | D | OLD |  |  | RHNBHOIL | 2 | 0.33333 | HOUETARHNBHOILN01_OLDD_FBHOILE01 | 0.8 | HOUETARHNBHOILN01_OLDD | HOUETARHNBHOILE01_OLDD | BHOILE01 | BHOILN01 | ETA_OLDD | BHOILE01_BHOILN01 | 2 | 0 | 0.9 | Same
HOUETARHNBHOILN01_OLDD_FBHOILE01_D33 | Residential heating technology - Oil boiler (mineral oil fired, < 10 % FAME) - apartment complex - existing building - distributed level 0.33 | HOUOIL, HOUDSB, HOUDSE | HOUETARHN_OLDD_DMD | MKr20 | 2040 | 0.45888 | 0.018457 |  | 6.7 | 5 | 52 | 0 | 0 | ETA | D | OLD |  |  | RHNBHOIL | 2 | 0.33333 | HOUETARHNBHOILN01_OLDD_FBHOILE01 | 0.8 | HOUETARHNBHOILN01_OLDD | HOUETARHNBHOILE01_OLDD | BHOILE01 | BHOILN01 | ETA_OLDD | BHOILE01_BHOILN01 | 2 | 0 | 0.9 | Same
HOUETARHNBHOILN01_OLDD_FBHOILE01_D33 | Residential heating technology - Oil boiler (mineral oil fired, < 10 % FAME) - apartment complex - existing building - distributed level 0.33 | HOUOIL, HOUDSB, HOUDSE | HOUETARHN_OLDD_DMD | MKr20 | 2050 | 0.43644 | 0.018611 |  | 6.7 | 5 | 52 | 0 | 0 | ETA | D | OLD |  |  | RHNBHOIL | 2 | 0.33333 | HOUETARHNBHOILN01_OLDD_FBHOILE01 | 0.8 | HOUETARHNBHOILN01_OLDD | HOUETARHNBHOILE01_OLDD | BHOILE01 | BHOILN01 | ETA_OLDD | BHOILE01_BHOILN01 | 2 | 0 | 0.9 | Same
HOUETARHNBHDHDN03_OLDD_FBHOILE01_D33 | Residential heating technology - Direct district heating substation - plus connection pipe - apartment complex - existing building - distributed level 0.33 | HOUDHD | HOUETARHN_OLDD_DMD | MKr20 | 2020 | 0.26026 | 0.0015352 | [6 empty] | ETA | D | OLD |  |  | RHNBHDHD | 2 | 0.33333 | HOUETARHNBHDHDN03_OLDD_FBHOILE01 | 0.8 | HOUETARHNBHDHDN03_OLDD | HOUETARHNBHOILE01_OLDD | BHOILE01 | BHDHDN03 | ETA_OLDD | BHOILE01_BHDHDN03 | 6 | 0 | 1 | New
HOUETARHNBHDHDN03_OLDD_FBHOILE01_D33 | Residential heating technology - Direct district heating substation - plus connection pipe - apartment complex - existing building - distributed level 0.33 | HOUDHD | HOUETARHN_OLDD_DMD | MKr20 | 2025 | 0.2554 | 0.0015559 | [6 empty] | ETA | D | OLD |  |  | RHNBHDHD | 2 | 0.33333 | HOUETARHNBHDHDN03_OLDD_FBHOILE01 | 0.8 | HOUETARHNBHDHDN03_OLDD | HOUETARHNBHOILE01_OLDD | BHOILE01 | BHDHDN03 | ETA_OLDD | BHOILE01_BHDHDN03 | 6 | 0 | 1 | New
HOUETARHNBHDHDN03_OLDD_FBHOILE01_D33 | Residential heating technology - Direct district heating substation - plus connection pipe - apartment complex - existing building - distributed level 0.33 | HOUDHD | HOUETARHN_OLDD_DMD | MKr20 | 2030 | 0.25066 | 0.001533 | [6 empty] | ETA | D | OLD |  |  | RHNBHDHD | 2 | 0.33333 | HOUETARHNBHDHDN03_OLDD_FBHOILE01 | 0.8 | HOUETARHNBHDHDN03_OLDD | HOUETARHNBHOILE01_OLDD | BHOILE01 | BHDHDN03 | ETA_OLDD | BHOILE01_BHDHDN03 | 6 | 0 | 1 | New
HOUETARHNBHDHDN03_OLDD_FBHOILE01_D33 | Residential heating technology - Direct district heating substation - plus connection pipe - apartment complex - existing building - distributed level 0.33 | HOUDHD | HOUETARHN_OLDD_DMD | MKr20 | 2040 | 0.24152 | 0.0014865 | [6 empty] | ETA | D | OLD |  |  | RHNBHDHD | 2 | 0.33333 | HOUETARHNBHDHDN03_OLDD_FBHOILE01 | 0.8 | HOUETARHNBHDHDN03_OLDD | HOUETARHNBHOILE01_OLDD | BHOILE01 | BHDHDN03 | ETA_OLDD | BHOILE01_BHDHDN03 | 6 | 0 | 1 | New
HOUETARHNBHDHDN03_OLDD_FBHOILE01_D33 | Residential heating technology - Direct district heating substation - plus connection pipe - apartment complex - existing building - distributed level 0.33 | HOUDHD | HOUETARHN_OLDD_DMD | MKr20 | 2050 | 0.23283 | 0.0014271 | [6 empty] | ETA | D | OLD |  |  | RHNBHDHD | 2 | 0.33333 | HOUETARHNBHDHDN03_OLDD_FBHOILE01 | 0.8 | HOUETARHNBHDHDN03_OLDD | HOUETARHNBHOILE01_OLDD | BHOILE01 | BHDHDN03 | ETA_OLDD | BHOILE01_BHDHDN03 | 6 | 0 | 1 | New
HOUETARHNHPELCN05_OLDI_FBHOILE01_D33 | Residential heating technology - Heat pump, Air-to-water - leasing - apartment complex - existing building - distributed level 0.33 | HOUELC, HOUAMB | HOUETARHN_OLDI_DMD | MKr20 | 2020 | 2.3785 | 0.31275 | 0.33288 | [5 empty] | ETA | I | OLD | 3.0041 |  | RHNHPELC | 2 | 0.33333 | HOUETARHNHPELCN05_OLDI_FBHOILE01 | 0.8 | HOUETARHNHPELCN05_OLDI | HOUETARHNBHOILE01_OLDI | BHOILE01 | HPELCN05 | ETA_OLDI | BHOILE01_HPELCN05 | 4 | -0.25 | 1 | Supported
HOUETARHNHPELCN05_OLDI_FBHOILE01_D33 | Residential heating technology - Heat pump, Air-to-water - leasing - apartment complex - existing building - distributed level 0.33 | HOUELC, HOUAMB | HOUETARHN_OLDI_DMD | MKr20 | 2025 | 2.1298 | 0.28751 | 0.31651 | [5 empty] | ETA | I | OLD | 3.1595 |  | RHNHPELC | 2 | 0.33333 | HOUETARHNHPELCN05_OLDI_FBHOILE01 | 0.8 | HOUETARHNHPELCN05_OLDI | HOUETARHNBHOILE01_OLDI | BHOILE01 | HPELCN05 | ETA_OLDI | BHOILE01_HPELCN05 | 4 | -0.25 | 1 | Supported
HOUETARHNHPELCN05_OLDI_FBHOILE01_D33 | Residential heating technology - Heat pump, Air-to-water - leasing - apartment complex - existing building - distributed level 0.33 | HOUELC, HOUAMB | HOUETARHN_OLDI_DMD | MKr20 | 2030 | 1.8811 | 0.26224 | 0.30167 | [5 empty] | ETA | I | OLD | 3.3149 |  | RHNHPELC | 2 | 0.33333 | HOUETARHNHPELCN05_OLDI_FBHOILE01 | 0.8 | HOUETARHNHPELCN05_OLDI | HOUETARHNBHOILE01_OLDI | BHOILE01 | HPELCN05 | ETA_OLDI | BHOILE01_HPELCN05 | 4 | -0.25 | 1 | Supported
HOUETARHNHPELCN05_OLDI_FBHOILE01_D33 | Residential heating technology - Heat pump, Air-to-water - leasing - apartment complex - existing building - distributed level 0.33 | HOUELC, HOUAMB | HOUETARHN_OLDI_DMD | MKr20 | 2040 | 1.6848 | 0.24168 | 0.28816 | [5 empty] | ETA | I | OLD | 3.4702 |  | RHNHPELC | 2 | 0.33333 | HOUETARHNHPELCN05_OLDI_FBHOILE01 | 0.8 | HOUETARHNHPELCN05_OLDI | HOUETARHNBHOILE01_OLDI | BHOILE01 | HPELCN05 | ETA_OLDI | BHOILE01_HPELCN05 | 4 | -0.25 | 1 | Supported
HOUETARHNHPELCN05_OLDI_FBHOILE01_D33 | Residential heating technology - Heat pump, Air-to-water - leasing - apartment complex - existing building - distributed level 0.33 | HOUELC, HOUAMB | HOUETARHN_OLDI_DMD | MKr20 | 2050 | 1.4885 | 0.22111 | 0.27581 | [5 empty] | ETA | I | OLD | 3.6256 |  | RHNHPELC | 2 | 0.33333 | HOUETARHNHPELCN05_OLDI_FBHOILE01 | 0.8 | HOUETARHNHPELCN05_OLDI | HOUETARHNBHOILE01_OLDI | BHOILE01 | HPELCN05 | ETA_OLDI | BHOILE01_HPELCN05 | 4 | -0.25 | 1 | Supported
HOUETARHNHPELCN04_OLDI_FBHOILE01_D33 | Residential heating technology - Heat pump, Ground source - apartment complex - existing building - distributed level 0.33 | HOUELC, HOUAMB | HOUETARHN_OLDI_DMD | MKr20 | 2020 | 4.4322 | 0.046348 | 0.30167 | [5 empty] | ETA | I | OLD | 3.3149 |  | RHNHPELC | 2 | 0.33333 | HOUETARHNHPELCN04_OLDI_FBHOILE01 | 0.8 | HOUETARHNHPELCN04_OLDI | HOUETARHNBHOILE01_OLDI | BHOILE01 | HPELCN04 | ETA_OLDI | BHOILE01_HPELCN04 | 4 | -0.25 | 1 | Supported
HOUETARHNHPELCN04_OLDI_FBHOILE01_D33 | Residential heating technology - Heat pump, Ground source - apartment complex - existing building - distributed level 0.33 | HOUELC, HOUAMB | HOUETARHN_OLDI_DMD | MKr20 | 2025 | 4.0998 | 0.045981 | 0.29253 | [5 empty] | ETA | I | OLD | 3.4185 |  | RHNHPELC | 2 | 0.33333 | HOUETARHNHPELCN04_OLDI_FBHOILE01 | 0.8 | HOUETARHNHPELCN04_OLDI | HOUETARHNBHOILE01_OLDI | BHOILE01 | HPELCN04 | ETA_OLDI | BHOILE01_HPELCN04 | 4 | -0.25 | 1 | Supported
HOUETARHNHPELCN04_OLDI_FBHOILE01_D33 | Residential heating technology - Heat pump, Ground source - apartment complex - existing building - distributed level 0.33 | HOUELC, HOUAMB | HOUETARHN_OLDI_DMD | MKr20 | 2030 | 3.7674 | 0.04558 | 0.28393 | [5 empty] | ETA | I | OLD | 3.522 |  | RHNHPELC | 2 | 0.33333 | HOUETARHNHPELCN04_OLDI_FBHOILE01 | 0.8 | HOUETARHNHPELCN04_OLDI | HOUETARHNBHOILE01_OLDI | BHOILE01 | HPELCN04 | ETA_OLDI | BHOILE01_HPELCN04 | 4 | -0.25 | 1 | Supported
HOUETARHNHPELCN04_OLDI_FBHOILE01_D33 | Residential heating technology - Heat pump, Ground source - apartment complex - existing building - distributed level 0.33 | HOUELC, HOUAMB | HOUETARHN_OLDI_DMD | MKr20 | 2040 | 3.4848 | 0.044654 | 0.27193 | [5 empty] | ETA | I | OLD | 3.6774 |  | RHNHPELC | 2 | 0.33333 | HOUETARHNHPELCN04_OLDI_FBHOILE01 | 0.8 | HOUETARHNHPELCN04_OLDI | HOUETARHNBHOILE01_OLDI | BHOILE01 | HPELCN04 | ETA_OLDI | BHOILE01_HPELCN04 | 4 | -0.25 | 1 | Supported
HOUETARHNHPELCN04_OLDI_FBHOILE01_D33 | Residential heating technology - Heat pump, Ground source - apartment complex - existing building - distributed level 0.33 | HOUELC, HOUAMB | HOUETARHN_OLDI_DMD | MKr20 | 2050 | 3.2023 | 0.043711 | 0.26815 | [5 empty] | ETA | I | OLD | 3.7292 |  | RHNHPELC | 2 | 0.33333 | HOUETARHNHPELCN04_OLDI_FBHOILE01 | 0.8 | HOUETARHNHPELCN04_OLDI | HOUETARHNBHOILE01_OLDI | BHOILE01 | HPELCN04 | ETA_OLDI | BHOILE01_HPELCN04 | 4 | -0.25 | 1 | Supported
HOUETARHNHPELCN03_OLDI_FBHOILE01_D33 | Residential heating technology - Heat pump, Air-to-water - apartment complex - existing building - distributed level 0.33 | HOUELC, HOUAMB | HOUETARHN_OLDI_DMD | MKr20 | 2020 | 4.7571 | 0.074897 | 0.33288 | [5 empty] | ETA | I | OLD | 3.0041 |  | RHNHPELC | 2 | 0.33333 | HOUETARHNHPELCN03_OLDI_FBHOILE01 | 0.8 | HOUETARHNHPELCN03_OLDI | HOUETARHNBHOILE01_OLDI | BHOILE01 | HPELCN03 | ETA_OLDI | BHOILE01_HPELCN03 | 4 | -0.25 | 1 | Supported
HOUETARHNHPELCN03_OLDI_FBHOILE01_D33 | Residential heating technology - Heat pump, Air-to-water - apartment complex - existing building - distributed level 0.33 | HOUELC, HOUAMB | HOUETARHN_OLDI_DMD | MKr20 | 2025 | 4.2596 | 0.07453 | 0.31651 | [5 empty] | ETA | I | OLD | 3.1595 |  | RHNHPELC | 2 | 0.33333 | HOUETARHNHPELCN03_OLDI_FBHOILE01 | 0.8 | HOUETARHNHPELCN03_OLDI | HOUETARHNBHOILE01_OLDI | BHOILE01 | HPELCN03 | ETA_OLDI | BHOILE01_HPELCN03 | 4 | -0.25 | 1 | Supported
HOUETARHNHPELCN03_OLDI_FBHOILE01_D33 | Residential heating technology - Heat pump, Air-to-water - apartment complex - existing building - distributed level 0.33 | HOUELC, HOUAMB | HOUETARHN_OLDI_DMD | MKr20 | 2030 | 3.7622 | 0.074129 | 0.30167 | [5 empty] | ETA | I | OLD | 3.3149 |  | RHNHPELC | 2 | 0.33333 | HOUETARHNHPELCN03_OLDI_FBHOILE01 | 0.8 | HOUETARHNHPELCN03_OLDI | HOUETARHNBHOILE01_OLDI | BHOILE01 | HPELCN03 | ETA_OLDI | BHOILE01_HPELCN03 | 4 | -0.25 | 1 | Supported
HOUETARHNHPELCN03_OLDI_FBHOILE01_D33 | Residential heating technology - Heat pump, Air-to-water - apartment complex - existing building - distributed level 0.33 | HOUELC, HOUAMB | HOUETARHN_OLDI_DMD | MKr20 | 2040 | 3.3696 | 0.073203 | 0.28816 | [5 empty] | ETA | I | OLD | 3.4702 |  | RHNHPELC | 2 | 0.33333 | HOUETARHNHPELCN03_OLDI_FBHOILE01 | 0.8 | HOUETARHNHPELCN03_OLDI | HOUETARHNBHOILE01_OLDI | BHOILE01 | HPELCN03 | ETA_OLDI | BHOILE01_HPELCN03 | 4 | -0.25 | 1 | Supported
HOUETARHNHPELCN03_OLDI_FBHOILE01_D33 | Residential heating technology - Heat pump, Air-to-water - apartment complex - existing building - distributed level 0.33 | HOUELC, HOUAMB | HOUETARHN_OLDI_DMD | MKr20 | 2050 | 2.9771 | 0.07226 | 0.27581 | [5 empty] | ETA | I | OLD | 3.6256 |  | RHNHPELC | 2 | 0.33333 | HOUETARHNHPELCN03_OLDI_FBHOILE01 | 0.8 | HOUETARHNHPELCN03_OLDI | HOUETARHNBHOILE01_OLDI | BHOILE01 | HPELCN03 | ETA_OLDI | BHOILE01_HPELCN03 | 4 | -0.25 | 1 | Supported
HOUETARHNHPELCN02_OLDI_FBHOILE01_D33 | Residential heating technology - Heat pump, Air-to-air - single-family house - existing building - distributed level 0.33 | HOUELC, HOUAMB | HOUETARHN_OLDI_DMD | MKr20 | 2020 | 1.9871 | 0.15994 | 0.19904 | [5 empty] | ETA | I | OLD | 5.0241 |  | RHNHPELC | 2 | 0.33333 | HOUETARHNHPELCN02_OLDI_FBHOILE01 | 0.8 | HOUETARHNHPELCN02_OLDI | HOUETARHNBHOILE01_OLDI | BHOILE01 | HPELCN02 | ETA_OLDI | BHOILE01_HPELCN02 | 5 | 0 | 1.1 | Unlikely
HOUETARHNHPELCN02_OLDI_FBHOILE01_D33 | Residential heating technology - Heat pump, Air-to-air - single-family house - existing building - distributed level 0.33 | HOUELC, HOUAMB | HOUETARHN_OLDI_DMD | MKr20 | 2025 | 1.9385 | 0.10866 | 0.18928 | [5 empty] | ETA | I | OLD | 5.2831 |  | RHNHPELC | 2 | 0.33333 | HOUETARHNHPELCN02_OLDI_FBHOILE01 | 0.8 | HOUETARHNHPELCN02_OLDI | HOUETARHNBHOILE01_OLDI | BHOILE01 | HPELCN02 | ETA_OLDI | BHOILE01_HPELCN02 | 5 | 0 | 1.1 | Unlikely
HOUETARHNHPELCN02_OLDI_FBHOILE01_D33 | Residential heating technology - Heat pump, Air-to-air - single-family house - existing building - distributed level 0.33 | HOUELC, HOUAMB | HOUETARHN_OLDI_DMD | MKr20 | 2030 | 1.8899 | 0.10666 | 0.18214 | [5 empty] | ETA | I | OLD | 5.4902 |  | RHNHPELC | 2 | 0.33333 | HOUETARHNHPELCN02_OLDI_FBHOILE01 | 0.8 | HOUETARHNHPELCN02_OLDI | HOUETARHNBHOILE01_OLDI | BHOILE01 | HPELCN02 | ETA_OLDI | BHOILE01_HPELCN02 | 5 | 0 | 1.1 | Unlikely
HOUETARHNHPELCN02_OLDI_FBHOILE01_D33 | Residential heating technology - Heat pump, Air-to-air - single-family house - existing building - distributed level 0.33 | HOUELC, HOUAMB | HOUETARHN_OLDI_DMD | MKr20 | 2040 | 1.7998 | 0.10293 | 0.17552 | [5 empty] | ETA | I | OLD | 5.6974 |  | RHNHPELC | 2 | 0.33333 | HOUETARHNHPELCN02_OLDI_FBHOILE01 | 0.8 | HOUETARHNHPELCN02_OLDI | HOUETARHNBHOILE01_OLDI | BHOILE01 | HPELCN02 | ETA_OLDI | BHOILE01_HPELCN02 | 5 | 0 | 1.1 | Unlikely
HOUETARHNHPELCN02_OLDI_FBHOILE01_D33 | Residential heating technology - Heat pump, Air-to-air - single-family house - existing building - distributed level 0.33 | HOUELC, HOUAMB | HOUETARHN_OLDI_DMD | MKr20 | 2050 | 1.7097 | 0.099207 | 0.17238 | [5 empty] | ETA | I | OLD | 5.801 |  | RHNHPELC | 2 | 0.33333 | HOUETARHNHPELCN02_OLDI_FBHOILE01 | 0.8 | HOUETARHNHPELCN02_OLDI | HOUETARHNBHOILE01_OLDI | BHOILE01 | HPELCN02 | ETA_OLDI | BHOILE01_HPELCN02 | 5 | 0 | 1.1 | Unlikely
HOUETARHNDIELCN06_OLDI_FBHOILE01_D33 | Residential heating technology - Electric heating - electric panel from Bauhaus - apartment complex - new building - distributed level 0.33 | HOUELC | HOUETARHN_OLDI_DMD | MKr20 | 2020 | 0.56157 | 0 | [6 empty] | ETA | I | OLD |  |  | RHNDIELC | 2 | 0.33333 | HOUETARHNDIELCN06_OLDI_FBHOILE01 | 0.8 | HOUETARHNDIELCN06_OLDI | HOUETARHNBHOILE01_OLDI | BHOILE01 | DIELCN06 | ETA_OLDI | BHOILE01_DIELCN06 | 5 | 0 | 1.1 | Unlikely
HOUETARHNDIELCN06_OLDI_FBHOILE01_D33 | Residential heating technology - Electric heating - electric panel from Bauhaus - apartment complex - new building - distributed level 0.33 | HOUELC | HOUETARHN_OLDI_DMD | MKr20 | 2025 | 0.56157 | 0 | [6 empty] | ETA | I | OLD |  |  | RHNDIELC | 2 | 0.33333 | HOUETARHNDIELCN06_OLDI_FBHOILE01 | 0.8 | HOUETARHNDIELCN06_OLDI | HOUETARHNBHOILE01_OLDI | BHOILE01 | DIELCN06 | ETA_OLDI | BHOILE01_DIELCN06 | 5 | 0 | 1.1 | Unlikely
HOUETARHNDIELCN06_OLDI_FBHOILE01_D33 | Residential heating technology - Electric heating - electric panel from Bauhaus - apartment complex - new building - distributed level 0.33 | HOUELC | HOUETARHN_OLDI_DMD | MKr20 | 2030 | 0.56157 | 0 | [6 empty] | ETA | I | OLD |  |  | RHNDIELC | 2 | 0.33333 | HOUETARHNDIELCN06_OLDI_FBHOILE01 | 0.8 | HOUETARHNDIELCN06_OLDI | HOUETARHNBHOILE01_OLDI | BHOILE01 | DIELCN06 | ETA_OLDI | BHOILE01_DIELCN06 | 5 | 0 | 1.1 | Unlikely
HOUETARHNDIELCN06_OLDI_FBHOILE01_D33 | Residential heating technology - Electric heating - electric panel from Bauhaus - apartment complex - new building - distributed level 0.33 | HOUELC | HOUETARHN_OLDI_DMD | MKr20 | 2040 | 0.56157 | 0 | [6 empty] | ETA | I | OLD |  |  | RHNDIELC | 2 | 0.33333 | HOUETARHNDIELCN06_OLDI_FBHOILE01 | 0.8 | HOUETARHNDIELCN06_OLDI | HOUETARHNBHOILE01_OLDI | BHOILE01 | DIELCN06 | ETA_OLDI | BHOILE01_DIELCN06 | 5 | 0 | 1.1 | Unlikely
HOUETARHNDIELCN06_OLDI_FBHOILE01_D33 | Residential heating technology - Electric heating - electric panel from Bauhaus - apartment complex - new building - distributed level 0.33 | HOUELC | HOUETARHN_OLDI_DMD | MKr20 | 2050 | 0.56157 | 0 | [6 empty] | ETA | I | OLD |  |  | RHNDIELC | 2 | 0.33333 | HOUETARHNDIELCN06_OLDI_FBHOILE01 | 0.8 | HOUETARHNDIELCN06_OLDI | HOUETARHNBHOILE01_OLDI | BHOILE01 | DIELCN06 | ETA_OLDI | BHOILE01_DIELCN06 | 5 | 0 | 1.1 | Unlikely
HOUETARHNDIELCN01_OLDI_FBHOILE01_D33 | Residential heating technology - Electric heating - apartment complex - new building - distributed level 0.33 | HOUELC | HOUETARHN_OLDI_DMD | MKr20 | 2020 | 5.2158 | 0.0021178 | [6 empty] | ETA | I | OLD |  |  | RHNDIELC | 2 | 0.33333 | HOUETARHNDIELCN01_OLDI_FBHOILE01 | 0.8 | HOUETARHNDIELCN01_OLDI | HOUETARHNBHOILE01_OLDI | BHOILE01 | DIELCN01 | ETA_OLDI | BHOILE01_DIELCN01 | 5 | 0 | 1.1 | Unlikely
HOUETARHNDIELCN01_OLDI_FBHOILE01_D33 | Residential heating technology - Electric heating - apartment complex - new building - distributed level 0.33 | HOUELC | HOUETARHN_OLDI_DMD | MKr20 | 2025 | 5.0867 | 0.0020313 | [6 empty] | ETA | I | OLD |  |  | RHNDIELC | 2 | 0.33333 | HOUETARHNDIELCN01_OLDI_FBHOILE01 | 0.8 | HOUETARHNDIELCN01_OLDI | HOUETARHNBHOILE01_OLDI | BHOILE01 | DIELCN01 | ETA_OLDI | BHOILE01_DIELCN01 | 5 | 0 | 1.1 | Unlikely
HOUETARHNDIELCN01_OLDI_FBHOILE01_D33 | Residential heating technology - Electric heating - apartment complex - new building - distributed level 0.33 | HOUELC | HOUETARHN_OLDI_DMD | MKr20 | 2030 | 4.9608 | 0.0019881 | [6 empty] | ETA | I | OLD |  |  | RHNDIELC | 2 | 0.33333 | HOUETARHNDIELCN01_OLDI_FBHOILE01 | 0.8 | HOUETARHNDIELCN01_OLDI | HOUETARHNBHOILE01_OLDI | BHOILE01 | DIELCN01 | ETA_OLDI | BHOILE01_DIELCN01 | 5 | 0 | 1.1 | Unlikely
HOUETARHNDIELCN01_OLDI_FBHOILE01_D33 | Residential heating technology - Electric heating - apartment complex - new building - distributed level 0.33 | HOUELC | HOUETARHN_OLDI_DMD | MKr20 | 2040 | 4.7183 | 0.0019017 | [6 empty] | ETA | I | OLD |  |  | RHNDIELC | 2 | 0.33333 | HOUETARHNDIELCN01_OLDI_FBHOILE01 | 0.8 | HOUETARHNDIELCN01_OLDI | HOUETARHNBHOILE01_OLDI | BHOILE01 | DIELCN01 | ETA_OLDI | BHOILE01_DIELCN01 | 5 | 0 | 1.1 | Unlikely
HOUETARHNDIELCN01_OLDI_FBHOILE01_D33 | Residential heating technology - Electric heating - apartment complex - new building - distributed level 0.33 | HOUELC | HOUETARHN_OLDI_DMD | MKr20 | 2050 | 4.4876 | 0.0018152 | [6 empty] | ETA | I | OLD |  |  | RHNDIELC | 2 | 0.33333 | HOUETARHNDIELCN01_OLDI_FBHOILE01 | 0.8 | HOUETARHNDIELCN01_OLDI | HOUETARHNBHOILE01_OLDI | BHOILE01 | DIELCN01 | ETA_OLDI | BHOILE01_DIELCN01 | 5 | 0 | 1.1 | Unlikely
HOUETARHNBHWPEN01_OLDI_FBHOILE01_D33 | Residential heating technology - Biomass boiler, automatic stoking , wood pellets or wood chips - apartment complex - existing building - distributed level 0.33 | HOUWPE | HOUETARHN_OLDI_DMD | MKr20 | 2020 | 1.5213 | 0.025956 |  | 25 | 14 | 70 | 2 | 4 | ETA | I | OLD |  |  | RHNBHWPE | 2 | 0.33333 | HOUETARHNBHWPEN01_OLDI_FBHOILE01 | 0.8 | HOUETARHNBHWPEN01_OLDI | HOUETARHNBHOILE01_OLDI | BHOILE01 | BHWPEN01 | ETA_OLDI | BHOILE01_BHWPEN01 | 6 | 0 | 1 | New
HOUETARHNBHWPEN01_OLDI_FBHOILE01_D33 | Residential heating technology - Biomass boiler, automatic stoking , wood pellets or wood chips - apartment complex - existing building - distributed level 0.33 | HOUWPE | HOUETARHN_OLDI_DMD | MKr20 | 2025 | 1.4837 | 0.025772 |  | 25 | 14 | 60 | 2 | 4 | ETA | I | OLD |  |  | RHNBHWPE | 2 | 0.33333 | HOUETARHNBHWPEN01_OLDI_FBHOILE01 | 0.8 | HOUETARHNBHWPEN01_OLDI | HOUETARHNBHOILE01_OLDI | BHOILE01 | BHWPEN01 | ETA_OLDI | BHOILE01_BHWPEN01 | 6 | 0 | 1 | New
HOUETARHNBHWPEN01_OLDI_FBHOILE01_D33 | Residential heating technology - Biomass boiler, automatic stoking , wood pellets or wood chips - apartment complex - existing building - distributed level 0.33 | HOUWPE | HOUETARHN_OLDI_DMD | MKr20 | 2030 | 1.447 | 0.025887 |  | 25 | 11 | 50 | 1 | 4 | ETA | I | OLD |  |  | RHNBHWPE | 2 | 0.33333 | HOUETARHNBHWPEN01_OLDI_FBHOILE01 | 0.8 | HOUETARHNBHWPEN01_OLDI | HOUETARHNBHOILE01_OLDI | BHOILE01 | BHWPEN01 | ETA_OLDI | BHOILE01_BHWPEN01 | 6 | 0 | 1 | New
HOUETARHNBHWPEN01_OLDI_FBHOILE01_D33 | Residential heating technology - Biomass boiler, automatic stoking , wood pellets or wood chips - apartment complex - existing building - distributed level 0.33 | HOUWPE | HOUETARHN_OLDI_DMD | MKr20 | 2040 | 1.3762 | 0.025061 |  | 25 | 9 | 45 | 1 | 4 | ETA | I | OLD |  |  | RHNBHWPE | 2 | 0.33333 | HOUETARHNBHWPEN01_OLDI_FBHOILE01 | 0.8 | HOUETARHNBHWPEN01_OLDI | HOUETARHNBHOILE01_OLDI | BHOILE01 | BHWPEN01 | ETA_OLDI | BHOILE01_BHWPEN01 | 6 | 0 | 1 | New
HOUETARHNBHWPEN01_OLDI_FBHOILE01_D33 | Residential heating technology - Biomass boiler, automatic stoking , wood pellets or wood chips - apartment complex - existing building - distributed level 0.33 | HOUWPE | HOUETARHN_OLDI_DMD | MKr20 | 2050 | 1.3089 | 0.023982 |  | 25 | 9 | 40 | 0 | 4 | ETA | I | OLD |  |  | RHNBHWPE | 2 | 0.33333 | HOUETARHNBHWPEN01_OLDI_FBHOILE01 | 0.8 | HOUETARHNBHWPEN01_OLDI | HOUETARHNBHOILE01_OLDI | BHOILE01 | BHWPEN01 | ETA_OLDI | BHOILE01_BHWPEN01 | 6 | 0 | 1 | New
HOUETARHNBHSOLN01_OLDI_FBHOILE01_D33 | Residential heating technology - Solar heating system - apartment complex - existing building - distributed level 0.33 | HOUSOL | HOUETARHN_OLDI_DMD | MKr20 | 2020 | 4.401 | 0.020597 | [6 empty] | ETA | I | OLD |  |  | RHNBHSOL | 2 | 0.33333 | HOUETARHNBHSOLN01_OLDI_FBHOILE01 | 0.8 | HOUETARHNBHSOLN01_OLDI | HOUETARHNBHOILE01_OLDI | BHOILE01 | BHSOLN01 | ETA_OLDI | BHOILE01_BHSOLN01 | 5 | 0 | 1.1 | Unlikely
HOUETARHNBHSOLN01_OLDI_FBHOILE01_D33 | Residential heating technology - Solar heating system - apartment complex - existing building - distributed level 0.33 | HOUSOL | HOUETARHN_OLDI_DMD | MKr20 | 2025 | 4.2109 | 0.021832 | [6 empty] | ETA | I | OLD |  |  | RHNBHSOL | 2 | 0.33333 | HOUETARHNBHSOLN01_OLDI_FBHOILE01 | 0.8 | HOUETARHNBHSOLN01_OLDI | HOUETARHNBHOILE01_OLDI | BHOILE01 | BHSOLN01 | ETA_OLDI | BHOILE01_BHSOLN01 | 5 | 0 | 1.1 | Unlikely
HOUETARHNBHSOLN01_OLDI_FBHOILE01_D33 | Residential heating technology - Solar heating system - apartment complex - existing building - distributed level 0.33 | HOUSOL | HOUETARHN_OLDI_DMD | MKr20 | 2030 | 4.0207 | 0.022301 | [6 empty] | ETA | I | OLD |  |  | RHNBHSOL | 2 | 0.33333 | HOUETARHNBHSOLN01_OLDI_FBHOILE01 | 0.8 | HOUETARHNBHSOLN01_OLDI | HOUETARHNBHOILE01_OLDI | BHOILE01 | BHSOLN01 | ETA_OLDI | BHOILE01_BHSOLN01 | 5 | 0 | 1.1 | Unlikely
HOUETARHNBHSOLN01_OLDI_FBHOILE01_D33 | Residential heating technology - Solar heating system - apartment complex - existing building - distributed level 0.33 | HOUSOL | HOUETARHN_OLDI_DMD | MKr20 | 2040 | 3.8305 | 0.021696 | [6 empty] | ETA | I | OLD |  |  | RHNBHSOL | 2 | 0.33333 | HOUETARHNBHSOLN01_OLDI_FBHOILE01 | 0.8 | HOUETARHNBHSOLN01_OLDI | HOUETARHNBHOILE01_OLDI | BHOILE01 | BHSOLN01 | ETA_OLDI | BHOILE01_BHSOLN01 | 5 | 0 | 1.1 | Unlikely
HOUETARHNBHSOLN01_OLDI_FBHOILE01_D33 | Residential heating technology - Solar heating system - apartment complex - existing building - distributed level 0.33 | HOUSOL | HOUETARHN_OLDI_DMD | MKr20 | 2050 | 3.6403 | 0.020597 | [6 empty] | ETA | I | OLD |  |  | RHNBHSOL | 2 | 0.33333 | HOUETARHNBHSOLN01_OLDI_FBHOILE01 | 0.8 | HOUETARHNBHSOLN01_OLDI | HOUETARHNBHOILE01_OLDI | BHOILE01 | BHSOLN01 | ETA_OLDI | BHOILE01_BHSOLN01 | 5 | 0 | 1.1 | Unlikely
HOUETARHNBHOILN01_OLDI_FBHOILE01_D33 | Residential heating technology - Oil boiler (mineral oil fired, < 10 % FAME) - apartment complex - existing building - distributed level 0.33 | HOUOIL, HOUDSB, HOUDSE | HOUETARHN_OLDI_DMD | MKr20 | 2020 | 0.50727 | 0.017959 |  | 6.7 | 5 | 52 | 0 | 0 | ETA | I | OLD |  |  | RHNBHOIL | 2 | 0.33333 | HOUETARHNBHOILN01_OLDI_FBHOILE01 | 0.8 | HOUETARHNBHOILN01_OLDI | HOUETARHNBHOILE01_OLDI | BHOILE01 | BHOILN01 | ETA_OLDI | BHOILE01_BHOILN01 | 2 | 0 | 0.9 | Same
HOUETARHNBHOILN01_OLDI_FBHOILE01_D33 | Residential heating technology - Oil boiler (mineral oil fired, < 10 % FAME) - apartment complex - existing building - distributed level 0.33 | HOUOIL, HOUDSB, HOUDSE | HOUETARHN_OLDI_DMD | MKr20 | 2025 | 0.49471 | 0.018028 |  | 6.7 | 5 | 52 | 0 | 0 | ETA | I | OLD |  |  | RHNBHOIL | 2 | 0.33333 | HOUETARHNBHOILN01_OLDI_FBHOILE01 | 0.8 | HOUETARHNBHOILN01_OLDI | HOUETARHNBHOILE01_OLDI | BHOILE01 | BHOILN01 | ETA_OLDI | BHOILE01_BHOILN01 | 2 | 0 | 0.9 | Same
HOUETARHNBHOILN01_OLDI_FBHOILE01_D33 | Residential heating technology - Oil boiler (mineral oil fired, < 10 % FAME) - apartment complex - existing building - distributed level 0.33 | HOUOIL, HOUDSB, HOUDSE | HOUETARHN_OLDI_DMD | MKr20 | 2030 | 0.48247 | 0.018289 |  | 6.7 | 5 | 52 | 0 | 0 | ETA | I | OLD |  |  | RHNBHOIL | 2 | 0.33333 | HOUETARHNBHOILN01_OLDI_FBHOILE01 | 0.8 | HOUETARHNBHOILN01_OLDI | HOUETARHNBHOILE01_OLDI | BHOILE01 | BHOILN01 | ETA_OLDI | BHOILE01_BHOILN01 | 2 | 0 | 0.9 | Same
HOUETARHNBHOILN01_OLDI_FBHOILE01_D33 | Residential heating technology - Oil boiler (mineral oil fired, < 10 % FAME) - apartment complex - existing building - distributed level 0.33 | HOUOIL, HOUDSB, HOUDSE | HOUETARHN_OLDI_DMD | MKr20 | 2040 | 0.45888 | 0.018457 |  | 6.7 | 5 | 52 | 0 | 0 | ETA | I | OLD |  |  | RHNBHOIL | 2 | 0.33333 | HOUETARHNBHOILN01_OLDI_FBHOILE01 | 0.8 | HOUETARHNBHOILN01_OLDI | HOUETARHNBHOILE01_OLDI | BHOILE01 | BHOILN01 | ETA_OLDI | BHOILE01_BHOILN01 | 2 | 0 | 0.9 | Same
HOUETARHNBHOILN01_OLDI_FBHOILE01_D33 | Residential heating technology - Oil boiler (mineral oil fired, < 10 % FAME) - apartment complex - existing building - distributed level 0.33 | HOUOIL, HOUDSB, HOUDSE | HOUETARHN_OLDI_DMD | MKr20 | 2050 | 0.43644 | 0.018611 |  | 6.7 | 5 | 52 | 0 | 0 | ETA | I | OLD |  |  | RHNBHOIL | 2 | 0.33333 | HOUETARHNBHOILN01_OLDI_FBHOILE01 | 0.8 | HOUETARHNBHOILN01_OLDI | HOUETARHNBHOILE01_OLDI | BHOILE01 | BHOILN01 | ETA_OLDI | BHOILE01_BHOILN01 | 2 | 0 | 0.9 | Same
HOUETARHNBHDHDN09_OLDI_FBHOILE01_D33 | Residential heating technology - Direct district heating substation - plus connection pipe - plus distribution (heating density: low ) - apartment complex - existing building - distributed level 0.33 | HOUDHD | HOUETARHN_OLDI_DMD | MKr20 | 2020 | 0.39811 | 0.0015352 | [6 empty] | ETA | I | OLD |  |  | RHNBHDHD | 2 | 0.33333 | HOUETARHNBHDHDN09_OLDI_FBHOILE01 | 0.8 | HOUETARHNBHDHDN09_OLDI | HOUETARHNBHOILE01_OLDI | BHOILE01 | BHDHDN09 | ETA_OLDI | BHOILE01_BHDHDN09 | 4 | -0.25 | 1 | Supported
HOUETARHNBHDHDN09_OLDI_FBHOILE01_D33 | Residential heating technology - Direct district heating substation - plus connection pipe - plus distribution (heating density: low ) - apartment complex - existing building - distributed level 0.33 | HOUDHD | HOUETARHN_OLDI_DMD | MKr20 | 2025 | 0.39284 | 0.0015559 | [6 empty] | ETA | I | OLD |  |  | RHNBHDHD | 2 | 0.33333 | HOUETARHNBHDHDN09_OLDI_FBHOILE01 | 0.8 | HOUETARHNBHDHDN09_OLDI | HOUETARHNBHOILE01_OLDI | BHOILE01 | BHDHDN09 | ETA_OLDI | BHOILE01_BHDHDN09 | 4 | -0.25 | 1 | Supported
HOUETARHNBHDHDN09_OLDI_FBHOILE01_D33 | Residential heating technology - Direct district heating substation - plus connection pipe - plus distribution (heating density: low ) - apartment complex - existing building - distributed level 0.33 | HOUDHD | HOUETARHN_OLDI_DMD | MKr20 | 2030 | 0.3877 | 0.001533 | [6 empty] | ETA | I | OLD |  |  | RHNBHDHD | 2 | 0.33333 | HOUETARHNBHDHDN09_OLDI_FBHOILE01 | 0.8 | HOUETARHNBHDHDN09_OLDI | HOUETARHNBHOILE01_OLDI | BHOILE01 | BHDHDN09 | ETA_OLDI | BHOILE01_BHDHDN09 | 4 | -0.25 | 1 | Supported
HOUETARHNBHDHDN09_OLDI_FBHOILE01_D33 | Residential heating technology - Direct district heating substation - plus connection pipe - plus distribution (heating density: low ) - apartment complex - existing building - distributed level 0.33 | HOUDHD | HOUETARHN_OLDI_DMD | MKr20 | 2040 | 0.37779 | 0.0014865 | [6 empty] | ETA | I | OLD |  |  | RHNBHDHD | 2 | 0.33333 | HOUETARHNBHDHDN09_OLDI_FBHOILE01 | 0.8 | HOUETARHNBHDHDN09_OLDI | HOUETARHNBHOILE01_OLDI | BHOILE01 | BHDHDN09 | ETA_OLDI | BHOILE01_BHDHDN09 | 4 | -0.25 | 1 | Supported
HOUETARHNBHDHDN09_OLDI_FBHOILE01_D33 | Residential heating technology - Direct district heating substation - plus connection pipe - plus distribution (heating density: low ) - apartment complex - existing building - distributed level 0.33 | HOUDHD | HOUETARHN_OLDI_DMD | MKr20 | 2050 | 0.36838 | 0.0014271 | [6 empty] | ETA | I | OLD |  |  | RHNBHDHD | 2 | 0.33333 | HOUETARHNBHDHDN09_OLDI_FBHOILE01 | 0.8 | HOUETARHNBHDHDN09_OLDI | HOUETARHNBHOILE01_OLDI | BHOILE01 | BHDHDN09 | ETA_OLDI | BHOILE01_BHDHDN09 | 4 | -0.25 | 1 | Supported
HOUETARHNBHDHDN07_OLDI_FBHOILE01_D33 | Residential heating technology - Direct district heating substation - plus connection pipe - plus distribution (heating density: medium ) - apartment complex - existing building - distributed level 0.33 | HOUDHD | HOUETARHN_OLDI_DMD | MKr20 | 2020 | 0.34009 | 0.0015352 | [6 empty] | ETA | I | OLD |  |  | RHNBHDHD | 2 | 0.33333 | HOUETARHNBHDHDN07_OLDI_FBHOILE01 | 0.8 | HOUETARHNBHDHDN07_OLDI | HOUETARHNBHOILE01_OLDI | BHOILE01 | BHDHDN07 | ETA_OLDI | BHOILE01_BHDHDN07 | 4 | -0.25 | 1 | Supported
HOUETARHNBHDHDN07_OLDI_FBHOILE01_D33 | Residential heating technology - Direct district heating substation - plus connection pipe - plus distribution (heating density: medium ) - apartment complex - existing building - distributed level 0.33 | HOUDHD | HOUETARHN_OLDI_DMD | MKr20 | 2025 | 0.33482 | 0.0015559 | [6 empty] | ETA | I | OLD |  |  | RHNBHDHD | 2 | 0.33333 | HOUETARHNBHDHDN07_OLDI_FBHOILE01 | 0.8 | HOUETARHNBHDHDN07_OLDI | HOUETARHNBHOILE01_OLDI | BHOILE01 | BHDHDN07 | ETA_OLDI | BHOILE01_BHDHDN07 | 4 | -0.25 | 1 | Supported
HOUETARHNBHDHDN07_OLDI_FBHOILE01_D33 | Residential heating technology - Direct district heating substation - plus connection pipe - plus distribution (heating density: medium ) - apartment complex - existing building - distributed level 0.33 | HOUDHD | HOUETARHN_OLDI_DMD | MKr20 | 2030 | 0.32968 | 0.001533 | [6 empty] | ETA | I | OLD |  |  | RHNBHDHD | 2 | 0.33333 | HOUETARHNBHDHDN07_OLDI_FBHOILE01 | 0.8 | HOUETARHNBHDHDN07_OLDI | HOUETARHNBHOILE01_OLDI | BHOILE01 | BHDHDN07 | ETA_OLDI | BHOILE01_BHDHDN07 | 4 | -0.25 | 1 | Supported
HOUETARHNBHDHDN07_OLDI_FBHOILE01_D33 | Residential heating technology - Direct district heating substation - plus connection pipe - plus distribution (heating density: medium ) - apartment complex - existing building - distributed level 0.33 | HOUDHD | HOUETARHN_OLDI_DMD | MKr20 | 2040 | 0.31978 | 0.0014865 | [6 empty] | ETA | I | OLD |  |  | RHNBHDHD | 2 | 0.33333 | HOUETARHNBHDHDN07_OLDI_FBHOILE01 | 0.8 | HOUETARHNBHDHDN07_OLDI | HOUETARHNBHOILE01_OLDI | BHOILE01 | BHDHDN07 | ETA_OLDI | BHOILE01_BHDHDN07 | 4 | -0.25 | 1 | Supported
HOUETARHNBHDHDN07_OLDI_FBHOILE01_D33 | Residential heating technology - Direct district heating substation - plus connection pipe - plus distribution (heating density: medium ) - apartment complex - existing building - distributed level 0.33 | HOUDHD | HOUETARHN_OLDI_DMD | MKr20 | 2050 | 0.31036 | 0.0014271 | [6 empty] | ETA | I | OLD |  |  | RHNBHDHD | 2 | 0.33333 | HOUETARHNBHDHDN07_OLDI_FBHOILE01 | 0.8 | HOUETARHNBHDHDN07_OLDI | HOUETARHNBHOILE01_OLDI | BHOILE01 | BHDHDN07 | ETA_OLDI | BHOILE01_BHDHDN07 | 4 | -0.25 | 1 | Supported
HOUETARHNBHDHDN05_OLDI_FBHOILE01_D33 | Residential heating technology - Direct district heating substation - plus connection pipe - plus distribution (heating density: high ) - apartment complex - existing building - distributed level 0.33 | HOUDHD | HOUETARHN_OLDI_DMD | MKr20 | 2020 | 0.28208 | 0.0015352 | [6 empty] | ETA | I | OLD |  |  | RHNBHDHD | 2 | 0.33333 | HOUETARHNBHDHDN05_OLDI_FBHOILE01 | 0.8 | HOUETARHNBHDHDN05_OLDI | HOUETARHNBHOILE01_OLDI | BHOILE01 | BHDHDN05 | ETA_OLDI | BHOILE01_BHDHDN05 | 4 | -0.25 | 1 | Supported
HOUETARHNBHDHDN05_OLDI_FBHOILE01_D33 | Residential heating technology - Direct district heating substation - plus connection pipe - plus distribution (heating density: high ) - apartment complex - existing building - distributed level 0.33 | HOUDHD | HOUETARHN_OLDI_DMD | MKr20 | 2025 | 0.27681 | 0.0015559 | [6 empty] | ETA | I | OLD |  |  | RHNBHDHD | 2 | 0.33333 | HOUETARHNBHDHDN05_OLDI_FBHOILE01 | 0.8 | HOUETARHNBHDHDN05_OLDI | HOUETARHNBHOILE01_OLDI | BHOILE01 | BHDHDN05 | ETA_OLDI | BHOILE01_BHDHDN05 | 4 | -0.25 | 1 | Supported
HOUETARHNBHDHDN05_OLDI_FBHOILE01_D33 | Residential heating technology - Direct district heating substation - plus connection pipe - plus distribution (heating density: high ) - apartment complex - existing building - distributed level 0.33 | HOUDHD | HOUETARHN_OLDI_DMD | MKr20 | 2030 | 0.27167 | 0.001533 | [6 empty] | ETA | I | OLD |  |  | RHNBHDHD | 2 | 0.33333 | HOUETARHNBHDHDN05_OLDI_FBHOILE01 | 0.8 | HOUETARHNBHDHDN05_OLDI | HOUETARHNBHOILE01_OLDI | BHOILE01 | BHDHDN05 | ETA_OLDI | BHOILE01_BHDHDN05 | 4 | -0.25 | 1 | Supported
HOUETARHNBHDHDN05_OLDI_FBHOILE01_D33 | Residential heating technology - Direct district heating substation - plus connection pipe - plus distribution (heating density: high ) - apartment complex - existing building - distributed level 0.33 | HOUDHD | HOUETARHN_OLDI_DMD | MKr20 | 2040 | 0.26177 | 0.0014865 | [6 empty] | ETA | I | OLD |  |  | RHNBHDHD | 2 | 0.33333 | HOUETARHNBHDHDN05_OLDI_FBHOILE01 | 0.8 | HOUETARHNBHDHDN05_OLDI | HOUETARHNBHOILE01_OLDI | BHOILE01 | BHDHDN05 | ETA_OLDI | BHOILE01_BHDHDN05 | 4 | -0.25 | 1 | Supported
HOUETARHNBHDHDN05_OLDI_FBHOILE01_D33 | Residential heating technology - Direct district heating substation - plus connection pipe - plus distribution (heating density: high ) - apartment complex - existing building - distributed level 0.33 | HOUDHD | HOUETARHN_OLDI_DMD | MKr20 | 2050 | 0.25235 | 0.0014271 | [6 empty] | ETA | I | OLD |  |  | RHNBHDHD | 2 | 0.33333 | HOUETARHNBHDHDN05_OLDI_FBHOILE01 | 0.8 | HOUETARHNBHDHDN05_OLDI | HOUETARHNBHOILE01_OLDI | BHOILE01 | BHDHDN05 | ETA_OLDI | BHOILE01_BHDHDN05 | 4 | -0.25 | 1 | Supported
HOUETARHNBHDHCN09_OLDI_FBHOILE01_D33 | Residential heating technology - Direct district heating substation - plus connection pipe - plus distribution (heating density: low ) - apartment complex - existing building - distributed level 0.33 | HOUDHC | HOUETARHN_OLDI_DMD | MKr20 | 2020 | 0.39811 | 0.0015352 | [6 empty] | ETA | I | OLD |  |  | RHNBHDHC | 2 | 0.33333 | HOUETARHNBHDHCN09_OLDI_FBHOILE01 | 0.8 | HOUETARHNBHDHCN09_OLDI | HOUETARHNBHOILE01_OLDI | BHOILE01 | BHDHCN09 | ETA_OLDI | BHOILE01_BHDHCN09 | 4 | -0.25 | 1 | Supported
HOUETARHNBHDHCN09_OLDI_FBHOILE01_D33 | Residential heating technology - Direct district heating substation - plus connection pipe - plus distribution (heating density: low ) - apartment complex - existing building - distributed level 0.33 | HOUDHC | HOUETARHN_OLDI_DMD | MKr20 | 2025 | 0.39284 | 0.0015559 | [6 empty] | ETA | I | OLD |  |  | RHNBHDHC | 2 | 0.33333 | HOUETARHNBHDHCN09_OLDI_FBHOILE01 | 0.8 | HOUETARHNBHDHCN09_OLDI | HOUETARHNBHOILE01_OLDI | BHOILE01 | BHDHCN09 | ETA_OLDI | BHOILE01_BHDHCN09 | 4 | -0.25 | 1 | Supported
HOUETARHNBHDHCN09_OLDI_FBHOILE01_D33 | Residential heating technology - Direct district heating substation - plus connection pipe - plus distribution (heating density: low ) - apartment complex - existing building - distributed level 0.33 | HOUDHC | HOUETARHN_OLDI_DMD | MKr20 | 2030 | 0.3877 | 0.001533 | [6 empty] | ETA | I | OLD |  |  | RHNBHDHC | 2 | 0.33333 | HOUETARHNBHDHCN09_OLDI_FBHOILE01 | 0.8 | HOUETARHNBHDHCN09_OLDI | HOUETARHNBHOILE01_OLDI | BHOILE01 | BHDHCN09 | ETA_OLDI | BHOILE01_BHDHCN09 | 4 | -0.25 | 1 | Supported
HOUETARHNBHDHCN09_OLDI_FBHOILE01_D33 | Residential heating technology - Direct district heating substation - plus connection pipe - plus distribution (heating density: low ) - apartment complex - existing building - distributed level 0.33 | HOUDHC | HOUETARHN_OLDI_DMD | MKr20 | 2040 | 0.37779 | 0.0014865 | [6 empty] | ETA | I | OLD |  |  | RHNBHDHC | 2 | 0.33333 | HOUETARHNBHDHCN09_OLDI_FBHOILE01 | 0.8 | HOUETARHNBHDHCN09_OLDI | HOUETARHNBHOILE01_OLDI | BHOILE01 | BHDHCN09 | ETA_OLDI | BHOILE01_BHDHCN09 | 4 | -0.25 | 1 | Supported
HOUETARHNBHDHCN09_OLDI_FBHOILE01_D33 | Residential heating technology - Direct district heating substation - plus connection pipe - plus distribution (heating density: low ) - apartment complex - existing building - distributed level 0.33 | HOUDHC | HOUETARHN_OLDI_DMD | MKr20 | 2050 | 0.36838 | 0.0014271 | [6 empty] | ETA | I | OLD |  |  | RHNBHDHC | 2 | 0.33333 | HOUETARHNBHDHCN09_OLDI_FBHOILE01 | 0.8 | HOUETARHNBHDHCN09_OLDI | HOUETARHNBHOILE01_OLDI | BHOILE01 | BHDHCN09 | ETA_OLDI | BHOILE01_BHDHCN09 | 4 | -0.25 | 1 | Supported
HOUETARHNBHDHCN07_OLDI_FBHOILE01_D33 | Residential heating technology - Direct district heating substation - plus connection pipe - plus distribution (heating density: medium ) - apartment complex - existing building - distributed level 0.33 | HOUDHC | HOUETARHN_OLDI_DMD | MKr20 | 2020 | 0.34009 | 0.0015352 | [6 empty] | ETA | I | OLD |  |  | RHNBHDHC | 2 | 0.33333 | HOUETARHNBHDHCN07_OLDI_FBHOILE01 | 0.8 | HOUETARHNBHDHCN07_OLDI | HOUETARHNBHOILE01_OLDI | BHOILE01 | BHDHCN07 | ETA_OLDI | BHOILE01_BHDHCN07 | 4 | -0.25 | 1 | Supported
HOUETARHNBHDHCN07_OLDI_FBHOILE01_D33 | Residential heating technology - Direct district heating substation - plus connection pipe - plus distribution (heating density: medium ) - apartment complex - existing building - distributed level 0.33 | HOUDHC | HOUETARHN_OLDI_DMD | MKr20 | 2025 | 0.33482 | 0.0015559 | [6 empty] | ETA | I | OLD |  |  | RHNBHDHC | 2 | 0.33333 | HOUETARHNBHDHCN07_OLDI_FBHOILE01 | 0.8 | HOUETARHNBHDHCN07_OLDI | HOUETARHNBHOILE01_OLDI | BHOILE01 | BHDHCN07 | ETA_OLDI | BHOILE01_BHDHCN07 | 4 | -0.25 | 1 | Supported
HOUETARHNBHDHCN07_OLDI_FBHOILE01_D33 | Residential heating technology - Direct district heating substation - plus connection pipe - plus distribution (heating density: medium ) - apartment complex - existing building - distributed level 0.33 | HOUDHC | HOUETARHN_OLDI_DMD | MKr20 | 2030 | 0.32968 | 0.001533 | [6 empty] | ETA | I | OLD |  |  | RHNBHDHC | 2 | 0.33333 | HOUETARHNBHDHCN07_OLDI_FBHOILE01 | 0.8 | HOUETARHNBHDHCN07_OLDI | HOUETARHNBHOILE01_OLDI | BHOILE01 | BHDHCN07 | ETA_OLDI | BHOILE01_BHDHCN07 | 4 | -0.25 | 1 | Supported
HOUETARHNBHDHCN07_OLDI_FBHOILE01_D33 | Residential heating technology - Direct district heating substation - plus connection pipe - plus distribution (heating density: medium ) - apartment complex - existing building - distributed level 0.33 | HOUDHC | HOUETARHN_OLDI_DMD | MKr20 | 2040 | 0.31978 | 0.0014865 | [6 empty] | ETA | I | OLD |  |  | RHNBHDHC | 2 | 0.33333 | HOUETARHNBHDHCN07_OLDI_FBHOILE01 | 0.8 | HOUETARHNBHDHCN07_OLDI | HOUETARHNBHOILE01_OLDI | BHOILE01 | BHDHCN07 | ETA_OLDI | BHOILE01_BHDHCN07 | 4 | -0.25 | 1 | Supported
HOUETARHNBHDHCN07_OLDI_FBHOILE01_D33 | Residential heating technology - Direct district heating substation - plus connection pipe - plus distribution (heating density: medium ) - apartment complex - existing building - distributed level 0.33 | HOUDHC | HOUETARHN_OLDI_DMD | MKr20 | 2050 | 0.31036 | 0.0014271 | [6 empty] | ETA | I | OLD |  |  | RHNBHDHC | 2 | 0.33333 | HOUETARHNBHDHCN07_OLDI_FBHOILE01 | 0.8 | HOUETARHNBHDHCN07_OLDI | HOUETARHNBHOILE01_OLDI | BHOILE01 | BHDHCN07 | ETA_OLDI | BHOILE01_BHDHCN07 | 4 | -0.25 | 1 | Supported
HOUETARHNBHDHCN05_OLDI_FBHOILE01_D33 | Residential heating technology - Direct district heating substation - plus connection pipe - plus distribution (heating density: high ) - apartment complex - existing building - distributed level 0.33 | HOUDHC | HOUETARHN_OLDI_DMD | MKr20 | 2020 | 0.28208 | 0.0015352 | [6 empty] | ETA | I | OLD |  |  | RHNBHDHC | 2 | 0.33333 | HOUETARHNBHDHCN05_OLDI_FBHOILE01 | 0.8 | HOUETARHNBHDHCN05_OLDI | HOUETARHNBHOILE01_OLDI | BHOILE01 | BHDHCN05 | ETA_OLDI | BHOILE01_BHDHCN05 | 4 | -0.25 | 1 | Supported
HOUETARHNBHDHCN05_OLDI_FBHOILE01_D33 | Residential heating technology - Direct district heating substation - plus connection pipe - plus distribution (heating density: high ) - apartment complex - existing building - distributed level 0.33 | HOUDHC | HOUETARHN_OLDI_DMD | MKr20 | 2025 | 0.27681 | 0.0015559 | [6 empty] | ETA | I | OLD |  |  | RHNBHDHC | 2 | 0.33333 | HOUETARHNBHDHCN05_OLDI_FBHOILE01 | 0.8 | HOUETARHNBHDHCN05_OLDI | HOUETARHNBHOILE01_OLDI | BHOILE01 | BHDHCN05 | ETA_OLDI | BHOILE01_BHDHCN05 | 4 | -0.25 | 1 | Supported
HOUETARHNBHDHCN05_OLDI_FBHOILE01_D33 | Residential heating technology - Direct district heating substation - plus connection pipe - plus distribution (heating density: high ) - apartment complex - existing building - distributed level 0.33 | HOUDHC | HOUETARHN_OLDI_DMD | MKr20 | 2030 | 0.27167 | 0.001533 | [6 empty] | ETA | I | OLD |  |  | RHNBHDHC | 2 | 0.33333 | HOUETARHNBHDHCN05_OLDI_FBHOILE01 | 0.8 | HOUETARHNBHDHCN05_OLDI | HOUETARHNBHOILE01_OLDI | BHOILE01 | BHDHCN05 | ETA_OLDI | BHOILE01_BHDHCN05 | 4 | -0.25 | 1 | Supported
HOUETARHNBHDHCN05_OLDI_FBHOILE01_D33 | Residential heating technology - Direct district heating substation - plus connection pipe - plus distribution (heating density: high ) - apartment complex - existing building - distributed level 0.33 | HOUDHC | HOUETARHN_OLDI_DMD | MKr20 | 2040 | 0.26177 | 0.0014865 | [6 empty] | ETA | I | OLD |  |  | RHNBHDHC | 2 | 0.33333 | HOUETARHNBHDHCN05_OLDI_FBHOILE01 | 0.8 | HOUETARHNBHDHCN05_OLDI | HOUETARHNBHOILE01_OLDI | BHOILE01 | BHDHCN05 | ETA_OLDI | BHOILE01_BHDHCN05 | 4 | -0.25 | 1 | Supported
HOUETARHNBHDHCN05_OLDI_FBHOILE01_D33 | Residential heating technology - Direct district heating substation - plus connection pipe - plus distribution (heating density: high ) - apartment complex - existing building - distributed level 0.33 | HOUDHC | HOUETARHN_OLDI_DMD | MKr20 | 2050 | 0.25235 | 0.0014271 | [6 empty] | ETA | I | OLD |  |  | RHNBHDHC | 2 | 0.33333 | HOUETARHNBHDHCN05_OLDI_FBHOILE01 | 0.8 | HOUETARHNBHDHCN05_OLDI | HOUETARHNBHOILE01_OLDI | BHOILE01 | BHDHCN05 | ETA_OLDI | BHOILE01_BHDHCN05 | 4 | -0.25 | 1 | Supported
HOUETARHNHPELCN05_OLDC_FBHSOLE01_D33 | Residential heating technology - Heat pump, Air-to-water - leasing - apartment complex - existing building - distributed level 0.33 | HOUELC, HOUAMB | HOUETARHN_OLDC_DMD | MKr20 | 2020 | 2.6164 | 0.31275 | 0.33288 | [5 empty] | ETA | C | OLD | 3.0041 |  | RHNHPELC | 2 | 0.33333 | HOUETARHNHPELCN05_OLDC_FBHSOLE01 | 1 | HOUETARHNHPELCN05_OLDC | HOUETARHNBHSOLE01_OLDC | BHSOLE01 | HPELCN05 | ETA_OLDC | BHSOLE01_HPELCN05 | 5 | 0 | 1.1 | Unlikely
HOUETARHNHPELCN05_OLDC_FBHSOLE01_D33 | Residential heating technology - Heat pump, Air-to-water - leasing - apartment complex - existing building - distributed level 0.33 | HOUELC, HOUAMB | HOUETARHN_OLDC_DMD | MKr20 | 2025 | 2.3428 | 0.28751 | 0.31651 | [5 empty] | ETA | C | OLD | 3.1595 |  | RHNHPELC | 2 | 0.33333 | HOUETARHNHPELCN05_OLDC_FBHSOLE01 | 1 | HOUETARHNHPELCN05_OLDC | HOUETARHNBHSOLE01_OLDC | BHSOLE01 | HPELCN05 | ETA_OLDC | BHSOLE01_HPELCN05 | 5 | 0 | 1.1 | Unlikely
HOUETARHNHPELCN05_OLDC_FBHSOLE01_D33 | Residential heating technology - Heat pump, Air-to-water - leasing - apartment complex - existing building - distributed level 0.33 | HOUELC, HOUAMB | HOUETARHN_OLDC_DMD | MKr20 | 2030 | 2.0692 | 0.26224 | 0.30167 | [5 empty] | ETA | C | OLD | 3.3149 |  | RHNHPELC | 2 | 0.33333 | HOUETARHNHPELCN05_OLDC_FBHSOLE01 | 1 | HOUETARHNHPELCN05_OLDC | HOUETARHNBHSOLE01_OLDC | BHSOLE01 | HPELCN05 | ETA_OLDC | BHSOLE01_HPELCN05 | 5 | 0 | 1.1 | Unlikely
HOUETARHNHPELCN05_OLDC_FBHSOLE01_D33 | Residential heating technology - Heat pump, Air-to-water - leasing - apartment complex - existing building - distributed level 0.33 | HOUELC, HOUAMB | HOUETARHN_OLDC_DMD | MKr20 | 2040 | 1.8533 | 0.24168 | 0.28816 | [5 empty] | ETA | C | OLD | 3.4702 |  | RHNHPELC | 2 | 0.33333 | HOUETARHNHPELCN05_OLDC_FBHSOLE01 | 1 | HOUETARHNHPELCN05_OLDC | HOUETARHNBHSOLE01_OLDC | BHSOLE01 | HPELCN05 | ETA_OLDC | BHSOLE01_HPELCN05 | 5 | 0 | 1.1 | Unlikely
HOUETARHNHPELCN05_OLDC_FBHSOLE01_D33 | Residential heating technology - Heat pump, Air-to-water - leasing - apartment complex - existing building - distributed level 0.33 | HOUELC, HOUAMB | HOUETARHN_OLDC_DMD | MKr20 | 2050 | 1.6374 | 0.22111 | 0.27581 | [5 empty] | ETA | C | OLD | 3.6256 |  | RHNHPELC | 2 | 0.33333 | HOUETARHNHPELCN05_OLDC_FBHSOLE01 | 1 | HOUETARHNHPELCN05_OLDC | HOUETARHNBHSOLE01_OLDC | BHSOLE01 | HPELCN05 | ETA_OLDC | BHSOLE01_HPELCN05 | 5 | 0 | 1.1 | Unlikely
HOUETARHNHPELCN04_OLDC_FBHSOLE01_D33 | Residential heating technology - Heat pump, Ground source - apartment complex - existing building - distributed level 0.33 | HOUELC, HOUAMB | HOUETARHN_OLDC_DMD | MKr20 | 2020 | 4.4322 | 0.046348 | 0.30167 | [5 empty] | ETA | C | OLD | 3.3149 |  | RHNHPELC | 2 | 0.33333 | HOUETARHNHPELCN04_OLDC_FBHSOLE01 | 1 | HOUETARHNHPELCN04_OLDC | HOUETARHNBHSOLE01_OLDC | BHSOLE01 | HPELCN04 | ETA_OLDC | BHSOLE01_HPELCN04 | 6 | 0 | 1 | New
HOUETARHNHPELCN04_OLDC_FBHSOLE01_D33 | Residential heating technology - Heat pump, Ground source - apartment complex - existing building - distributed level 0.33 | HOUELC, HOUAMB | HOUETARHN_OLDC_DMD | MKr20 | 2025 | 4.0998 | 0.045981 | 0.29253 | [5 empty] | ETA | C | OLD | 3.4185 |  | RHNHPELC | 2 | 0.33333 | HOUETARHNHPELCN04_OLDC_FBHSOLE01 | 1 | HOUETARHNHPELCN04_OLDC | HOUETARHNBHSOLE01_OLDC | BHSOLE01 | HPELCN04 | ETA_OLDC | BHSOLE01_HPELCN04 | 6 | 0 | 1 | New
HOUETARHNHPELCN04_OLDC_FBHSOLE01_D33 | Residential heating technology - Heat pump, Ground source - apartment complex - existing building - distributed level 0.33 | HOUELC, HOUAMB | HOUETARHN_OLDC_DMD | MKr20 | 2030 | 3.7674 | 0.04558 | 0.28393 | [5 empty] | ETA | C | OLD | 3.522 |  | RHNHPELC | 2 | 0.33333 | HOUETARHNHPELCN04_OLDC_FBHSOLE01 | 1 | HOUETARHNHPELCN04_OLDC | HOUETARHNBHSOLE01_OLDC | BHSOLE01 | HPELCN04 | ETA_OLDC | BHSOLE01_HPELCN04 | 6 | 0 | 1 | New
HOUETARHNHPELCN04_OLDC_FBHSOLE01_D33 | Residential heating technology - Heat pump, Ground source - apartment complex - existing building - distributed level 0.33 | HOUELC, HOUAMB | HOUETARHN_OLDC_DMD | MKr20 | 2040 | 3.4848 | 0.044654 | 0.27193 | [5 empty] | ETA | C | OLD | 3.6774 |  | RHNHPELC | 2 | 0.33333 | HOUETARHNHPELCN04_OLDC_FBHSOLE01 | 1 | HOUETARHNHPELCN04_OLDC | HOUETARHNBHSOLE01_OLDC | BHSOLE01 | HPELCN04 | ETA_OLDC | BHSOLE01_HPELCN04 | 6 | 0 | 1 | New
HOUETARHNHPELCN04_OLDC_FBHSOLE01_D33 | Residential heating technology - Heat pump, Ground source - apartment complex - existing building - distributed level 0.33 | HOUELC, HOUAMB | HOUETARHN_OLDC_DMD | MKr20 | 2050 | 3.2023 | 0.043711 | 0.26815 | [5 empty] | ETA | C | OLD | 3.7292 |  | RHNHPELC | 2 | 0.33333 | HOUETARHNHPELCN04_OLDC_FBHSOLE01 | 1 | HOUETARHNHPELCN04_OLDC | HOUETARHNBHSOLE01_OLDC | BHSOLE01 | HPELCN04 | ETA_OLDC | BHSOLE01_HPELCN04 | 6 | 0 | 1 | New
HOUETARHNHPELCN03_OLDC_FBHSOLE01_D33 | Residential heating technology - Heat pump, Air-to-water - apartment complex - existing building - distributed level 0.33 | HOUELC, HOUAMB | HOUETARHN_OLDC_DMD | MKr20 | 2020 | 4.7571 | 0.074897 | 0.33288 | [5 empty] | ETA | C | OLD | 3.0041 |  | RHNHPELC | 2 | 0.33333 | HOUETARHNHPELCN03_OLDC_FBHSOLE01 | 1 | HOUETARHNHPELCN03_OLDC | HOUETARHNBHSOLE01_OLDC | BHSOLE01 | HPELCN03 | ETA_OLDC | BHSOLE01_HPELCN03 | 6 | 0 | 1 | New
HOUETARHNHPELCN03_OLDC_FBHSOLE01_D33 | Residential heating technology - Heat pump, Air-to-water - apartment complex - existing building - distributed level 0.33 | HOUELC, HOUAMB | HOUETARHN_OLDC_DMD | MKr20 | 2025 | 4.2596 | 0.07453 | 0.31651 | [5 empty] | ETA | C | OLD | 3.1595 |  | RHNHPELC | 2 | 0.33333 | HOUETARHNHPELCN03_OLDC_FBHSOLE01 | 1 | HOUETARHNHPELCN03_OLDC | HOUETARHNBHSOLE01_OLDC | BHSOLE01 | HPELCN03 | ETA_OLDC | BHSOLE01_HPELCN03 | 6 | 0 | 1 | New
HOUETARHNHPELCN03_OLDC_FBHSOLE01_D33 | Residential heating technology - Heat pump, Air-to-water - apartment complex - existing building - distributed level 0.33 | HOUELC, HOUAMB | HOUETARHN_OLDC_DMD | MKr20 | 2030 | 3.7622 | 0.074129 | 0.30167 | [5 empty] | ETA | C | OLD | 3.3149 |  | RHNHPELC | 2 | 0.33333 | HOUETARHNHPELCN03_OLDC_FBHSOLE01 | 1 | HOUETARHNHPELCN03_OLDC | HOUETARHNBHSOLE01_OLDC | BHSOLE01 | HPELCN03 | ETA_OLDC | BHSOLE01_HPELCN03 | 6 | 0 | 1 | New
HOUETARHNHPELCN03_OLDC_FBHSOLE01_D33 | Residential heating technology - Heat pump, Air-to-water - apartment complex - existing building - distributed level 0.33 | HOUELC, HOUAMB | HOUETARHN_OLDC_DMD | MKr20 | 2040 | 3.3696 | 0.073203 | 0.28816 | [5 empty] | ETA | C | OLD | 3.4702 |  | RHNHPELC | 2 | 0.33333 | HOUETARHNHPELCN03_OLDC_FBHSOLE01 | 1 | HOUETARHNHPELCN03_OLDC | HOUETARHNBHSOLE01_OLDC | BHSOLE01 | HPELCN03 | ETA_OLDC | BHSOLE01_HPELCN03 | 6 | 0 | 1 | New
HOUETARHNHPELCN03_OLDC_FBHSOLE01_D33 | Residential heating technology - Heat pump, Air-to-water - apartment complex - existing building - distributed level 0.33 | HOUELC, HOUAMB | HOUETARHN_OLDC_DMD | MKr20 | 2050 | 2.9771 | 0.07226 | 0.27581 | [5 empty] | ETA | C | OLD | 3.6256 |  | RHNHPELC | 2 | 0.33333 | HOUETARHNHPELCN03_OLDC_FBHSOLE01 | 1 | HOUETARHNHPELCN03_OLDC | HOUETARHNBHSOLE01_OLDC | BHSOLE01 | HPELCN03 | ETA_OLDC | BHSOLE01_HPELCN03 | 6 | 0 | 1 | New
HOUETARHNHPELCN02_OLDC_FBHSOLE01_D33 | Residential heating technology - Heat pump, Air-to-air - single-family house - existing building - distributed level 0.33 | HOUELC, HOUAMB | HOUETARHN_OLDC_DMD | MKr20 | 2020 | 1.9871 | 0.15994 | 0.19904 | [5 empty] | ETA | C | OLD | 5.0241 |  | RHNHPELC | 2 | 0.33333 | HOUETARHNHPELCN02_OLDC_FBHSOLE01 | 1 | HOUETARHNHPELCN02_OLDC | HOUETARHNBHSOLE01_OLDC | BHSOLE01 | HPELCN02 | ETA_OLDC | BHSOLE01_HPELCN02 | 5 | 0 | 1.1 | Unlikely
HOUETARHNHPELCN02_OLDC_FBHSOLE01_D33 | Residential heating technology - Heat pump, Air-to-air - single-family house - existing building - distributed level 0.33 | HOUELC, HOUAMB | HOUETARHN_OLDC_DMD | MKr20 | 2025 | 1.9385 | 0.10866 | 0.18928 | [5 empty] | ETA | C | OLD | 5.2831 |  | RHNHPELC | 2 | 0.33333 | HOUETARHNHPELCN02_OLDC_FBHSOLE01 | 1 | HOUETARHNHPELCN02_OLDC | HOUETARHNBHSOLE01_OLDC | BHSOLE01 | HPELCN02 | ETA_OLDC | BHSOLE01_HPELCN02 | 5 | 0 | 1.1 | Unlikely
HOUETARHNHPELCN02_OLDC_FBHSOLE01_D33 | Residential heating technology - Heat pump, Air-to-air - single-family house - existing building - distributed level 0.33 | HOUELC, HOUAMB | HOUETARHN_OLDC_DMD | MKr20 | 2030 | 1.8899 | 0.10666 | 0.18214 | [5 empty] | ETA | C | OLD | 5.4902 |  | RHNHPELC | 2 | 0.33333 | HOUETARHNHPELCN02_OLDC_FBHSOLE01 | 1 | HOUETARHNHPELCN02_OLDC | HOUETARHNBHSOLE01_OLDC | BHSOLE01 | HPELCN02 | ETA_OLDC | BHSOLE01_HPELCN02 | 5 | 0 | 1.1 | Unlikely
HOUETARHNHPELCN02_OLDC_FBHSOLE01_D33 | Residential heating technology - Heat pump, Air-to-air - single-family house - existing building - distributed level 0.33 | HOUELC, HOUAMB | HOUETARHN_OLDC_DMD | MKr20 | 2040 | 1.7998 | 0.10293 | 0.17552 | [5 empty] | ETA | C | OLD | 5.6974 |  | RHNHPELC | 2 | 0.33333 | HOUETARHNHPELCN02_OLDC_FBHSOLE01 | 1 | HOUETARHNHPELCN02_OLDC | HOUETARHNBHSOLE01_OLDC | BHSOLE01 | HPELCN02 | ETA_OLDC | BHSOLE01_HPELCN02 | 5 | 0 | 1.1 | Unlikely
HOUETARHNHPELCN02_OLDC_FBHSOLE01_D33 | Residential heating technology - Heat pump, Air-to-air - single-family house - existing building - distributed level 0.33 | HOUELC, HOUAMB | HOUETARHN_OLDC_DMD | MKr20 | 2050 | 1.7097 | 0.099207 | 0.17238 | [5 empty] | ETA | C | OLD | 5.801 |  | RHNHPELC | 2 | 0.33333 | HOUETARHNHPELCN02_OLDC_FBHSOLE01 | 1 | HOUETARHNHPELCN02_OLDC | HOUETARHNBHSOLE01_OLDC | BHSOLE01 | HPELCN02 | ETA_OLDC | BHSOLE01_HPELCN02 | 5 | 0 | 1.1 | Unlikely
HOUETARHNDIELCN06_OLDC_FBHSOLE01_D33 | Residential heating technology - Electric heating - electric panel from Bauhaus - apartment complex - new building - distributed level 0.33 | HOUELC | HOUETARHN_OLDC_DMD | MKr20 | 2020 | 0.56157 | 0 | [6 empty] | ETA | C | OLD |  |  | RHNDIELC | 2 | 0.33333 | HOUETARHNDIELCN06_OLDC_FBHSOLE01 | 1 | HOUETARHNDIELCN06_OLDC | HOUETARHNBHSOLE01_OLDC | BHSOLE01 | DIELCN06 | ETA_OLDC | BHSOLE01_DIELCN06 | 5 | 0 | 1.1 | Unlikely
HOUETARHNDIELCN06_OLDC_FBHSOLE01_D33 | Residential heating technology - Electric heating - electric panel from Bauhaus - apartment complex - new building - distributed level 0.33 | HOUELC | HOUETARHN_OLDC_DMD | MKr20 | 2025 | 0.56157 | 0 | [6 empty] | ETA | C | OLD |  |  | RHNDIELC | 2 | 0.33333 | HOUETARHNDIELCN06_OLDC_FBHSOLE01 | 1 | HOUETARHNDIELCN06_OLDC | HOUETARHNBHSOLE01_OLDC | BHSOLE01 | DIELCN06 | ETA_OLDC | BHSOLE01_DIELCN06 | 5 | 0 | 1.1 | Unlikely
HOUETARHNDIELCN06_OLDC_FBHSOLE01_D33 | Residential heating technology - Electric heating - electric panel from Bauhaus - apartment complex - new building - distributed level 0.33 | HOUELC | HOUETARHN_OLDC_DMD | MKr20 | 2030 | 0.56157 | 0 | [6 empty] | ETA | C | OLD |  |  | RHNDIELC | 2 | 0.33333 | HOUETARHNDIELCN06_OLDC_FBHSOLE01 | 1 | HOUETARHNDIELCN06_OLDC | HOUETARHNBHSOLE01_OLDC | BHSOLE01 | DIELCN06 | ETA_OLDC | BHSOLE01_DIELCN06 | 5 | 0 | 1.1 | Unlikely
HOUETARHNDIELCN06_OLDC_FBHSOLE01_D33 | Residential heating technology - Electric heating - electric panel from Bauhaus - apartment complex - new building - distributed level 0.33 | HOUELC | HOUETARHN_OLDC_DMD | MKr20 | 2040 | 0.56157 | 0 | [6 empty] | ETA | C | OLD |  |  | RHNDIELC | 2 | 0.33333 | HOUETARHNDIELCN06_OLDC_FBHSOLE01 | 1 | HOUETARHNDIELCN06_OLDC | HOUETARHNBHSOLE01_OLDC | BHSOLE01 | DIELCN06 | ETA_OLDC | BHSOLE01_DIELCN06 | 5 | 0 | 1.1 | Unlikely
HOUETARHNDIELCN06_OLDC_FBHSOLE01_D33 | Residential heating technology - Electric heating - electric panel from Bauhaus - apartment complex - new building - distributed level 0.33 | HOUELC | HOUETARHN_OLDC_DMD | MKr20 | 2050 | 0.56157 | 0 | [6 empty] | ETA | C | OLD |  |  | RHNDIELC | 2 | 0.33333 | HOUETARHNDIELCN06_OLDC_FBHSOLE01 | 1 | HOUETARHNDIELCN06_OLDC | HOUETARHNBHSOLE01_OLDC | BHSOLE01 | DIELCN06 | ETA_OLDC | BHSOLE01_DIELCN06 | 5 | 0 | 1.1 | Unlikely
HOUETARHNDIELCN01_OLDC_FBHSOLE01_D33 | Residential heating technology - Electric heating - apartment complex - new building - distributed level 0.33 | HOUELC | HOUETARHN_OLDC_DMD | MKr20 | 2020 | 5.2158 | 0.0021178 | [6 empty] | ETA | C | OLD |  |  | RHNDIELC | 2 | 0.33333 | HOUETARHNDIELCN01_OLDC_FBHSOLE01 | 1 | HOUETARHNDIELCN01_OLDC | HOUETARHNBHSOLE01_OLDC | BHSOLE01 | DIELCN01 | ETA_OLDC | BHSOLE01_DIELCN01 | 5 | 0 | 1.1 | Unlikely
HOUETARHNDIELCN01_OLDC_FBHSOLE01_D33 | Residential heating technology - Electric heating - apartment complex - new building - distributed level 0.33 | HOUELC | HOUETARHN_OLDC_DMD | MKr20 | 2025 | 5.0867 | 0.0020313 | [6 empty] | ETA | C | OLD |  |  | RHNDIELC | 2 | 0.33333 | HOUETARHNDIELCN01_OLDC_FBHSOLE01 | 1 | HOUETARHNDIELCN01_OLDC | HOUETARHNBHSOLE01_OLDC | BHSOLE01 | DIELCN01 | ETA_OLDC | BHSOLE01_DIELCN01 | 5 | 0 | 1.1 | Unlikely
HOUETARHNDIELCN01_OLDC_FBHSOLE01_D33 | Residential heating technology - Electric heating - apartment complex - new building - distributed level 0.33 | HOUELC | HOUETARHN_OLDC_DMD | MKr20 | 2030 | 4.9608 | 0.0019881 | [6 empty] | ETA | C | OLD |  |  | RHNDIELC | 2 | 0.33333 | HOUETARHNDIELCN01_OLDC_FBHSOLE01 | 1 | HOUETARHNDIELCN01_OLDC | HOUETARHNBHSOLE01_OLDC | BHSOLE01 | DIELCN01 | ETA_OLDC | BHSOLE01_DIELCN01 | 5 | 0 | 1.1 | Unlikely
HOUETARHNDIELCN01_OLDC_FBHSOLE01_D33 | Residential heating technology - Electric heating - apartment complex - new building - distributed level 0.33 | HOUELC | HOUETARHN_OLDC_DMD | MKr20 | 2040 | 4.7183 | 0.0019017 | [6 empty] | ETA | C | OLD |  |  | RHNDIELC | 2 | 0.33333 | HOUETARHNDIELCN01_OLDC_FBHSOLE01 | 1 | HOUETARHNDIELCN01_OLDC | HOUETARHNBHSOLE01_OLDC | BHSOLE01 | DIELCN01 | ETA_OLDC | BHSOLE01_DIELCN01 | 5 | 0 | 1.1 | Unlikely
HOUETARHNDIELCN01_OLDC_FBHSOLE01_D33 | Residential heating technology - Electric heating - apartment complex - new building - distributed level 0.33 | HOUELC | HOUETARHN_OLDC_DMD | MKr20 | 2050 | 4.4876 | 0.0018152 | [6 empty] | ETA | C | OLD |  |  | RHNDIELC | 2 | 0.33333 | HOUETARHNDIELCN01_OLDC_FBHSOLE01 | 1 | HOUETARHNDIELCN01_OLDC | HOUETARHNBHSOLE01_OLDC | BHSOLE01 | DIELCN01 | ETA_OLDC | BHSOLE01_DIELCN01 | 5 | 0 | 1.1 | Unlikely
HOUETARHNBHWPEN01_OLDC_FBHSOLE01_D33 | Residential heating technology - Biomass boiler, automatic stoking , wood pellets or wood chips - apartment complex - existing building - distributed level 0.33 | HOUWPE | HOUETARHN_OLDC_DMD | MKr20 | 2020 | 2.1755 | 0.038934 |  | 25 | 14 | 70 | 2 | 4 | ETA | C | OLD |  |  | RHNBHWPE | 2 | 0.33333 | HOUETARHNBHWPEN01_OLDC_FBHSOLE01 | 1 | HOUETARHNBHWPEN01_OLDC | HOUETARHNBHSOLE01_OLDC | BHSOLE01 | BHWPEN01 | ETA_OLDC | BHSOLE01_BHWPEN01 | 5 | 0 | 1.1 | Unlikely
HOUETARHNBHWPEN01_OLDC_FBHSOLE01_D33 | Residential heating technology - Biomass boiler, automatic stoking , wood pellets or wood chips - apartment complex - existing building - distributed level 0.33 | HOUWPE | HOUETARHN_OLDC_DMD | MKr20 | 2025 | 2.1217 | 0.038658 |  | 25 | 14 | 60 | 2 | 4 | ETA | C | OLD |  |  | RHNBHWPE | 2 | 0.33333 | HOUETARHNBHWPEN01_OLDC_FBHSOLE01 | 1 | HOUETARHNBHWPEN01_OLDC | HOUETARHNBHSOLE01_OLDC | BHSOLE01 | BHWPEN01 | ETA_OLDC | BHSOLE01_BHWPEN01 | 5 | 0 | 1.1 | Unlikely
HOUETARHNBHWPEN01_OLDC_FBHSOLE01_D33 | Residential heating technology - Biomass boiler, automatic stoking , wood pellets or wood chips - apartment complex - existing building - distributed level 0.33 | HOUWPE | HOUETARHN_OLDC_DMD | MKr20 | 2030 | 2.0692 | 0.038831 |  | 25 | 11 | 50 | 1 | 4 | ETA | C | OLD |  |  | RHNBHWPE | 2 | 0.33333 | HOUETARHNBHWPEN01_OLDC_FBHSOLE01 | 1 | HOUETARHNBHWPEN01_OLDC | HOUETARHNBHSOLE01_OLDC | BHSOLE01 | BHWPEN01 | ETA_OLDC | BHSOLE01_BHWPEN01 | 5 | 0 | 1.1 | Unlikely
HOUETARHNBHWPEN01_OLDC_FBHSOLE01_D33 | Residential heating technology - Biomass boiler, automatic stoking , wood pellets or wood chips - apartment complex - existing building - distributed level 0.33 | HOUWPE | HOUETARHN_OLDC_DMD | MKr20 | 2040 | 1.968 | 0.037591 |  | 25 | 9 | 45 | 1 | 4 | ETA | C | OLD |  |  | RHNBHWPE | 2 | 0.33333 | HOUETARHNBHWPEN01_OLDC_FBHSOLE01 | 1 | HOUETARHNBHWPEN01_OLDC | HOUETARHNBHSOLE01_OLDC | BHSOLE01 | BHWPEN01 | ETA_OLDC | BHSOLE01_BHWPEN01 | 5 | 0 | 1.1 | Unlikely
HOUETARHNBHWPEN01_OLDC_FBHSOLE01_D33 | Residential heating technology - Biomass boiler, automatic stoking , wood pellets or wood chips - apartment complex - existing building - distributed level 0.33 | HOUWPE | HOUETARHN_OLDC_DMD | MKr20 | 2050 | 1.8718 | 0.035973 |  | 25 | 9 | 40 | 0 | 4 | ETA | C | OLD |  |  | RHNBHWPE | 2 | 0.33333 | HOUETARHNBHWPEN01_OLDC_FBHSOLE01 | 1 | HOUETARHNBHWPEN01_OLDC | HOUETARHNBHSOLE01_OLDC | BHSOLE01 | BHWPEN01 | ETA_OLDC | BHSOLE01_BHWPEN01 | 5 | 0 | 1.1 | Unlikely
HOUETARHNBHSOLN01_OLDC_FBHSOLE01_D33 | Residential heating technology - Solar heating system - apartment complex - existing building - distributed level 0.33 | HOUSOL | HOUETARHN_OLDC_DMD | MKr20 | 2020 | 3.6008 | 0.020597 | [6 empty] | ETA | C | OLD |  |  | RHNBHSOL | 2 | 0.33333 | HOUETARHNBHSOLN01_OLDC_FBHSOLE01 | 1 | HOUETARHNBHSOLN01_OLDC | HOUETARHNBHSOLE01_OLDC | BHSOLE01 | BHSOLN01 | ETA_OLDC | BHSOLE01_BHSOLN01 | 2 | 0 | 0.9 | Same
HOUETARHNBHSOLN01_OLDC_FBHSOLE01_D33 | Residential heating technology - Solar heating system - apartment complex - existing building - distributed level 0.33 | HOUSOL | HOUETARHN_OLDC_DMD | MKr20 | 2025 | 3.4452 | 0.021832 | [6 empty] | ETA | C | OLD |  |  | RHNBHSOL | 2 | 0.33333 | HOUETARHNBHSOLN01_OLDC_FBHSOLE01 | 1 | HOUETARHNBHSOLN01_OLDC | HOUETARHNBHSOLE01_OLDC | BHSOLE01 | BHSOLN01 | ETA_OLDC | BHSOLE01_BHSOLN01 | 2 | 0 | 0.9 | Same
HOUETARHNBHSOLN01_OLDC_FBHSOLE01_D33 | Residential heating technology - Solar heating system - apartment complex - existing building - distributed level 0.33 | HOUSOL | HOUETARHN_OLDC_DMD | MKr20 | 2030 | 3.2897 | 0.022301 | [6 empty] | ETA | C | OLD |  |  | RHNBHSOL | 2 | 0.33333 | HOUETARHNBHSOLN01_OLDC_FBHSOLE01 | 1 | HOUETARHNBHSOLN01_OLDC | HOUETARHNBHSOLE01_OLDC | BHSOLE01 | BHSOLN01 | ETA_OLDC | BHSOLE01_BHSOLN01 | 2 | 0 | 0.9 | Same
HOUETARHNBHSOLN01_OLDC_FBHSOLE01_D33 | Residential heating technology - Solar heating system - apartment complex - existing building - distributed level 0.33 | HOUSOL | HOUETARHN_OLDC_DMD | MKr20 | 2040 | 3.1341 | 0.021696 | [6 empty] | ETA | C | OLD |  |  | RHNBHSOL | 2 | 0.33333 | HOUETARHNBHSOLN01_OLDC_FBHSOLE01 | 1 | HOUETARHNBHSOLN01_OLDC | HOUETARHNBHSOLE01_OLDC | BHSOLE01 | BHSOLN01 | ETA_OLDC | BHSOLE01_BHSOLN01 | 2 | 0 | 0.9 | Same
HOUETARHNBHSOLN01_OLDC_FBHSOLE01_D33 | Residential heating technology - Solar heating system - apartment complex - existing building - distributed level 0.33 | HOUSOL | HOUETARHN_OLDC_DMD | MKr20 | 2050 | 2.9785 | 0.020597 | [6 empty] | ETA | C | OLD |  |  | RHNBHSOL | 2 | 0.33333 | HOUETARHNBHSOLN01_OLDC_FBHSOLE01 | 1 | HOUETARHNBHSOLN01_OLDC | HOUETARHNBHSOLE01_OLDC | BHSOLE01 | BHSOLN01 | ETA_OLDC | BHSOLE01_BHSOLN01 | 2 | 0 | 0.9 | Same
HOUETARHNBHDHCN03_OLDC_FBHSOLE01_D33 | Residential heating technology - Direct district heating substation - plus connection pipe - apartment complex - existing building - distributed level 0.33 | HOUDHC | HOUETARHN_OLDC_DMD | MKr20 | 2020 | 0.26026 | 0.0015352 | [6 empty] | ETA | C | OLD |  |  | RHNBHDHC | 2 | 0.33333 | HOUETARHNBHDHCN03_OLDC_FBHSOLE01 | 1 | HOUETARHNBHDHCN03_OLDC | HOUETARHNBHSOLE01_OLDC | BHSOLE01 | BHDHCN03 | ETA_OLDC | BHSOLE01_BHDHCN03 | 6 | 0 | 1 | New
HOUETARHNBHDHCN03_OLDC_FBHSOLE01_D33 | Residential heating technology - Direct district heating substation - plus connection pipe - apartment complex - existing building - distributed level 0.33 | HOUDHC | HOUETARHN_OLDC_DMD | MKr20 | 2025 | 0.2554 | 0.0015559 | [6 empty] | ETA | C | OLD |  |  | RHNBHDHC | 2 | 0.33333 | HOUETARHNBHDHCN03_OLDC_FBHSOLE01 | 1 | HOUETARHNBHDHCN03_OLDC | HOUETARHNBHSOLE01_OLDC | BHSOLE01 | BHDHCN03 | ETA_OLDC | BHSOLE01_BHDHCN03 | 6 | 0 | 1 | New
HOUETARHNBHDHCN03_OLDC_FBHSOLE01_D33 | Residential heating technology - Direct district heating substation - plus connection pipe - apartment complex - existing building - distributed level 0.33 | HOUDHC | HOUETARHN_OLDC_DMD | MKr20 | 2030 | 0.25066 | 0.001533 | [6 empty] | ETA | C | OLD |  |  | RHNBHDHC | 2 | 0.33333 | HOUETARHNBHDHCN03_OLDC_FBHSOLE01 | 1 | HOUETARHNBHDHCN03_OLDC | HOUETARHNBHSOLE01_OLDC | BHSOLE01 | BHDHCN03 | ETA_OLDC | BHSOLE01_BHDHCN03 | 6 | 0 | 1 | New
HOUETARHNBHDHCN03_OLDC_FBHSOLE01_D33 | Residential heating technology - Direct district heating substation - plus connection pipe - apartment complex - existing building - distributed level 0.33 | HOUDHC | HOUETARHN_OLDC_DMD | MKr20 | 2040 | 0.24152 | 0.0014865 | [6 empty] | ETA | C | OLD |  |  | RHNBHDHC | 2 | 0.33333 | HOUETARHNBHDHCN03_OLDC_FBHSOLE01 | 1 | HOUETARHNBHDHCN03_OLDC | HOUETARHNBHSOLE01_OLDC | BHSOLE01 | BHDHCN03 | ETA_OLDC | BHSOLE01_BHDHCN03 | 6 | 0 | 1 | New
HOUETARHNBHDHCN03_OLDC_FBHSOLE01_D33 | Residential heating technology - Direct district heating substation - plus connection pipe - apartment complex - existing building - distributed level 0.33 | HOUDHC | HOUETARHN_OLDC_DMD | MKr20 | 2050 | 0.23283 | 0.0014271 | [6 empty] | ETA | C | OLD |  |  | RHNBHDHC | 2 | 0.33333 | HOUETARHNBHDHCN03_OLDC_FBHSOLE01 | 1 | HOUETARHNBHDHCN03_OLDC | HOUETARHNBHSOLE01_OLDC | BHSOLE01 | BHDHCN03 | ETA_OLDC | BHSOLE01_BHDHCN03 | 6 | 0 | 1 | New
HOUETARHNHPELCN05_OLDD_FBHSOLE01_D33 | Residential heating technology - Heat pump, Air-to-water - leasing - apartment complex - existing building - distributed level 0.33 | HOUELC, HOUAMB | HOUETARHN_OLDD_DMD | MKr20 | 2020 | 2.6164 | 0.31275 | 0.33288 | [5 empty] | ETA | D | OLD | 3.0041 |  | RHNHPELC | 2 | 0.33333 | HOUETARHNHPELCN05_OLDD_FBHSOLE01 | 1 | HOUETARHNHPELCN05_OLDD | HOUETARHNBHSOLE01_OLDD | BHSOLE01 | HPELCN05 | ETA_OLDD | BHSOLE01_HPELCN05 | 5 | 0 | 1.1 | Unlikely
HOUETARHNHPELCN05_OLDD_FBHSOLE01_D33 | Residential heating technology - Heat pump, Air-to-water - leasing - apartment complex - existing building - distributed level 0.33 | HOUELC, HOUAMB | HOUETARHN_OLDD_DMD | MKr20 | 2025 | 2.3428 | 0.28751 | 0.31651 | [5 empty] | ETA | D | OLD | 3.1595 |  | RHNHPELC | 2 | 0.33333 | HOUETARHNHPELCN05_OLDD_FBHSOLE01 | 1 | HOUETARHNHPELCN05_OLDD | HOUETARHNBHSOLE01_OLDD | BHSOLE01 | HPELCN05 | ETA_OLDD | BHSOLE01_HPELCN05 | 5 | 0 | 1.1 | Unlikely
HOUETARHNHPELCN05_OLDD_FBHSOLE01_D33 | Residential heating technology - Heat pump, Air-to-water - leasing - apartment complex - existing building - distributed level 0.33 | HOUELC, HOUAMB | HOUETARHN_OLDD_DMD | MKr20 | 2030 | 2.0692 | 0.26224 | 0.30167 | [5 empty] | ETA | D | OLD | 3.3149 |  | RHNHPELC | 2 | 0.33333 | HOUETARHNHPELCN05_OLDD_FBHSOLE01 | 1 | HOUETARHNHPELCN05_OLDD | HOUETARHNBHSOLE01_OLDD | BHSOLE01 | HPELCN05 | ETA_OLDD | BHSOLE01_HPELCN05 | 5 | 0 | 1.1 | Unlikely
HOUETARHNHPELCN05_OLDD_FBHSOLE01_D33 | Residential heating technology - Heat pump, Air-to-water - leasing - apartment complex - existing building - distributed level 0.33 | HOUELC, HOUAMB | HOUETARHN_OLDD_DMD | MKr20 | 2040 | 1.8533 | 0.24168 | 0.28816 | [5 empty] | ETA | D | OLD | 3.4702 |  | RHNHPELC | 2 | 0.33333 | HOUETARHNHPELCN05_OLDD_FBHSOLE01 | 1 | HOUETARHNHPELCN05_OLDD | HOUETARHNBHSOLE01_OLDD | BHSOLE01 | HPELCN05 | ETA_OLDD | BHSOLE01_HPELCN05 | 5 | 0 | 1.1 | Unlikely
HOUETARHNHPELCN05_OLDD_FBHSOLE01_D33 | Residential heating technology - Heat pump, Air-to-water - leasing - apartment complex - existing building - distributed level 0.33 | HOUELC, HOUAMB | HOUETARHN_OLDD_DMD | MKr20 | 2050 | 1.6374 | 0.22111 | 0.27581 | [5 empty] | ETA | D | OLD | 3.6256 |  | RHNHPELC | 2 | 0.33333 | HOUETARHNHPELCN05_OLDD_FBHSOLE01 | 1 | HOUETARHNHPELCN05_OLDD | HOUETARHNBHSOLE01_OLDD | BHSOLE01 | HPELCN05 | ETA_OLDD | BHSOLE01_HPELCN05 | 5 | 0 | 1.1 | Unlikely
HOUETARHNHPELCN04_OLDD_FBHSOLE01_D33 | Residential heating technology - Heat pump, Ground source - apartment complex - existing building - distributed level 0.33 | HOUELC, HOUAMB | HOUETARHN_OLDD_DMD | MKr20 | 2020 | 4.4322 | 0.046348 | 0.30167 | [5 empty] | ETA | D | OLD | 3.3149 |  | RHNHPELC | 2 | 0.33333 | HOUETARHNHPELCN04_OLDD_FBHSOLE01 | 1 | HOUETARHNHPELCN04_OLDD | HOUETARHNBHSOLE01_OLDD | BHSOLE01 | HPELCN04 | ETA_OLDD | BHSOLE01_HPELCN04 | 6 | 0 | 1 | New
HOUETARHNHPELCN04_OLDD_FBHSOLE01_D33 | Residential heating technology - Heat pump, Ground source - apartment complex - existing building - distributed level 0.33 | HOUELC, HOUAMB | HOUETARHN_OLDD_DMD | MKr20 | 2025 | 4.0998 | 0.045981 | 0.29253 | [5 empty] | ETA | D | OLD | 3.4185 |  | RHNHPELC | 2 | 0.33333 | HOUETARHNHPELCN04_OLDD_FBHSOLE01 | 1 | HOUETARHNHPELCN04_OLDD | HOUETARHNBHSOLE01_OLDD | BHSOLE01 | HPELCN04 | ETA_OLDD | BHSOLE01_HPELCN04 | 6 | 0 | 1 | New
HOUETARHNHPELCN04_OLDD_FBHSOLE01_D33 | Residential heating technology - Heat pump, Ground source - apartment complex - existing building - distributed level 0.33 | HOUELC, HOUAMB | HOUETARHN_OLDD_DMD | MKr20 | 2030 | 3.7674 | 0.04558 | 0.28393 | [5 empty] | ETA | D | OLD | 3.522 |  | RHNHPELC | 2 | 0.33333 | HOUETARHNHPELCN04_OLDD_FBHSOLE01 | 1 | HOUETARHNHPELCN04_OLDD | HOUETARHNBHSOLE01_OLDD | BHSOLE01 | HPELCN04 | ETA_OLDD | BHSOLE01_HPELCN04 | 6 | 0 | 1 | New
HOUETARHNHPELCN04_OLDD_FBHSOLE01_D33 | Residential heating technology - Heat pump, Ground source - apartment complex - existing building - distributed level 0.33 | HOUELC, HOUAMB | HOUETARHN_OLDD_DMD | MKr20 | 2040 | 3.4848 | 0.044654 | 0.27193 | [5 empty] | ETA | D | OLD | 3.6774 |  | RHNHPELC | 2 | 0.33333 | HOUETARHNHPELCN04_OLDD_FBHSOLE01 | 1 | HOUETARHNHPELCN04_OLDD | HOUETARHNBHSOLE01_OLDD | BHSOLE01 | HPELCN04 | ETA_OLDD | BHSOLE01_HPELCN04 | 6 | 0 | 1 | New
HOUETARHNHPELCN04_OLDD_FBHSOLE01_D33 | Residential heating technology - Heat pump, Ground source - apartment complex - existing building - distributed level 0.33 | HOUELC, HOUAMB | HOUETARHN_OLDD_DMD | MKr20 | 2050 | 3.2023 | 0.043711 | 0.26815 | [5 empty] | ETA | D | OLD | 3.7292 |  | RHNHPELC | 2 | 0.33333 | HOUETARHNHPELCN04_OLDD_FBHSOLE01 | 1 | HOUETARHNHPELCN04_OLDD | HOUETARHNBHSOLE01_OLDD | BHSOLE01 | HPELCN04 | ETA_OLDD | BHSOLE01_HPELCN04 | 6 | 0 | 1 | New
HOUETARHNHPELCN03_OLDD_FBHSOLE01_D33 | Residential heating technology - Heat pump, Air-to-water - apartment complex - existing building - distributed level 0.33 | HOUELC, HOUAMB | HOUETARHN_OLDD_DMD | MKr20 | 2020 | 4.7571 | 0.074897 | 0.33288 | [5 empty] | ETA | D | OLD | 3.0041 |  | RHNHPELC | 2 | 0.33333 | HOUETARHNHPELCN03_OLDD_FBHSOLE01 | 1 | HOUETARHNHPELCN03_OLDD | HOUETARHNBHSOLE01_OLDD | BHSOLE01 | HPELCN03 | ETA_OLDD | BHSOLE01_HPELCN03 | 6 | 0 | 1 | New
HOUETARHNHPELCN03_OLDD_FBHSOLE01_D33 | Residential heating technology - Heat pump, Air-to-water - apartment complex - existing building - distributed level 0.33 | HOUELC, HOUAMB | HOUETARHN_OLDD_DMD | MKr20 | 2025 | 4.2596 | 0.07453 | 0.31651 | [5 empty] | ETA | D | OLD | 3.1595 |  | RHNHPELC | 2 | 0.33333 | HOUETARHNHPELCN03_OLDD_FBHSOLE01 | 1 | HOUETARHNHPELCN03_OLDD | HOUETARHNBHSOLE01_OLDD | BHSOLE01 | HPELCN03 | ETA_OLDD | BHSOLE01_HPELCN03 | 6 | 0 | 1 | New
HOUETARHNHPELCN03_OLDD_FBHSOLE01_D33 | Residential heating technology - Heat pump, Air-to-water - apartment complex - existing building - distributed level 0.33 | HOUELC, HOUAMB | HOUETARHN_OLDD_DMD | MKr20 | 2030 | 3.7622 | 0.074129 | 0.30167 | [5 empty] | ETA | D | OLD | 3.3149 |  | RHNHPELC | 2 | 0.33333 | HOUETARHNHPELCN03_OLDD_FBHSOLE01 | 1 | HOUETARHNHPELCN03_OLDD | HOUETARHNBHSOLE01_OLDD | BHSOLE01 | HPELCN03 | ETA_OLDD | BHSOLE01_HPELCN03 | 6 | 0 | 1 | New
HOUETARHNHPELCN03_OLDD_FBHSOLE01_D33 | Residential heating technology - Heat pump, Air-to-water - apartment complex - existing building - distributed level 0.33 | HOUELC, HOUAMB | HOUETARHN_OLDD_DMD | MKr20 | 2040 | 3.3696 | 0.073203 | 0.28816 | [5 empty] | ETA | D | OLD | 3.4702 |  | RHNHPELC | 2 | 0.33333 | HOUETARHNHPELCN03_OLDD_FBHSOLE01 | 1 | HOUETARHNHPELCN03_OLDD | HOUETARHNBHSOLE01_OLDD | BHSOLE01 | HPELCN03 | ETA_OLDD | BHSOLE01_HPELCN03 | 6 | 0 | 1 | New
HOUETARHNHPELCN03_OLDD_FBHSOLE01_D33 | Residential heating technology - Heat pump, Air-to-water - apartment complex - existing building - distributed level 0.33 | HOUELC, HOUAMB | HOUETARHN_OLDD_DMD | MKr20 | 2050 | 2.9771 | 0.07226 | 0.27581 | [5 empty] | ETA | D | OLD | 3.6256 |  | RHNHPELC | 2 | 0.33333 | HOUETARHNHPELCN03_OLDD_FBHSOLE01 | 1 | HOUETARHNHPELCN03_OLDD | HOUETARHNBHSOLE01_OLDD | BHSOLE01 | HPELCN03 | ETA_OLDD | BHSOLE01_HPELCN03 | 6 | 0 | 1 | New
HOUETARHNHPELCN02_OLDD_FBHSOLE01_D33 | Residential heating technology - Heat pump, Air-to-air - single-family house - existing building - distributed level 0.33 | HOUELC, HOUAMB | HOUETARHN_OLDD_DMD | MKr20 | 2020 | 1.9871 | 0.15994 | 0.19904 | [5 empty] | ETA | D | OLD | 5.0241 |  | RHNHPELC | 2 | 0.33333 | HOUETARHNHPELCN02_OLDD_FBHSOLE01 | 1 | HOUETARHNHPELCN02_OLDD | HOUETARHNBHSOLE01_OLDD | BHSOLE01 | HPELCN02 | ETA_OLDD | BHSOLE01_HPELCN02 | 5 | 0 | 1.1 | Unlikely
HOUETARHNHPELCN02_OLDD_FBHSOLE01_D33 | Residential heating technology - Heat pump, Air-to-air - single-family house - existing building - distributed level 0.33 | HOUELC, HOUAMB | HOUETARHN_OLDD_DMD | MKr20 | 2025 | 1.9385 | 0.10866 | 0.18928 | [5 empty] | ETA | D | OLD | 5.2831 |  | RHNHPELC | 2 | 0.33333 | HOUETARHNHPELCN02_OLDD_FBHSOLE01 | 1 | HOUETARHNHPELCN02_OLDD | HOUETARHNBHSOLE01_OLDD | BHSOLE01 | HPELCN02 | ETA_OLDD | BHSOLE01_HPELCN02 | 5 | 0 | 1.1 | Unlikely
HOUETARHNHPELCN02_OLDD_FBHSOLE01_D33 | Residential heating technology - Heat pump, Air-to-air - single-family house - existing building - distributed level 0.33 | HOUELC, HOUAMB | HOUETARHN_OLDD_DMD | MKr20 | 2030 | 1.8899 | 0.10666 | 0.18214 | [5 empty] | ETA | D | OLD | 5.4902 |  | RHNHPELC | 2 | 0.33333 | HOUETARHNHPELCN02_OLDD_FBHSOLE01 | 1 | HOUETARHNHPELCN02_OLDD | HOUETARHNBHSOLE01_OLDD | BHSOLE01 | HPELCN02 | ETA_OLDD | BHSOLE01_HPELCN02 | 5 | 0 | 1.1 | Unlikely
HOUETARHNHPELCN02_OLDD_FBHSOLE01_D33 | Residential heating technology - Heat pump, Air-to-air - single-family house - existing building - distributed level 0.33 | HOUELC, HOUAMB | HOUETARHN_OLDD_DMD | MKr20 | 2040 | 1.7998 | 0.10293 | 0.17552 | [5 empty] | ETA | D | OLD | 5.6974 |  | RHNHPELC | 2 | 0.33333 | HOUETARHNHPELCN02_OLDD_FBHSOLE01 | 1 | HOUETARHNHPELCN02_OLDD | HOUETARHNBHSOLE01_OLDD | BHSOLE01 | HPELCN02 | ETA_OLDD | BHSOLE01_HPELCN02 | 5 | 0 | 1.1 | Unlikely
HOUETARHNHPELCN02_OLDD_FBHSOLE01_D33 | Residential heating technology - Heat pump, Air-to-air - single-family house - existing building - distributed level 0.33 | HOUELC, HOUAMB | HOUETARHN_OLDD_DMD | MKr20 | 2050 | 1.7097 | 0.099207 | 0.17238 | [5 empty] | ETA | D | OLD | 5.801 |  | RHNHPELC | 2 | 0.33333 | HOUETARHNHPELCN02_OLDD_FBHSOLE01 | 1 | HOUETARHNHPELCN02_OLDD | HOUETARHNBHSOLE01_OLDD | BHSOLE01 | HPELCN02 | ETA_OLDD | BHSOLE01_HPELCN02 | 5 | 0 | 1.1 | Unlikely
HOUETARHNDIELCN06_OLDD_FBHSOLE01_D33 | Residential heating technology - Electric heating - electric panel from Bauhaus - apartment complex - new building - distributed level 0.33 | HOUELC | HOUETARHN_OLDD_DMD | MKr20 | 2020 | 0.56157 | 0 | [6 empty] | ETA | D | OLD |  |  | RHNDIELC | 2 | 0.33333 | HOUETARHNDIELCN06_OLDD_FBHSOLE01 | 1 | HOUETARHNDIELCN06_OLDD | HOUETARHNBHSOLE01_OLDD | BHSOLE01 | DIELCN06 | ETA_OLDD | BHSOLE01_DIELCN06 | 5 | 0 | 1.1 | Unlikely
HOUETARHNDIELCN06_OLDD_FBHSOLE01_D33 | Residential heating technology - Electric heating - electric panel from Bauhaus - apartment complex - new building - distributed level 0.33 | HOUELC | HOUETARHN_OLDD_DMD | MKr20 | 2025 | 0.56157 | 0 | [6 empty] | ETA | D | OLD |  |  | RHNDIELC | 2 | 0.33333 | HOUETARHNDIELCN06_OLDD_FBHSOLE01 | 1 | HOUETARHNDIELCN06_OLDD | HOUETARHNBHSOLE01_OLDD | BHSOLE01 | DIELCN06 | ETA_OLDD | BHSOLE01_DIELCN06 | 5 | 0 | 1.1 | Unlikely
HOUETARHNDIELCN06_OLDD_FBHSOLE01_D33 | Residential heating technology - Electric heating - electric panel from Bauhaus - apartment complex - new building - distributed level 0.33 | HOUELC | HOUETARHN_OLDD_DMD | MKr20 | 2030 | 0.56157 | 0 | [6 empty] | ETA | D | OLD |  |  | RHNDIELC | 2 | 0.33333 | HOUETARHNDIELCN06_OLDD_FBHSOLE01 | 1 | HOUETARHNDIELCN06_OLDD | HOUETARHNBHSOLE01_OLDD | BHSOLE01 | DIELCN06 | ETA_OLDD | BHSOLE01_DIELCN06 | 5 | 0 | 1.1 | Unlikely
HOUETARHNDIELCN06_OLDD_FBHSOLE01_D33 | Residential heating technology - Electric heating - electric panel from Bauhaus - apartment complex - new building - distributed level 0.33 | HOUELC | HOUETARHN_OLDD_DMD | MKr20 | 2040 | 0.56157 | 0 | [6 empty] | ETA | D | OLD |  |  | RHNDIELC | 2 | 0.33333 | HOUETARHNDIELCN06_OLDD_FBHSOLE01 | 1 | HOUETARHNDIELCN06_OLDD | HOUETARHNBHSOLE01_OLDD | BHSOLE01 | DIELCN06 | ETA_OLDD | BHSOLE01_DIELCN06 | 5 | 0 | 1.1 | Unlikely
HOUETARHNDIELCN06_OLDD_FBHSOLE01_D33 | Residential heating technology - Electric heating - electric panel from Bauhaus - apartment complex - new building - distributed level 0.33 | HOUELC | HOUETARHN_OLDD_DMD | MKr20 | 2050 | 0.56157 | 0 | [6 empty] | ETA | D | OLD |  |  | RHNDIELC | 2 | 0.33333 | HOUETARHNDIELCN06_OLDD_FBHSOLE01 | 1 | HOUETARHNDIELCN06_OLDD | HOUETARHNBHSOLE01_OLDD | BHSOLE01 | DIELCN06 | ETA_OLDD | BHSOLE01_DIELCN06 | 5 | 0 | 1.1 | Unlikely
HOUETARHNDIELCN01_OLDD_FBHSOLE01_D33 | Residential heating technology - Electric heating - apartment complex - new building - distributed level 0.33 | HOUELC | HOUETARHN_OLDD_DMD | MKr20 | 2020 | 5.2158 | 0.0021178 | [6 empty] | ETA | D | OLD |  |  | RHNDIELC | 2 | 0.33333 | HOUETARHNDIELCN01_OLDD_FBHSOLE01 | 1 | HOUETARHNDIELCN01_OLDD | HOUETARHNBHSOLE01_OLDD | BHSOLE01 | DIELCN01 | ETA_OLDD | BHSOLE01_DIELCN01 | 5 | 0 | 1.1 | Unlikely
HOUETARHNDIELCN01_OLDD_FBHSOLE01_D33 | Residential heating technology - Electric heating - apartment complex - new building - distributed level 0.33 | HOUELC | HOUETARHN_OLDD_DMD | MKr20 | 2025 | 5.0867 | 0.0020313 | [6 empty] | ETA | D | OLD |  |  | RHNDIELC | 2 | 0.33333 | HOUETARHNDIELCN01_OLDD_FBHSOLE01 | 1 | HOUETARHNDIELCN01_OLDD | HOUETARHNBHSOLE01_OLDD | BHSOLE01 | DIELCN01 | ETA_OLDD | BHSOLE01_DIELCN01 | 5 | 0 | 1.1 | Unlikely
HOUETARHNDIELCN01_OLDD_FBHSOLE01_D33 | Residential heating technology - Electric heating - apartment complex - new building - distributed level 0.33 | HOUELC | HOUETARHN_OLDD_DMD | MKr20 | 2030 | 4.9608 | 0.0019881 | [6 empty] | ETA | D | OLD |  |  | RHNDIELC | 2 | 0.33333 | HOUETARHNDIELCN01_OLDD_FBHSOLE01 | 1 | HOUETARHNDIELCN01_OLDD | HOUETARHNBHSOLE01_OLDD | BHSOLE01 | DIELCN01 | ETA_OLDD | BHSOLE01_DIELCN01 | 5 | 0 | 1.1 | Unlikely
HOUETARHNDIELCN01_OLDD_FBHSOLE01_D33 | Residential heating technology - Electric heating - apartment complex - new building - distributed level 0.33 | HOUELC | HOUETARHN_OLDD_DMD | MKr20 | 2040 | 4.7183 | 0.0019017 | [6 empty] | ETA | D | OLD |  |  | RHNDIELC | 2 | 0.33333 | HOUETARHNDIELCN01_OLDD_FBHSOLE01 | 1 | HOUETARHNDIELCN01_OLDD | HOUETARHNBHSOLE01_OLDD | BHSOLE01 | DIELCN01 | ETA_OLDD | BHSOLE01_DIELCN01 | 5 | 0 | 1.1 | Unlikely
HOUETARHNDIELCN01_OLDD_FBHSOLE01_D33 | Residential heating technology - Electric heating - apartment complex - new building - distributed level 0.33 | HOUELC | HOUETARHN_OLDD_DMD | MKr20 | 2050 | 4.4876 | 0.0018152 | [6 empty] | ETA | D | OLD |  |  | RHNDIELC | 2 | 0.33333 | HOUETARHNDIELCN01_OLDD_FBHSOLE01 | 1 | HOUETARHNDIELCN01_OLDD | HOUETARHNBHSOLE01_OLDD | BHSOLE01 | DIELCN01 | ETA_OLDD | BHSOLE01_DIELCN01 | 5 | 0 | 1.1 | Unlikely
HOUETARHNBHWPEN01_OLDD_FBHSOLE01_D33 | Residential heating technology - Biomass boiler, automatic stoking , wood pellets or wood chips - apartment complex - existing building - distributed level 0.33 | HOUWPE | HOUETARHN_OLDD_DMD | MKr20 | 2020 | 2.1755 | 0.038934 |  | 25 | 14 | 70 | 2 | 4 | ETA | D | OLD |  |  | RHNBHWPE | 2 | 0.33333 | HOUETARHNBHWPEN01_OLDD_FBHSOLE01 | 1 | HOUETARHNBHWPEN01_OLDD | HOUETARHNBHSOLE01_OLDD | BHSOLE01 | BHWPEN01 | ETA_OLDD | BHSOLE01_BHWPEN01 | 5 | 0 | 1.1 | Unlikely
HOUETARHNBHWPEN01_OLDD_FBHSOLE01_D33 | Residential heating technology - Biomass boiler, automatic stoking , wood pellets or wood chips - apartment complex - existing building - distributed level 0.33 | HOUWPE | HOUETARHN_OLDD_DMD | MKr20 | 2025 | 2.1217 | 0.038658 |  | 25 | 14 | 60 | 2 | 4 | ETA | D | OLD |  |  | RHNBHWPE | 2 | 0.33333 | HOUETARHNBHWPEN01_OLDD_FBHSOLE01 | 1 | HOUETARHNBHWPEN01_OLDD | HOUETARHNBHSOLE01_OLDD | BHSOLE01 | BHWPEN01 | ETA_OLDD | BHSOLE01_BHWPEN01 | 5 | 0 | 1.1 | Unlikely
HOUETARHNBHWPEN01_OLDD_FBHSOLE01_D33 | Residential heating technology - Biomass boiler, automatic stoking , wood pellets or wood chips - apartment complex - existing building - distributed level 0.33 | HOUWPE | HOUETARHN_OLDD_DMD | MKr20 | 2030 | 2.0692 | 0.038831 |  | 25 | 11 | 50 | 1 | 4 | ETA | D | OLD |  |  | RHNBHWPE | 2 | 0.33333 | HOUETARHNBHWPEN01_OLDD_FBHSOLE01 | 1 | HOUETARHNBHWPEN01_OLDD | HOUETARHNBHSOLE01_OLDD | BHSOLE01 | BHWPEN01 | ETA_OLDD | BHSOLE01_BHWPEN01 | 5 | 0 | 1.1 | Unlikely
HOUETARHNBHWPEN01_OLDD_FBHSOLE01_D33 | Residential heating technology - Biomass boiler, automatic stoking , wood pellets or wood chips - apartment complex - existing building - distributed level 0.33 | HOUWPE | HOUETARHN_OLDD_DMD | MKr20 | 2040 | 1.968 | 0.037591 |  | 25 | 9 | 45 | 1 | 4 | ETA | D | OLD |  |  | RHNBHWPE | 2 | 0.33333 | HOUETARHNBHWPEN01_OLDD_FBHSOLE01 | 1 | HOUETARHNBHWPEN01_OLDD | HOUETARHNBHSOLE01_OLDD | BHSOLE01 | BHWPEN01 | ETA_OLDD | BHSOLE01_BHWPEN01 | 5 | 0 | 1.1 | Unlikely
HOUETARHNBHWPEN01_OLDD_FBHSOLE01_D33 | Residential heating technology - Biomass boiler, automatic stoking , wood pellets or wood chips - apartment complex - existing building - distributed level 0.33 | HOUWPE | HOUETARHN_OLDD_DMD | MKr20 | 2050 | 1.8718 | 0.035973 |  | 25 | 9 | 40 | 0 | 4 | ETA | D | OLD |  |  | RHNBHWPE | 2 | 0.33333 | HOUETARHNBHWPEN01_OLDD_FBHSOLE01 | 1 | HOUETARHNBHWPEN01_OLDD | HOUETARHNBHSOLE01_OLDD | BHSOLE01 | BHWPEN01 | ETA_OLDD | BHSOLE01_BHWPEN01 | 5 | 0 | 1.1 | Unlikely
HOUETARHNBHSOLN01_OLDD_FBHSOLE01_D33 | Residential heating technology - Solar heating system - apartment complex - existing building - distributed level 0.33 | HOUSOL | HOUETARHN_OLDD_DMD | MKr20 | 2020 | 3.6008 | 0.020597 | [6 empty] | ETA | D | OLD |  |  | RHNBHSOL | 2 | 0.33333 | HOUETARHNBHSOLN01_OLDD_FBHSOLE01 | 1 | HOUETARHNBHSOLN01_OLDD | HOUETARHNBHSOLE01_OLDD | BHSOLE01 | BHSOLN01 | ETA_OLDD | BHSOLE01_BHSOLN01 | 2 | 0 | 0.9 | Same
HOUETARHNBHSOLN01_OLDD_FBHSOLE01_D33 | Residential heating technology - Solar heating system - apartment complex - existing building - distributed level 0.33 | HOUSOL | HOUETARHN_OLDD_DMD | MKr20 | 2025 | 3.4452 | 0.021832 | [6 empty] | ETA | D | OLD |  |  | RHNBHSOL | 2 | 0.33333 | HOUETARHNBHSOLN01_OLDD_FBHSOLE01 | 1 | HOUETARHNBHSOLN01_OLDD | HOUETARHNBHSOLE01_OLDD | BHSOLE01 | BHSOLN01 | ETA_OLDD | BHSOLE01_BHSOLN01 | 2 | 0 | 0.9 | Same
HOUETARHNBHSOLN01_OLDD_FBHSOLE01_D33 | Residential heating technology - Solar heating system - apartment complex - existing building - distributed level 0.33 | HOUSOL | HOUETARHN_OLDD_DMD | MKr20 | 2030 | 3.2897 | 0.022301 | [6 empty] | ETA | D | OLD |  |  | RHNBHSOL | 2 | 0.33333 | HOUETARHNBHSOLN01_OLDD_FBHSOLE01 | 1 | HOUETARHNBHSOLN01_OLDD | HOUETARHNBHSOLE01_OLDD | BHSOLE01 | BHSOLN01 | ETA_OLDD | BHSOLE01_BHSOLN01 | 2 | 0 | 0.9 | Same
HOUETARHNBHSOLN01_OLDD_FBHSOLE01_D33 | Residential heating technology - Solar heating system - apartment complex - existing building - distributed level 0.33 | HOUSOL | HOUETARHN_OLDD_DMD | MKr20 | 2040 | 3.1341 | 0.021696 | [6 empty] | ETA | D | OLD |  |  | RHNBHSOL | 2 | 0.33333 | HOUETARHNBHSOLN01_OLDD_FBHSOLE01 | 1 | HOUETARHNBHSOLN01_OLDD | HOUETARHNBHSOLE01_OLDD | BHSOLE01 | BHSOLN01 | ETA_OLDD | BHSOLE01_BHSOLN01 | 2 | 0 | 0.9 | Same
HOUETARHNBHSOLN01_OLDD_FBHSOLE01_D33 | Residential heating technology - Solar heating system - apartment complex - existing building - distributed level 0.33 | HOUSOL | HOUETARHN_OLDD_DMD | MKr20 | 2050 | 2.9785 | 0.020597 | [6 empty] | ETA | D | OLD |  |  | RHNBHSOL | 2 | 0.33333 | HOUETARHNBHSOLN01_OLDD_FBHSOLE01 | 1 | HOUETARHNBHSOLN01_OLDD | HOUETARHNBHSOLE01_OLDD | BHSOLE01 | BHSOLN01 | ETA_OLDD | BHSOLE01_BHSOLN01 | 2 | 0 | 0.9 | Same
HOUETARHNBHDHDN03_OLDD_FBHSOLE01_D33 | Residential heating technology - Direct district heating substation - plus connection pipe - apartment complex - existing building - distributed level 0.33 | HOUDHD | HOUETARHN_OLDD_DMD | MKr20 | 2020 | 0.26026 | 0.0015352 | [6 empty] | ETA | D | OLD |  |  | RHNBHDHD | 2 | 0.33333 | HOUETARHNBHDHDN03_OLDD_FBHSOLE01 | 1 | HOUETARHNBHDHDN03_OLDD | HOUETARHNBHSOLE01_OLDD | BHSOLE01 | BHDHDN03 | ETA_OLDD | BHSOLE01_BHDHDN03 | 6 | 0 | 1 | New
HOUETARHNBHDHDN03_OLDD_FBHSOLE01_D33 | Residential heating technology - Direct district heating substation - plus connection pipe - apartment complex - existing building - distributed level 0.33 | HOUDHD | HOUETARHN_OLDD_DMD | MKr20 | 2025 | 0.2554 | 0.0015559 | [6 empty] | ETA | D | OLD |  |  | RHNBHDHD | 2 | 0.33333 | HOUETARHNBHDHDN03_OLDD_FBHSOLE01 | 1 | HOUETARHNBHDHDN03_OLDD | HOUETARHNBHSOLE01_OLDD | BHSOLE01 | BHDHDN03 | ETA_OLDD | BHSOLE01_BHDHDN03 | 6 | 0 | 1 | New
HOUETARHNBHDHDN03_OLDD_FBHSOLE01_D33 | Residential heating technology - Direct district heating substation - plus connection pipe - apartment complex - existing building - distributed level 0.33 | HOUDHD | HOUETARHN_OLDD_DMD | MKr20 | 2030 | 0.25066 | 0.001533 | [6 empty] | ETA | D | OLD |  |  | RHNBHDHD | 2 | 0.33333 | HOUETARHNBHDHDN03_OLDD_FBHSOLE01 | 1 | HOUETARHNBHDHDN03_OLDD | HOUETARHNBHSOLE01_OLDD | BHSOLE01 | BHDHDN03 | ETA_OLDD | BHSOLE01_BHDHDN03 | 6 | 0 | 1 | New
HOUETARHNBHDHDN03_OLDD_FBHSOLE01_D33 | Residential heating technology - Direct district heating substation - plus connection pipe - apartment complex - existing building - distributed level 0.33 | HOUDHD | HOUETARHN_OLDD_DMD | MKr20 | 2040 | 0.24152 | 0.0014865 | [6 empty] | ETA | D | OLD |  |  | RHNBHDHD | 2 | 0.33333 | HOUETARHNBHDHDN03_OLDD_FBHSOLE01 | 1 | HOUETARHNBHDHDN03_OLDD | HOUETARHNBHSOLE01_OLDD | BHSOLE01 | BHDHDN03 | ETA_OLDD | BHSOLE01_BHDHDN03 | 6 | 0 | 1 | New
HOUETARHNBHDHDN03_OLDD_FBHSOLE01_D33 | Residential heating technology - Direct district heating substation - plus connection pipe - apartment complex - existing building - distributed level 0.33 | HOUDHD | HOUETARHN_OLDD_DMD | MKr20 | 2050 | 0.23283 | 0.0014271 | [6 empty] | ETA | D | OLD |  |  | RHNBHDHD | 2 | 0.33333 | HOUETARHNBHDHDN03_OLDD_FBHSOLE01 | 1 | HOUETARHNBHDHDN03_OLDD | HOUETARHNBHSOLE01_OLDD | BHSOLE01 | BHDHDN03 | ETA_OLDD | BHSOLE01_BHDHDN03 | 6 | 0 | 1 | New
HOUETARHNHPELCN05_OLDI_FBHSOLE01_D33 | Residential heating technology - Heat pump, Air-to-water - leasing - apartment complex - existing building - distributed level 0.33 | HOUELC, HOUAMB | HOUETARHN_OLDI_DMD | MKr20 | 2020 | 2.6164 | 0.31275 | 0.33288 | [5 empty] | ETA | I | OLD | 3.0041 |  | RHNHPELC | 2 | 0.33333 | HOUETARHNHPELCN05_OLDI_FBHSOLE01 | 1 | HOUETARHNHPELCN05_OLDI | HOUETARHNBHSOLE01_OLDI | BHSOLE01 | HPELCN05 | ETA_OLDI | BHSOLE01_HPELCN05 | 5 | 0 | 1.1 | Unlikely
HOUETARHNHPELCN05_OLDI_FBHSOLE01_D33 | Residential heating technology - Heat pump, Air-to-water - leasing - apartment complex - existing building - distributed level 0.33 | HOUELC, HOUAMB | HOUETARHN_OLDI_DMD | MKr20 | 2025 | 2.3428 | 0.28751 | 0.31651 | [5 empty] | ETA | I | OLD | 3.1595 |  | RHNHPELC | 2 | 0.33333 | HOUETARHNHPELCN05_OLDI_FBHSOLE01 | 1 | HOUETARHNHPELCN05_OLDI | HOUETARHNBHSOLE01_OLDI | BHSOLE01 | HPELCN05 | ETA_OLDI | BHSOLE01_HPELCN05 | 5 | 0 | 1.1 | Unlikely
HOUETARHNHPELCN05_OLDI_FBHSOLE01_D33 | Residential heating technology - Heat pump, Air-to-water - leasing - apartment complex - existing building - distributed level 0.33 | HOUELC, HOUAMB | HOUETARHN_OLDI_DMD | MKr20 | 2030 | 2.0692 | 0.26224 | 0.30167 | [5 empty] | ETA | I | OLD | 3.3149 |  | RHNHPELC | 2 | 0.33333 | HOUETARHNHPELCN05_OLDI_FBHSOLE01 | 1 | HOUETARHNHPELCN05_OLDI | HOUETARHNBHSOLE01_OLDI | BHSOLE01 | HPELCN05 | ETA_OLDI | BHSOLE01_HPELCN05 | 5 | 0 | 1.1 | Unlikely
HOUETARHNHPELCN05_OLDI_FBHSOLE01_D33 | Residential heating technology - Heat pump, Air-to-water - leasing - apartment complex - existing building - distributed level 0.33 | HOUELC, HOUAMB | HOUETARHN_OLDI_DMD | MKr20 | 2040 | 1.8533 | 0.24168 | 0.28816 | [5 empty] | ETA | I | OLD | 3.4702 |  | RHNHPELC | 2 | 0.33333 | HOUETARHNHPELCN05_OLDI_FBHSOLE01 | 1 | HOUETARHNHPELCN05_OLDI | HOUETARHNBHSOLE01_OLDI | BHSOLE01 | HPELCN05 | ETA_OLDI | BHSOLE01_HPELCN05 | 5 | 0 | 1.1 | Unlikely
HOUETARHNHPELCN05_OLDI_FBHSOLE01_D33 | Residential heating technology - Heat pump, Air-to-water - leasing - apartment complex - existing building - distributed level 0.33 | HOUELC, HOUAMB | HOUETARHN_OLDI_DMD | MKr20 | 2050 | 1.6374 | 0.22111 | 0.27581 | [5 empty] | ETA | I | OLD | 3.6256 |  | RHNHPELC | 2 | 0.33333 | HOUETARHNHPELCN05_OLDI_FBHSOLE01 | 1 | HOUETARHNHPELCN05_OLDI | HOUETARHNBHSOLE01_OLDI | BHSOLE01 | HPELCN05 | ETA_OLDI | BHSOLE01_HPELCN05 | 5 | 0 | 1.1 | Unlikely
HOUETARHNHPELCN04_OLDI_FBHSOLE01_D33 | Residential heating technology - Heat pump, Ground source - apartment complex - existing building - distributed level 0.33 | HOUELC, HOUAMB | HOUETARHN_OLDI_DMD | MKr20 | 2020 | 4.4322 | 0.046348 | 0.30167 | [5 empty] | ETA | I | OLD | 3.3149 |  | RHNHPELC | 2 | 0.33333 | HOUETARHNHPELCN04_OLDI_FBHSOLE01 | 1 | HOUETARHNHPELCN04_OLDI | HOUETARHNBHSOLE01_OLDI | BHSOLE01 | HPELCN04 | ETA_OLDI | BHSOLE01_HPELCN04 | 6 | 0 | 1 | New
HOUETARHNHPELCN04_OLDI_FBHSOLE01_D33 | Residential heating technology - Heat pump, Ground source - apartment complex - existing building - distributed level 0.33 | HOUELC, HOUAMB | HOUETARHN_OLDI_DMD | MKr20 | 2025 | 4.0998 | 0.045981 | 0.29253 | [5 empty] | ETA | I | OLD | 3.4185 |  | RHNHPELC | 2 | 0.33333 | HOUETARHNHPELCN04_OLDI_FBHSOLE01 | 1 | HOUETARHNHPELCN04_OLDI | HOUETARHNBHSOLE01_OLDI | BHSOLE01 | HPELCN04 | ETA_OLDI | BHSOLE01_HPELCN04 | 6 | 0 | 1 | New
HOUETARHNHPELCN04_OLDI_FBHSOLE01_D33 | Residential heating technology - Heat pump, Ground source - apartment complex - existing building - distributed level 0.33 | HOUELC, HOUAMB | HOUETARHN_OLDI_DMD | MKr20 | 2030 | 3.7674 | 0.04558 | 0.28393 | [5 empty] | ETA | I | OLD | 3.522 |  | RHNHPELC | 2 | 0.33333 | HOUETARHNHPELCN04_OLDI_FBHSOLE01 | 1 | HOUETARHNHPELCN04_OLDI | HOUETARHNBHSOLE01_OLDI | BHSOLE01 | HPELCN04 | ETA_OLDI | BHSOLE01_HPELCN04 | 6 | 0 | 1 | New
HOUETARHNHPELCN04_OLDI_FBHSOLE01_D33 | Residential heating technology - Heat pump, Ground source - apartment complex - existing building - distributed level 0.33 | HOUELC, HOUAMB | HOUETARHN_OLDI_DMD | MKr20 | 2040 | 3.4848 | 0.044654 | 0.27193 | [5 empty] | ETA | I | OLD | 3.6774 |  | RHNHPELC | 2 | 0.33333 | HOUETARHNHPELCN04_OLDI_FBHSOLE01 | 1 | HOUETARHNHPELCN04_OLDI | HOUETARHNBHSOLE01_OLDI | BHSOLE01 | HPELCN04 | ETA_OLDI | BHSOLE01_HPELCN04 | 6 | 0 | 1 | New
HOUETARHNHPELCN04_OLDI_FBHSOLE01_D33 | Residential heating technology - Heat pump, Ground source - apartment complex - existing building - distributed level 0.33 | HOUELC, HOUAMB | HOUETARHN_OLDI_DMD | MKr20 | 2050 | 3.2023 | 0.043711 | 0.26815 | [5 empty] | ETA | I | OLD | 3.7292 |  | RHNHPELC | 2 | 0.33333 | HOUETARHNHPELCN04_OLDI_FBHSOLE01 | 1 | HOUETARHNHPELCN04_OLDI | HOUETARHNBHSOLE01_OLDI | BHSOLE01 | HPELCN04 | ETA_OLDI | BHSOLE01_HPELCN04 | 6 | 0 | 1 | New
HOUETARHNHPELCN03_OLDI_FBHSOLE01_D33 | Residential heating technology - Heat pump, Air-to-water - apartment complex - existing building - distributed level 0.33 | HOUELC, HOUAMB | HOUETARHN_OLDI_DMD | MKr20 | 2020 | 4.7571 | 0.074897 | 0.33288 | [5 empty] | ETA | I | OLD | 3.0041 |  | RHNHPELC | 2 | 0.33333 | HOUETARHNHPELCN03_OLDI_FBHSOLE01 | 1 | HOUETARHNHPELCN03_OLDI | HOUETARHNBHSOLE01_OLDI | BHSOLE01 | HPELCN03 | ETA_OLDI | BHSOLE01_HPELCN03 | 6 | 0 | 1 | New
HOUETARHNHPELCN03_OLDI_FBHSOLE01_D33 | Residential heating technology - Heat pump, Air-to-water - apartment complex - existing building - distributed level 0.33 | HOUELC, HOUAMB | HOUETARHN_OLDI_DMD | MKr20 | 2025 | 4.2596 | 0.07453 | 0.31651 | [5 empty] | ETA | I | OLD | 3.1595 |  | RHNHPELC | 2 | 0.33333 | HOUETARHNHPELCN03_OLDI_FBHSOLE01 | 1 | HOUETARHNHPELCN03_OLDI | HOUETARHNBHSOLE01_OLDI | BHSOLE01 | HPELCN03 | ETA_OLDI | BHSOLE01_HPELCN03 | 6 | 0 | 1 | New
HOUETARHNHPELCN03_OLDI_FBHSOLE01_D33 | Residential heating technology - Heat pump, Air-to-water - apartment complex - existing building - distributed level 0.33 | HOUELC, HOUAMB | HOUETARHN_OLDI_DMD | MKr20 | 2030 | 3.7622 | 0.074129 | 0.30167 | [5 empty] | ETA | I | OLD | 3.3149 |  | RHNHPELC | 2 | 0.33333 | HOUETARHNHPELCN03_OLDI_FBHSOLE01 | 1 | HOUETARHNHPELCN03_OLDI | HOUETARHNBHSOLE01_OLDI | BHSOLE01 | HPELCN03 | ETA_OLDI | BHSOLE01_HPELCN03 | 6 | 0 | 1 | New
HOUETARHNHPELCN03_OLDI_FBHSOLE01_D33 | Residential heating technology - Heat pump, Air-to-water - apartment complex - existing building - distributed level 0.33 | HOUELC, HOUAMB | HOUETARHN_OLDI_DMD | MKr20 | 2040 | 3.3696 | 0.073203 | 0.28816 | [5 empty] | ETA | I | OLD | 3.4702 |  | RHNHPELC | 2 | 0.33333 | HOUETARHNHPELCN03_OLDI_FBHSOLE01 | 1 | HOUETARHNHPELCN03_OLDI | HOUETARHNBHSOLE01_OLDI | BHSOLE01 | HPELCN03 | ETA_OLDI | BHSOLE01_HPELCN03 | 6 | 0 | 1 | New
HOUETARHNHPELCN03_OLDI_FBHSOLE01_D33 | Residential heating technology - Heat pump, Air-to-water - apartment complex - existing building - distributed level 0.33 | HOUELC, HOUAMB | HOUETARHN_OLDI_DMD | MKr20 | 2050 | 2.9771 | 0.07226 | 0.27581 | [5 empty] | ETA | I | OLD | 3.6256 |  | RHNHPELC | 2 | 0.33333 | HOUETARHNHPELCN03_OLDI_FBHSOLE01 | 1 | HOUETARHNHPELCN03_OLDI | HOUETARHNBHSOLE01_OLDI | BHSOLE01 | HPELCN03 | ETA_OLDI | BHSOLE01_HPELCN03 | 6 | 0 | 1 | New
HOUETARHNHPELCN02_OLDI_FBHSOLE01_D33 | Residential heating technology - Heat pump, Air-to-air - single-family house - existing building - distributed level 0.33 | HOUELC, HOUAMB | HOUETARHN_OLDI_DMD | MKr20 | 2020 | 1.9871 | 0.15994 | 0.19904 | [5 empty] | ETA | I | OLD | 5.0241 |  | RHNHPELC | 2 | 0.33333 | HOUETARHNHPELCN02_OLDI_FBHSOLE01 | 1 | HOUETARHNHPELCN02_OLDI | HOUETARHNBHSOLE01_OLDI | BHSOLE01 | HPELCN02 | ETA_OLDI | BHSOLE01_HPELCN02 | 5 | 0 | 1.1 | Unlikely
HOUETARHNHPELCN02_OLDI_FBHSOLE01_D33 | Residential heating technology - Heat pump, Air-to-air - single-family house - existing building - distributed level 0.33 | HOUELC, HOUAMB | HOUETARHN_OLDI_DMD | MKr20 | 2025 | 1.9385 | 0.10866 | 0.18928 | [5 empty] | ETA | I | OLD | 5.2831 |  | RHNHPELC | 2 | 0.33333 | HOUETARHNHPELCN02_OLDI_FBHSOLE01 | 1 | HOUETARHNHPELCN02_OLDI | HOUETARHNBHSOLE01_OLDI | BHSOLE01 | HPELCN02 | ETA_OLDI | BHSOLE01_HPELCN02 | 5 | 0 | 1.1 | Unlikely
HOUETARHNHPELCN02_OLDI_FBHSOLE01_D33 | Residential heating technology - Heat pump, Air-to-air - single-family house - existing building - distributed level 0.33 | HOUELC, HOUAMB | HOUETARHN_OLDI_DMD | MKr20 | 2030 | 1.8899 | 0.10666 | 0.18214 | [5 empty] | ETA | I | OLD | 5.4902 |  | RHNHPELC | 2 | 0.33333 | HOUETARHNHPELCN02_OLDI_FBHSOLE01 | 1 | HOUETARHNHPELCN02_OLDI | HOUETARHNBHSOLE01_OLDI | BHSOLE01 | HPELCN02 | ETA_OLDI | BHSOLE01_HPELCN02 | 5 | 0 | 1.1 | Unlikely
HOUETARHNHPELCN02_OLDI_FBHSOLE01_D33 | Residential heating technology - Heat pump, Air-to-air - single-family house - existing building - distributed level 0.33 | HOUELC, HOUAMB | HOUETARHN_OLDI_DMD | MKr20 | 2040 | 1.7998 | 0.10293 | 0.17552 | [5 empty] | ETA | I | OLD | 5.6974 |  | RHNHPELC | 2 | 0.33333 | HOUETARHNHPELCN02_OLDI_FBHSOLE01 | 1 | HOUETARHNHPELCN02_OLDI | HOUETARHNBHSOLE01_OLDI | BHSOLE01 | HPELCN02 | ETA_OLDI | BHSOLE01_HPELCN02 | 5 | 0 | 1.1 | Unlikely
HOUETARHNHPELCN02_OLDI_FBHSOLE01_D33 | Residential heating technology - Heat pump, Air-to-air - single-family house - existing building - distributed level 0.33 | HOUELC, HOUAMB | HOUETARHN_OLDI_DMD | MKr20 | 2050 | 1.7097 | 0.099207 | 0.17238 | [5 empty] | ETA | I | OLD | 5.801 |  | RHNHPELC | 2 | 0.33333 | HOUETARHNHPELCN02_OLDI_FBHSOLE01 | 1 | HOUETARHNHPELCN02_OLDI | HOUETARHNBHSOLE01_OLDI | BHSOLE01 | HPELCN02 | ETA_OLDI | BHSOLE01_HPELCN02 | 5 | 0 | 1.1 | Unlikely
HOUETARHNDIELCN06_OLDI_FBHSOLE01_D33 | Residential heating technology - Electric heating - electric panel from Bauhaus - apartment complex - new building - distributed level 0.33 | HOUELC | HOUETARHN_OLDI_DMD | MKr20 | 2020 | 0.56157 | 0 | [6 empty] | ETA | I | OLD |  |  | RHNDIELC | 2 | 0.33333 | HOUETARHNDIELCN06_OLDI_FBHSOLE01 | 1 | HOUETARHNDIELCN06_OLDI | HOUETARHNBHSOLE01_OLDI | BHSOLE01 | DIELCN06 | ETA_OLDI | BHSOLE01_DIELCN06 | 5 | 0 | 1.1 | Unlikely
HOUETARHNDIELCN06_OLDI_FBHSOLE01_D33 | Residential heating technology - Electric heating - electric panel from Bauhaus - apartment complex - new building - distributed level 0.33 | HOUELC | HOUETARHN_OLDI_DMD | MKr20 | 2025 | 0.56157 | 0 | [6 empty] | ETA | I | OLD |  |  | RHNDIELC | 2 | 0.33333 | HOUETARHNDIELCN06_OLDI_FBHSOLE01 | 1 | HOUETARHNDIELCN06_OLDI | HOUETARHNBHSOLE01_OLDI | BHSOLE01 | DIELCN06 | ETA_OLDI | BHSOLE01_DIELCN06 | 5 | 0 | 1.1 | Unlikely
HOUETARHNDIELCN06_OLDI_FBHSOLE01_D33 | Residential heating technology - Electric heating - electric panel from Bauhaus - apartment complex - new building - distributed level 0.33 | HOUELC | HOUETARHN_OLDI_DMD | MKr20 | 2030 | 0.56157 | 0 | [6 empty] | ETA | I | OLD |  |  | RHNDIELC | 2 | 0.33333 | HOUETARHNDIELCN06_OLDI_FBHSOLE01 | 1 | HOUETARHNDIELCN06_OLDI | HOUETARHNBHSOLE01_OLDI | BHSOLE01 | DIELCN06 | ETA_OLDI | BHSOLE01_DIELCN06 | 5 | 0 | 1.1 | Unlikely
HOUETARHNDIELCN06_OLDI_FBHSOLE01_D33 | Residential heating technology - Electric heating - electric panel from Bauhaus - apartment complex - new building - distributed level 0.33 | HOUELC | HOUETARHN_OLDI_DMD | MKr20 | 2040 | 0.56157 | 0 | [6 empty] | ETA | I | OLD |  |  | RHNDIELC | 2 | 0.33333 | HOUETARHNDIELCN06_OLDI_FBHSOLE01 | 1 | HOUETARHNDIELCN06_OLDI | HOUETARHNBHSOLE01_OLDI | BHSOLE01 | DIELCN06 | ETA_OLDI | BHSOLE01_DIELCN06 | 5 | 0 | 1.1 | Unlikely
HOUETARHNDIELCN06_OLDI_FBHSOLE01_D33 | Residential heating technology - Electric heating - electric panel from Bauhaus - apartment complex - new building - distributed level 0.33 | HOUELC | HOUETARHN_OLDI_DMD | MKr20 | 2050 | 0.56157 | 0 | [6 empty] | ETA | I | OLD |  |  | RHNDIELC | 2 | 0.33333 | HOUETARHNDIELCN06_OLDI_FBHSOLE01 | 1 | HOUETARHNDIELCN06_OLDI | HOUETARHNBHSOLE01_OLDI | BHSOLE01 | DIELCN06 | ETA_OLDI | BHSOLE01_DIELCN06 | 5 | 0 | 1.1 | Unlikely
HOUETARHNDIELCN01_OLDI_FBHSOLE01_D33 | Residential heating technology - Electric heating - apartment complex - new building - distributed level 0.33 | HOUELC | HOUETARHN_OLDI_DMD | MKr20 | 2020 | 5.2158 | 0.0021178 | [6 empty] | ETA | I | OLD |  |  | RHNDIELC | 2 | 0.33333 | HOUETARHNDIELCN01_OLDI_FBHSOLE01 | 1 | HOUETARHNDIELCN01_OLDI | HOUETARHNBHSOLE01_OLDI | BHSOLE01 | DIELCN01 | ETA_OLDI | BHSOLE01_DIELCN01 | 5 | 0 | 1.1 | Unlikely
HOUETARHNDIELCN01_OLDI_FBHSOLE01_D33 | Residential heating technology - Electric heating - apartment complex - new building - distributed level 0.33 | HOUELC | HOUETARHN_OLDI_DMD | MKr20 | 2025 | 5.0867 | 0.0020313 | [6 empty] | ETA | I | OLD |  |  | RHNDIELC | 2 | 0.33333 | HOUETARHNDIELCN01_OLDI_FBHSOLE01 | 1 | HOUETARHNDIELCN01_OLDI | HOUETARHNBHSOLE01_OLDI | BHSOLE01 | DIELCN01 | ETA_OLDI | BHSOLE01_DIELCN01 | 5 | 0 | 1.1 | Unlikely
HOUETARHNDIELCN01_OLDI_FBHSOLE01_D33 | Residential heating technology - Electric heating - apartment complex - new building - distributed level 0.33 | HOUELC | HOUETARHN_OLDI_DMD | MKr20 | 2030 | 4.9608 | 0.0019881 | [6 empty] | ETA | I | OLD |  |  | RHNDIELC | 2 | 0.33333 | HOUETARHNDIELCN01_OLDI_FBHSOLE01 | 1 | HOUETARHNDIELCN01_OLDI | HOUETARHNBHSOLE01_OLDI | BHSOLE01 | DIELCN01 | ETA_OLDI | BHSOLE01_DIELCN01 | 5 | 0 | 1.1 | Unlikely
HOUETARHNDIELCN01_OLDI_FBHSOLE01_D33 | Residential heating technology - Electric heating - apartment complex - new building - distributed level 0.33 | HOUELC | HOUETARHN_OLDI_DMD | MKr20 | 2040 | 4.7183 | 0.0019017 | [6 empty] | ETA | I | OLD |  |  | RHNDIELC | 2 | 0.33333 | HOUETARHNDIELCN01_OLDI_FBHSOLE01 | 1 | HOUETARHNDIELCN01_OLDI | HOUETARHNBHSOLE01_OLDI | BHSOLE01 | DIELCN01 | ETA_OLDI | BHSOLE01_DIELCN01 | 5 | 0 | 1.1 | Unlikely
HOUETARHNDIELCN01_OLDI_FBHSOLE01_D33 | Residential heating technology - Electric heating - apartment complex - new building - distributed level 0.33 | HOUELC | HOUETARHN_OLDI_DMD | MKr20 | 2050 | 4.4876 | 0.0018152 | [6 empty] | ETA | I | OLD |  |  | RHNDIELC | 2 | 0.33333 | HOUETARHNDIELCN01_OLDI_FBHSOLE01 | 1 | HOUETARHNDIELCN01_OLDI | HOUETARHNBHSOLE01_OLDI | BHSOLE01 | DIELCN01 | ETA_OLDI | BHSOLE01_DIELCN01 | 5 | 0 | 1.1 | Unlikely
HOUETARHNBHWPEN01_OLDI_FBHSOLE01_D33 | Residential heating technology - Biomass boiler, automatic stoking , wood pellets or wood chips - apartment complex - existing building - distributed level 0.33 | HOUWPE | HOUETARHN_OLDI_DMD | MKr20 | 2020 | 1.6735 | 0.025956 |  | 25 | 14 | 70 | 2 | 4 | ETA | I | OLD |  |  | RHNBHWPE | 2 | 0.33333 | HOUETARHNBHWPEN01_OLDI_FBHSOLE01 | 1 | HOUETARHNBHWPEN01_OLDI | HOUETARHNBHSOLE01_OLDI | BHSOLE01 | BHWPEN01 | ETA_OLDI | BHSOLE01_BHWPEN01 | 5 | 0 | 1.1 | Unlikely
HOUETARHNBHWPEN01_OLDI_FBHSOLE01_D33 | Residential heating technology - Biomass boiler, automatic stoking , wood pellets or wood chips - apartment complex - existing building - distributed level 0.33 | HOUWPE | HOUETARHN_OLDI_DMD | MKr20 | 2025 | 1.6321 | 0.025772 |  | 25 | 14 | 60 | 2 | 4 | ETA | I | OLD |  |  | RHNBHWPE | 2 | 0.33333 | HOUETARHNBHWPEN01_OLDI_FBHSOLE01 | 1 | HOUETARHNBHWPEN01_OLDI | HOUETARHNBHSOLE01_OLDI | BHSOLE01 | BHWPEN01 | ETA_OLDI | BHSOLE01_BHWPEN01 | 5 | 0 | 1.1 | Unlikely
HOUETARHNBHWPEN01_OLDI_FBHSOLE01_D33 | Residential heating technology - Biomass boiler, automatic stoking , wood pellets or wood chips - apartment complex - existing building - distributed level 0.33 | HOUWPE | HOUETARHN_OLDI_DMD | MKr20 | 2030 | 1.5917 | 0.025887 |  | 25 | 11 | 50 | 1 | 4 | ETA | I | OLD |  |  | RHNBHWPE | 2 | 0.33333 | HOUETARHNBHWPEN01_OLDI_FBHSOLE01 | 1 | HOUETARHNBHWPEN01_OLDI | HOUETARHNBHSOLE01_OLDI | BHSOLE01 | BHWPEN01 | ETA_OLDI | BHSOLE01_BHWPEN01 | 5 | 0 | 1.1 | Unlikely
HOUETARHNBHWPEN01_OLDI_FBHSOLE01_D33 | Residential heating technology - Biomass boiler, automatic stoking , wood pellets or wood chips - apartment complex - existing building - distributed level 0.33 | HOUWPE | HOUETARHN_OLDI_DMD | MKr20 | 2040 | 1.5138 | 0.025061 |  | 25 | 9 | 45 | 1 | 4 | ETA | I | OLD |  |  | RHNBHWPE | 2 | 0.33333 | HOUETARHNBHWPEN01_OLDI_FBHSOLE01 | 1 | HOUETARHNBHWPEN01_OLDI | HOUETARHNBHSOLE01_OLDI | BHSOLE01 | BHWPEN01 | ETA_OLDI | BHSOLE01_BHWPEN01 | 5 | 0 | 1.1 | Unlikely
HOUETARHNBHWPEN01_OLDI_FBHSOLE01_D33 | Residential heating technology - Biomass boiler, automatic stoking , wood pellets or wood chips - apartment complex - existing building - distributed level 0.33 | HOUWPE | HOUETARHN_OLDI_DMD | MKr20 | 2050 | 1.4398 | 0.023982 |  | 25 | 9 | 40 | 0 | 4 | ETA | I | OLD |  |  | RHNBHWPE | 2 | 0.33333 | HOUETARHNBHWPEN01_OLDI_FBHSOLE01 | 1 | HOUETARHNBHWPEN01_OLDI | HOUETARHNBHSOLE01_OLDI | BHSOLE01 | BHWPEN01 | ETA_OLDI | BHSOLE01_BHWPEN01 | 5 | 0 | 1.1 | Unlikely
HOUETARHNBHSOLN01_OLDI_FBHSOLE01_D33 | Residential heating technology - Solar heating system - apartment complex - existing building - distributed level 0.33 | HOUSOL | HOUETARHN_OLDI_DMD | MKr20 | 2020 | 3.6008 | 0.020597 | [6 empty] | ETA | I | OLD |  |  | RHNBHSOL | 2 | 0.33333 | HOUETARHNBHSOLN01_OLDI_FBHSOLE01 | 1 | HOUETARHNBHSOLN01_OLDI | HOUETARHNBHSOLE01_OLDI | BHSOLE01 | BHSOLN01 | ETA_OLDI | BHSOLE01_BHSOLN01 | 2 | 0 | 0.9 | Same
HOUETARHNBHSOLN01_OLDI_FBHSOLE01_D33 | Residential heating technology - Solar heating system - apartment complex - existing building - distributed level 0.33 | HOUSOL | HOUETARHN_OLDI_DMD | MKr20 | 2025 | 3.4452 | 0.021832 | [6 empty] | ETA | I | OLD |  |  | RHNBHSOL | 2 | 0.33333 | HOUETARHNBHSOLN01_OLDI_FBHSOLE01 | 1 | HOUETARHNBHSOLN01_OLDI | HOUETARHNBHSOLE01_OLDI | BHSOLE01 | BHSOLN01 | ETA_OLDI | BHSOLE01_BHSOLN01 | 2 | 0 | 0.9 | Same
HOUETARHNBHSOLN01_OLDI_FBHSOLE01_D33 | Residential heating technology - Solar heating system - apartment complex - existing building - distributed level 0.33 | HOUSOL | HOUETARHN_OLDI_DMD | MKr20 | 2030 | 3.2897 | 0.022301 | [6 empty] | ETA | I | OLD |  |  | RHNBHSOL | 2 | 0.33333 | HOUETARHNBHSOLN01_OLDI_FBHSOLE01 | 1 | HOUETARHNBHSOLN01_OLDI | HOUETARHNBHSOLE01_OLDI | BHSOLE01 | BHSOLN01 | ETA_OLDI | BHSOLE01_BHSOLN01 | 2 | 0 | 0.9 | Same
HOUETARHNBHSOLN01_OLDI_FBHSOLE01_D33 | Residential heating technology - Solar heating system - apartment complex - existing building - distributed level 0.33 | HOUSOL | HOUETARHN_OLDI_DMD | MKr20 | 2040 | 3.1341 | 0.021696 | [6 empty] | ETA | I | OLD |  |  | RHNBHSOL | 2 | 0.33333 | HOUETARHNBHSOLN01_OLDI_FBHSOLE01 | 1 | HOUETARHNBHSOLN01_OLDI | HOUETARHNBHSOLE01_OLDI | BHSOLE01 | BHSOLN01 | ETA_OLDI | BHSOLE01_BHSOLN01 | 2 | 0 | 0.9 | Same
HOUETARHNBHSOLN01_OLDI_FBHSOLE01_D33 | Residential heating technology - Solar heating system - apartment complex - existing building - distributed level 0.33 | HOUSOL | HOUETARHN_OLDI_DMD | MKr20 | 2050 | 2.9785 | 0.020597 | [6 empty] | ETA | I | OLD |  |  | RHNBHSOL | 2 | 0.33333 | HOUETARHNBHSOLN01_OLDI_FBHSOLE01 | 1 | HOUETARHNBHSOLN01_OLDI | HOUETARHNBHSOLE01_OLDI | BHSOLE01 | BHSOLN01 | ETA_OLDI | BHSOLE01_BHSOLN01 | 2 | 0 | 0.9 | Same
HOUETARHNBHDHDN09_OLDI_FBHSOLE01_D33 | Residential heating technology - Direct district heating substation - plus connection pipe - plus distribution (heating density: low ) - apartment complex - existing building - distributed level 0.33 | HOUDHD | HOUETARHN_OLDI_DMD | MKr20 | 2020 | 0.39811 | 0.0015352 | [6 empty] | ETA | I | OLD |  |  | RHNBHDHD | 2 | 0.33333 | HOUETARHNBHDHDN09_OLDI_FBHSOLE01 | 1 | HOUETARHNBHDHDN09_OLDI | HOUETARHNBHSOLE01_OLDI | BHSOLE01 | BHDHDN09 | ETA_OLDI | BHSOLE01_BHDHDN09 | 6 | 0 | 1 | New
HOUETARHNBHDHDN09_OLDI_FBHSOLE01_D33 | Residential heating technology - Direct district heating substation - plus connection pipe - plus distribution (heating density: low ) - apartment complex - existing building - distributed level 0.33 | HOUDHD | HOUETARHN_OLDI_DMD | MKr20 | 2025 | 0.39284 | 0.0015559 | [6 empty] | ETA | I | OLD |  |  | RHNBHDHD | 2 | 0.33333 | HOUETARHNBHDHDN09_OLDI_FBHSOLE01 | 1 | HOUETARHNBHDHDN09_OLDI | HOUETARHNBHSOLE01_OLDI | BHSOLE01 | BHDHDN09 | ETA_OLDI | BHSOLE01_BHDHDN09 | 6 | 0 | 1 | New
HOUETARHNBHDHDN09_OLDI_FBHSOLE01_D33 | Residential heating technology - Direct district heating substation - plus connection pipe - plus distribution (heating density: low ) - apartment complex - existing building - distributed level 0.33 | HOUDHD | HOUETARHN_OLDI_DMD | MKr20 | 2030 | 0.3877 | 0.001533 | [6 empty] | ETA | I | OLD |  |  | RHNBHDHD | 2 | 0.33333 | HOUETARHNBHDHDN09_OLDI_FBHSOLE01 | 1 | HOUETARHNBHDHDN09_OLDI | HOUETARHNBHSOLE01_OLDI | BHSOLE01 | BHDHDN09 | ETA_OLDI | BHSOLE01_BHDHDN09 | 6 | 0 | 1 | New
HOUETARHNBHDHDN09_OLDI_FBHSOLE01_D33 | Residential heating technology - Direct district heating substation - plus connection pipe - plus distribution (heating density: low ) - apartment complex - existing building - distributed level 0.33 | HOUDHD | HOUETARHN_OLDI_DMD | MKr20 | 2040 | 0.37779 | 0.0014865 | [6 empty] | ETA | I | OLD |  |  | RHNBHDHD | 2 | 0.33333 | HOUETARHNBHDHDN09_OLDI_FBHSOLE01 | 1 | HOUETARHNBHDHDN09_OLDI | HOUETARHNBHSOLE01_OLDI | BHSOLE01 | BHDHDN09 | ETA_OLDI | BHSOLE01_BHDHDN09 | 6 | 0 | 1 | New
HOUETARHNBHDHDN09_OLDI_FBHSOLE01_D33 | Residential heating technology - Direct district heating substation - plus connection pipe - plus distribution (heating density: low ) - apartment complex - existing building - distributed level 0.33 | HOUDHD | HOUETARHN_OLDI_DMD | MKr20 | 2050 | 0.36838 | 0.0014271 | [6 empty] | ETA | I | OLD |  |  | RHNBHDHD | 2 | 0.33333 | HOUETARHNBHDHDN09_OLDI_FBHSOLE01 | 1 | HOUETARHNBHDHDN09_OLDI | HOUETARHNBHSOLE01_OLDI | BHSOLE01 | BHDHDN09 | ETA_OLDI | BHSOLE01_BHDHDN09 | 6 | 0 | 1 | New
HOUETARHNBHDHDN07_OLDI_FBHSOLE01_D33 | Residential heating technology - Direct district heating substation - plus connection pipe - plus distribution (heating density: medium ) - apartment complex - existing building - distributed level 0.33 | HOUDHD | HOUETARHN_OLDI_DMD | MKr20 | 2020 | 0.34009 | 0.0015352 | [6 empty] | ETA | I | OLD |  |  | RHNBHDHD | 2 | 0.33333 | HOUETARHNBHDHDN07_OLDI_FBHSOLE01 | 1 | HOUETARHNBHDHDN07_OLDI | HOUETARHNBHSOLE01_OLDI | BHSOLE01 | BHDHDN07 | ETA_OLDI | BHSOLE01_BHDHDN07 | 6 | 0 | 1 | New
HOUETARHNBHDHDN07_OLDI_FBHSOLE01_D33 | Residential heating technology - Direct district heating substation - plus connection pipe - plus distribution (heating density: medium ) - apartment complex - existing building - distributed level 0.33 | HOUDHD | HOUETARHN_OLDI_DMD | MKr20 | 2025 | 0.33482 | 0.0015559 | [6 empty] | ETA | I | OLD |  |  | RHNBHDHD | 2 | 0.33333 | HOUETARHNBHDHDN07_OLDI_FBHSOLE01 | 1 | HOUETARHNBHDHDN07_OLDI | HOUETARHNBHSOLE01_OLDI | BHSOLE01 | BHDHDN07 | ETA_OLDI | BHSOLE01_BHDHDN07 | 6 | 0 | 1 | New
HOUETARHNBHDHDN07_OLDI_FBHSOLE01_D33 | Residential heating technology - Direct district heating substation - plus connection pipe - plus distribution (heating density: medium ) - apartment complex - existing building - distributed level 0.33 | HOUDHD | HOUETARHN_OLDI_DMD | MKr20 | 2030 | 0.32968 | 0.001533 | [6 empty] | ETA | I | OLD |  |  | RHNBHDHD | 2 | 0.33333 | HOUETARHNBHDHDN07_OLDI_FBHSOLE01 | 1 | HOUETARHNBHDHDN07_OLDI | HOUETARHNBHSOLE01_OLDI | BHSOLE01 | BHDHDN07 | ETA_OLDI | BHSOLE01_BHDHDN07 | 6 | 0 | 1 | New
HOUETARHNBHDHDN07_OLDI_FBHSOLE01_D33 | Residential heating technology - Direct district heating substation - plus connection pipe - plus distribution (heating density: medium ) - apartment complex - existing building - distributed level 0.33 | HOUDHD | HOUETARHN_OLDI_DMD | MKr20 | 2040 | 0.31978 | 0.0014865 | [6 empty] | ETA | I | OLD |  |  | RHNBHDHD | 2 | 0.33333 | HOUETARHNBHDHDN07_OLDI_FBHSOLE01 | 1 | HOUETARHNBHDHDN07_OLDI | HOUETARHNBHSOLE01_OLDI | BHSOLE01 | BHDHDN07 | ETA_OLDI | BHSOLE01_BHDHDN07 | 6 | 0 | 1 | New
HOUETARHNBHDHDN07_OLDI_FBHSOLE01_D33 | Residential heating technology - Direct district heating substation - plus connection pipe - plus distribution (heating density: medium ) - apartment complex - existing building - distributed level 0.33 | HOUDHD | HOUETARHN_OLDI_DMD | MKr20 | 2050 | 0.31036 | 0.0014271 | [6 empty] | ETA | I | OLD |  |  | RHNBHDHD | 2 | 0.33333 | HOUETARHNBHDHDN07_OLDI_FBHSOLE01 | 1 | HOUETARHNBHDHDN07_OLDI | HOUETARHNBHSOLE01_OLDI | BHSOLE01 | BHDHDN07 | ETA_OLDI | BHSOLE01_BHDHDN07 | 6 | 0 | 1 | New
HOUETARHNBHDHDN05_OLDI_FBHSOLE01_D33 | Residential heating technology - Direct district heating substation - plus connection pipe - plus distribution (heating density: high ) - apartment complex - existing building - distributed level 0.33 | HOUDHD | HOUETARHN_OLDI_DMD | MKr20 | 2020 | 0.28208 | 0.0015352 | [6 empty] | ETA | I | OLD |  |  | RHNBHDHD | 2 | 0.33333 | HOUETARHNBHDHDN05_OLDI_FBHSOLE01 | 1 | HOUETARHNBHDHDN05_OLDI | HOUETARHNBHSOLE01_OLDI | BHSOLE01 | BHDHDN05 | ETA_OLDI | BHSOLE01_BHDHDN05 | 6 | 0 | 1 | New
HOUETARHNBHDHDN05_OLDI_FBHSOLE01_D33 | Residential heating technology - Direct district heating substation - plus connection pipe - plus distribution (heating density: high ) - apartment complex - existing building - distributed level 0.33 | HOUDHD | HOUETARHN_OLDI_DMD | MKr20 | 2025 | 0.27681 | 0.0015559 | [6 empty] | ETA | I | OLD |  |  | RHNBHDHD | 2 | 0.33333 | HOUETARHNBHDHDN05_OLDI_FBHSOLE01 | 1 | HOUETARHNBHDHDN05_OLDI | HOUETARHNBHSOLE01_OLDI | BHSOLE01 | BHDHDN05 | ETA_OLDI | BHSOLE01_BHDHDN05 | 6 | 0 | 1 | New
HOUETARHNBHDHDN05_OLDI_FBHSOLE01_D33 | Residential heating technology - Direct district heating substation - plus connection pipe - plus distribution (heating density: high ) - apartment complex - existing building - distributed level 0.33 | HOUDHD | HOUETARHN_OLDI_DMD | MKr20 | 2030 | 0.27167 | 0.001533 | [6 empty] | ETA | I | OLD |  |  | RHNBHDHD | 2 | 0.33333 | HOUETARHNBHDHDN05_OLDI_FBHSOLE01 | 1 | HOUETARHNBHDHDN05_OLDI | HOUETARHNBHSOLE01_OLDI | BHSOLE01 | BHDHDN05 | ETA_OLDI | BHSOLE01_BHDHDN05 | 6 | 0 | 1 | New
HOUETARHNBHDHDN05_OLDI_FBHSOLE01_D33 | Residential heating technology - Direct district heating substation - plus connection pipe - plus distribution (heating density: high ) - apartment complex - existing building - distributed level 0.33 | HOUDHD | HOUETARHN_OLDI_DMD | MKr20 | 2040 | 0.26177 | 0.0014865 | [6 empty] | ETA | I | OLD |  |  | RHNBHDHD | 2 | 0.33333 | HOUETARHNBHDHDN05_OLDI_FBHSOLE01 | 1 | HOUETARHNBHDHDN05_OLDI | HOUETARHNBHSOLE01_OLDI | BHSOLE01 | BHDHDN05 | ETA_OLDI | BHSOLE01_BHDHDN05 | 6 | 0 | 1 | New
HOUETARHNBHDHDN05_OLDI_FBHSOLE01_D33 | Residential heating technology - Direct district heating substation - plus connection pipe - plus distribution (heating density: high ) - apartment complex - existing building - distributed level 0.33 | HOUDHD | HOUETARHN_OLDI_DMD | MKr20 | 2050 | 0.25235 | 0.0014271 | [6 empty] | ETA | I | OLD |  |  | RHNBHDHD | 2 | 0.33333 | HOUETARHNBHDHDN05_OLDI_FBHSOLE01 | 1 | HOUETARHNBHDHDN05_OLDI | HOUETARHNBHSOLE01_OLDI | BHSOLE01 | BHDHDN05 | ETA_OLDI | BHSOLE01_BHDHDN05 | 6 | 0 | 1 | New
HOUETARHNBHDHCN09_OLDI_FBHSOLE01_D33 | Residential heating technology - Direct district heating substation - plus connection pipe - plus distribution (heating density: low ) - apartment complex - existing building - distributed level 0.33 | HOUDHC | HOUETARHN_OLDI_DMD | MKr20 | 2020 | 0.39811 | 0.0015352 | [6 empty] | ETA | I | OLD |  |  | RHNBHDHC | 2 | 0.33333 | HOUETARHNBHDHCN09_OLDI_FBHSOLE01 | 1 | HOUETARHNBHDHCN09_OLDI | HOUETARHNBHSOLE01_OLDI | BHSOLE01 | BHDHCN09 | ETA_OLDI | BHSOLE01_BHDHCN09 | 6 | 0 | 1 | New
HOUETARHNBHDHCN09_OLDI_FBHSOLE01_D33 | Residential heating technology - Direct district heating substation - plus connection pipe - plus distribution (heating density: low ) - apartment complex - existing building - distributed level 0.33 | HOUDHC | HOUETARHN_OLDI_DMD | MKr20 | 2025 | 0.39284 | 0.0015559 | [6 empty] | ETA | I | OLD |  |  | RHNBHDHC | 2 | 0.33333 | HOUETARHNBHDHCN09_OLDI_FBHSOLE01 | 1 | HOUETARHNBHDHCN09_OLDI | HOUETARHNBHSOLE01_OLDI | BHSOLE01 | BHDHCN09 | ETA_OLDI | BHSOLE01_BHDHCN09 | 6 | 0 | 1 | New
HOUETARHNBHDHCN09_OLDI_FBHSOLE01_D33 | Residential heating technology - Direct district heating substation - plus connection pipe - plus distribution (heating density: low ) - apartment complex - existing building - distributed level 0.33 | HOUDHC | HOUETARHN_OLDI_DMD | MKr20 | 2030 | 0.3877 | 0.001533 | [6 empty] | ETA | I | OLD |  |  | RHNBHDHC | 2 | 0.33333 | HOUETARHNBHDHCN09_OLDI_FBHSOLE01 | 1 | HOUETARHNBHDHCN09_OLDI | HOUETARHNBHSOLE01_OLDI | BHSOLE01 | BHDHCN09 | ETA_OLDI | BHSOLE01_BHDHCN09 | 6 | 0 | 1 | New
HOUETARHNBHDHCN09_OLDI_FBHSOLE01_D33 | Residential heating technology - Direct district heating substation - plus connection pipe - plus distribution (heating density: low ) - apartment complex - existing building - distributed level 0.33 | HOUDHC | HOUETARHN_OLDI_DMD | MKr20 | 2040 | 0.37779 | 0.0014865 | [6 empty] | ETA | I | OLD |  |  | RHNBHDHC | 2 | 0.33333 | HOUETARHNBHDHCN09_OLDI_FBHSOLE01 | 1 | HOUETARHNBHDHCN09_OLDI | HOUETARHNBHSOLE01_OLDI | BHSOLE01 | BHDHCN09 | ETA_OLDI | BHSOLE01_BHDHCN09 | 6 | 0 | 1 | New
HOUETARHNBHDHCN09_OLDI_FBHSOLE01_D33 | Residential heating technology - Direct district heating substation - plus connection pipe - plus distribution (heating density: low ) - apartment complex - existing building - distributed level 0.33 | HOUDHC | HOUETARHN_OLDI_DMD | MKr20 | 2050 | 0.36838 | 0.0014271 | [6 empty] | ETA | I | OLD |  |  | RHNBHDHC | 2 | 0.33333 | HOUETARHNBHDHCN09_OLDI_FBHSOLE01 | 1 | HOUETARHNBHDHCN09_OLDI | HOUETARHNBHSOLE01_OLDI | BHSOLE01 | BHDHCN09 | ETA_OLDI | BHSOLE01_BHDHCN09 | 6 | 0 | 1 | New
HOUETARHNBHDHCN07_OLDI_FBHSOLE01_D33 | Residential heating technology - Direct district heating substation - plus connection pipe - plus distribution (heating density: medium ) - apartment complex - existing building - distributed level 0.33 | HOUDHC | HOUETARHN_OLDI_DMD | MKr20 | 2020 | 0.34009 | 0.0015352 | [6 empty] | ETA | I | OLD |  |  | RHNBHDHC | 2 | 0.33333 | HOUETARHNBHDHCN07_OLDI_FBHSOLE01 | 1 | HOUETARHNBHDHCN07_OLDI | HOUETARHNBHSOLE01_OLDI | BHSOLE01 | BHDHCN07 | ETA_OLDI | BHSOLE01_BHDHCN07 | 6 | 0 | 1 | New
HOUETARHNBHDHCN07_OLDI_FBHSOLE01_D33 | Residential heating technology - Direct district heating substation - plus connection pipe - plus distribution (heating density: medium ) - apartment complex - existing building - distributed level 0.33 | HOUDHC | HOUETARHN_OLDI_DMD | MKr20 | 2025 | 0.33482 | 0.0015559 | [6 empty] | ETA | I | OLD |  |  | RHNBHDHC | 2 | 0.33333 | HOUETARHNBHDHCN07_OLDI_FBHSOLE01 | 1 | HOUETARHNBHDHCN07_OLDI | HOUETARHNBHSOLE01_OLDI | BHSOLE01 | BHDHCN07 | ETA_OLDI | BHSOLE01_BHDHCN07 | 6 | 0 | 1 | New
HOUETARHNBHDHCN07_OLDI_FBHSOLE01_D33 | Residential heating technology - Direct district heating substation - plus connection pipe - plus distribution (heating density: medium ) - apartment complex - existing building - distributed level 0.33 | HOUDHC | HOUETARHN_OLDI_DMD | MKr20 | 2030 | 0.32968 | 0.001533 | [6 empty] | ETA | I | OLD |  |  | RHNBHDHC | 2 | 0.33333 | HOUETARHNBHDHCN07_OLDI_FBHSOLE01 | 1 | HOUETARHNBHDHCN07_OLDI | HOUETARHNBHSOLE01_OLDI | BHSOLE01 | BHDHCN07 | ETA_OLDI | BHSOLE01_BHDHCN07 | 6 | 0 | 1 | New
HOUETARHNBHDHCN07_OLDI_FBHSOLE01_D33 | Residential heating technology - Direct district heating substation - plus connection pipe - plus distribution (heating density: medium ) - apartment complex - existing building - distributed level 0.33 | HOUDHC | HOUETARHN_OLDI_DMD | MKr20 | 2040 | 0.31978 | 0.0014865 | [6 empty] | ETA | I | OLD |  |  | RHNBHDHC | 2 | 0.33333 | HOUETARHNBHDHCN07_OLDI_FBHSOLE01 | 1 | HOUETARHNBHDHCN07_OLDI | HOUETARHNBHSOLE01_OLDI | BHSOLE01 | BHDHCN07 | ETA_OLDI | BHSOLE01_BHDHCN07 | 6 | 0 | 1 | New
HOUETARHNBHDHCN07_OLDI_FBHSOLE01_D33 | Residential heating technology - Direct district heating substation - plus connection pipe - plus distribution (heating density: medium ) - apartment complex - existing building - distributed level 0.33 | HOUDHC | HOUETARHN_OLDI_DMD | MKr20 | 2050 | 0.31036 | 0.0014271 | [6 empty] | ETA | I | OLD |  |  | RHNBHDHC | 2 | 0.33333 | HOUETARHNBHDHCN07_OLDI_FBHSOLE01 | 1 | HOUETARHNBHDHCN07_OLDI | HOUETARHNBHSOLE01_OLDI | BHSOLE01 | BHDHCN07 | ETA_OLDI | BHSOLE01_BHDHCN07 | 6 | 0 | 1 | New
HOUETARHNBHDHCN05_OLDI_FBHSOLE01_D33 | Residential heating technology - Direct district heating substation - plus connection pipe - plus distribution (heating density: high ) - apartment complex - existing building - distributed level 0.33 | HOUDHC | HOUETARHN_OLDI_DMD | MKr20 | 2020 | 0.28208 | 0.0015352 | [6 empty] | ETA | I | OLD |  |  | RHNBHDHC | 2 | 0.33333 | HOUETARHNBHDHCN05_OLDI_FBHSOLE01 | 1 | HOUETARHNBHDHCN05_OLDI | HOUETARHNBHSOLE01_OLDI | BHSOLE01 | BHDHCN05 | ETA_OLDI | BHSOLE01_BHDHCN05 | 6 | 0 | 1 | New
HOUETARHNBHDHCN05_OLDI_FBHSOLE01_D33 | Residential heating technology - Direct district heating substation - plus connection pipe - plus distribution (heating density: high ) - apartment complex - existing building - distributed level 0.33 | HOUDHC | HOUETARHN_OLDI_DMD | MKr20 | 2025 | 0.27681 | 0.0015559 | [6 empty] | ETA | I | OLD |  |  | RHNBHDHC | 2 | 0.33333 | HOUETARHNBHDHCN05_OLDI_FBHSOLE01 | 1 | HOUETARHNBHDHCN05_OLDI | HOUETARHNBHSOLE01_OLDI | BHSOLE01 | BHDHCN05 | ETA_OLDI | BHSOLE01_BHDHCN05 | 6 | 0 | 1 | New
HOUETARHNBHDHCN05_OLDI_FBHSOLE01_D33 | Residential heating technology - Direct district heating substation - plus connection pipe - plus distribution (heating density: high ) - apartment complex - existing building - distributed level 0.33 | HOUDHC | HOUETARHN_OLDI_DMD | MKr20 | 2030 | 0.27167 | 0.001533 | [6 empty] | ETA | I | OLD |  |  | RHNBHDHC | 2 | 0.33333 | HOUETARHNBHDHCN05_OLDI_FBHSOLE01 | 1 | HOUETARHNBHDHCN05_OLDI | HOUETARHNBHSOLE01_OLDI | BHSOLE01 | BHDHCN05 | ETA_OLDI | BHSOLE01_BHDHCN05 | 6 | 0 | 1 | New
HOUETARHNBHDHCN05_OLDI_FBHSOLE01_D33 | Residential heating technology - Direct district heating substation - plus connection pipe - plus distribution (heating density: high ) - apartment complex - existing building - distributed level 0.33 | HOUDHC | HOUETARHN_OLDI_DMD | MKr20 | 2040 | 0.26177 | 0.0014865 | [6 empty] | ETA | I | OLD |  |  | RHNBHDHC | 2 | 0.33333 | HOUETARHNBHDHCN05_OLDI_FBHSOLE01 | 1 | HOUETARHNBHDHCN05_OLDI | HOUETARHNBHSOLE01_OLDI | BHSOLE01 | BHDHCN05 | ETA_OLDI | BHSOLE01_BHDHCN05 | 6 | 0 | 1 | New
HOUETARHNBHDHCN05_OLDI_FBHSOLE01_D33 | Residential heating technology - Direct district heating substation - plus connection pipe - plus distribution (heating density: high ) - apartment complex - existing building - distributed level 0.33 | HOUDHC | HOUETARHN_OLDI_DMD | MKr20 | 2050 | 0.25235 | 0.0014271 | [6 empty] | ETA | I | OLD |  |  | RHNBHDHC | 2 | 0.33333 | HOUETARHNBHDHCN05_OLDI_FBHSOLE01 | 1 | HOUETARHNBHDHCN05_OLDI | HOUETARHNBHSOLE01_OLDI | BHSOLE01 | BHDHCN05 | ETA_OLDI | BHSOLE01_BHDHCN05 | 6 | 0 | 1 | New
HOUPARRHNHPELCN07_OLDC_FBHSOLE01_D33 | Residential heating technology - Heat pump, Air-to-water, low-price product - single-family house - existing building - distributed level 0.33 | HOUELC, HOUAMB | HOUPARRHN_OLDC_DMD | MKr20 | 2020 | 9.341 | 0.35537 | 0.32178 | [5 empty] | PAR | C | OLD | 3.1077 |  | RHNHPELC | 2 | 0.33333 | HOUPARRHNHPELCN07_OLDC_FBHSOLE01 | 1 | HOUPARRHNHPELCN07_OLDC | HOUPARRHNBHSOLE01_OLDC | BHSOLE01 | HPELCN07 | PAR_OLDC | BHSOLE01_HPELCN07 | 5 | 0 | 1.1 | Unlikely
HOUPARRHNHPELCN07_OLDC_FBHSOLE01_D33 | Residential heating technology - Heat pump, Air-to-water, low-price product - single-family house - existing building - distributed level 0.33 | HOUELC, HOUAMB | HOUPARRHN_OLDC_DMD | MKr20 | 2025 | 8.5453 | 0.27257 | 0.30646 | [5 empty] | PAR | C | OLD | 3.2631 |  | RHNHPELC | 2 | 0.33333 | HOUPARRHNHPELCN07_OLDC_FBHSOLE01 | 1 | HOUPARRHNHPELCN07_OLDC | HOUPARRHNBHSOLE01_OLDC | BHSOLE01 | HPELCN07 | PAR_OLDC | BHSOLE01_HPELCN07 | 5 | 0 | 1.1 | Unlikely
HOUPARRHNHPELCN07_OLDC_FBHSOLE01_D33 | Residential heating technology - Heat pump, Air-to-water, low-price product - single-family house - existing building - distributed level 0.33 | HOUELC, HOUAMB | HOUPARRHN_OLDC_DMD | MKr20 | 2030 | 7.7496 | 0.26933 | 0.29253 | [5 empty] | PAR | C | OLD | 3.4185 |  | RHNHPELC | 2 | 0.33333 | HOUPARRHNHPELCN07_OLDC_FBHSOLE01 | 1 | HOUPARRHNHPELCN07_OLDC | HOUPARRHNBHSOLE01_OLDC | BHSOLE01 | HPELCN07 | PAR_OLDC | BHSOLE01_HPELCN07 | 5 | 0 | 1.1 | Unlikely
HOUPARRHNHPELCN07_OLDC_FBHSOLE01_D33 | Residential heating technology - Heat pump, Air-to-water, low-price product - single-family house - existing building - distributed level 0.33 | HOUELC, HOUAMB | HOUPARRHN_OLDC_DMD | MKr20 | 2040 | 7.1157 | 0.26331 | 0.27981 | [5 empty] | PAR | C | OLD | 3.5738 |  | RHNHPELC | 2 | 0.33333 | HOUPARRHNHPELCN07_OLDC_FBHSOLE01 | 1 | HOUPARRHNHPELCN07_OLDC | HOUPARRHNBHSOLE01_OLDC | BHSOLE01 | HPELCN07 | PAR_OLDC | BHSOLE01_HPELCN07 | 5 | 0 | 1.1 | Unlikely
HOUPARRHNHPELCN07_OLDC_FBHSOLE01_D33 | Residential heating technology - Heat pump, Air-to-water, low-price product - single-family house - existing building - distributed level 0.33 | HOUELC, HOUAMB | HOUPARRHN_OLDC_DMD | MKr20 | 2050 | 6.4817 | 0.2573 | 0.27193 | [5 empty] | PAR | C | OLD | 3.6774 |  | RHNHPELC | 2 | 0.33333 | HOUPARRHNHPELCN07_OLDC_FBHSOLE01 | 1 | HOUPARRHNHPELCN07_OLDC | HOUPARRHNBHSOLE01_OLDC | BHSOLE01 | HPELCN07 | PAR_OLDC | BHSOLE01_HPELCN07 | 5 | 0 | 1.1 | Unlikely
HOUPARRHNHPELCN05_OLDC_FBHSOLE01_D33 | Residential heating technology - Heat pump, Air-to-water - leasing - single-family house - existing building - distributed level 0.33 | HOUELC, HOUAMB | HOUPARRHN_OLDC_DMD | MKr20 | 2020 | 5.9512 | 0.9839 | 0.30646 | [5 empty] | PAR | C | OLD | 3.2631 |  | RHNHPELC | 2 | 0.33333 | HOUPARRHNHPELCN05_OLDC_FBHSOLE01 | 1 | HOUPARRHNHPELCN05_OLDC | HOUPARRHNBHSOLE01_OLDC | BHSOLE01 | HPELCN05 | PAR_OLDC | BHSOLE01_HPELCN05 | 5 | 0 | 1.1 | Unlikely
HOUPARRHNHPELCN05_OLDC_FBHSOLE01_D33 | Residential heating technology - Heat pump, Air-to-water - leasing - single-family house - existing building - distributed level 0.33 | HOUELC, HOUAMB | HOUPARRHN_OLDC_DMD | MKr20 | 2025 | 5.4893 | 0.84862 | 0.29253 | [5 empty] | PAR | C | OLD | 3.4185 |  | RHNHPELC | 2 | 0.33333 | HOUPARRHNHPELCN05_OLDC_FBHSOLE01 | 1 | HOUPARRHNHPELCN05_OLDC | HOUPARRHNBHSOLE01_OLDC | BHSOLE01 | HPELCN05 | PAR_OLDC | BHSOLE01_HPELCN05 | 5 | 0 | 1.1 | Unlikely
HOUPARRHNHPELCN05_OLDC_FBHSOLE01_D33 | Residential heating technology - Heat pump, Air-to-water - leasing - single-family house - existing building - distributed level 0.33 | HOUELC, HOUAMB | HOUPARRHN_OLDC_DMD | MKr20 | 2030 | 5.0274 | 0.79289 | 0.27981 | [5 empty] | PAR | C | OLD | 3.5738 |  | RHNHPELC | 2 | 0.33333 | HOUPARRHNHPELCN05_OLDC_FBHSOLE01 | 1 | HOUPARRHNHPELCN05_OLDC | HOUPARRHNBHSOLE01_OLDC | BHSOLE01 | HPELCN05 | PAR_OLDC | BHSOLE01_HPELCN05 | 5 | 0 | 1.1 | Unlikely
HOUPARRHNHPELCN05_OLDC_FBHSOLE01_D33 | Residential heating technology - Heat pump, Air-to-water - leasing - single-family house - existing building - distributed level 0.33 | HOUELC, HOUAMB | HOUPARRHN_OLDC_DMD | MKr20 | 2040 | 4.6528 | 0.74431 | 0.26815 | [5 empty] | PAR | C | OLD | 3.7292 |  | RHNHPELC | 2 | 0.33333 | HOUPARRHNHPELCN05_OLDC_FBHSOLE01 | 1 | HOUPARRHNHPELCN05_OLDC | HOUPARRHNBHSOLE01_OLDC | BHSOLE01 | HPELCN05 | PAR_OLDC | BHSOLE01_HPELCN05 | 5 | 0 | 1.1 | Unlikely
HOUPARRHNHPELCN05_OLDC_FBHSOLE01_D33 | Residential heating technology - Heat pump, Air-to-water - leasing - single-family house - existing building - distributed level 0.33 | HOUELC, HOUAMB | HOUPARRHN_OLDC_DMD | MKr20 | 2050 | 4.2782 | 0.69572 | 0.26091 | [5 empty] | PAR | C | OLD | 3.8328 |  | RHNHPELC | 2 | 0.33333 | HOUPARRHNHPELCN05_OLDC_FBHSOLE01 | 1 | HOUPARRHNHPELCN05_OLDC | HOUPARRHNBHSOLE01_OLDC | BHSOLE01 | HPELCN05 | PAR_OLDC | BHSOLE01_HPELCN05 | 5 | 0 | 1.1 | Unlikely
HOUPARRHNHPELCN04_OLDC_FBHSOLE01_D33 | Residential heating technology - Heat pump, Ground source - single-family house - existing building - distributed level 0.33 | HOUELC, HOUAMB | HOUPARRHN_OLDC_DMD | MKr20 | 2020 | 14.3298 | 0.28377 | 0.27981 | [5 empty] | PAR | C | OLD | 3.5738 |  | RHNHPELC | 2 | 0.33333 | HOUPARRHNHPELCN04_OLDC_FBHSOLE01 | 1 | HOUPARRHNHPELCN04_OLDC | HOUPARRHNBHSOLE01_OLDC | BHSOLE01 | HPELCN04 | PAR_OLDC | BHSOLE01_HPELCN04 | 6 | 0 | 1 | New
HOUPARRHNHPELCN04_OLDC_FBHSOLE01_D33 | Residential heating technology - Heat pump, Ground source - single-family house - existing building - distributed level 0.33 | HOUELC, HOUAMB | HOUPARRHN_OLDC_DMD | MKr20 | 2025 | 13.6133 | 0.20097 | 0.27193 | [5 empty] | PAR | C | OLD | 3.6774 |  | RHNHPELC | 2 | 0.33333 | HOUPARRHNHPELCN04_OLDC_FBHSOLE01 | 1 | HOUPARRHNHPELCN04_OLDC | HOUPARRHNBHSOLE01_OLDC | BHSOLE01 | HPELCN04 | PAR_OLDC | BHSOLE01_HPELCN04 | 6 | 0 | 1 | New
HOUPARRHNHPELCN04_OLDC_FBHSOLE01_D33 | Residential heating technology - Heat pump, Ground source - single-family house - existing building - distributed level 0.33 | HOUELC, HOUAMB | HOUPARRHN_OLDC_DMD | MKr20 | 2030 | 12.8968 | 0.19772 | 0.26448 | [5 empty] | PAR | C | OLD | 3.781 |  | RHNHPELC | 2 | 0.33333 | HOUPARRHNHPELCN04_OLDC_FBHSOLE01 | 1 | HOUPARRHNHPELCN04_OLDC | HOUPARRHNBHSOLE01_OLDC | BHSOLE01 | HPELCN04 | PAR_OLDC | BHSOLE01_HPELCN04 | 6 | 0 | 1 | New
HOUPARRHNHPELCN04_OLDC_FBHSOLE01_D33 | Residential heating technology - Heat pump, Ground source - single-family house - existing building - distributed level 0.33 | HOUELC, HOUAMB | HOUPARRHN_OLDC_DMD | MKr20 | 2040 | 12.252 | 0.19171 | 0.25404 | [5 empty] | PAR | C | OLD | 3.9364 |  | RHNHPELC | 2 | 0.33333 | HOUPARRHNHPELCN04_OLDC_FBHSOLE01 | 1 | HOUPARRHNHPELCN04_OLDC | HOUPARRHNBHSOLE01_OLDC | BHSOLE01 | HPELCN04 | PAR_OLDC | BHSOLE01_HPELCN04 | 6 | 0 | 1 | New
HOUPARRHNHPELCN04_OLDC_FBHSOLE01_D33 | Residential heating technology - Heat pump, Ground source - single-family house - existing building - distributed level 0.33 | HOUELC, HOUAMB | HOUPARRHN_OLDC_DMD | MKr20 | 2050 | 11.6072 | 0.18569 | 0.25074 | [5 empty] | PAR | C | OLD | 3.9882 |  | RHNHPELC | 2 | 0.33333 | HOUPARRHNHPELCN04_OLDC_FBHSOLE01 | 1 | HOUPARRHNHPELCN04_OLDC | HOUPARRHNBHSOLE01_OLDC | BHSOLE01 | HPELCN04 | PAR_OLDC | BHSOLE01_HPELCN04 | 6 | 0 | 1 | New
HOUPARRHNHPELCN03_OLDC_FBHSOLE01_D33 | Residential heating technology - Heat pump, Air-to-water - single-family house - existing building - distributed level 0.33 | HOUELC, HOUAMB | HOUPARRHN_OLDC_DMD | MKr20 | 2020 | 10.8203 | 0.30764 | 0.30646 | [5 empty] | PAR | C | OLD | 3.2631 |  | RHNHPELC | 2 | 0.33333 | HOUPARRHNHPELCN03_OLDC_FBHSOLE01 | 1 | HOUPARRHNHPELCN03_OLDC | HOUPARRHNBHSOLE01_OLDC | BHSOLE01 | HPELCN03 | PAR_OLDC | BHSOLE01_HPELCN03 | 6 | 0 | 1 | New
HOUPARRHNHPELCN03_OLDC_FBHSOLE01_D33 | Residential heating technology - Heat pump, Air-to-water - single-family house - existing building - distributed level 0.33 | HOUELC, HOUAMB | HOUPARRHN_OLDC_DMD | MKr20 | 2025 | 9.9805 | 0.22483 | 0.29253 | [5 empty] | PAR | C | OLD | 3.4185 |  | RHNHPELC | 2 | 0.33333 | HOUPARRHNHPELCN03_OLDC_FBHSOLE01 | 1 | HOUPARRHNHPELCN03_OLDC | HOUPARRHNBHSOLE01_OLDC | BHSOLE01 | HPELCN03 | PAR_OLDC | BHSOLE01_HPELCN03 | 6 | 0 | 1 | New
HOUPARRHNHPELCN03_OLDC_FBHSOLE01_D33 | Residential heating technology - Heat pump, Air-to-water - single-family house - existing building - distributed level 0.33 | HOUELC, HOUAMB | HOUPARRHN_OLDC_DMD | MKr20 | 2030 | 9.1408 | 0.22159 | 0.27981 | [5 empty] | PAR | C | OLD | 3.5738 |  | RHNHPELC | 2 | 0.33333 | HOUPARRHNHPELCN03_OLDC_FBHSOLE01 | 1 | HOUPARRHNHPELCN03_OLDC | HOUPARRHNBHSOLE01_OLDC | BHSOLE01 | HPELCN03 | PAR_OLDC | BHSOLE01_HPELCN03 | 6 | 0 | 1 | New
HOUPARRHNHPELCN03_OLDC_FBHSOLE01_D33 | Residential heating technology - Heat pump, Air-to-water - single-family house - existing building - distributed level 0.33 | HOUELC, HOUAMB | HOUPARRHN_OLDC_DMD | MKr20 | 2040 | 8.4597 | 0.21558 | 0.26815 | [5 empty] | PAR | C | OLD | 3.7292 |  | RHNHPELC | 2 | 0.33333 | HOUPARRHNHPELCN03_OLDC_FBHSOLE01 | 1 | HOUPARRHNHPELCN03_OLDC | HOUPARRHNBHSOLE01_OLDC | BHSOLE01 | HPELCN03 | PAR_OLDC | BHSOLE01_HPELCN03 | 6 | 0 | 1 | New
HOUPARRHNHPELCN03_OLDC_FBHSOLE01_D33 | Residential heating technology - Heat pump, Air-to-water - single-family house - existing building - distributed level 0.33 | HOUELC, HOUAMB | HOUPARRHN_OLDC_DMD | MKr20 | 2050 | 7.7786 | 0.20956 | 0.26091 | [5 empty] | PAR | C | OLD | 3.8328 |  | RHNHPELC | 2 | 0.33333 | HOUPARRHNHPELCN03_OLDC_FBHSOLE01 | 1 | HOUPARRHNHPELCN03_OLDC | HOUPARRHNBHSOLE01_OLDC | BHSOLE01 | HPELCN03 | PAR_OLDC | BHSOLE01_HPELCN03 | 6 | 0 | 1 | New
HOUPARRHNHPELCN02_OLDC_FBHSOLE01_D33 | Residential heating technology - Heat pump, Air-to-air - single-family house - existing building - distributed level 0.33 | HOUELC, HOUAMB | HOUPARRHN_OLDC_DMD | MKr20 | 2020 | 1.9871 | 0.15994 | 0.19904 | [5 empty] | PAR | C | OLD | 5.0241 |  | RHNHPELC | 2 | 0.33333 | HOUPARRHNHPELCN02_OLDC_FBHSOLE01 | 1 | HOUPARRHNHPELCN02_OLDC | HOUPARRHNBHSOLE01_OLDC | BHSOLE01 | HPELCN02 | PAR_OLDC | BHSOLE01_HPELCN02 | 5 | 0 | 1.1 | Unlikely
HOUPARRHNHPELCN02_OLDC_FBHSOLE01_D33 | Residential heating technology - Heat pump, Air-to-air - single-family house - existing building - distributed level 0.33 | HOUELC, HOUAMB | HOUPARRHN_OLDC_DMD | MKr20 | 2025 | 1.9385 | 0.10866 | 0.18928 | [5 empty] | PAR | C | OLD | 5.2831 |  | RHNHPELC | 2 | 0.33333 | HOUPARRHNHPELCN02_OLDC_FBHSOLE01 | 1 | HOUPARRHNHPELCN02_OLDC | HOUPARRHNBHSOLE01_OLDC | BHSOLE01 | HPELCN02 | PAR_OLDC | BHSOLE01_HPELCN02 | 5 | 0 | 1.1 | Unlikely
HOUPARRHNHPELCN02_OLDC_FBHSOLE01_D33 | Residential heating technology - Heat pump, Air-to-air - single-family house - existing building - distributed level 0.33 | HOUELC, HOUAMB | HOUPARRHN_OLDC_DMD | MKr20 | 2030 | 1.8899 | 0.10666 | 0.18214 | [5 empty] | PAR | C | OLD | 5.4902 |  | RHNHPELC | 2 | 0.33333 | HOUPARRHNHPELCN02_OLDC_FBHSOLE01 | 1 | HOUPARRHNHPELCN02_OLDC | HOUPARRHNBHSOLE01_OLDC | BHSOLE01 | HPELCN02 | PAR_OLDC | BHSOLE01_HPELCN02 | 5 | 0 | 1.1 | Unlikely
HOUPARRHNHPELCN02_OLDC_FBHSOLE01_D33 | Residential heating technology - Heat pump, Air-to-air - single-family house - existing building - distributed level 0.33 | HOUELC, HOUAMB | HOUPARRHN_OLDC_DMD | MKr20 | 2040 | 1.7998 | 0.10293 | 0.17552 | [5 empty] | PAR | C | OLD | 5.6974 |  | RHNHPELC | 2 | 0.33333 | HOUPARRHNHPELCN02_OLDC_FBHSOLE01 | 1 | HOUPARRHNHPELCN02_OLDC | HOUPARRHNBHSOLE01_OLDC | BHSOLE01 | HPELCN02 | PAR_OLDC | BHSOLE01_HPELCN02 | 5 | 0 | 1.1 | Unlikely
HOUPARRHNHPELCN02_OLDC_FBHSOLE01_D33 | Residential heating technology - Heat pump, Air-to-air - single-family house - existing building - distributed level 0.33 | HOUELC, HOUAMB | HOUPARRHN_OLDC_DMD | MKr20 | 2050 | 1.7097 | 0.099207 | 0.17238 | [5 empty] | PAR | C | OLD | 5.801 |  | RHNHPELC | 2 | 0.33333 | HOUPARRHNHPELCN02_OLDC_FBHSOLE01 | 1 | HOUPARRHNHPELCN02_OLDC | HOUPARRHNBHSOLE01_OLDC | BHSOLE01 | HPELCN02 | PAR_OLDC | BHSOLE01_HPELCN02 | 5 | 0 | 1.1 | Unlikely
HOUPARRHNDIELCN06_OLDC_FBHSOLE01_D33 | Residential heating technology - Electric heating - electric panel from Bauhaus - single-family house - new building - distributed level 0.33 | HOUELC | HOUPARRHN_OLDC_DMD | MKr20 | 2020 | 0.56157 | 0 | [6 empty] | PAR | C | OLD |  |  | RHNDIELC | 2 | 0.33333 | HOUPARRHNDIELCN06_OLDC_FBHSOLE01 | 1 | HOUPARRHNDIELCN06_OLDC | HOUPARRHNBHSOLE01_OLDC | BHSOLE01 | DIELCN06 | PAR_OLDC | BHSOLE01_DIELCN06 | 5 | 0 | 1.1 | Unlikely
HOUPARRHNDIELCN06_OLDC_FBHSOLE01_D33 | Residential heating technology - Electric heating - electric panel from Bauhaus - single-family house - new building - distributed level 0.33 | HOUELC | HOUPARRHN_OLDC_DMD | MKr20 | 2025 | 0.56157 | 0 | [6 empty] | PAR | C | OLD |  |  | RHNDIELC | 2 | 0.33333 | HOUPARRHNDIELCN06_OLDC_FBHSOLE01 | 1 | HOUPARRHNDIELCN06_OLDC | HOUPARRHNBHSOLE01_OLDC | BHSOLE01 | DIELCN06 | PAR_OLDC | BHSOLE01_DIELCN06 | 5 | 0 | 1.1 | Unlikely
HOUPARRHNDIELCN06_OLDC_FBHSOLE01_D33 | Residential heating technology - Electric heating - electric panel from Bauhaus - single-family house - new building - distributed level 0.33 | HOUELC | HOUPARRHN_OLDC_DMD | MKr20 | 2030 | 0.56157 | 0 | [6 empty] | PAR | C | OLD |  |  | RHNDIELC | 2 | 0.33333 | HOUPARRHNDIELCN06_OLDC_FBHSOLE01 | 1 | HOUPARRHNDIELCN06_OLDC | HOUPARRHNBHSOLE01_OLDC | BHSOLE01 | DIELCN06 | PAR_OLDC | BHSOLE01_DIELCN06 | 5 | 0 | 1.1 | Unlikely
HOUPARRHNDIELCN06_OLDC_FBHSOLE01_D33 | Residential heating technology - Electric heating - electric panel from Bauhaus - single-family house - new building - distributed level 0.33 | HOUELC | HOUPARRHN_OLDC_DMD | MKr20 | 2040 | 0.56157 | 0 | [6 empty] | PAR | C | OLD |  |  | RHNDIELC | 2 | 0.33333 | HOUPARRHNDIELCN06_OLDC_FBHSOLE01 | 1 | HOUPARRHNDIELCN06_OLDC | HOUPARRHNBHSOLE01_OLDC | BHSOLE01 | DIELCN06 | PAR_OLDC | BHSOLE01_DIELCN06 | 5 | 0 | 1.1 | Unlikely
HOUPARRHNDIELCN06_OLDC_FBHSOLE01_D33 | Residential heating technology - Electric heating - electric panel from Bauhaus - single-family house - new building - distributed level 0.33 | HOUELC | HOUPARRHN_OLDC_DMD | MKr20 | 2050 | 0.56157 | 0 | [6 empty] | PAR | C | OLD |  |  | RHNDIELC | 2 | 0.33333 | HOUPARRHNDIELCN06_OLDC_FBHSOLE01 | 1 | HOUPARRHNDIELCN06_OLDC | HOUPARRHNBHSOLE01_OLDC | BHSOLE01 | DIELCN06 | PAR_OLDC | BHSOLE01_DIELCN06 | 5 | 0 | 1.1 | Unlikely
HOUPARRHNDIELCN01_OLDC_FBHSOLE01_D33 | Residential heating technology - Electric heating - single-family house - new building - distributed level 0.33 | HOUELC | HOUPARRHN_OLDC_DMD | MKr20 | 2020 | 6.8232 | 0.055321 | [6 empty] | PAR | C | OLD |  |  | RHNDIELC | 2 | 0.33333 | HOUPARRHNDIELCN01_OLDC_FBHSOLE01 | 1 | HOUPARRHNDIELCN01_OLDC | HOUPARRHNBHSOLE01_OLDC | BHSOLE01 | DIELCN01 | PAR_OLDC | BHSOLE01_DIELCN01 | 5 | 0 | 1.1 | Unlikely
HOUPARRHNDIELCN01_OLDC_FBHSOLE01_D33 | Residential heating technology - Electric heating - single-family house - new building - distributed level 0.33 | HOUELC | HOUPARRHN_OLDC_DMD | MKr20 | 2025 | 6.6543 | 0.055321 | [6 empty] | PAR | C | OLD |  |  | RHNDIELC | 2 | 0.33333 | HOUPARRHNDIELCN01_OLDC_FBHSOLE01 | 1 | HOUPARRHNDIELCN01_OLDC | HOUPARRHNBHSOLE01_OLDC | BHSOLE01 | DIELCN01 | PAR_OLDC | BHSOLE01_DIELCN01 | 5 | 0 | 1.1 | Unlikely
HOUPARRHNDIELCN01_OLDC_FBHSOLE01_D33 | Residential heating technology - Electric heating - single-family house - new building - distributed level 0.33 | HOUELC | HOUPARRHN_OLDC_DMD | MKr20 | 2030 | 6.4896 | 0.053016 | [6 empty] | PAR | C | OLD |  |  | RHNDIELC | 2 | 0.33333 | HOUPARRHNDIELCN01_OLDC_FBHSOLE01 | 1 | HOUPARRHNDIELCN01_OLDC | HOUPARRHNBHSOLE01_OLDC | BHSOLE01 | DIELCN01 | PAR_OLDC | BHSOLE01_DIELCN01 | 5 | 0 | 1.1 | Unlikely
HOUPARRHNDIELCN01_OLDC_FBHSOLE01_D33 | Residential heating technology - Electric heating - single-family house - new building - distributed level 0.33 | HOUELC | HOUPARRHN_OLDC_DMD | MKr20 | 2040 | 6.1723 | 0.050711 | [6 empty] | PAR | C | OLD |  |  | RHNDIELC | 2 | 0.33333 | HOUPARRHNDIELCN01_OLDC_FBHSOLE01 | 1 | HOUPARRHNDIELCN01_OLDC | HOUPARRHNBHSOLE01_OLDC | BHSOLE01 | DIELCN01 | PAR_OLDC | BHSOLE01_DIELCN01 | 5 | 0 | 1.1 | Unlikely
HOUPARRHNDIELCN01_OLDC_FBHSOLE01_D33 | Residential heating technology - Electric heating - single-family house - new building - distributed level 0.33 | HOUELC | HOUPARRHN_OLDC_DMD | MKr20 | 2050 | 5.8706 | 0.048406 | [6 empty] | PAR | C | OLD |  |  | RHNDIELC | 2 | 0.33333 | HOUPARRHNDIELCN01_OLDC_FBHSOLE01 | 1 | HOUPARRHNDIELCN01_OLDC | HOUPARRHNBHSOLE01_OLDC | BHSOLE01 | DIELCN01 | PAR_OLDC | BHSOLE01_DIELCN01 | 5 | 0 | 1.1 | Unlikely
HOUPARRHNBHWPEN01_OLDC_FBHSOLE01_D33 | Residential heating technology - Biomass boiler, automatic stoking , wood pellets or wood chips - single-family house - existing building - distributed level 0.33 | HOUWPE | HOUPARRHN_OLDC_DMD | MKr20 | 2020 | 4.8104 | 0.38809 |  | 25 | 14 | 70 | 2 | 4 | PAR | C | OLD |  |  | RHNBHWPE | 2 | 0.33333 | HOUPARRHNBHWPEN01_OLDC_FBHSOLE01 | 1 | HOUPARRHNBHWPEN01_OLDC | HOUPARRHNBHSOLE01_OLDC | BHSOLE01 | BHWPEN01 | PAR_OLDC | BHSOLE01_BHWPEN01 | 5 | 0 | 1.1 | Unlikely
HOUPARRHNBHWPEN01_OLDC_FBHSOLE01_D33 | Residential heating technology - Biomass boiler, automatic stoking , wood pellets or wood chips - single-family house - existing building - distributed level 0.33 | HOUWPE | HOUPARRHN_OLDC_DMD | MKr20 | 2025 | 4.6913 | 0.38137 |  | 25 | 14 | 60 | 2 | 4 | PAR | C | OLD |  |  | RHNBHWPE | 2 | 0.33333 | HOUPARRHNBHWPEN01_OLDC_FBHSOLE01 | 1 | HOUPARRHNBHWPEN01_OLDC | HOUPARRHNBHSOLE01_OLDC | BHSOLE01 | BHWPEN01 | PAR_OLDC | BHSOLE01_BHWPEN01 | 5 | 0 | 1.1 | Unlikely
HOUPARRHNBHWPEN01_OLDC_FBHSOLE01_D33 | Residential heating technology - Biomass boiler, automatic stoking , wood pellets or wood chips - single-family house - existing building - distributed level 0.33 | HOUWPE | HOUPARRHN_OLDC_DMD | MKr20 | 2030 | 4.5752 | 0.37629 |  | 25 | 11 | 50 | 1 | 4 | PAR | C | OLD |  |  | RHNBHWPE | 2 | 0.33333 | HOUPARRHNBHWPEN01_OLDC_FBHSOLE01 | 1 | HOUPARRHNBHWPEN01_OLDC | HOUPARRHNBHSOLE01_OLDC | BHSOLE01 | BHWPEN01 | PAR_OLDC | BHSOLE01_BHWPEN01 | 5 | 0 | 1.1 | Unlikely
HOUPARRHNBHWPEN01_OLDC_FBHSOLE01_D33 | Residential heating technology - Biomass boiler, automatic stoking , wood pellets or wood chips - single-family house - existing building - distributed level 0.33 | HOUWPE | HOUPARRHN_OLDC_DMD | MKr20 | 2040 | 4.3515 | 0.35964 |  | 25 | 9 | 45 | 1 | 4 | PAR | C | OLD |  |  | RHNBHWPE | 2 | 0.33333 | HOUPARRHNBHWPEN01_OLDC_FBHSOLE01 | 1 | HOUPARRHNBHWPEN01_OLDC | HOUPARRHNBHSOLE01_OLDC | BHSOLE01 | BHWPEN01 | PAR_OLDC | BHSOLE01_BHWPEN01 | 5 | 0 | 1.1 | Unlikely
HOUPARRHNBHWPEN01_OLDC_FBHSOLE01_D33 | Residential heating technology - Biomass boiler, automatic stoking , wood pellets or wood chips - single-family house - existing building - distributed level 0.33 | HOUWPE | HOUPARRHN_OLDC_DMD | MKr20 | 2050 | 5.1734 | 0.42965 |  | 25 | 9 | 40 | 0 | 4 | PAR | C | OLD |  |  | RHNBHWPE | 2 | 0.33333 | HOUPARRHNBHWPEN01_OLDC_FBHSOLE01 | 1 | HOUPARRHNBHWPEN01_OLDC | HOUPARRHNBHSOLE01_OLDC | BHSOLE01 | BHWPEN01 | PAR_OLDC | BHSOLE01_BHWPEN01 | 5 | 0 | 1.1 | Unlikely
HOUPARRHNBHSOLN01_OLDC_FBHSOLE01_D33 | Residential heating technology - Solar heating system - single-family house - existing building - distributed level 0.33 | HOUSOL | HOUPARRHN_OLDC_DMD | MKr20 | 2020 | 6.1348 | 0.086357 | [6 empty] | PAR | C | OLD |  |  | RHNBHSOL | 2 | 0.33333 | HOUPARRHNBHSOLN01_OLDC_FBHSOLE01 | 1 | HOUPARRHNBHSOLN01_OLDC | HOUPARRHNBHSOLE01_OLDC | BHSOLE01 | BHSOLN01 | PAR_OLDC | BHSOLE01_BHSOLN01 | 2 | 0 | 0.9 | Same
HOUPARRHNBHSOLN01_OLDC_FBHSOLE01_D33 | Residential heating technology - Solar heating system - single-family house - existing building - distributed level 0.33 | HOUSOL | HOUPARRHN_OLDC_DMD | MKr20 | 2025 | 5.9829 | 0.081089 | [6 empty] | PAR | C | OLD |  |  | RHNBHSOL | 2 | 0.33333 | HOUPARRHNBHSOLN01_OLDC_FBHSOLE01 | 1 | HOUPARRHNBHSOLN01_OLDC | HOUPARRHNBHSOLE01_OLDC | BHSOLE01 | BHSOLN01 | PAR_OLDC | BHSOLE01_BHSOLN01 | 2 | 0 | 0.9 | Same
HOUPARRHNBHSOLN01_OLDC_FBHSOLE01_D33 | Residential heating technology - Solar heating system - single-family house - existing building - distributed level 0.33 | HOUSOL | HOUPARRHN_OLDC_DMD | MKr20 | 2030 | 5.8348 | 0.079113 | [6 empty] | PAR | C | OLD |  |  | RHNBHSOL | 2 | 0.33333 | HOUPARRHNBHSOLN01_OLDC_FBHSOLE01 | 1 | HOUPARRHNBHSOLN01_OLDC | HOUPARRHNBHSOLE01_OLDC | BHSOLE01 | BHSOLN01 | PAR_OLDC | BHSOLE01_BHSOLN01 | 2 | 0 | 0.9 | Same
HOUPARRHNBHSOLN01_OLDC_FBHSOLE01_D33 | Residential heating technology - Solar heating system - single-family house - existing building - distributed level 0.33 | HOUSOL | HOUPARRHN_OLDC_DMD | MKr20 | 2040 | 5.5496 | 0.074832 | [6 empty] | PAR | C | OLD |  |  | RHNBHSOL | 2 | 0.33333 | HOUPARRHNBHSOLN01_OLDC_FBHSOLE01 | 1 | HOUPARRHNBHSOLN01_OLDC | HOUPARRHNBHSOLE01_OLDC | BHSOLE01 | BHSOLN01 | PAR_OLDC | BHSOLE01_BHSOLN01 | 2 | 0 | 0.9 | Same
HOUPARRHNBHSOLN01_OLDC_FBHSOLE01_D33 | Residential heating technology - Solar heating system - single-family house - existing building - distributed level 0.33 | HOUSOL | HOUPARRHN_OLDC_DMD | MKr20 | 2050 | 5.2782 | 0.070551 | [6 empty] | PAR | C | OLD |  |  | RHNBHSOL | 2 | 0.33333 | HOUPARRHNBHSOLN01_OLDC_FBHSOLE01 | 1 | HOUPARRHNBHSOLN01_OLDC | HOUPARRHNBHSOLE01_OLDC | BHSOLE01 | BHSOLN01 | PAR_OLDC | BHSOLE01_BHSOLN01 | 2 | 0 | 0.9 | Same
HOUPARRHNBHDHCN03_OLDC_FBHSOLE01_D33 | Residential heating technology - Direct district heating substation - plus connection pipe - single-family house - existing building - distributed level 0.33 | HOUDHC | HOUPARRHN_OLDC_DMD | MKr20 | 2020 | 2.7489 | 0.028099 | [6 empty] | PAR | C | OLD |  |  | RHNBHDHC | 2 | 0.33333 | HOUPARRHNBHDHCN03_OLDC_FBHSOLE01 | 1 | HOUPARRHNBHDHCN03_OLDC | HOUPARRHNBHSOLE01_OLDC | BHSOLE01 | BHDHCN03 | PAR_OLDC | BHSOLE01_BHDHCN03 | 6 | 0 | 1 | New
HOUPARRHNBHDHCN03_OLDC_FBHSOLE01_D33 | Residential heating technology - Direct district heating substation - plus connection pipe - single-family house - existing building - distributed level 0.33 | HOUDHC | HOUPARRHN_OLDC_DMD | MKr20 | 2025 | 2.717 | 0.027891 | [6 empty] | PAR | C | OLD |  |  | RHNBHDHC | 2 | 0.33333 | HOUPARRHNBHDHCN03_OLDC_FBHSOLE01 | 1 | HOUPARRHNBHDHCN03_OLDC | HOUPARRHNBHSOLE01_OLDC | BHSOLE01 | BHDHCN03 | PAR_OLDC | BHSOLE01_BHDHCN03 | 6 | 0 | 1 | New
HOUPARRHNBHDHCN03_OLDC_FBHSOLE01_D33 | Residential heating technology - Direct district heating substation - plus connection pipe - single-family house - existing building - distributed level 0.33 | HOUDHC | HOUPARRHN_OLDC_DMD | MKr20 | 2030 | 2.6904 | 0.027393 | [6 empty] | PAR | C | OLD |  |  | RHNBHDHC | 2 | 0.33333 | HOUPARRHNBHDHCN03_OLDC_FBHSOLE01 | 1 | HOUPARRHNBHDHCN03_OLDC | HOUPARRHNBHSOLE01_OLDC | BHSOLE01 | BHDHCN03 | PAR_OLDC | BHSOLE01_BHDHCN03 | 6 | 0 | 1 | New
HOUPARRHNBHDHCN03_OLDC_FBHSOLE01_D33 | Residential heating technology - Direct district heating substation - plus connection pipe - single-family house - existing building - distributed level 0.33 | HOUDHC | HOUPARRHN_OLDC_DMD | MKr20 | 2040 | 2.6425 | 0.026213 | [6 empty] | PAR | C | OLD |  |  | RHNBHDHC | 2 | 0.33333 | HOUPARRHNBHDHCN03_OLDC_FBHSOLE01 | 1 | HOUPARRHNBHDHCN03_OLDC | HOUPARRHNBHSOLE01_OLDC | BHSOLE01 | BHDHCN03 | PAR_OLDC | BHSOLE01_BHDHCN03 | 6 | 0 | 1 | New
HOUPARRHNBHDHCN03_OLDC_FBHSOLE01_D33 | Residential heating technology - Direct district heating substation - plus connection pipe - single-family house - existing building - distributed level 0.33 | HOUDHC | HOUPARRHN_OLDC_DMD | MKr20 | 2050 | 2.5894 | 0.024497 | [6 empty] | PAR | C | OLD |  |  | RHNBHDHC | 2 | 0.33333 | HOUPARRHNBHDHCN03_OLDC_FBHSOLE01 | 1 | HOUPARRHNBHDHCN03_OLDC | HOUPARRHNBHSOLE01_OLDC | BHSOLE01 | BHDHCN03 | PAR_OLDC | BHSOLE01_BHDHCN03 | 6 | 0 | 1 | New
HOUPARRHNHPELCN07_OLDD_FBHSOLE01_D33 | Residential heating technology - Heat pump, Air-to-water, low-price product - single-family house - existing building - distributed level 0.33 | HOUELC, HOUAMB | HOUPARRHN_OLDD_DMD | MKr20 | 2020 | 9.341 | 0.35537 | 0.32178 | [5 empty] | PAR | D | OLD | 3.1077 |  | RHNHPELC | 2 | 0.33333 | HOUPARRHNHPELCN07_OLDD_FBHSOLE01 | 1 | HOUPARRHNHPELCN07_OLDD | HOUPARRHNBHSOLE01_OLDD | BHSOLE01 | HPELCN07 | PAR_OLDD | BHSOLE01_HPELCN07 | 5 | 0 | 1.1 | Unlikely
HOUPARRHNHPELCN07_OLDD_FBHSOLE01_D33 | Residential heating technology - Heat pump, Air-to-water, low-price product - single-family house - existing building - distributed level 0.33 | HOUELC, HOUAMB | HOUPARRHN_OLDD_DMD | MKr20 | 2025 | 8.5453 | 0.27257 | 0.30646 | [5 empty] | PAR | D | OLD | 3.2631 |  | RHNHPELC | 2 | 0.33333 | HOUPARRHNHPELCN07_OLDD_FBHSOLE01 | 1 | HOUPARRHNHPELCN07_OLDD | HOUPARRHNBHSOLE01_OLDD | BHSOLE01 | HPELCN07 | PAR_OLDD | BHSOLE01_HPELCN07 | 5 | 0 | 1.1 | Unlikely
HOUPARRHNHPELCN07_OLDD_FBHSOLE01_D33 | Residential heating technology - Heat pump, Air-to-water, low-price product - single-family house - existing building - distributed level 0.33 | HOUELC, HOUAMB | HOUPARRHN_OLDD_DMD | MKr20 | 2030 | 7.7496 | 0.26933 | 0.29253 | [5 empty] | PAR | D | OLD | 3.4185 |  | RHNHPELC | 2 | 0.33333 | HOUPARRHNHPELCN07_OLDD_FBHSOLE01 | 1 | HOUPARRHNHPELCN07_OLDD | HOUPARRHNBHSOLE01_OLDD | BHSOLE01 | HPELCN07 | PAR_OLDD | BHSOLE01_HPELCN07 | 5 | 0 | 1.1 | Unlikely
HOUPARRHNHPELCN07_OLDD_FBHSOLE01_D33 | Residential heating technology - Heat pump, Air-to-water, low-price product - single-family house - existing building - distributed level 0.33 | HOUELC, HOUAMB | HOUPARRHN_OLDD_DMD | MKr20 | 2040 | 7.1157 | 0.26331 | 0.27981 | [5 empty] | PAR | D | OLD | 3.5738 |  | RHNHPELC | 2 | 0.33333 | HOUPARRHNHPELCN07_OLDD_FBHSOLE01 | 1 | HOUPARRHNHPELCN07_OLDD | HOUPARRHNBHSOLE01_OLDD | BHSOLE01 | HPELCN07 | PAR_OLDD | BHSOLE01_HPELCN07 | 5 | 0 | 1.1 | Unlikely
HOUPARRHNHPELCN07_OLDD_FBHSOLE01_D33 | Residential heating technology - Heat pump, Air-to-water, low-price product - single-family house - existing building - distributed level 0.33 | HOUELC, HOUAMB | HOUPARRHN_OLDD_DMD | MKr20 | 2050 | 6.4817 | 0.2573 | 0.27193 | [5 empty] | PAR | D | OLD | 3.6774 |  | RHNHPELC | 2 | 0.33333 | HOUPARRHNHPELCN07_OLDD_FBHSOLE01 | 1 | HOUPARRHNHPELCN07_OLDD | HOUPARRHNBHSOLE01_OLDD | BHSOLE01 | HPELCN07 | PAR_OLDD | BHSOLE01_HPELCN07 | 5 | 0 | 1.1 | Unlikely
HOUPARRHNHPELCN05_OLDD_FBHSOLE01_D33 | Residential heating technology - Heat pump, Air-to-water - leasing - single-family house - existing building - distributed level 0.33 | HOUELC, HOUAMB | HOUPARRHN_OLDD_DMD | MKr20 | 2020 | 5.9512 | 0.9839 | 0.30646 | [5 empty] | PAR | D | OLD | 3.2631 |  | RHNHPELC | 2 | 0.33333 | HOUPARRHNHPELCN05_OLDD_FBHSOLE01 | 1 | HOUPARRHNHPELCN05_OLDD | HOUPARRHNBHSOLE01_OLDD | BHSOLE01 | HPELCN05 | PAR_OLDD | BHSOLE01_HPELCN05 | 5 | 0 | 1.1 | Unlikely
HOUPARRHNHPELCN05_OLDD_FBHSOLE01_D33 | Residential heating technology - Heat pump, Air-to-water - leasing - single-family house - existing building - distributed level 0.33 | HOUELC, HOUAMB | HOUPARRHN_OLDD_DMD | MKr20 | 2025 | 5.4893 | 0.84862 | 0.29253 | [5 empty] | PAR | D | OLD | 3.4185 |  | RHNHPELC | 2 | 0.33333 | HOUPARRHNHPELCN05_OLDD_FBHSOLE01 | 1 | HOUPARRHNHPELCN05_OLDD | HOUPARRHNBHSOLE01_OLDD | BHSOLE01 | HPELCN05 | PAR_OLDD | BHSOLE01_HPELCN05 | 5 | 0 | 1.1 | Unlikely
HOUPARRHNHPELCN05_OLDD_FBHSOLE01_D33 | Residential heating technology - Heat pump, Air-to-water - leasing - single-family house - existing building - distributed level 0.33 | HOUELC, HOUAMB | HOUPARRHN_OLDD_DMD | MKr20 | 2030 | 5.0274 | 0.79289 | 0.27981 | [5 empty] | PAR | D | OLD | 3.5738 |  | RHNHPELC | 2 | 0.33333 | HOUPARRHNHPELCN05_OLDD_FBHSOLE01 | 1 | HOUPARRHNHPELCN05_OLDD | HOUPARRHNBHSOLE01_OLDD | BHSOLE01 | HPELCN05 | PAR_OLDD | BHSOLE01_HPELCN05 | 5 | 0 | 1.1 | Unlikely
HOUPARRHNHPELCN05_OLDD_FBHSOLE01_D33 | Residential heating technology - Heat pump, Air-to-water - leasing - single-family house - existing building - distributed level 0.33 | HOUELC, HOUAMB | HOUPARRHN_OLDD_DMD | MKr20 | 2040 | 4.6528 | 0.74431 | 0.26815 | [5 empty] | PAR | D | OLD | 3.7292 |  | RHNHPELC | 2 | 0.33333 | HOUPARRHNHPELCN05_OLDD_FBHSOLE01 | 1 | HOUPARRHNHPELCN05_OLDD | HOUPARRHNBHSOLE01_OLDD | BHSOLE01 | HPELCN05 | PAR_OLDD | BHSOLE01_HPELCN05 | 5 | 0 | 1.1 | Unlikely
HOUPARRHNHPELCN05_OLDD_FBHSOLE01_D33 | Residential heating technology - Heat pump, Air-to-water - leasing - single-family house - existing building - distributed level 0.33 | HOUELC, HOUAMB | HOUPARRHN_OLDD_DMD | MKr20 | 2050 | 4.2782 | 0.69572 | 0.26091 | [5 empty] | PAR | D | OLD | 3.8328 |  | RHNHPELC | 2 | 0.33333 | HOUPARRHNHPELCN05_OLDD_FBHSOLE01 | 1 | HOUPARRHNHPELCN05_OLDD | HOUPARRHNBHSOLE01_OLDD | BHSOLE01 | HPELCN05 | PAR_OLDD | BHSOLE01_HPELCN05 | 5 | 0 | 1.1 | Unlikely
HOUPARRHNHPELCN04_OLDD_FBHSOLE01_D33 | Residential heating technology - Heat pump, Ground source - single-family house - existing building - distributed level 0.33 | HOUELC, HOUAMB | HOUPARRHN_OLDD_DMD | MKr20 | 2020 | 14.3298 | 0.28377 | 0.27981 | [5 empty] | PAR | D | OLD | 3.5738 |  | RHNHPELC | 2 | 0.33333 | HOUPARRHNHPELCN04_OLDD_FBHSOLE01 | 1 | HOUPARRHNHPELCN04_OLDD | HOUPARRHNBHSOLE01_OLDD | BHSOLE01 | HPELCN04 | PAR_OLDD | BHSOLE01_HPELCN04 | 6 | 0 | 1 | New
HOUPARRHNHPELCN04_OLDD_FBHSOLE01_D33 | Residential heating technology - Heat pump, Ground source - single-family house - existing building - distributed level 0.33 | HOUELC, HOUAMB | HOUPARRHN_OLDD_DMD | MKr20 | 2025 | 13.6133 | 0.20097 | 0.27193 | [5 empty] | PAR | D | OLD | 3.6774 |  | RHNHPELC | 2 | 0.33333 | HOUPARRHNHPELCN04_OLDD_FBHSOLE01 | 1 | HOUPARRHNHPELCN04_OLDD | HOUPARRHNBHSOLE01_OLDD | BHSOLE01 | HPELCN04 | PAR_OLDD | BHSOLE01_HPELCN04 | 6 | 0 | 1 | New
HOUPARRHNHPELCN04_OLDD_FBHSOLE01_D33 | Residential heating technology - Heat pump, Ground source - single-family house - existing building - distributed level 0.33 | HOUELC, HOUAMB | HOUPARRHN_OLDD_DMD | MKr20 | 2030 | 12.8968 | 0.19772 | 0.26448 | [5 empty] | PAR | D | OLD | 3.781 |  | RHNHPELC | 2 | 0.33333 | HOUPARRHNHPELCN04_OLDD_FBHSOLE01 | 1 | HOUPARRHNHPELCN04_OLDD | HOUPARRHNBHSOLE01_OLDD | BHSOLE01 | HPELCN04 | PAR_OLDD | BHSOLE01_HPELCN04 | 6 | 0 | 1 | New
HOUPARRHNHPELCN04_OLDD_FBHSOLE01_D33 | Residential heating technology - Heat pump, Ground source - single-family house - existing building - distributed level 0.33 | HOUELC, HOUAMB | HOUPARRHN_OLDD_DMD | MKr20 | 2040 | 12.252 | 0.19171 | 0.25404 | [5 empty] | PAR | D | OLD | 3.9364 |  | RHNHPELC | 2 | 0.33333 | HOUPARRHNHPELCN04_OLDD_FBHSOLE01 | 1 | HOUPARRHNHPELCN04_OLDD | HOUPARRHNBHSOLE01_OLDD | BHSOLE01 | HPELCN04 | PAR_OLDD | BHSOLE01_HPELCN04 | 6 | 0 | 1 | New
HOUPARRHNHPELCN04_OLDD_FBHSOLE01_D33 | Residential heating technology - Heat pump, Ground source - single-family house - existing building - distributed level 0.33 | HOUELC, HOUAMB | HOUPARRHN_OLDD_DMD | MKr20 | 2050 | 11.6072 | 0.18569 | 0.25074 | [5 empty] | PAR | D | OLD | 3.9882 |  | RHNHPELC | 2 | 0.33333 | HOUPARRHNHPELCN04_OLDD_FBHSOLE01 | 1 | HOUPARRHNHPELCN04_OLDD | HOUPARRHNBHSOLE01_OLDD | BHSOLE01 | HPELCN04 | PAR_OLDD | BHSOLE01_HPELCN04 | 6 | 0 | 1 | New
HOUPARRHNHPELCN03_OLDD_FBHSOLE01_D33 | Residential heating technology - Heat pump, Air-to-water - single-family house - existing building - distributed level 0.33 | HOUELC, HOUAMB | HOUPARRHN_OLDD_DMD | MKr20 | 2020 | 10.8203 | 0.30764 | 0.30646 | [5 empty] | PAR | D | OLD | 3.2631 |  | RHNHPELC | 2 | 0.33333 | HOUPARRHNHPELCN03_OLDD_FBHSOLE01 | 1 | HOUPARRHNHPELCN03_OLDD | HOUPARRHNBHSOLE01_OLDD | BHSOLE01 | HPELCN03 | PAR_OLDD | BHSOLE01_HPELCN03 | 6 | 0 | 1 | New
HOUPARRHNHPELCN03_OLDD_FBHSOLE01_D33 | Residential heating technology - Heat pump, Air-to-water - single-family house - existing building - distributed level 0.33 | HOUELC, HOUAMB | HOUPARRHN_OLDD_DMD | MKr20 | 2025 | 9.9805 | 0.22483 | 0.29253 | [5 empty] | PAR | D | OLD | 3.4185 |  | RHNHPELC | 2 | 0.33333 | HOUPARRHNHPELCN03_OLDD_FBHSOLE01 | 1 | HOUPARRHNHPELCN03_OLDD | HOUPARRHNBHSOLE01_OLDD | BHSOLE01 | HPELCN03 | PAR_OLDD | BHSOLE01_HPELCN03 | 6 | 0 | 1 | New
HOUPARRHNHPELCN03_OLDD_FBHSOLE01_D33 | Residential heating technology - Heat pump, Air-to-water - single-family house - existing building - distributed level 0.33 | HOUELC, HOUAMB | HOUPARRHN_OLDD_DMD | MKr20 | 2030 | 9.1408 | 0.22159 | 0.27981 | [5 empty] | PAR | D | OLD | 3.5738 |  | RHNHPELC | 2 | 0.33333 | HOUPARRHNHPELCN03_OLDD_FBHSOLE01 | 1 | HOUPARRHNHPELCN03_OLDD | HOUPARRHNBHSOLE01_OLDD | BHSOLE01 | HPELCN03 | PAR_OLDD | BHSOLE01_HPELCN03 | 6 | 0 | 1 | New
HOUPARRHNHPELCN03_OLDD_FBHSOLE01_D33 | Residential heating technology - Heat pump, Air-to-water - single-family house - existing building - distributed level 0.33 | HOUELC, HOUAMB | HOUPARRHN_OLDD_DMD | MKr20 | 2040 | 8.4597 | 0.21558 | 0.26815 | [5 empty] | PAR | D | OLD | 3.7292 |  | RHNHPELC | 2 | 0.33333 | HOUPARRHNHPELCN03_OLDD_FBHSOLE01 | 1 | HOUPARRHNHPELCN03_OLDD | HOUPARRHNBHSOLE01_OLDD | BHSOLE01 | HPELCN03 | PAR_OLDD | BHSOLE01_HPELCN03 | 6 | 0 | 1 | New
HOUPARRHNHPELCN03_OLDD_FBHSOLE01_D33 | Residential heating technology - Heat pump, Air-to-water - single-family house - existing building - distributed level 0.33 | HOUELC, HOUAMB | HOUPARRHN_OLDD_DMD | MKr20 | 2050 | 7.7786 | 0.20956 | 0.26091 | [5 empty] | PAR | D | OLD | 3.8328 |  | RHNHPELC | 2 | 0.33333 | HOUPARRHNHPELCN03_OLDD_FBHSOLE01 | 1 | HOUPARRHNHPELCN03_OLDD | HOUPARRHNBHSOLE01_OLDD | BHSOLE01 | HPELCN03 | PAR_OLDD | BHSOLE01_HPELCN03 | 6 | 0 | 1 | New
HOUPARRHNHPELCN02_OLDD_FBHSOLE01_D33 | Residential heating technology - Heat pump, Air-to-air - single-family house - existing building - distributed level 0.33 | HOUELC, HOUAMB | HOUPARRHN_OLDD_DMD | MKr20 | 2020 | 1.9871 | 0.15994 | 0.19904 | [5 empty] | PAR | D | OLD | 5.0241 |  | RHNHPELC | 2 | 0.33333 | HOUPARRHNHPELCN02_OLDD_FBHSOLE01 | 1 | HOUPARRHNHPELCN02_OLDD | HOUPARRHNBHSOLE01_OLDD | BHSOLE01 | HPELCN02 | PAR_OLDD | BHSOLE01_HPELCN02 | 5 | 0 | 1.1 | Unlikely
HOUPARRHNHPELCN02_OLDD_FBHSOLE01_D33 | Residential heating technology - Heat pump, Air-to-air - single-family house - existing building - distributed level 0.33 | HOUELC, HOUAMB | HOUPARRHN_OLDD_DMD | MKr20 | 2025 | 1.9385 | 0.10866 | 0.18928 | [5 empty] | PAR | D | OLD | 5.2831 |  | RHNHPELC | 2 | 0.33333 | HOUPARRHNHPELCN02_OLDD_FBHSOLE01 | 1 | HOUPARRHNHPELCN02_OLDD | HOUPARRHNBHSOLE01_OLDD | BHSOLE01 | HPELCN02 | PAR_OLDD | BHSOLE01_HPELCN02 | 5 | 0 | 1.1 | Unlikely
HOUPARRHNHPELCN02_OLDD_FBHSOLE01_D33 | Residential heating technology - Heat pump, Air-to-air - single-family house - existing building - distributed level 0.33 | HOUELC, HOUAMB | HOUPARRHN_OLDD_DMD | MKr20 | 2030 | 1.8899 | 0.10666 | 0.18214 | [5 empty] | PAR | D | OLD | 5.4902 |  | RHNHPELC | 2 | 0.33333 | HOUPARRHNHPELCN02_OLDD_FBHSOLE01 | 1 | HOUPARRHNHPELCN02_OLDD | HOUPARRHNBHSOLE01_OLDD | BHSOLE01 | HPELCN02 | PAR_OLDD | BHSOLE01_HPELCN02 | 5 | 0 | 1.1 | Unlikely
HOUPARRHNHPELCN02_OLDD_FBHSOLE01_D33 | Residential heating technology - Heat pump, Air-to-air - single-family house - existing building - distributed level 0.33 | HOUELC, HOUAMB | HOUPARRHN_OLDD_DMD | MKr20 | 2040 | 1.7998 | 0.10293 | 0.17552 | [5 empty] | PAR | D | OLD | 5.6974 |  | RHNHPELC | 2 | 0.33333 | HOUPARRHNHPELCN02_OLDD_FBHSOLE01 | 1 | HOUPARRHNHPELCN02_OLDD | HOUPARRHNBHSOLE01_OLDD | BHSOLE01 | HPELCN02 | PAR_OLDD | BHSOLE01_HPELCN02 | 5 | 0 | 1.1 | Unlikely
HOUPARRHNHPELCN02_OLDD_FBHSOLE01_D33 | Residential heating technology - Heat pump, Air-to-air - single-family house - existing building - distributed level 0.33 | HOUELC, HOUAMB | HOUPARRHN_OLDD_DMD | MKr20 | 2050 | 1.7097 | 0.099207 | 0.17238 | [5 empty] | PAR | D | OLD | 5.801 |  | RHNHPELC | 2 | 0.33333 | HOUPARRHNHPELCN02_OLDD_FBHSOLE01 | 1 | HOUPARRHNHPELCN02_OLDD | HOUPARRHNBHSOLE01_OLDD | BHSOLE01 | HPELCN02 | PAR_OLDD | BHSOLE01_HPELCN02 | 5 | 0 | 1.1 | Unlikely
HOUPARRHNDIELCN06_OLDD_FBHSOLE01_D33 | Residential heating technology - Electric heating - electric panel from Bauhaus - single-family house - new building - distributed level 0.33 | HOUELC | HOUPARRHN_OLDD_DMD | MKr20 | 2020 | 0.56157 | 0 | [6 empty] | PAR | D | OLD |  |  | RHNDIELC | 2 | 0.33333 | HOUPARRHNDIELCN06_OLDD_FBHSOLE01 | 1 | HOUPARRHNDIELCN06_OLDD | HOUPARRHNBHSOLE01_OLDD | BHSOLE01 | DIELCN06 | PAR_OLDD | BHSOLE01_DIELCN06 | 5 | 0 | 1.1 | Unlikely
HOUPARRHNDIELCN06_OLDD_FBHSOLE01_D33 | Residential heating technology - Electric heating - electric panel from Bauhaus - single-family house - new building - distributed level 0.33 | HOUELC | HOUPARRHN_OLDD_DMD | MKr20 | 2025 | 0.56157 | 0 | [6 empty] | PAR | D | OLD |  |  | RHNDIELC | 2 | 0.33333 | HOUPARRHNDIELCN06_OLDD_FBHSOLE01 | 1 | HOUPARRHNDIELCN06_OLDD | HOUPARRHNBHSOLE01_OLDD | BHSOLE01 | DIELCN06 | PAR_OLDD | BHSOLE01_DIELCN06 | 5 | 0 | 1.1 | Unlikely
HOUPARRHNDIELCN06_OLDD_FBHSOLE01_D33 | Residential heating technology - Electric heating - electric panel from Bauhaus - single-family house - new building - distributed level 0.33 | HOUELC | HOUPARRHN_OLDD_DMD | MKr20 | 2030 | 0.56157 | 0 | [6 empty] | PAR | D | OLD |  |  | RHNDIELC | 2 | 0.33333 | HOUPARRHNDIELCN06_OLDD_FBHSOLE01 | 1 | HOUPARRHNDIELCN06_OLDD | HOUPARRHNBHSOLE01_OLDD | BHSOLE01 | DIELCN06 | PAR_OLDD | BHSOLE01_DIELCN06 | 5 | 0 | 1.1 | Unlikely
HOUPARRHNDIELCN06_OLDD_FBHSOLE01_D33 | Residential heating technology - Electric heating - electric panel from Bauhaus - single-family house - new building - distributed level 0.33 | HOUELC | HOUPARRHN_OLDD_DMD | MKr20 | 2040 | 0.56157 | 0 | [6 empty] | PAR | D | OLD |  |  | RHNDIELC | 2 | 0.33333 | HOUPARRHNDIELCN06_OLDD_FBHSOLE01 | 1 | HOUPARRHNDIELCN06_OLDD | HOUPARRHNBHSOLE01_OLDD | BHSOLE01 | DIELCN06 | PAR_OLDD | BHSOLE01_DIELCN06 | 5 | 0 | 1.1 | Unlikely
HOUPARRHNDIELCN06_OLDD_FBHSOLE01_D33 | Residential heating technology - Electric heating - electric panel from Bauhaus - single-family house - new building - distributed level 0.33 | HOUELC | HOUPARRHN_OLDD_DMD | MKr20 | 2050 | 0.56157 | 0 | [6 empty] | PAR | D | OLD |  |  | RHNDIELC | 2 | 0.33333 | HOUPARRHNDIELCN06_OLDD_FBHSOLE01 | 1 | HOUPARRHNDIELCN06_OLDD | HOUPARRHNBHSOLE01_OLDD | BHSOLE01 | DIELCN06 | PAR_OLDD | BHSOLE01_DIELCN06 | 5 | 0 | 1.1 | Unlikely
HOUPARRHNDIELCN01_OLDD_FBHSOLE01_D33 | Residential heating technology - Electric heating - single-family house - new building - distributed level 0.33 | HOUELC | HOUPARRHN_OLDD_DMD | MKr20 | 2020 | 6.8232 | 0.055321 | [6 empty] | PAR | D | OLD |  |  | RHNDIELC | 2 | 0.33333 | HOUPARRHNDIELCN01_OLDD_FBHSOLE01 | 1 | HOUPARRHNDIELCN01_OLDD | HOUPARRHNBHSOLE01_OLDD | BHSOLE01 | DIELCN01 | PAR_OLDD | BHSOLE01_DIELCN01 | 5 | 0 | 1.1 | Unlikely
HOUPARRHNDIELCN01_OLDD_FBHSOLE01_D33 | Residential heating technology - Electric heating - single-family house - new building - distributed level 0.33 | HOUELC | HOUPARRHN_OLDD_DMD | MKr20 | 2025 | 6.6543 | 0.055321 | [6 empty] | PAR | D | OLD |  |  | RHNDIELC | 2 | 0.33333 | HOUPARRHNDIELCN01_OLDD_FBHSOLE01 | 1 | HOUPARRHNDIELCN01_OLDD | HOUPARRHNBHSOLE01_OLDD | BHSOLE01 | DIELCN01 | PAR_OLDD | BHSOLE01_DIELCN01 | 5 | 0 | 1.1 | Unlikely
HOUPARRHNDIELCN01_OLDD_FBHSOLE01_D33 | Residential heating technology - Electric heating - single-family house - new building - distributed level 0.33 | HOUELC | HOUPARRHN_OLDD_DMD | MKr20 | 2030 | 6.4896 | 0.053016 | [6 empty] | PAR | D | OLD |  |  | RHNDIELC | 2 | 0.33333 | HOUPARRHNDIELCN01_OLDD_FBHSOLE01 | 1 | HOUPARRHNDIELCN01_OLDD | HOUPARRHNBHSOLE01_OLDD | BHSOLE01 | DIELCN01 | PAR_OLDD | BHSOLE01_DIELCN01 | 5 | 0 | 1.1 | Unlikely
HOUPARRHNDIELCN01_OLDD_FBHSOLE01_D33 | Residential heating technology - Electric heating - single-family house - new building - distributed level 0.33 | HOUELC | HOUPARRHN_OLDD_DMD | MKr20 | 2040 | 6.1723 | 0.050711 | [6 empty] | PAR | D | OLD |  |  | RHNDIELC | 2 | 0.33333 | HOUPARRHNDIELCN01_OLDD_FBHSOLE01 | 1 | HOUPARRHNDIELCN01_OLDD | HOUPARRHNBHSOLE01_OLDD | BHSOLE01 | DIELCN01 | PAR_OLDD | BHSOLE01_DIELCN01 | 5 | 0 | 1.1 | Unlikely
HOUPARRHNDIELCN01_OLDD_FBHSOLE01_D33 | Residential heating technology - Electric heating - single-family house - new building - distributed level 0.33 | HOUELC | HOUPARRHN_OLDD_DMD | MKr20 | 2050 | 5.8706 | 0.048406 | [6 empty] | PAR | D | OLD |  |  | RHNDIELC | 2 | 0.33333 | HOUPARRHNDIELCN01_OLDD_FBHSOLE01 | 1 | HOUPARRHNDIELCN01_OLDD | HOUPARRHNBHSOLE01_OLDD | BHSOLE01 | DIELCN01 | PAR_OLDD | BHSOLE01_DIELCN01 | 5 | 0 | 1.1 | Unlikely
HOUPARRHNBHWPEN01_OLDD_FBHSOLE01_D33 | Residential heating technology - Biomass boiler, automatic stoking , wood pellets or wood chips - single-family house - existing building - distributed level 0.33 | HOUWPE | HOUPARRHN_OLDD_DMD | MKr20 | 2020 | 4.8104 | 0.38809 |  | 25 | 14 | 70 | 2 | 4 | PAR | D | OLD |  |  | RHNBHWPE | 2 | 0.33333 | HOUPARRHNBHWPEN01_OLDD_FBHSOLE01 | 1 | HOUPARRHNBHWPEN01_OLDD | HOUPARRHNBHSOLE01_OLDD | BHSOLE01 | BHWPEN01 | PAR_OLDD | BHSOLE01_BHWPEN01 | 5 | 0 | 1.1 | Unlikely
HOUPARRHNBHWPEN01_OLDD_FBHSOLE01_D33 | Residential heating technology - Biomass boiler, automatic stoking , wood pellets or wood chips - single-family house - existing building - distributed level 0.33 | HOUWPE | HOUPARRHN_OLDD_DMD | MKr20 | 2025 | 4.6913 | 0.38137 |  | 25 | 14 | 60 | 2 | 4 | PAR | D | OLD |  |  | RHNBHWPE | 2 | 0.33333 | HOUPARRHNBHWPEN01_OLDD_FBHSOLE01 | 1 | HOUPARRHNBHWPEN01_OLDD | HOUPARRHNBHSOLE01_OLDD | BHSOLE01 | BHWPEN01 | PAR_OLDD | BHSOLE01_BHWPEN01 | 5 | 0 | 1.1 | Unlikely
HOUPARRHNBHWPEN01_OLDD_FBHSOLE01_D33 | Residential heating technology - Biomass boiler, automatic stoking , wood pellets or wood chips - single-family house - existing building - distributed level 0.33 | HOUWPE | HOUPARRHN_OLDD_DMD | MKr20 | 2030 | 4.5752 | 0.37629 |  | 25 | 11 | 50 | 1 | 4 | PAR | D | OLD |  |  | RHNBHWPE | 2 | 0.33333 | HOUPARRHNBHWPEN01_OLDD_FBHSOLE01 | 1 | HOUPARRHNBHWPEN01_OLDD | HOUPARRHNBHSOLE01_OLDD | BHSOLE01 | BHWPEN01 | PAR_OLDD | BHSOLE01_BHWPEN01 | 5 | 0 | 1.1 | Unlikely
HOUPARRHNBHWPEN01_OLDD_FBHSOLE01_D33 | Residential heating technology - Biomass boiler, automatic stoking , wood pellets or wood chips - single-family house - existing building - distributed level 0.33 | HOUWPE | HOUPARRHN_OLDD_DMD | MKr20 | 2040 | 4.3515 | 0.35964 |  | 25 | 9 | 45 | 1 | 4 | PAR | D | OLD |  |  | RHNBHWPE | 2 | 0.33333 | HOUPARRHNBHWPEN01_OLDD_FBHSOLE01 | 1 | HOUPARRHNBHWPEN01_OLDD | HOUPARRHNBHSOLE01_OLDD | BHSOLE01 | BHWPEN01 | PAR_OLDD | BHSOLE01_BHWPEN01 | 5 | 0 | 1.1 | Unlikely
HOUPARRHNBHWPEN01_OLDD_FBHSOLE01_D33 | Residential heating technology - Biomass boiler, automatic stoking , wood pellets or wood chips - single-family house - existing building - distributed level 0.33 | HOUWPE | HOUPARRHN_OLDD_DMD | MKr20 | 2050 | 5.1734 | 0.42965 |  | 25 | 9 | 40 | 0 | 4 | PAR | D | OLD |  |  | RHNBHWPE | 2 | 0.33333 | HOUPARRHNBHWPEN01_OLDD_FBHSOLE01 | 1 | HOUPARRHNBHWPEN01_OLDD | HOUPARRHNBHSOLE01_OLDD | BHSOLE01 | BHWPEN01 | PAR_OLDD | BHSOLE01_BHWPEN01 | 5 | 0 | 1.1 | Unlikely
HOUPARRHNBHSOLN01_OLDD_FBHSOLE01_D33 | Residential heating technology - Solar heating system - single-family house - existing building - distributed level 0.33 | HOUSOL | HOUPARRHN_OLDD_DMD | MKr20 | 2020 | 6.1348 | 0.086357 | [6 empty] | PAR | D | OLD |  |  | RHNBHSOL | 2 | 0.33333 | HOUPARRHNBHSOLN01_OLDD_FBHSOLE01 | 1 | HOUPARRHNBHSOLN01_OLDD | HOUPARRHNBHSOLE01_OLDD | BHSOLE01 | BHSOLN01 | PAR_OLDD | BHSOLE01_BHSOLN01 | 2 | 0 | 0.9 | Same
HOUPARRHNBHSOLN01_OLDD_FBHSOLE01_D33 | Residential heating technology - Solar heating system - single-family house - existing building - distributed level 0.33 | HOUSOL | HOUPARRHN_OLDD_DMD | MKr20 | 2025 | 5.9829 | 0.081089 | [6 empty] | PAR | D | OLD |  |  | RHNBHSOL | 2 | 0.33333 | HOUPARRHNBHSOLN01_OLDD_FBHSOLE01 | 1 | HOUPARRHNBHSOLN01_OLDD | HOUPARRHNBHSOLE01_OLDD | BHSOLE01 | BHSOLN01 | PAR_OLDD | BHSOLE01_BHSOLN01 | 2 | 0 | 0.9 | Same
HOUPARRHNBHSOLN01_OLDD_FBHSOLE01_D33 | Residential heating technology - Solar heating system - single-family house - existing building - distributed level 0.33 | HOUSOL | HOUPARRHN_OLDD_DMD | MKr20 | 2030 | 5.8348 | 0.079113 | [6 empty] | PAR | D | OLD |  |  | RHNBHSOL | 2 | 0.33333 | HOUPARRHNBHSOLN01_OLDD_FBHSOLE01 | 1 | HOUPARRHNBHSOLN01_OLDD | HOUPARRHNBHSOLE01_OLDD | BHSOLE01 | BHSOLN01 | PAR_OLDD | BHSOLE01_BHSOLN01 | 2 | 0 | 0.9 | Same
HOUPARRHNBHSOLN01_OLDD_FBHSOLE01_D33 | Residential heating technology - Solar heating system - single-family house - existing building - distributed level 0.33 | HOUSOL | HOUPARRHN_OLDD_DMD | MKr20 | 2040 | 5.5496 | 0.074832 | [6 empty] | PAR | D | OLD |  |  | RHNBHSOL | 2 | 0.33333 | HOUPARRHNBHSOLN01_OLDD_FBHSOLE01 | 1 | HOUPARRHNBHSOLN01_OLDD | HOUPARRHNBHSOLE01_OLDD | BHSOLE01 | BHSOLN01 | PAR_OLDD | BHSOLE01_BHSOLN01 | 2 | 0 | 0.9 | Same
HOUPARRHNBHSOLN01_OLDD_FBHSOLE01_D33 | Residential heating technology - Solar heating system - single-family house - existing building - distributed level 0.33 | HOUSOL | HOUPARRHN_OLDD_DMD | MKr20 | 2050 | 5.2782 | 0.070551 | [6 empty] | PAR | D | OLD |  |  | RHNBHSOL | 2 | 0.33333 | HOUPARRHNBHSOLN01_OLDD_FBHSOLE01 | 1 | HOUPARRHNBHSOLN01_OLDD | HOUPARRHNBHSOLE01_OLDD | BHSOLE01 | BHSOLN01 | PAR_OLDD | BHSOLE01_BHSOLN01 | 2 | 0 | 0.9 | Same
HOUPARRHNBHDHDN03_OLDD_FBHSOLE01_D33 | Residential heating technology - Direct district heating substation - plus connection pipe - single-family house - existing building - distributed level 0.33 | HOUDHD | HOUPARRHN_OLDD_DMD | MKr20 | 2020 | 2.7489 | 0.028099 | [6 empty] | PAR | D | OLD |  |  | RHNBHDHD | 2 | 0.33333 | HOUPARRHNBHDHDN03_OLDD_FBHSOLE01 | 1 | HOUPARRHNBHDHDN03_OLDD | HOUPARRHNBHSOLE01_OLDD | BHSOLE01 | BHDHDN03 | PAR_OLDD | BHSOLE01_BHDHDN03 | 6 | 0 | 1 | New
HOUPARRHNBHDHDN03_OLDD_FBHSOLE01_D33 | Residential heating technology - Direct district heating substation - plus connection pipe - single-family house - existing building - distributed level 0.33 | HOUDHD | HOUPARRHN_OLDD_DMD | MKr20 | 2025 | 2.717 | 0.027891 | [6 empty] | PAR | D | OLD |  |  | RHNBHDHD | 2 | 0.33333 | HOUPARRHNBHDHDN03_OLDD_FBHSOLE01 | 1 | HOUPARRHNBHDHDN03_OLDD | HOUPARRHNBHSOLE01_OLDD | BHSOLE01 | BHDHDN03 | PAR_OLDD | BHSOLE01_BHDHDN03 | 6 | 0 | 1 | New
HOUPARRHNBHDHDN03_OLDD_FBHSOLE01_D33 | Residential heating technology - Direct district heating substation - plus connection pipe - single-family house - existing building - distributed level 0.33 | HOUDHD | HOUPARRHN_OLDD_DMD | MKr20 | 2030 | 2.6904 | 0.027393 | [6 empty] | PAR | D | OLD |  |  | RHNBHDHD | 2 | 0.33333 | HOUPARRHNBHDHDN03_OLDD_FBHSOLE01 | 1 | HOUPARRHNBHDHDN03_OLDD | HOUPARRHNBHSOLE01_OLDD | BHSOLE01 | BHDHDN03 | PAR_OLDD | BHSOLE01_BHDHDN03 | 6 | 0 | 1 | New
HOUPARRHNBHDHDN03_OLDD_FBHSOLE01_D33 | Residential heating technology - Direct district heating substation - plus connection pipe - single-family house - existing building - distributed level 0.33 | HOUDHD | HOUPARRHN_OLDD_DMD | MKr20 | 2040 | 2.6425 | 0.026213 | [6 empty] | PAR | D | OLD |  |  | RHNBHDHD | 2 | 0.33333 | HOUPARRHNBHDHDN03_OLDD_FBHSOLE01 | 1 | HOUPARRHNBHDHDN03_OLDD | HOUPARRHNBHSOLE01_OLDD | BHSOLE01 | BHDHDN03 | PAR_OLDD | BHSOLE01_BHDHDN03 | 6 | 0 | 1 | New
HOUPARRHNBHDHDN03_OLDD_FBHSOLE01_D33 | Residential heating technology - Direct district heating substation - plus connection pipe - single-family house - existing building - distributed level 0.33 | HOUDHD | HOUPARRHN_OLDD_DMD | MKr20 | 2050 | 2.5894 | 0.024497 | [6 empty] | PAR | D | OLD |  |  | RHNBHDHD | 2 | 0.33333 | HOUPARRHNBHDHDN03_OLDD_FBHSOLE01 | 1 | HOUPARRHNBHDHDN03_OLDD | HOUPARRHNBHSOLE01_OLDD | BHSOLE01 | BHDHDN03 | PAR_OLDD | BHSOLE01_BHDHDN03 | 6 | 0 | 1 | New
HOUPARRHNHPELCN07_OLDI_FBHSOLE01_D33 | Residential heating technology - Heat pump, Air-to-water, low-price product - single-family house - existing building - distributed level 0.33 | HOUELC, HOUAMB | HOUPARRHN_OLDI_DMD | MKr20 | 2020 | 9.341 | 0.35537 | 0.32178 | [5 empty] | PAR | I | OLD | 3.1077 |  | RHNHPELC | 2 | 0.33333 | HOUPARRHNHPELCN07_OLDI_FBHSOLE01 | 1 | HOUPARRHNHPELCN07_OLDI | HOUPARRHNBHSOLE01_OLDI | BHSOLE01 | HPELCN07 | PAR_OLDI | BHSOLE01_HPELCN07 | 5 | 0 | 1.1 | Unlikely
HOUPARRHNHPELCN07_OLDI_FBHSOLE01_D33 | Residential heating technology - Heat pump, Air-to-water, low-price product - single-family house - existing building - distributed level 0.33 | HOUELC, HOUAMB | HOUPARRHN_OLDI_DMD | MKr20 | 2025 | 8.5453 | 0.27257 | 0.30646 | [5 empty] | PAR | I | OLD | 3.2631 |  | RHNHPELC | 2 | 0.33333 | HOUPARRHNHPELCN07_OLDI_FBHSOLE01 | 1 | HOUPARRHNHPELCN07_OLDI | HOUPARRHNBHSOLE01_OLDI | BHSOLE01 | HPELCN07 | PAR_OLDI | BHSOLE01_HPELCN07 | 5 | 0 | 1.1 | Unlikely
HOUPARRHNHPELCN07_OLDI_FBHSOLE01_D33 | Residential heating technology - Heat pump, Air-to-water, low-price product - single-family house - existing building - distributed level 0.33 | HOUELC, HOUAMB | HOUPARRHN_OLDI_DMD | MKr20 | 2030 | 7.7496 | 0.26933 | 0.29253 | [5 empty] | PAR | I | OLD | 3.4185 |  | RHNHPELC | 2 | 0.33333 | HOUPARRHNHPELCN07_OLDI_FBHSOLE01 | 1 | HOUPARRHNHPELCN07_OLDI | HOUPARRHNBHSOLE01_OLDI | BHSOLE01 | HPELCN07 | PAR_OLDI | BHSOLE01_HPELCN07 | 5 | 0 | 1.1 | Unlikely
HOUPARRHNHPELCN07_OLDI_FBHSOLE01_D33 | Residential heating technology - Heat pump, Air-to-water, low-price product - single-family house - existing building - distributed level 0.33 | HOUELC, HOUAMB | HOUPARRHN_OLDI_DMD | MKr20 | 2040 | 7.1157 | 0.26331 | 0.27981 | [5 empty] | PAR | I | OLD | 3.5738 |  | RHNHPELC | 2 | 0.33333 | HOUPARRHNHPELCN07_OLDI_FBHSOLE01 | 1 | HOUPARRHNHPELCN07_OLDI | HOUPARRHNBHSOLE01_OLDI | BHSOLE01 | HPELCN07 | PAR_OLDI | BHSOLE01_HPELCN07 | 5 | 0 | 1.1 | Unlikely
HOUPARRHNHPELCN07_OLDI_FBHSOLE01_D33 | Residential heating technology - Heat pump, Air-to-water, low-price product - single-family house - existing building - distributed level 0.33 | HOUELC, HOUAMB | HOUPARRHN_OLDI_DMD | MKr20 | 2050 | 6.4817 | 0.2573 | 0.27193 | [5 empty] | PAR | I | OLD | 3.6774 |  | RHNHPELC | 2 | 0.33333 | HOUPARRHNHPELCN07_OLDI_FBHSOLE01 | 1 | HOUPARRHNHPELCN07_OLDI | HOUPARRHNBHSOLE01_OLDI | BHSOLE01 | HPELCN07 | PAR_OLDI | BHSOLE01_HPELCN07 | 5 | 0 | 1.1 | Unlikely
HOUPARRHNHPELCN05_OLDI_FBHSOLE01_D33 | Residential heating technology - Heat pump, Air-to-water - leasing - single-family house - existing building - distributed level 0.33 | HOUELC, HOUAMB | HOUPARRHN_OLDI_DMD | MKr20 | 2020 | 5.9512 | 0.9839 | 0.30646 | [5 empty] | PAR | I | OLD | 3.2631 |  | RHNHPELC | 2 | 0.33333 | HOUPARRHNHPELCN05_OLDI_FBHSOLE01 | 1 | HOUPARRHNHPELCN05_OLDI | HOUPARRHNBHSOLE01_OLDI | BHSOLE01 | HPELCN05 | PAR_OLDI | BHSOLE01_HPELCN05 | 5 | 0 | 1.1 | Unlikely
HOUPARRHNHPELCN05_OLDI_FBHSOLE01_D33 | Residential heating technology - Heat pump, Air-to-water - leasing - single-family house - existing building - distributed level 0.33 | HOUELC, HOUAMB | HOUPARRHN_OLDI_DMD | MKr20 | 2025 | 5.4893 | 0.84862 | 0.29253 | [5 empty] | PAR | I | OLD | 3.4185 |  | RHNHPELC | 2 | 0.33333 | HOUPARRHNHPELCN05_OLDI_FBHSOLE01 | 1 | HOUPARRHNHPELCN05_OLDI | HOUPARRHNBHSOLE01_OLDI | BHSOLE01 | HPELCN05 | PAR_OLDI | BHSOLE01_HPELCN05 | 5 | 0 | 1.1 | Unlikely
HOUPARRHNHPELCN05_OLDI_FBHSOLE01_D33 | Residential heating technology - Heat pump, Air-to-water - leasing - single-family house - existing building - distributed level 0.33 | HOUELC, HOUAMB | HOUPARRHN_OLDI_DMD | MKr20 | 2030 | 5.0274 | 0.79289 | 0.27981 | [5 empty] | PAR | I | OLD | 3.5738 |  | RHNHPELC | 2 | 0.33333 | HOUPARRHNHPELCN05_OLDI_FBHSOLE01 | 1 | HOUPARRHNHPELCN05_OLDI | HOUPARRHNBHSOLE01_OLDI | BHSOLE01 | HPELCN05 | PAR_OLDI | BHSOLE01_HPELCN05 | 5 | 0 | 1.1 | Unlikely
HOUPARRHNHPELCN05_OLDI_FBHSOLE01_D33 | Residential heating technology - Heat pump, Air-to-water - leasing - single-family house - existing building - distributed level 0.33 | HOUELC, HOUAMB | HOUPARRHN_OLDI_DMD | MKr20 | 2040 | 4.6528 | 0.74431 | 0.26815 | [5 empty] | PAR | I | OLD | 3.7292 |  | RHNHPELC | 2 | 0.33333 | HOUPARRHNHPELCN05_OLDI_FBHSOLE01 | 1 | HOUPARRHNHPELCN05_OLDI | HOUPARRHNBHSOLE01_OLDI | BHSOLE01 | HPELCN05 | PAR_OLDI | BHSOLE01_HPELCN05 | 5 | 0 | 1.1 | Unlikely
HOUPARRHNHPELCN05_OLDI_FBHSOLE01_D33 | Residential heating technology - Heat pump, Air-to-water - leasing - single-family house - existing building - distributed level 0.33 | HOUELC, HOUAMB | HOUPARRHN_OLDI_DMD | MKr20 | 2050 | 4.2782 | 0.69572 | 0.26091 | [5 empty] | PAR | I | OLD | 3.8328 |  | RHNHPELC | 2 | 0.33333 | HOUPARRHNHPELCN05_OLDI_FBHSOLE01 | 1 | HOUPARRHNHPELCN05_OLDI | HOUPARRHNBHSOLE01_OLDI | BHSOLE01 | HPELCN05 | PAR_OLDI | BHSOLE01_HPELCN05 | 5 | 0 | 1.1 | Unlikely
HOUPARRHNHPELCN04_OLDI_FBHSOLE01_D33 | Residential heating technology - Heat pump, Ground source - single-family house - existing building - distributed level 0.33 | HOUELC, HOUAMB | HOUPARRHN_OLDI_DMD | MKr20 | 2020 | 14.3298 | 0.28377 | 0.27981 | [5 empty] | PAR | I | OLD | 3.5738 |  | RHNHPELC | 2 | 0.33333 | HOUPARRHNHPELCN04_OLDI_FBHSOLE01 | 1 | HOUPARRHNHPELCN04_OLDI | HOUPARRHNBHSOLE01_OLDI | BHSOLE01 | HPELCN04 | PAR_OLDI | BHSOLE01_HPELCN04 | 6 | 0 | 1 | New
HOUPARRHNHPELCN04_OLDI_FBHSOLE01_D33 | Residential heating technology - Heat pump, Ground source - single-family house - existing building - distributed level 0.33 | HOUELC, HOUAMB | HOUPARRHN_OLDI_DMD | MKr20 | 2025 | 13.6133 | 0.20097 | 0.27193 | [5 empty] | PAR | I | OLD | 3.6774 |  | RHNHPELC | 2 | 0.33333 | HOUPARRHNHPELCN04_OLDI_FBHSOLE01 | 1 | HOUPARRHNHPELCN04_OLDI | HOUPARRHNBHSOLE01_OLDI | BHSOLE01 | HPELCN04 | PAR_OLDI | BHSOLE01_HPELCN04 | 6 | 0 | 1 | New
HOUPARRHNHPELCN04_OLDI_FBHSOLE01_D33 | Residential heating technology - Heat pump, Ground source - single-family house - existing building - distributed level 0.33 | HOUELC, HOUAMB | HOUPARRHN_OLDI_DMD | MKr20 | 2030 | 12.8968 | 0.19772 | 0.26448 | [5 empty] | PAR | I | OLD | 3.781 |  | RHNHPELC | 2 | 0.33333 | HOUPARRHNHPELCN04_OLDI_FBHSOLE01 | 1 | HOUPARRHNHPELCN04_OLDI | HOUPARRHNBHSOLE01_OLDI | BHSOLE01 | HPELCN04 | PAR_OLDI | BHSOLE01_HPELCN04 | 6 | 0 | 1 | New
HOUPARRHNHPELCN04_OLDI_FBHSOLE01_D33 | Residential heating technology - Heat pump, Ground source - single-family house - existing building - distributed level 0.33 | HOUELC, HOUAMB | HOUPARRHN_OLDI_DMD | MKr20 | 2040 | 12.252 | 0.19171 | 0.25404 | [5 empty] | PAR | I | OLD | 3.9364 |  | RHNHPELC | 2 | 0.33333 | HOUPARRHNHPELCN04_OLDI_FBHSOLE01 | 1 | HOUPARRHNHPELCN04_OLDI | HOUPARRHNBHSOLE01_OLDI | BHSOLE01 | HPELCN04 | PAR_OLDI | BHSOLE01_HPELCN04 | 6 | 0 | 1 | New
HOUPARRHNHPELCN04_OLDI_FBHSOLE01_D33 | Residential heating technology - Heat pump, Ground source - single-family house - existing building - distributed level 0.33 | HOUELC, HOUAMB | HOUPARRHN_OLDI_DMD | MKr20 | 2050 | 11.6072 | 0.18569 | 0.25074 | [5 empty] | PAR | I | OLD | 3.9882 |  | RHNHPELC | 2 | 0.33333 | HOUPARRHNHPELCN04_OLDI_FBHSOLE01 | 1 | HOUPARRHNHPELCN04_OLDI | HOUPARRHNBHSOLE01_OLDI | BHSOLE01 | HPELCN04 | PAR_OLDI | BHSOLE01_HPELCN04 | 6 | 0 | 1 | New
HOUPARRHNHPELCN03_OLDI_FBHSOLE01_D33 | Residential heating technology - Heat pump, Air-to-water - single-family house - existing building - distributed level 0.33 | HOUELC, HOUAMB | HOUPARRHN_OLDI_DMD | MKr20 | 2020 | 10.8203 | 0.30764 | 0.30646 | [5 empty] | PAR | I | OLD | 3.2631 |  | RHNHPELC | 2 | 0.33333 | HOUPARRHNHPELCN03_OLDI_FBHSOLE01 | 1 | HOUPARRHNHPELCN03_OLDI | HOUPARRHNBHSOLE01_OLDI | BHSOLE01 | HPELCN03 | PAR_OLDI | BHSOLE01_HPELCN03 | 6 | 0 | 1 | New
HOUPARRHNHPELCN03_OLDI_FBHSOLE01_D33 | Residential heating technology - Heat pump, Air-to-water - single-family house - existing building - distributed level 0.33 | HOUELC, HOUAMB | HOUPARRHN_OLDI_DMD | MKr20 | 2025 | 9.9805 | 0.22483 | 0.29253 | [5 empty] | PAR | I | OLD | 3.4185 |  | RHNHPELC | 2 | 0.33333 | HOUPARRHNHPELCN03_OLDI_FBHSOLE01 | 1 | HOUPARRHNHPELCN03_OLDI | HOUPARRHNBHSOLE01_OLDI | BHSOLE01 | HPELCN03 | PAR_OLDI | BHSOLE01_HPELCN03 | 6 | 0 | 1 | New
HOUPARRHNHPELCN03_OLDI_FBHSOLE01_D33 | Residential heating technology - Heat pump, Air-to-water - single-family house - existing building - distributed level 0.33 | HOUELC, HOUAMB | HOUPARRHN_OLDI_DMD | MKr20 | 2030 | 9.1408 | 0.22159 | 0.27981 | [5 empty] | PAR | I | OLD | 3.5738 |  | RHNHPELC | 2 | 0.33333 | HOUPARRHNHPELCN03_OLDI_FBHSOLE01 | 1 | HOUPARRHNHPELCN03_OLDI | HOUPARRHNBHSOLE01_OLDI | BHSOLE01 | HPELCN03 | PAR_OLDI | BHSOLE01_HPELCN03 | 6 | 0 | 1 | New
HOUPARRHNHPELCN03_OLDI_FBHSOLE01_D33 | Residential heating technology - Heat pump, Air-to-water - single-family house - existing building - distributed level 0.33 | HOUELC, HOUAMB | HOUPARRHN_OLDI_DMD | MKr20 | 2040 | 8.4597 | 0.21558 | 0.26815 | [5 empty] | PAR | I | OLD | 3.7292 |  | RHNHPELC | 2 | 0.33333 | HOUPARRHNHPELCN03_OLDI_FBHSOLE01 | 1 | HOUPARRHNHPELCN03_OLDI | HOUPARRHNBHSOLE01_OLDI | BHSOLE01 | HPELCN03 | PAR_OLDI | BHSOLE01_HPELCN03 | 6 | 0 | 1 | New
HOUPARRHNHPELCN03_OLDI_FBHSOLE01_D33 | Residential heating technology - Heat pump, Air-to-water - single-family house - existing building - distributed level 0.33 | HOUELC, HOUAMB | HOUPARRHN_OLDI_DMD | MKr20 | 2050 | 7.7786 | 0.20956 | 0.26091 | [5 empty] | PAR | I | OLD | 3.8328 |  | RHNHPELC | 2 | 0.33333 | HOUPARRHNHPELCN03_OLDI_FBHSOLE01 | 1 | HOUPARRHNHPELCN03_OLDI | HOUPARRHNBHSOLE01_OLDI | BHSOLE01 | HPELCN03 | PAR_OLDI | BHSOLE01_HPELCN03 | 6 | 0 | 1 | New
HOUPARRHNHPELCN02_OLDI_FBHSOLE01_D33 | Residential heating technology - Heat pump, Air-to-air - single-family house - existing building - distributed level 0.33 | HOUELC, HOUAMB | HOUPARRHN_OLDI_DMD | MKr20 | 2020 | 1.9871 | 0.15994 | 0.19904 | [5 empty] | PAR | I | OLD | 5.0241 |  | RHNHPELC | 2 | 0.33333 | HOUPARRHNHPELCN02_OLDI_FBHSOLE01 | 1 | HOUPARRHNHPELCN02_OLDI | HOUPARRHNBHSOLE01_OLDI | BHSOLE01 | HPELCN02 | PAR_OLDI | BHSOLE01_HPELCN02 | 5 | 0 | 1.1 | Unlikely
HOUPARRHNHPELCN02_OLDI_FBHSOLE01_D33 | Residential heating technology - Heat pump, Air-to-air - single-family house - existing building - distributed level 0.33 | HOUELC, HOUAMB | HOUPARRHN_OLDI_DMD | MKr20 | 2025 | 1.9385 | 0.10866 | 0.18928 | [5 empty] | PAR | I | OLD | 5.2831 |  | RHNHPELC | 2 | 0.33333 | HOUPARRHNHPELCN02_OLDI_FBHSOLE01 | 1 | HOUPARRHNHPELCN02_OLDI | HOUPARRHNBHSOLE01_OLDI | BHSOLE01 | HPELCN02 | PAR_OLDI | BHSOLE01_HPELCN02 | 5 | 0 | 1.1 | Unlikely
HOUPARRHNHPELCN02_OLDI_FBHSOLE01_D33 | Residential heating technology - Heat pump, Air-to-air - single-family house - existing building - distributed level 0.33 | HOUELC, HOUAMB | HOUPARRHN_OLDI_DMD | MKr20 | 2030 | 1.8899 | 0.10666 | 0.18214 | [5 empty] | PAR | I | OLD | 5.4902 |  | RHNHPELC | 2 | 0.33333 | HOUPARRHNHPELCN02_OLDI_FBHSOLE01 | 1 | HOUPARRHNHPELCN02_OLDI | HOUPARRHNBHSOLE01_OLDI | BHSOLE01 | HPELCN02 | PAR_OLDI | BHSOLE01_HPELCN02 | 5 | 0 | 1.1 | Unlikely
HOUPARRHNHPELCN02_OLDI_FBHSOLE01_D33 | Residential heating technology - Heat pump, Air-to-air - single-family house - existing building - distributed level 0.33 | HOUELC, HOUAMB | HOUPARRHN_OLDI_DMD | MKr20 | 2040 | 1.7998 | 0.10293 | 0.17552 | [5 empty] | PAR | I | OLD | 5.6974 |  | RHNHPELC | 2 | 0.33333 | HOUPARRHNHPELCN02_OLDI_FBHSOLE01 | 1 | HOUPARRHNHPELCN02_OLDI | HOUPARRHNBHSOLE01_OLDI | BHSOLE01 | HPELCN02 | PAR_OLDI | BHSOLE01_HPELCN02 | 5 | 0 | 1.1 | Unlikely
HOUPARRHNHPELCN02_OLDI_FBHSOLE01_D33 | Residential heating technology - Heat pump, Air-to-air - single-family house - existing building - distributed level 0.33 | HOUELC, HOUAMB | HOUPARRHN_OLDI_DMD | MKr20 | 2050 | 1.7097 | 0.099207 | 0.17238 | [5 empty] | PAR | I | OLD | 5.801 |  | RHNHPELC | 2 | 0.33333 | HOUPARRHNHPELCN02_OLDI_FBHSOLE01 | 1 | HOUPARRHNHPELCN02_OLDI | HOUPARRHNBHSOLE01_OLDI | BHSOLE01 | HPELCN02 | PAR_OLDI | BHSOLE01_HPELCN02 | 5 | 0 | 1.1 | Unlikely
HOUPARRHNDIELCN06_OLDI_FBHSOLE01_D33 | Residential heating technology - Electric heating - electric panel from Bauhaus - single-family house - new building - distributed level 0.33 | HOUELC | HOUPARRHN_OLDI_DMD | MKr20 | 2020 | 0.56157 | 0 | [6 empty] | PAR | I | OLD |  |  | RHNDIELC | 2 | 0.33333 | HOUPARRHNDIELCN06_OLDI_FBHSOLE01 | 1 | HOUPARRHNDIELCN06_OLDI | HOUPARRHNBHSOLE01_OLDI | BHSOLE01 | DIELCN06 | PAR_OLDI | BHSOLE01_DIELCN06 | 5 | 0 | 1.1 | Unlikely
HOUPARRHNDIELCN06_OLDI_FBHSOLE01_D33 | Residential heating technology - Electric heating - electric panel from Bauhaus - single-family house - new building - distributed level 0.33 | HOUELC | HOUPARRHN_OLDI_DMD | MKr20 | 2025 | 0.56157 | 0 | [6 empty] | PAR | I | OLD |  |  | RHNDIELC | 2 | 0.33333 | HOUPARRHNDIELCN06_OLDI_FBHSOLE01 | 1 | HOUPARRHNDIELCN06_OLDI | HOUPARRHNBHSOLE01_OLDI | BHSOLE01 | DIELCN06 | PAR_OLDI | BHSOLE01_DIELCN06 | 5 | 0 | 1.1 | Unlikely
HOUPARRHNDIELCN06_OLDI_FBHSOLE01_D33 | Residential heating technology - Electric heating - electric panel from Bauhaus - single-family house - new building - distributed level 0.33 | HOUELC | HOUPARRHN_OLDI_DMD | MKr20 | 2030 | 0.56157 | 0 | [6 empty] | PAR | I | OLD |  |  | RHNDIELC | 2 | 0.33333 | HOUPARRHNDIELCN06_OLDI_FBHSOLE01 | 1 | HOUPARRHNDIELCN06_OLDI | HOUPARRHNBHSOLE01_OLDI | BHSOLE01 | DIELCN06 | PAR_OLDI | BHSOLE01_DIELCN06 | 5 | 0 | 1.1 | Unlikely
HOUPARRHNDIELCN06_OLDI_FBHSOLE01_D33 | Residential heating technology - Electric heating - electric panel from Bauhaus - single-family house - new building - distributed level 0.33 | HOUELC | HOUPARRHN_OLDI_DMD | MKr20 | 2040 | 0.56157 | 0 | [6 empty] | PAR | I | OLD |  |  | RHNDIELC | 2 | 0.33333 | HOUPARRHNDIELCN06_OLDI_FBHSOLE01 | 1 | HOUPARRHNDIELCN06_OLDI | HOUPARRHNBHSOLE01_OLDI | BHSOLE01 | DIELCN06 | PAR_OLDI | BHSOLE01_DIELCN06 | 5 | 0 | 1.1 | Unlikely
HOUPARRHNDIELCN06_OLDI_FBHSOLE01_D33 | Residential heating technology - Electric heating - electric panel from Bauhaus - single-family house - new building - distributed level 0.33 | HOUELC | HOUPARRHN_OLDI_DMD | MKr20 | 2050 | 0.56157 | 0 | [6 empty] | PAR | I | OLD |  |  | RHNDIELC | 2 | 0.33333 | HOUPARRHNDIELCN06_OLDI_FBHSOLE01 | 1 | HOUPARRHNDIELCN06_OLDI | HOUPARRHNBHSOLE01_OLDI | BHSOLE01 | DIELCN06 | PAR_OLDI | BHSOLE01_DIELCN06 | 5 | 0 | 1.1 | Unlikely
HOUPARRHNDIELCN01_OLDI_FBHSOLE01_D33 | Residential heating technology - Electric heating - single-family house - new building - distributed level 0.33 | HOUELC | HOUPARRHN_OLDI_DMD | MKr20 | 2020 | 6.8232 | 0.055321 | [6 empty] | PAR | I | OLD |  |  | RHNDIELC | 2 | 0.33333 | HOUPARRHNDIELCN01_OLDI_FBHSOLE01 | 1 | HOUPARRHNDIELCN01_OLDI | HOUPARRHNBHSOLE01_OLDI | BHSOLE01 | DIELCN01 | PAR_OLDI | BHSOLE01_DIELCN01 | 5 | 0 | 1.1 | Unlikely
HOUPARRHNDIELCN01_OLDI_FBHSOLE01_D33 | Residential heating technology - Electric heating - single-family house - new building - distributed level 0.33 | HOUELC | HOUPARRHN_OLDI_DMD | MKr20 | 2025 | 6.6543 | 0.055321 | [6 empty] | PAR | I | OLD |  |  | RHNDIELC | 2 | 0.33333 | HOUPARRHNDIELCN01_OLDI_FBHSOLE01 | 1 | HOUPARRHNDIELCN01_OLDI | HOUPARRHNBHSOLE01_OLDI | BHSOLE01 | DIELCN01 | PAR_OLDI | BHSOLE01_DIELCN01 | 5 | 0 | 1.1 | Unlikely
HOUPARRHNDIELCN01_OLDI_FBHSOLE01_D33 | Residential heating technology - Electric heating - single-family house - new building - distributed level 0.33 | HOUELC | HOUPARRHN_OLDI_DMD | MKr20 | 2030 | 6.4896 | 0.053016 | [6 empty] | PAR | I | OLD |  |  | RHNDIELC | 2 | 0.33333 | HOUPARRHNDIELCN01_OLDI_FBHSOLE01 | 1 | HOUPARRHNDIELCN01_OLDI | HOUPARRHNBHSOLE01_OLDI | BHSOLE01 | DIELCN01 | PAR_OLDI | BHSOLE01_DIELCN01 | 5 | 0 | 1.1 | Unlikely
HOUPARRHNDIELCN01_OLDI_FBHSOLE01_D33 | Residential heating technology - Electric heating - single-family house - new building - distributed level 0.33 | HOUELC | HOUPARRHN_OLDI_DMD | MKr20 | 2040 | 6.1723 | 0.050711 | [6 empty] | PAR | I | OLD |  |  | RHNDIELC | 2 | 0.33333 | HOUPARRHNDIELCN01_OLDI_FBHSOLE01 | 1 | HOUPARRHNDIELCN01_OLDI | HOUPARRHNBHSOLE01_OLDI | BHSOLE01 | DIELCN01 | PAR_OLDI | BHSOLE01_DIELCN01 | 5 | 0 | 1.1 | Unlikely
HOUPARRHNDIELCN01_OLDI_FBHSOLE01_D33 | Residential heating technology - Electric heating - single-family house - new building - distributed level 0.33 | HOUELC | HOUPARRHN_OLDI_DMD | MKr20 | 2050 | 5.8706 | 0.048406 | [6 empty] | PAR | I | OLD |  |  | RHNDIELC | 2 | 0.33333 | HOUPARRHNDIELCN01_OLDI_FBHSOLE01 | 1 | HOUPARRHNDIELCN01_OLDI | HOUPARRHNBHSOLE01_OLDI | BHSOLE01 | DIELCN01 | PAR_OLDI | BHSOLE01_DIELCN01 | 5 | 0 | 1.1 | Unlikely
HOUPARRHNBHWPEN01_OLDI_FBHSOLE01_D33 | Residential heating technology - Biomass boiler, automatic stoking , wood pellets or wood chips - single-family house - existing building - distributed level 0.33 | HOUWPE | HOUPARRHN_OLDI_DMD | MKr20 | 2020 | 3.7003 | 0.25872 |  | 25 | 14 | 70 | 2 | 4 | PAR | I | OLD |  |  | RHNBHWPE | 2 | 0.33333 | HOUPARRHNBHWPEN01_OLDI_FBHSOLE01 | 1 | HOUPARRHNBHWPEN01_OLDI | HOUPARRHNBHSOLE01_OLDI | BHSOLE01 | BHWPEN01 | PAR_OLDI | BHSOLE01_BHWPEN01 | 5 | 0 | 1.1 | Unlikely
HOUPARRHNBHWPEN01_OLDI_FBHSOLE01_D33 | Residential heating technology - Biomass boiler, automatic stoking , wood pellets or wood chips - single-family house - existing building - distributed level 0.33 | HOUWPE | HOUPARRHN_OLDI_DMD | MKr20 | 2025 | 3.6087 | 0.25425 |  | 25 | 14 | 60 | 2 | 4 | PAR | I | OLD |  |  | RHNBHWPE | 2 | 0.33333 | HOUPARRHNBHWPEN01_OLDI_FBHSOLE01 | 1 | HOUPARRHNBHWPEN01_OLDI | HOUPARRHNBHSOLE01_OLDI | BHSOLE01 | BHWPEN01 | PAR_OLDI | BHSOLE01_BHWPEN01 | 5 | 0 | 1.1 | Unlikely
HOUPARRHNBHWPEN01_OLDI_FBHSOLE01_D33 | Residential heating technology - Biomass boiler, automatic stoking , wood pellets or wood chips - single-family house - existing building - distributed level 0.33 | HOUWPE | HOUPARRHN_OLDI_DMD | MKr20 | 2030 | 3.5194 | 0.25086 |  | 25 | 11 | 50 | 1 | 4 | PAR | I | OLD |  |  | RHNBHWPE | 2 | 0.33333 | HOUPARRHNBHWPEN01_OLDI_FBHSOLE01 | 1 | HOUPARRHNBHWPEN01_OLDI | HOUPARRHNBHSOLE01_OLDI | BHSOLE01 | BHWPEN01 | PAR_OLDI | BHSOLE01_BHWPEN01 | 5 | 0 | 1.1 | Unlikely
HOUPARRHNBHWPEN01_OLDI_FBHSOLE01_D33 | Residential heating technology - Biomass boiler, automatic stoking , wood pellets or wood chips - single-family house - existing building - distributed level 0.33 | HOUWPE | HOUPARRHN_OLDI_DMD | MKr20 | 2040 | 3.3473 | 0.23976 |  | 25 | 9 | 45 | 1 | 4 | PAR | I | OLD |  |  | RHNBHWPE | 2 | 0.33333 | HOUPARRHNBHWPEN01_OLDI_FBHSOLE01 | 1 | HOUPARRHNBHWPEN01_OLDI | HOUPARRHNBHSOLE01_OLDI | BHSOLE01 | BHWPEN01 | PAR_OLDI | BHSOLE01_BHWPEN01 | 5 | 0 | 1.1 | Unlikely
HOUPARRHNBHWPEN01_OLDI_FBHSOLE01_D33 | Residential heating technology - Biomass boiler, automatic stoking , wood pellets or wood chips - single-family house - existing building - distributed level 0.33 | HOUWPE | HOUPARRHN_OLDI_DMD | MKr20 | 2050 | 3.9796 | 0.28643 |  | 25 | 9 | 40 | 0 | 4 | PAR | I | OLD |  |  | RHNBHWPE | 2 | 0.33333 | HOUPARRHNBHWPEN01_OLDI_FBHSOLE01 | 1 | HOUPARRHNBHWPEN01_OLDI | HOUPARRHNBHSOLE01_OLDI | BHSOLE01 | BHWPEN01 | PAR_OLDI | BHSOLE01_BHWPEN01 | 5 | 0 | 1.1 | Unlikely
HOUPARRHNBHSOLN01_OLDI_FBHSOLE01_D33 | Residential heating technology - Solar heating system - single-family house - existing building - distributed level 0.33 | HOUSOL | HOUPARRHN_OLDI_DMD | MKr20 | 2020 | 6.1348 | 0.086357 | [6 empty] | PAR | I | OLD |  |  | RHNBHSOL | 2 | 0.33333 | HOUPARRHNBHSOLN01_OLDI_FBHSOLE01 | 1 | HOUPARRHNBHSOLN01_OLDI | HOUPARRHNBHSOLE01_OLDI | BHSOLE01 | BHSOLN01 | PAR_OLDI | BHSOLE01_BHSOLN01 | 2 | 0 | 0.9 | Same
HOUPARRHNBHSOLN01_OLDI_FBHSOLE01_D33 | Residential heating technology - Solar heating system - single-family house - existing building - distributed level 0.33 | HOUSOL | HOUPARRHN_OLDI_DMD | MKr20 | 2025 | 5.9829 | 0.081089 | [6 empty] | PAR | I | OLD |  |  | RHNBHSOL | 2 | 0.33333 | HOUPARRHNBHSOLN01_OLDI_FBHSOLE01 | 1 | HOUPARRHNBHSOLN01_OLDI | HOUPARRHNBHSOLE01_OLDI | BHSOLE01 | BHSOLN01 | PAR_OLDI | BHSOLE01_BHSOLN01 | 2 | 0 | 0.9 | Same
HOUPARRHNBHSOLN01_OLDI_FBHSOLE01_D33 | Residential heating technology - Solar heating system - single-family house - existing building - distributed level 0.33 | HOUSOL | HOUPARRHN_OLDI_DMD | MKr20 | 2030 | 5.8348 | 0.079113 | [6 empty] | PAR | I | OLD |  |  | RHNBHSOL | 2 | 0.33333 | HOUPARRHNBHSOLN01_OLDI_FBHSOLE01 | 1 | HOUPARRHNBHSOLN01_OLDI | HOUPARRHNBHSOLE01_OLDI | BHSOLE01 | BHSOLN01 | PAR_OLDI | BHSOLE01_BHSOLN01 | 2 | 0 | 0.9 | Same
HOUPARRHNBHSOLN01_OLDI_FBHSOLE01_D33 | Residential heating technology - Solar heating system - single-family house - existing building - distributed level 0.33 | HOUSOL | HOUPARRHN_OLDI_DMD | MKr20 | 2040 | 5.5496 | 0.074832 | [6 empty] | PAR | I | OLD |  |  | RHNBHSOL | 2 | 0.33333 | HOUPARRHNBHSOLN01_OLDI_FBHSOLE01 | 1 | HOUPARRHNBHSOLN01_OLDI | HOUPARRHNBHSOLE01_OLDI | BHSOLE01 | BHSOLN01 | PAR_OLDI | BHSOLE01_BHSOLN01 | 2 | 0 | 0.9 | Same
HOUPARRHNBHSOLN01_OLDI_FBHSOLE01_D33 | Residential heating technology - Solar heating system - single-family house - existing building - distributed level 0.33 | HOUSOL | HOUPARRHN_OLDI_DMD | MKr20 | 2050 | 5.2782 | 0.070551 | [6 empty] | PAR | I | OLD |  |  | RHNBHSOL | 2 | 0.33333 | HOUPARRHNBHSOLN01_OLDI_FBHSOLE01 | 1 | HOUPARRHNBHSOLN01_OLDI | HOUPARRHNBHSOLE01_OLDI | BHSOLE01 | BHSOLN01 | PAR_OLDI | BHSOLE01_BHSOLN01 | 2 | 0 | 0.9 | Same
HOUPARRHNBHDHDN09_OLDI_FBHSOLE01_D33 | Residential heating technology - Direct district heating substation - plus connection pipe - plus distribution (heating density: low ) - single-family house - existing building - distributed level 0.33 | HOUDHD | HOUPARRHN_OLDI_DMD | MKr20 | 2020 | 9.7088 | 0.028099 | [6 empty] | PAR | I | OLD |  |  | RHNBHDHD | 2 | 0.33333 | HOUPARRHNBHDHDN09_OLDI_FBHSOLE01 | 1 | HOUPARRHNBHDHDN09_OLDI | HOUPARRHNBHSOLE01_OLDI | BHSOLE01 | BHDHDN09 | PAR_OLDI | BHSOLE01_BHDHDN09 | 6 | 0 | 1 | New
HOUPARRHNBHDHDN09_OLDI_FBHSOLE01_D33 | Residential heating technology - Direct district heating substation - plus connection pipe - plus distribution (heating density: low ) - single-family house - existing building - distributed level 0.33 | HOUDHD | HOUPARRHN_OLDI_DMD | MKr20 | 2025 | 9.6743 | 0.027891 | [6 empty] | PAR | I | OLD |  |  | RHNBHDHD | 2 | 0.33333 | HOUPARRHNBHDHDN09_OLDI_FBHSOLE01 | 1 | HOUPARRHNBHDHDN09_OLDI | HOUPARRHNBHSOLE01_OLDI | BHSOLE01 | BHDHDN09 | PAR_OLDI | BHSOLE01_BHDHDN09 | 6 | 0 | 1 | New
HOUPARRHNBHDHDN09_OLDI_FBHSOLE01_D33 | Residential heating technology - Direct district heating substation - plus connection pipe - plus distribution (heating density: low ) - single-family house - existing building - distributed level 0.33 | HOUDHD | HOUPARRHN_OLDI_DMD | MKr20 | 2030 | 9.6454 | 0.027393 | [6 empty] | PAR | I | OLD |  |  | RHNBHDHD | 2 | 0.33333 | HOUPARRHNBHDHDN09_OLDI_FBHSOLE01 | 1 | HOUPARRHNBHDHDN09_OLDI | HOUPARRHNBHSOLE01_OLDI | BHSOLE01 | BHDHDN09 | PAR_OLDI | BHSOLE01_BHDHDN09 | 6 | 0 | 1 | New
HOUPARRHNBHDHDN09_OLDI_FBHSOLE01_D33 | Residential heating technology - Direct district heating substation - plus connection pipe - plus distribution (heating density: low ) - single-family house - existing building - distributed level 0.33 | HOUDHD | HOUPARRHN_OLDI_DMD | MKr20 | 2040 | 9.5936 | 0.026213 | [6 empty] | PAR | I | OLD |  |  | RHNBHDHD | 2 | 0.33333 | HOUPARRHNBHDHDN09_OLDI_FBHSOLE01 | 1 | HOUPARRHNBHDHDN09_OLDI | HOUPARRHNBHSOLE01_OLDI | BHSOLE01 | BHDHDN09 | PAR_OLDI | BHSOLE01_BHDHDN09 | 6 | 0 | 1 | New
HOUPARRHNBHDHDN09_OLDI_FBHSOLE01_D33 | Residential heating technology - Direct district heating substation - plus connection pipe - plus distribution (heating density: low ) - single-family house - existing building - distributed level 0.33 | HOUDHD | HOUPARRHN_OLDI_DMD | MKr20 | 2050 | 9.5359 | 0.024497 | [6 empty] | PAR | I | OLD |  |  | RHNBHDHD | 2 | 0.33333 | HOUPARRHNBHDHDN09_OLDI_FBHSOLE01 | 1 | HOUPARRHNBHDHDN09_OLDI | HOUPARRHNBHSOLE01_OLDI | BHSOLE01 | BHDHDN09 | PAR_OLDI | BHSOLE01_BHDHDN09 | 6 | 0 | 1 | New
HOUPARRHNBHDHDN07_OLDI_FBHSOLE01_D33 | Residential heating technology - Direct district heating substation - plus connection pipe - plus distribution (heating density: medium ) - single-family house - existing building - distributed level 0.33 | HOUDHD | HOUPARRHN_OLDI_DMD | MKr20 | 2020 | 3.9075 | 0.028099 | [6 empty] | PAR | I | OLD |  |  | RHNBHDHD | 2 | 0.33333 | HOUPARRHNBHDHDN07_OLDI_FBHSOLE01 | 1 | HOUPARRHNBHDHDN07_OLDI | HOUPARRHNBHSOLE01_OLDI | BHSOLE01 | BHDHDN07 | PAR_OLDI | BHSOLE01_BHDHDN07 | 6 | 0 | 1 | New
HOUPARRHNBHDHDN07_OLDI_FBHSOLE01_D33 | Residential heating technology - Direct district heating substation - plus connection pipe - plus distribution (heating density: medium ) - single-family house - existing building - distributed level 0.33 | HOUDHD | HOUPARRHN_OLDI_DMD | MKr20 | 2025 | 3.8729 | 0.027891 | [6 empty] | PAR | I | OLD |  |  | RHNBHDHD | 2 | 0.33333 | HOUPARRHNBHDHDN07_OLDI_FBHSOLE01 | 1 | HOUPARRHNBHDHDN07_OLDI | HOUPARRHNBHSOLE01_OLDI | BHSOLE01 | BHDHDN07 | PAR_OLDI | BHSOLE01_BHDHDN07 | 6 | 0 | 1 | New
HOUPARRHNBHDHDN07_OLDI_FBHSOLE01_D33 | Residential heating technology - Direct district heating substation - plus connection pipe - plus distribution (heating density: medium ) - single-family house - existing building - distributed level 0.33 | HOUDHD | HOUPARRHN_OLDI_DMD | MKr20 | 2030 | 3.8441 | 0.027393 | [6 empty] | PAR | I | OLD |  |  | RHNBHDHD | 2 | 0.33333 | HOUPARRHNBHDHDN07_OLDI_FBHSOLE01 | 1 | HOUPARRHNBHDHDN07_OLDI | HOUPARRHNBHSOLE01_OLDI | BHSOLE01 | BHDHDN07 | PAR_OLDI | BHSOLE01_BHDHDN07 | 6 | 0 | 1 | New
HOUPARRHNBHDHDN07_OLDI_FBHSOLE01_D33 | Residential heating technology - Direct district heating substation - plus connection pipe - plus distribution (heating density: medium ) - single-family house - existing building - distributed level 0.33 | HOUDHD | HOUPARRHN_OLDI_DMD | MKr20 | 2040 | 3.7922 | 0.026213 | [6 empty] | PAR | I | OLD |  |  | RHNBHDHD | 2 | 0.33333 | HOUPARRHNBHDHDN07_OLDI_FBHSOLE01 | 1 | HOUPARRHNBHDHDN07_OLDI | HOUPARRHNBHSOLE01_OLDI | BHSOLE01 | BHDHDN07 | PAR_OLDI | BHSOLE01_BHDHDN07 | 6 | 0 | 1 | New
HOUPARRHNBHDHDN07_OLDI_FBHSOLE01_D33 | Residential heating technology - Direct district heating substation - plus connection pipe - plus distribution (heating density: medium ) - single-family house - existing building - distributed level 0.33 | HOUDHD | HOUPARRHN_OLDI_DMD | MKr20 | 2050 | 3.7346 | 0.024497 | [6 empty] | PAR | I | OLD |  |  | RHNBHDHD | 2 | 0.33333 | HOUPARRHNBHDHDN07_OLDI_FBHSOLE01 | 1 | HOUPARRHNBHDHDN07_OLDI | HOUPARRHNBHSOLE01_OLDI | BHSOLE01 | BHDHDN07 | PAR_OLDI | BHSOLE01_BHDHDN07 | 6 | 0 | 1 | New
HOUPARRHNBHDHDN05_OLDI_FBHSOLE01_D33 | Residential heating technology - Direct district heating substation - plus connection pipe - plus distribution (heating density: high ) - single-family house - existing building - distributed level 0.33 | HOUDHD | HOUPARRHN_OLDI_DMD | MKr20 | 2020 | 2.9793 | 0.028099 | [6 empty] | PAR | I | OLD |  |  | RHNBHDHD | 2 | 0.33333 | HOUPARRHNBHDHDN05_OLDI_FBHSOLE01 | 1 | HOUPARRHNBHDHDN05_OLDI | HOUPARRHNBHSOLE01_OLDI | BHSOLE01 | BHDHDN05 | PAR_OLDI | BHSOLE01_BHDHDN05 | 6 | 0 | 1 | New
HOUPARRHNBHDHDN05_OLDI_FBHSOLE01_D33 | Residential heating technology - Direct district heating substation - plus connection pipe - plus distribution (heating density: high ) - single-family house - existing building - distributed level 0.33 | HOUDHD | HOUPARRHN_OLDI_DMD | MKr20 | 2025 | 2.9447 | 0.027891 | [6 empty] | PAR | I | OLD |  |  | RHNBHDHD | 2 | 0.33333 | HOUPARRHNBHDHDN05_OLDI_FBHSOLE01 | 1 | HOUPARRHNBHDHDN05_OLDI | HOUPARRHNBHSOLE01_OLDI | BHSOLE01 | BHDHDN05 | PAR_OLDI | BHSOLE01_BHDHDN05 | 6 | 0 | 1 | New
HOUPARRHNBHDHDN05_OLDI_FBHSOLE01_D33 | Residential heating technology - Direct district heating substation - plus connection pipe - plus distribution (heating density: high ) - single-family house - existing building - distributed level 0.33 | HOUDHD | HOUPARRHN_OLDI_DMD | MKr20 | 2030 | 2.9159 | 0.027393 | [6 empty] | PAR | I | OLD |  |  | RHNBHDHD | 2 | 0.33333 | HOUPARRHNBHDHDN05_OLDI_FBHSOLE01 | 1 | HOUPARRHNBHDHDN05_OLDI | HOUPARRHNBHSOLE01_OLDI | BHSOLE01 | BHDHDN05 | PAR_OLDI | BHSOLE01_BHDHDN05 | 6 | 0 | 1 | New
HOUPARRHNBHDHDN05_OLDI_FBHSOLE01_D33 | Residential heating technology - Direct district heating substation - plus connection pipe - plus distribution (heating density: high ) - single-family house - existing building - distributed level 0.33 | HOUDHD | HOUPARRHN_OLDI_DMD | MKr20 | 2040 | 2.864 | 0.026213 | [6 empty] | PAR | I | OLD |  |  | RHNBHDHD | 2 | 0.33333 | HOUPARRHNBHDHDN05_OLDI_FBHSOLE01 | 1 | HOUPARRHNBHDHDN05_OLDI | HOUPARRHNBHSOLE01_OLDI | BHSOLE01 | BHDHDN05 | PAR_OLDI | BHSOLE01_BHDHDN05 | 6 | 0 | 1 | New
HOUPARRHNBHDHDN05_OLDI_FBHSOLE01_D33 | Residential heating technology - Direct district heating substation - plus connection pipe - plus distribution (heating density: high ) - single-family house - existing building - distributed level 0.33 | HOUDHD | HOUPARRHN_OLDI_DMD | MKr20 | 2050 | 2.8064 | 0.024497 | [6 empty] | PAR | I | OLD |  |  | RHNBHDHD | 2 | 0.33333 | HOUPARRHNBHDHDN05_OLDI_FBHSOLE01 | 1 | HOUPARRHNBHDHDN05_OLDI | HOUPARRHNBHSOLE01_OLDI | BHSOLE01 | BHDHDN05 | PAR_OLDI | BHSOLE01_BHDHDN05 | 6 | 0 | 1 | New
HOUPARRHNBHDHCN09_OLDI_FBHSOLE01_D33 | Residential heating technology - Direct district heating substation - plus connection pipe - plus distribution (heating density: low ) - single-family house - existing building - distributed level 0.33 | HOUDHC | HOUPARRHN_OLDI_DMD | MKr20 | 2020 | 9.7088 | 0.028099 | [6 empty] | PAR | I | OLD |  |  | RHNBHDHC | 2 | 0.33333 | HOUPARRHNBHDHCN09_OLDI_FBHSOLE01 | 1 | HOUPARRHNBHDHCN09_OLDI | HOUPARRHNBHSOLE01_OLDI | BHSOLE01 | BHDHCN09 | PAR_OLDI | BHSOLE01_BHDHCN09 | 6 | 0 | 1 | New
HOUPARRHNBHDHCN09_OLDI_FBHSOLE01_D33 | Residential heating technology - Direct district heating substation - plus connection pipe - plus distribution (heating density: low ) - single-family house - existing building - distributed level 0.33 | HOUDHC | HOUPARRHN_OLDI_DMD | MKr20 | 2025 | 9.6743 | 0.027891 | [6 empty] | PAR | I | OLD |  |  | RHNBHDHC | 2 | 0.33333 | HOUPARRHNBHDHCN09_OLDI_FBHSOLE01 | 1 | HOUPARRHNBHDHCN09_OLDI | HOUPARRHNBHSOLE01_OLDI | BHSOLE01 | BHDHCN09 | PAR_OLDI | BHSOLE01_BHDHCN09 | 6 | 0 | 1 | New
HOUPARRHNBHDHCN09_OLDI_FBHSOLE01_D33 | Residential heating technology - Direct district heating substation - plus connection pipe - plus distribution (heating density: low ) - single-family house - existing building - distributed level 0.33 | HOUDHC | HOUPARRHN_OLDI_DMD | MKr20 | 2030 | 9.6454 | 0.027393 | [6 empty] | PAR | I | OLD |  |  | RHNBHDHC | 2 | 0.33333 | HOUPARRHNBHDHCN09_OLDI_FBHSOLE01 | 1 | HOUPARRHNBHDHCN09_OLDI | HOUPARRHNBHSOLE01_OLDI | BHSOLE01 | BHDHCN09 | PAR_OLDI | BHSOLE01_BHDHCN09 | 6 | 0 | 1 | New
HOUPARRHNBHDHCN09_OLDI_FBHSOLE01_D33 | Residential heating technology - Direct district heating substation - plus connection pipe - plus distribution (heating density: low ) - single-family house - existing building - distributed level 0.33 | HOUDHC | HOUPARRHN_OLDI_DMD | MKr20 | 2040 | 9.5936 | 0.026213 | [6 empty] | PAR | I | OLD |  |  | RHNBHDHC | 2 | 0.33333 | HOUPARRHNBHDHCN09_OLDI_FBHSOLE01 | 1 | HOUPARRHNBHDHCN09_OLDI | HOUPARRHNBHSOLE01_OLDI | BHSOLE01 | BHDHCN09 | PAR_OLDI | BHSOLE01_BHDHCN09 | 6 | 0 | 1 | New
HOUPARRHNBHDHCN09_OLDI_FBHSOLE01_D33 | Residential heating technology - Direct district heating substation - plus connection pipe - plus distribution (heating density: low ) - single-family house - existing building - distributed level 0.33 | HOUDHC | HOUPARRHN_OLDI_DMD | MKr20 | 2050 | 9.5359 | 0.024497 | [6 empty] | PAR | I | OLD |  |  | RHNBHDHC | 2 | 0.33333 | HOUPARRHNBHDHCN09_OLDI_FBHSOLE01 | 1 | HOUPARRHNBHDHCN09_OLDI | HOUPARRHNBHSOLE01_OLDI | BHSOLE01 | BHDHCN09 | PAR_OLDI | BHSOLE01_BHDHCN09 | 6 | 0 | 1 | New
HOUPARRHNBHDHCN07_OLDI_FBHSOLE01_D33 | Residential heating technology - Direct district heating substation - plus connection pipe - plus distribution (heating density: medium ) - single-family house - existing building - distributed level 0.33 | HOUDHC | HOUPARRHN_OLDI_DMD | MKr20 | 2020 | 3.9075 | 0.028099 | [6 empty] | PAR | I | OLD |  |  | RHNBHDHC | 2 | 0.33333 | HOUPARRHNBHDHCN07_OLDI_FBHSOLE01 | 1 | HOUPARRHNBHDHCN07_OLDI | HOUPARRHNBHSOLE01_OLDI | BHSOLE01 | BHDHCN07 | PAR_OLDI | BHSOLE01_BHDHCN07 | 6 | 0 | 1 | New
HOUPARRHNBHDHCN07_OLDI_FBHSOLE01_D33 | Residential heating technology - Direct district heating substation - plus connection pipe - plus distribution (heating density: medium ) - single-family house - existing building - distributed level 0.33 | HOUDHC | HOUPARRHN_OLDI_DMD | MKr20 | 2025 | 3.8729 | 0.027891 | [6 empty] | PAR | I | OLD |  |  | RHNBHDHC | 2 | 0.33333 | HOUPARRHNBHDHCN07_OLDI_FBHSOLE01 | 1 | HOUPARRHNBHDHCN07_OLDI | HOUPARRHNBHSOLE01_OLDI | BHSOLE01 | BHDHCN07 | PAR_OLDI | BHSOLE01_BHDHCN07 | 6 | 0 | 1 | New
HOUPARRHNBHDHCN07_OLDI_FBHSOLE01_D33 | Residential heating technology - Direct district heating substation - plus connection pipe - plus distribution (heating density: medium ) - single-family house - existing building - distributed level 0.33 | HOUDHC | HOUPARRHN_OLDI_DMD | MKr20 | 2030 | 3.8441 | 0.027393 | [6 empty] | PAR | I | OLD |  |  | RHNBHDHC | 2 | 0.33333 | HOUPARRHNBHDHCN07_OLDI_FBHSOLE01 | 1 | HOUPARRHNBHDHCN07_OLDI | HOUPARRHNBHSOLE01_OLDI | BHSOLE01 | BHDHCN07 | PAR_OLDI | BHSOLE01_BHDHCN07 | 6 | 0 | 1 | New
HOUPARRHNBHDHCN07_OLDI_FBHSOLE01_D33 | Residential heating technology - Direct district heating substation - plus connection pipe - plus distribution (heating density: medium ) - single-family house - existing building - distributed level 0.33 | HOUDHC | HOUPARRHN_OLDI_DMD | MKr20 | 2040 | 3.7922 | 0.026213 | [6 empty] | PAR | I | OLD |  |  | RHNBHDHC | 2 | 0.33333 | HOUPARRHNBHDHCN07_OLDI_FBHSOLE01 | 1 | HOUPARRHNBHDHCN07_OLDI | HOUPARRHNBHSOLE01_OLDI | BHSOLE01 | BHDHCN07 | PAR_OLDI | BHSOLE01_BHDHCN07 | 6 | 0 | 1 | New
HOUPARRHNBHDHCN07_OLDI_FBHSOLE01_D33 | Residential heating technology - Direct district heating substation - plus connection pipe - plus distribution (heating density: medium ) - single-family house - existing building - distributed level 0.33 | HOUDHC | HOUPARRHN_OLDI_DMD | MKr20 | 2050 | 3.7346 | 0.024497 | [6 empty] | PAR | I | OLD |  |  | RHNBHDHC | 2 | 0.33333 | HOUPARRHNBHDHCN07_OLDI_FBHSOLE01 | 1 | HOUPARRHNBHDHCN07_OLDI | HOUPARRHNBHSOLE01_OLDI | BHSOLE01 | BHDHCN07 | PAR_OLDI | BHSOLE01_BHDHCN07 | 6 | 0 | 1 | New
HOUPARRHNBHDHCN05_OLDI_FBHSOLE01_D33 | Residential heating technology - Direct district heating substation - plus connection pipe - plus distribution (heating density: high ) - single-family house - existing building - distributed level 0.33 | HOUDHC | HOUPARRHN_OLDI_DMD | MKr20 | 2020 | 2.9793 | 0.028099 | [6 empty] | PAR | I | OLD |  |  | RHNBHDHC | 2 | 0.33333 | HOUPARRHNBHDHCN05_OLDI_FBHSOLE01 | 1 | HOUPARRHNBHDHCN05_OLDI | HOUPARRHNBHSOLE01_OLDI | BHSOLE01 | BHDHCN05 | PAR_OLDI | BHSOLE01_BHDHCN05 | 6 | 0 | 1 | New
HOUPARRHNBHDHCN05_OLDI_FBHSOLE01_D33 | Residential heating technology - Direct district heating substation - plus connection pipe - plus distribution (heating density: high ) - single-family house - existing building - distributed level 0.33 | HOUDHC | HOUPARRHN_OLDI_DMD | MKr20 | 2025 | 2.9447 | 0.027891 | [6 empty] | PAR | I | OLD |  |  | RHNBHDHC | 2 | 0.33333 | HOUPARRHNBHDHCN05_OLDI_FBHSOLE01 | 1 | HOUPARRHNBHDHCN05_OLDI | HOUPARRHNBHSOLE01_OLDI | BHSOLE01 | BHDHCN05 | PAR_OLDI | BHSOLE01_BHDHCN05 | 6 | 0 | 1 | New
HOUPARRHNBHDHCN05_OLDI_FBHSOLE01_D33 | Residential heating technology - Direct district heating substation - plus connection pipe - plus distribution (heating density: high ) - single-family house - existing building - distributed level 0.33 | HOUDHC | HOUPARRHN_OLDI_DMD | MKr20 | 2030 | 2.9159 | 0.027393 | [6 empty] | PAR | I | OLD |  |  | RHNBHDHC | 2 | 0.33333 | HOUPARRHNBHDHCN05_OLDI_FBHSOLE01 | 1 | HOUPARRHNBHDHCN05_OLDI | HOUPARRHNBHSOLE01_OLDI | BHSOLE01 | BHDHCN05 | PAR_OLDI | BHSOLE01_BHDHCN05 | 6 | 0 | 1 | New
HOUPARRHNBHDHCN05_OLDI_FBHSOLE01_D33 | Residential heating technology - Direct district heating substation - plus connection pipe - plus distribution (heating density: high ) - single-family house - existing building - distributed level 0.33 | HOUDHC | HOUPARRHN_OLDI_DMD | MKr20 | 2040 | 2.864 | 0.026213 | [6 empty] | PAR | I | OLD |  |  | RHNBHDHC | 2 | 0.33333 | HOUPARRHNBHDHCN05_OLDI_FBHSOLE01 | 1 | HOUPARRHNBHDHCN05_OLDI | HOUPARRHNBHSOLE01_OLDI | BHSOLE01 | BHDHCN05 | PAR_OLDI | BHSOLE01_BHDHCN05 | 6 | 0 | 1 | New
HOUPARRHNBHDHCN05_OLDI_FBHSOLE01_D33 | Residential heating technology - Direct district heating substation - plus connection pipe - plus distribution (heating density: high ) - single-family house - existing building - distributed level 0.33 | HOUDHC | HOUPARRHN_OLDI_DMD | MKr20 | 2050 | 2.8064 | 0.024497 | [6 empty] | PAR | I | OLD |  |  | RHNBHDHC | 2 | 0.33333 | HOUPARRHNBHDHCN05_OLDI_FBHSOLE01 | 1 | HOUPARRHNBHDHCN05_OLDI | HOUPARRHNBHSOLE01_OLDI | BHSOLE01 | BHDHCN05 | PAR_OLDI | BHSOLE01_BHDHCN05 | 6 | 0 | 1 | New
HOUPARRHNHPELCN07_OLDC_FHPELCE02_D33 | Residential heating technology - Heat pump, Air-to-water, low-price product - single-family house - existing building - distributed level 0.33 | HOUELC, HOUAMB | HOUPARRHN_OLDC_DMD | MKr20 | 2020 | 9.341 | 0.35537 | 0.32178 | [5 empty] | PAR | C | OLD | 3.1077 |  | RHNHPELC | 2 | 0.33333 | HOUPARRHNHPELCN07_OLDC_FHPELCE02 | 1 | HOUPARRHNHPELCN07_OLDC | HOUPARRHNHPELCE02_OLDC | HPELCE02 | HPELCN07 | PAR_OLDC | HPELCE02_HPELCN07 | 5 | 0 | 1.1 | Unlikely
HOUPARRHNHPELCN07_OLDC_FHPELCE02_D33 | Residential heating technology - Heat pump, Air-to-water, low-price product - single-family house - existing building - distributed level 0.33 | HOUELC, HOUAMB | HOUPARRHN_OLDC_DMD | MKr20 | 2025 | 8.5453 | 0.27257 | 0.30646 | [5 empty] | PAR | C | OLD | 3.2631 |  | RHNHPELC | 2 | 0.33333 | HOUPARRHNHPELCN07_OLDC_FHPELCE02 | 1 | HOUPARRHNHPELCN07_OLDC | HOUPARRHNHPELCE02_OLDC | HPELCE02 | HPELCN07 | PAR_OLDC | HPELCE02_HPELCN07 | 5 | 0 | 1.1 | Unlikely
HOUPARRHNHPELCN07_OLDC_FHPELCE02_D33 | Residential heating technology - Heat pump, Air-to-water, low-price product - single-family house - existing building - distributed level 0.33 | HOUELC, HOUAMB | HOUPARRHN_OLDC_DMD | MKr20 | 2030 | 7.7496 | 0.26933 | 0.29253 | [5 empty] | PAR | C | OLD | 3.4185 |  | RHNHPELC | 2 | 0.33333 | HOUPARRHNHPELCN07_OLDC_FHPELCE02 | 1 | HOUPARRHNHPELCN07_OLDC | HOUPARRHNHPELCE02_OLDC | HPELCE02 | HPELCN07 | PAR_OLDC | HPELCE02_HPELCN07 | 5 | 0 | 1.1 | Unlikely
HOUPARRHNHPELCN07_OLDC_FHPELCE02_D33 | Residential heating technology - Heat pump, Air-to-water, low-price product - single-family house - existing building - distributed level 0.33 | HOUELC, HOUAMB | HOUPARRHN_OLDC_DMD | MKr20 | 2040 | 7.1157 | 0.26331 | 0.27981 | [5 empty] | PAR | C | OLD | 3.5738 |  | RHNHPELC | 2 | 0.33333 | HOUPARRHNHPELCN07_OLDC_FHPELCE02 | 1 | HOUPARRHNHPELCN07_OLDC | HOUPARRHNHPELCE02_OLDC | HPELCE02 | HPELCN07 | PAR_OLDC | HPELCE02_HPELCN07 | 5 | 0 | 1.1 | Unlikely
HOUPARRHNHPELCN07_OLDC_FHPELCE02_D33 | Residential heating technology - Heat pump, Air-to-water, low-price product - single-family house - existing building - distributed level 0.33 | HOUELC, HOUAMB | HOUPARRHN_OLDC_DMD | MKr20 | 2050 | 6.4817 | 0.2573 | 0.27193 | [5 empty] | PAR | C | OLD | 3.6774 |  | RHNHPELC | 2 | 0.33333 | HOUPARRHNHPELCN07_OLDC_FHPELCE02 | 1 | HOUPARRHNHPELCN07_OLDC | HOUPARRHNHPELCE02_OLDC | HPELCE02 | HPELCN07 | PAR_OLDC | HPELCE02_HPELCN07 | 5 | 0 | 1.1 | Unlikely
HOUPARRHNHPELCN05_OLDC_FHPELCE02_D33 | Residential heating technology - Heat pump, Air-to-water - leasing - single-family house - existing building - distributed level 0.33 | HOUELC, HOUAMB | HOUPARRHN_OLDC_DMD | MKr20 | 2020 | 5.9512 | 0.9839 | 0.30646 | [5 empty] | PAR | C | OLD | 3.2631 |  | RHNHPELC | 2 | 0.33333 | HOUPARRHNHPELCN05_OLDC_FHPELCE02 | 1 | HOUPARRHNHPELCN05_OLDC | HOUPARRHNHPELCE02_OLDC | HPELCE02 | HPELCN05 | PAR_OLDC | HPELCE02_HPELCN05 | 5 | 0 | 1.1 | Unlikely
HOUPARRHNHPELCN05_OLDC_FHPELCE02_D33 | Residential heating technology - Heat pump, Air-to-water - leasing - single-family house - existing building - distributed level 0.33 | HOUELC, HOUAMB | HOUPARRHN_OLDC_DMD | MKr20 | 2025 | 5.4893 | 0.84862 | 0.29253 | [5 empty] | PAR | C | OLD | 3.4185 |  | RHNHPELC | 2 | 0.33333 | HOUPARRHNHPELCN05_OLDC_FHPELCE02 | 1 | HOUPARRHNHPELCN05_OLDC | HOUPARRHNHPELCE02_OLDC | HPELCE02 | HPELCN05 | PAR_OLDC | HPELCE02_HPELCN05 | 5 | 0 | 1.1 | Unlikely
HOUPARRHNHPELCN05_OLDC_FHPELCE02_D33 | Residential heating technology - Heat pump, Air-to-water - leasing - single-family house - existing building - distributed level 0.33 | HOUELC, HOUAMB | HOUPARRHN_OLDC_DMD | MKr20 | 2030 | 5.0274 | 0.79289 | 0.27981 | [5 empty] | PAR | C | OLD | 3.5738 |  | RHNHPELC | 2 | 0.33333 | HOUPARRHNHPELCN05_OLDC_FHPELCE02 | 1 | HOUPARRHNHPELCN05_OLDC | HOUPARRHNHPELCE02_OLDC | HPELCE02 | HPELCN05 | PAR_OLDC | HPELCE02_HPELCN05 | 5 | 0 | 1.1 | Unlikely
HOUPARRHNHPELCN05_OLDC_FHPELCE02_D33 | Residential heating technology - Heat pump, Air-to-water - leasing - single-family house - existing building - distributed level 0.33 | HOUELC, HOUAMB | HOUPARRHN_OLDC_DMD | MKr20 | 2040 | 4.6528 | 0.74431 | 0.26815 | [5 empty] | PAR | C | OLD | 3.7292 |  | RHNHPELC | 2 | 0.33333 | HOUPARRHNHPELCN05_OLDC_FHPELCE02 | 1 | HOUPARRHNHPELCN05_OLDC | HOUPARRHNHPELCE02_OLDC | HPELCE02 | HPELCN05 | PAR_OLDC | HPELCE02_HPELCN05 | 5 | 0 | 1.1 | Unlikely
HOUPARRHNHPELCN05_OLDC_FHPELCE02_D33 | Residential heating technology - Heat pump, Air-to-water - leasing - single-family house - existing building - distributed level 0.33 | HOUELC, HOUAMB | HOUPARRHN_OLDC_DMD | MKr20 | 2050 | 4.2782 | 0.69572 | 0.26091 | [5 empty] | PAR | C | OLD | 3.8328 |  | RHNHPELC | 2 | 0.33333 | HOUPARRHNHPELCN05_OLDC_FHPELCE02 | 1 | HOUPARRHNHPELCN05_OLDC | HOUPARRHNHPELCE02_OLDC | HPELCE02 | HPELCN05 | PAR_OLDC | HPELCE02_HPELCN05 | 5 | 0 | 1.1 | Unlikely
HOUPARRHNHPELCN04_OLDC_FHPELCE02_D33 | Residential heating technology - Heat pump, Ground source - single-family house - existing building - distributed level 0.33 | HOUELC, HOUAMB | HOUPARRHN_OLDC_DMD | MKr20 | 2020 | 14.3298 | 0.28377 | 0.27981 | [5 empty] | PAR | C | OLD | 3.5738 |  | RHNHPELC | 2 | 0.33333 | HOUPARRHNHPELCN04_OLDC_FHPELCE02 | 1 | HOUPARRHNHPELCN04_OLDC | HOUPARRHNHPELCE02_OLDC | HPELCE02 | HPELCN04 | PAR_OLDC | HPELCE02_HPELCN04 | 6 | 0 | 1 | New
HOUPARRHNHPELCN04_OLDC_FHPELCE02_D33 | Residential heating technology - Heat pump, Ground source - single-family house - existing building - distributed level 0.33 | HOUELC, HOUAMB | HOUPARRHN_OLDC_DMD | MKr20 | 2025 | 13.6133 | 0.20097 | 0.27193 | [5 empty] | PAR | C | OLD | 3.6774 |  | RHNHPELC | 2 | 0.33333 | HOUPARRHNHPELCN04_OLDC_FHPELCE02 | 1 | HOUPARRHNHPELCN04_OLDC | HOUPARRHNHPELCE02_OLDC | HPELCE02 | HPELCN04 | PAR_OLDC | HPELCE02_HPELCN04 | 6 | 0 | 1 | New
HOUPARRHNHPELCN04_OLDC_FHPELCE02_D33 | Residential heating technology - Heat pump, Ground source - single-family house - existing building - distributed level 0.33 | HOUELC, HOUAMB | HOUPARRHN_OLDC_DMD | MKr20 | 2030 | 12.8968 | 0.19772 | 0.26448 | [5 empty] | PAR | C | OLD | 3.781 |  | RHNHPELC | 2 | 0.33333 | HOUPARRHNHPELCN04_OLDC_FHPELCE02 | 1 | HOUPARRHNHPELCN04_OLDC | HOUPARRHNHPELCE02_OLDC | HPELCE02 | HPELCN04 | PAR_OLDC | HPELCE02_HPELCN04 | 6 | 0 | 1 | New
HOUPARRHNHPELCN04_OLDC_FHPELCE02_D33 | Residential heating technology - Heat pump, Ground source - single-family house - existing building - distributed level 0.33 | HOUELC, HOUAMB | HOUPARRHN_OLDC_DMD | MKr20 | 2040 | 12.252 | 0.19171 | 0.25404 | [5 empty] | PAR | C | OLD | 3.9364 |  | RHNHPELC | 2 | 0.33333 | HOUPARRHNHPELCN04_OLDC_FHPELCE02 | 1 | HOUPARRHNHPELCN04_OLDC | HOUPARRHNHPELCE02_OLDC | HPELCE02 | HPELCN04 | PAR_OLDC | HPELCE02_HPELCN04 | 6 | 0 | 1 | New
HOUPARRHNHPELCN04_OLDC_FHPELCE02_D33 | Residential heating technology - Heat pump, Ground source - single-family house - existing building - distributed level 0.33 | HOUELC, HOUAMB | HOUPARRHN_OLDC_DMD | MKr20 | 2050 | 11.6072 | 0.18569 | 0.25074 | [5 empty] | PAR | C | OLD | 3.9882 |  | RHNHPELC | 2 | 0.33333 | HOUPARRHNHPELCN04_OLDC_FHPELCE02 | 1 | HOUPARRHNHPELCN04_OLDC | HOUPARRHNHPELCE02_OLDC | HPELCE02 | HPELCN04 | PAR_OLDC | HPELCE02_HPELCN04 | 6 | 0 | 1 | New
HOUPARRHNHPELCN03_OLDC_FHPELCE02_D33 | Residential heating technology - Heat pump, Air-to-water - single-family house - existing building - distributed level 0.33 | HOUELC, HOUAMB | HOUPARRHN_OLDC_DMD | MKr20 | 2020 | 10.8203 | 0.30764 | 0.30646 | [5 empty] | PAR | C | OLD | 3.2631 |  | RHNHPELC | 2 | 0.33333 | HOUPARRHNHPELCN03_OLDC_FHPELCE02 | 1 | HOUPARRHNHPELCN03_OLDC | HOUPARRHNHPELCE02_OLDC | HPELCE02 | HPELCN03 | PAR_OLDC | HPELCE02_HPELCN03 | 6 | 0 | 1 | New
HOUPARRHNHPELCN03_OLDC_FHPELCE02_D33 | Residential heating technology - Heat pump, Air-to-water - single-family house - existing building - distributed level 0.33 | HOUELC, HOUAMB | HOUPARRHN_OLDC_DMD | MKr20 | 2025 | 9.9805 | 0.22483 | 0.29253 | [5 empty] | PAR | C | OLD | 3.4185 |  | RHNHPELC | 2 | 0.33333 | HOUPARRHNHPELCN03_OLDC_FHPELCE02 | 1 | HOUPARRHNHPELCN03_OLDC | HOUPARRHNHPELCE02_OLDC | HPELCE02 | HPELCN03 | PAR_OLDC | HPELCE02_HPELCN03 | 6 | 0 | 1 | New
HOUPARRHNHPELCN03_OLDC_FHPELCE02_D33 | Residential heating technology - Heat pump, Air-to-water - single-family house - existing building - distributed level 0.33 | HOUELC, HOUAMB | HOUPARRHN_OLDC_DMD | MKr20 | 2030 | 9.1408 | 0.22159 | 0.27981 | [5 empty] | PAR | C | OLD | 3.5738 |  | RHNHPELC | 2 | 0.33333 | HOUPARRHNHPELCN03_OLDC_FHPELCE02 | 1 | HOUPARRHNHPELCN03_OLDC | HOUPARRHNHPELCE02_OLDC | HPELCE02 | HPELCN03 | PAR_OLDC | HPELCE02_HPELCN03 | 6 | 0 | 1 | New
HOUPARRHNHPELCN03_OLDC_FHPELCE02_D33 | Residential heating technology - Heat pump, Air-to-water - single-family house - existing building - distributed level 0.33 | HOUELC, HOUAMB | HOUPARRHN_OLDC_DMD | MKr20 | 2040 | 8.4597 | 0.21558 | 0.26815 | [5 empty] | PAR | C | OLD | 3.7292 |  | RHNHPELC | 2 | 0.33333 | HOUPARRHNHPELCN03_OLDC_FHPELCE02 | 1 | HOUPARRHNHPELCN03_OLDC | HOUPARRHNHPELCE02_OLDC | HPELCE02 | HPELCN03 | PAR_OLDC | HPELCE02_HPELCN03 | 6 | 0 | 1 | New
HOUPARRHNHPELCN03_OLDC_FHPELCE02_D33 | Residential heating technology - Heat pump, Air-to-water - single-family house - existing building - distributed level 0.33 | HOUELC, HOUAMB | HOUPARRHN_OLDC_DMD | MKr20 | 2050 | 7.7786 | 0.20956 | 0.26091 | [5 empty] | PAR | C | OLD | 3.8328 |  | RHNHPELC | 2 | 0.33333 | HOUPARRHNHPELCN03_OLDC_FHPELCE02 | 1 | HOUPARRHNHPELCN03_OLDC | HOUPARRHNHPELCE02_OLDC | HPELCE02 | HPELCN03 | PAR_OLDC | HPELCE02_HPELCN03 | 6 | 0 | 1 | New
HOUPARRHNHPELCN02_OLDC_FHPELCE02_D33 | Residential heating technology - Heat pump, Air-to-air - single-family house - existing building - distributed level 0.33 | HOUELC, HOUAMB | HOUPARRHN_OLDC_DMD | MKr20 | 2020 | 1.6258 | 0.15994 | 0.19904 | [5 empty] | PAR | C | OLD | 5.0241 |  | RHNHPELC | 2 | 0.33333 | HOUPARRHNHPELCN02_OLDC_FHPELCE02 | 1 | HOUPARRHNHPELCN02_OLDC | HOUPARRHNHPELCE02_OLDC | HPELCE02 | HPELCN02 | PAR_OLDC | HPELCE02_HPELCN02 | 2 | 0 | 0.9 | Same
HOUPARRHNHPELCN02_OLDC_FHPELCE02_D33 | Residential heating technology - Heat pump, Air-to-air - single-family house - existing building - distributed level 0.33 | HOUELC, HOUAMB | HOUPARRHN_OLDC_DMD | MKr20 | 2025 | 1.5861 | 0.10866 | 0.18928 | [5 empty] | PAR | C | OLD | 5.2831 |  | RHNHPELC | 2 | 0.33333 | HOUPARRHNHPELCN02_OLDC_FHPELCE02 | 1 | HOUPARRHNHPELCN02_OLDC | HOUPARRHNHPELCE02_OLDC | HPELCE02 | HPELCN02 | PAR_OLDC | HPELCE02_HPELCN02 | 2 | 0 | 0.9 | Same
HOUPARRHNHPELCN02_OLDC_FHPELCE02_D33 | Residential heating technology - Heat pump, Air-to-air - single-family house - existing building - distributed level 0.33 | HOUELC, HOUAMB | HOUPARRHN_OLDC_DMD | MKr20 | 2030 | 1.5463 | 0.10666 | 0.18214 | [5 empty] | PAR | C | OLD | 5.4902 |  | RHNHPELC | 2 | 0.33333 | HOUPARRHNHPELCN02_OLDC_FHPELCE02 | 1 | HOUPARRHNHPELCN02_OLDC | HOUPARRHNHPELCE02_OLDC | HPELCE02 | HPELCN02 | PAR_OLDC | HPELCE02_HPELCN02 | 2 | 0 | 0.9 | Same
HOUPARRHNHPELCN02_OLDC_FHPELCE02_D33 | Residential heating technology - Heat pump, Air-to-air - single-family house - existing building - distributed level 0.33 | HOUELC, HOUAMB | HOUPARRHN_OLDC_DMD | MKr20 | 2040 | 1.4726 | 0.10293 | 0.17552 | [5 empty] | PAR | C | OLD | 5.6974 |  | RHNHPELC | 2 | 0.33333 | HOUPARRHNHPELCN02_OLDC_FHPELCE02 | 1 | HOUPARRHNHPELCN02_OLDC | HOUPARRHNHPELCE02_OLDC | HPELCE02 | HPELCN02 | PAR_OLDC | HPELCE02_HPELCN02 | 2 | 0 | 0.9 | Same
HOUPARRHNHPELCN02_OLDC_FHPELCE02_D33 | Residential heating technology - Heat pump, Air-to-air - single-family house - existing building - distributed level 0.33 | HOUELC, HOUAMB | HOUPARRHN_OLDC_DMD | MKr20 | 2050 | 1.3988 | 0.099207 | 0.17238 | [5 empty] | PAR | C | OLD | 5.801 |  | RHNHPELC | 2 | 0.33333 | HOUPARRHNHPELCN02_OLDC_FHPELCE02 | 1 | HOUPARRHNHPELCN02_OLDC | HOUPARRHNHPELCE02_OLDC | HPELCE02 | HPELCN02 | PAR_OLDC | HPELCE02_HPELCN02 | 2 | 0 | 0.9 | Same
HOUPARRHNDIELCN06_OLDC_FHPELCE02_D33 | Residential heating technology - Electric heating - electric panel from Bauhaus - single-family house - new building - distributed level 0.33 | HOUELC | HOUPARRHN_OLDC_DMD | MKr20 | 2020 | 0.56157 | 0 | [6 empty] | PAR | C | OLD |  |  | RHNDIELC | 2 | 0.33333 | HOUPARRHNDIELCN06_OLDC_FHPELCE02 | 1 | HOUPARRHNDIELCN06_OLDC | HOUPARRHNHPELCE02_OLDC | HPELCE02 | DIELCN06 | PAR_OLDC | HPELCE02_DIELCN06 | 5 | 0 | 1.1 | Unlikely
HOUPARRHNDIELCN06_OLDC_FHPELCE02_D33 | Residential heating technology - Electric heating - electric panel from Bauhaus - single-family house - new building - distributed level 0.33 | HOUELC | HOUPARRHN_OLDC_DMD | MKr20 | 2025 | 0.56157 | 0 | [6 empty] | PAR | C | OLD |  |  | RHNDIELC | 2 | 0.33333 | HOUPARRHNDIELCN06_OLDC_FHPELCE02 | 1 | HOUPARRHNDIELCN06_OLDC | HOUPARRHNHPELCE02_OLDC | HPELCE02 | DIELCN06 | PAR_OLDC | HPELCE02_DIELCN06 | 5 | 0 | 1.1 | Unlikely
HOUPARRHNDIELCN06_OLDC_FHPELCE02_D33 | Residential heating technology - Electric heating - electric panel from Bauhaus - single-family house - new building - distributed level 0.33 | HOUELC | HOUPARRHN_OLDC_DMD | MKr20 | 2030 | 0.56157 | 0 | [6 empty] | PAR | C | OLD |  |  | RHNDIELC | 2 | 0.33333 | HOUPARRHNDIELCN06_OLDC_FHPELCE02 | 1 | HOUPARRHNDIELCN06_OLDC | HOUPARRHNHPELCE02_OLDC | HPELCE02 | DIELCN06 | PAR_OLDC | HPELCE02_DIELCN06 | 5 | 0 | 1.1 | Unlikely
HOUPARRHNDIELCN06_OLDC_FHPELCE02_D33 | Residential heating technology - Electric heating - electric panel from Bauhaus - single-family house - new building - distributed level 0.33 | HOUELC | HOUPARRHN_OLDC_DMD | MKr20 | 2040 | 0.56157 | 0 | [6 empty] | PAR | C | OLD |  |  | RHNDIELC | 2 | 0.33333 | HOUPARRHNDIELCN06_OLDC_FHPELCE02 | 1 | HOUPARRHNDIELCN06_OLDC | HOUPARRHNHPELCE02_OLDC | HPELCE02 | DIELCN06 | PAR_OLDC | HPELCE02_DIELCN06 | 5 | 0 | 1.1 | Unlikely
HOUPARRHNDIELCN06_OLDC_FHPELCE02_D33 | Residential heating technology - Electric heating - electric panel from Bauhaus - single-family house - new building - distributed level 0.33 | HOUELC | HOUPARRHN_OLDC_DMD | MKr20 | 2050 | 0.56157 | 0 | [6 empty] | PAR | C | OLD |  |  | RHNDIELC | 2 | 0.33333 | HOUPARRHNDIELCN06_OLDC_FHPELCE02 | 1 | HOUPARRHNDIELCN06_OLDC | HOUPARRHNHPELCE02_OLDC | HPELCE02 | DIELCN06 | PAR_OLDC | HPELCE02_DIELCN06 | 5 | 0 | 1.1 | Unlikely
HOUPARRHNDIELCN01_OLDC_FHPELCE02_D33 | Residential heating technology - Electric heating - single-family house - new building - distributed level 0.33 | HOUELC | HOUPARRHN_OLDC_DMD | MKr20 | 2020 | 6.8232 | 0.055321 | [6 empty] | PAR | C | OLD |  |  | RHNDIELC | 2 | 0.33333 | HOUPARRHNDIELCN01_OLDC_FHPELCE02 | 1 | HOUPARRHNDIELCN01_OLDC | HOUPARRHNHPELCE02_OLDC | HPELCE02 | DIELCN01 | PAR_OLDC | HPELCE02_DIELCN01 | 5 | 0 | 1.1 | Unlikely
HOUPARRHNDIELCN01_OLDC_FHPELCE02_D33 | Residential heating technology - Electric heating - single-family house - new building - distributed level 0.33 | HOUELC | HOUPARRHN_OLDC_DMD | MKr20 | 2025 | 6.6543 | 0.055321 | [6 empty] | PAR | C | OLD |  |  | RHNDIELC | 2 | 0.33333 | HOUPARRHNDIELCN01_OLDC_FHPELCE02 | 1 | HOUPARRHNDIELCN01_OLDC | HOUPARRHNHPELCE02_OLDC | HPELCE02 | DIELCN01 | PAR_OLDC | HPELCE02_DIELCN01 | 5 | 0 | 1.1 | Unlikely
HOUPARRHNDIELCN01_OLDC_FHPELCE02_D33 | Residential heating technology - Electric heating - single-family house - new building - distributed level 0.33 | HOUELC | HOUPARRHN_OLDC_DMD | MKr20 | 2030 | 6.4896 | 0.053016 | [6 empty] | PAR | C | OLD |  |  | RHNDIELC | 2 | 0.33333 | HOUPARRHNDIELCN01_OLDC_FHPELCE02 | 1 | HOUPARRHNDIELCN01_OLDC | HOUPARRHNHPELCE02_OLDC | HPELCE02 | DIELCN01 | PAR_OLDC | HPELCE02_DIELCN01 | 5 | 0 | 1.1 | Unlikely
HOUPARRHNDIELCN01_OLDC_FHPELCE02_D33 | Residential heating technology - Electric heating - single-family house - new building - distributed level 0.33 | HOUELC | HOUPARRHN_OLDC_DMD | MKr20 | 2040 | 6.1723 | 0.050711 | [6 empty] | PAR | C | OLD |  |  | RHNDIELC | 2 | 0.33333 | HOUPARRHNDIELCN01_OLDC_FHPELCE02 | 1 | HOUPARRHNDIELCN01_OLDC | HOUPARRHNHPELCE02_OLDC | HPELCE02 | DIELCN01 | PAR_OLDC | HPELCE02_DIELCN01 | 5 | 0 | 1.1 | Unlikely
HOUPARRHNDIELCN01_OLDC_FHPELCE02_D33 | Residential heating technology - Electric heating - single-family house - new building - distributed level 0.33 | HOUELC | HOUPARRHN_OLDC_DMD | MKr20 | 2050 | 5.8706 | 0.048406 | [6 empty] | PAR | C | OLD |  |  | RHNDIELC | 2 | 0.33333 | HOUPARRHNDIELCN01_OLDC_FHPELCE02 | 1 | HOUPARRHNDIELCN01_OLDC | HOUPARRHNHPELCE02_OLDC | HPELCE02 | DIELCN01 | PAR_OLDC | HPELCE02_DIELCN01 | 5 | 0 | 1.1 | Unlikely
HOUPARRHNBHWPEN01_OLDC_FHPELCE02_D33 | Residential heating technology - Biomass boiler, automatic stoking , wood pellets or wood chips - single-family house - existing building - distributed level 0.33 | HOUWPE | HOUPARRHN_OLDC_DMD | MKr20 | 2020 | 4.8104 | 0.38809 |  | 25 | 14 | 70 | 2 | 4 | PAR | C | OLD |  |  | RHNBHWPE | 2 | 0.33333 | HOUPARRHNBHWPEN01_OLDC_FHPELCE02 | 1 | HOUPARRHNBHWPEN01_OLDC | HOUPARRHNHPELCE02_OLDC | HPELCE02 | BHWPEN01 | PAR_OLDC | HPELCE02_BHWPEN01 | 5 | 0 | 1.1 | Unlikely
HOUPARRHNBHWPEN01_OLDC_FHPELCE02_D33 | Residential heating technology - Biomass boiler, automatic stoking , wood pellets or wood chips - single-family house - existing building - distributed level 0.33 | HOUWPE | HOUPARRHN_OLDC_DMD | MKr20 | 2025 | 4.6913 | 0.38137 |  | 25 | 14 | 60 | 2 | 4 | PAR | C | OLD |  |  | RHNBHWPE | 2 | 0.33333 | HOUPARRHNBHWPEN01_OLDC_FHPELCE02 | 1 | HOUPARRHNBHWPEN01_OLDC | HOUPARRHNHPELCE02_OLDC | HPELCE02 | BHWPEN01 | PAR_OLDC | HPELCE02_BHWPEN01 | 5 | 0 | 1.1 | Unlikely
HOUPARRHNBHWPEN01_OLDC_FHPELCE02_D33 | Residential heating technology - Biomass boiler, automatic stoking , wood pellets or wood chips - single-family house - existing building - distributed level 0.33 | HOUWPE | HOUPARRHN_OLDC_DMD | MKr20 | 2030 | 4.5752 | 0.37629 |  | 25 | 11 | 50 | 1 | 4 | PAR | C | OLD |  |  | RHNBHWPE | 2 | 0.33333 | HOUPARRHNBHWPEN01_OLDC_FHPELCE02 | 1 | HOUPARRHNBHWPEN01_OLDC | HOUPARRHNHPELCE02_OLDC | HPELCE02 | BHWPEN01 | PAR_OLDC | HPELCE02_BHWPEN01 | 5 | 0 | 1.1 | Unlikely
HOUPARRHNBHWPEN01_OLDC_FHPELCE02_D33 | Residential heating technology - Biomass boiler, automatic stoking , wood pellets or wood chips - single-family house - existing building - distributed level 0.33 | HOUWPE | HOUPARRHN_OLDC_DMD | MKr20 | 2040 | 4.3515 | 0.35964 |  | 25 | 9 | 45 | 1 | 4 | PAR | C | OLD |  |  | RHNBHWPE | 2 | 0.33333 | HOUPARRHNBHWPEN01_OLDC_FHPELCE02 | 1 | HOUPARRHNBHWPEN01_OLDC | HOUPARRHNHPELCE02_OLDC | HPELCE02 | BHWPEN01 | PAR_OLDC | HPELCE02_BHWPEN01 | 5 | 0 | 1.1 | Unlikely
HOUPARRHNBHWPEN01_OLDC_FHPELCE02_D33 | Residential heating technology - Biomass boiler, automatic stoking , wood pellets or wood chips - single-family house - existing building - distributed level 0.33 | HOUWPE | HOUPARRHN_OLDC_DMD | MKr20 | 2050 | 5.1734 | 0.42965 |  | 25 | 9 | 40 | 0 | 4 | PAR | C | OLD |  |  | RHNBHWPE | 2 | 0.33333 | HOUPARRHNBHWPEN01_OLDC_FHPELCE02 | 1 | HOUPARRHNBHWPEN01_OLDC | HOUPARRHNHPELCE02_OLDC | HPELCE02 | BHWPEN01 | PAR_OLDC | HPELCE02_BHWPEN01 | 5 | 0 | 1.1 | Unlikely
HOUPARRHNBHDHCN03_OLDC_FHPELCE02_D33 | Residential heating technology - Direct district heating substation - plus connection pipe - single-family house - existing building - distributed level 0.33 | HOUDHC | HOUPARRHN_OLDC_DMD | MKr20 | 2020 | 3.0238 | 0.028099 | [6 empty] | PAR | C | OLD |  |  | RHNBHDHC | 2 | 0.33333 | HOUPARRHNBHDHCN03_OLDC_FHPELCE02 | 1 | HOUPARRHNBHDHCN03_OLDC | HOUPARRHNHPELCE02_OLDC | HPELCE02 | BHDHCN03 | PAR_OLDC | HPELCE02_BHDHCN03 | 5 | 0 | 1.1 | Unlikely
HOUPARRHNBHDHCN03_OLDC_FHPELCE02_D33 | Residential heating technology - Direct district heating substation - plus connection pipe - single-family house - existing building - distributed level 0.33 | HOUDHC | HOUPARRHN_OLDC_DMD | MKr20 | 2025 | 2.9887 | 0.027891 | [6 empty] | PAR | C | OLD |  |  | RHNBHDHC | 2 | 0.33333 | HOUPARRHNBHDHCN03_OLDC_FHPELCE02 | 1 | HOUPARRHNBHDHCN03_OLDC | HOUPARRHNHPELCE02_OLDC | HPELCE02 | BHDHCN03 | PAR_OLDC | HPELCE02_BHDHCN03 | 5 | 0 | 1.1 | Unlikely
HOUPARRHNBHDHCN03_OLDC_FHPELCE02_D33 | Residential heating technology - Direct district heating substation - plus connection pipe - single-family house - existing building - distributed level 0.33 | HOUDHC | HOUPARRHN_OLDC_DMD | MKr20 | 2030 | 2.9594 | 0.027393 | [6 empty] | PAR | C | OLD |  |  | RHNBHDHC | 2 | 0.33333 | HOUPARRHNBHDHCN03_OLDC_FHPELCE02 | 1 | HOUPARRHNBHDHCN03_OLDC | HOUPARRHNHPELCE02_OLDC | HPELCE02 | BHDHCN03 | PAR_OLDC | HPELCE02_BHDHCN03 | 5 | 0 | 1.1 | Unlikely
HOUPARRHNBHDHCN03_OLDC_FHPELCE02_D33 | Residential heating technology - Direct district heating substation - plus connection pipe - single-family house - existing building - distributed level 0.33 | HOUDHC | HOUPARRHN_OLDC_DMD | MKr20 | 2040 | 2.9068 | 0.026213 | [6 empty] | PAR | C | OLD |  |  | RHNBHDHC | 2 | 0.33333 | HOUPARRHNBHDHCN03_OLDC_FHPELCE02 | 1 | HOUPARRHNBHDHCN03_OLDC | HOUPARRHNHPELCE02_OLDC | HPELCE02 | BHDHCN03 | PAR_OLDC | HPELCE02_BHDHCN03 | 5 | 0 | 1.1 | Unlikely
HOUPARRHNBHDHCN03_OLDC_FHPELCE02_D33 | Residential heating technology - Direct district heating substation - plus connection pipe - single-family house - existing building - distributed level 0.33 | HOUDHC | HOUPARRHN_OLDC_DMD | MKr20 | 2050 | 2.8483 | 0.024497 | [6 empty] | PAR | C | OLD |  |  | RHNBHDHC | 2 | 0.33333 | HOUPARRHNBHDHCN03_OLDC_FHPELCE02 | 1 | HOUPARRHNBHDHCN03_OLDC | HOUPARRHNHPELCE02_OLDC | HPELCE02 | BHDHCN03 | PAR_OLDC | HPELCE02_BHDHCN03 | 5 | 0 | 1.1 | Unlikely
HOUPARRHNHPELCN07_OLDD_FHPELCE02_D33 | Residential heating technology - Heat pump, Air-to-water, low-price product - single-family house - existing building - distributed level 0.33 | HOUELC, HOUAMB | HOUPARRHN_OLDD_DMD | MKr20 | 2020 | 9.341 | 0.35537 | 0.32178 | [5 empty] | PAR | D | OLD | 3.1077 |  | RHNHPELC | 2 | 0.33333 | HOUPARRHNHPELCN07_OLDD_FHPELCE02 | 1 | HOUPARRHNHPELCN07_OLDD | HOUPARRHNHPELCE02_OLDD | HPELCE02 | HPELCN07 | PAR_OLDD | HPELCE02_HPELCN07 | 5 | 0 | 1.1 | Unlikely
HOUPARRHNHPELCN07_OLDD_FHPELCE02_D33 | Residential heating technology - Heat pump, Air-to-water, low-price product - single-family house - existing building - distributed level 0.33 | HOUELC, HOUAMB | HOUPARRHN_OLDD_DMD | MKr20 | 2025 | 8.5453 | 0.27257 | 0.30646 | [5 empty] | PAR | D | OLD | 3.2631 |  | RHNHPELC | 2 | 0.33333 | HOUPARRHNHPELCN07_OLDD_FHPELCE02 | 1 | HOUPARRHNHPELCN07_OLDD | HOUPARRHNHPELCE02_OLDD | HPELCE02 | HPELCN07 | PAR_OLDD | HPELCE02_HPELCN07 | 5 | 0 | 1.1 | Unlikely
HOUPARRHNHPELCN07_OLDD_FHPELCE02_D33 | Residential heating technology - Heat pump, Air-to-water, low-price product - single-family house - existing building - distributed level 0.33 | HOUELC, HOUAMB | HOUPARRHN_OLDD_DMD | MKr20 | 2030 | 7.7496 | 0.26933 | 0.29253 | [5 empty] | PAR | D | OLD | 3.4185 |  | RHNHPELC | 2 | 0.33333 | HOUPARRHNHPELCN07_OLDD_FHPELCE02 | 1 | HOUPARRHNHPELCN07_OLDD | HOUPARRHNHPELCE02_OLDD | HPELCE02 | HPELCN07 | PAR_OLDD | HPELCE02_HPELCN07 | 5 | 0 | 1.1 | Unlikely
HOUPARRHNHPELCN07_OLDD_FHPELCE02_D33 | Residential heating technology - Heat pump, Air-to-water, low-price product - single-family house - existing building - distributed level 0.33 | HOUELC, HOUAMB | HOUPARRHN_OLDD_DMD | MKr20 | 2040 | 7.1157 | 0.26331 | 0.27981 | [5 empty] | PAR | D | OLD | 3.5738 |  | RHNHPELC | 2 | 0.33333 | HOUPARRHNHPELCN07_OLDD_FHPELCE02 | 1 | HOUPARRHNHPELCN07_OLDD | HOUPARRHNHPELCE02_OLDD | HPELCE02 | HPELCN07 | PAR_OLDD | HPELCE02_HPELCN07 | 5 | 0 | 1.1 | Unlikely
HOUPARRHNHPELCN07_OLDD_FHPELCE02_D33 | Residential heating technology - Heat pump, Air-to-water, low-price product - single-family house - existing building - distributed level 0.33 | HOUELC, HOUAMB | HOUPARRHN_OLDD_DMD | MKr20 | 2050 | 6.4817 | 0.2573 | 0.27193 | [5 empty] | PAR | D | OLD | 3.6774 |  | RHNHPELC | 2 | 0.33333 | HOUPARRHNHPELCN07_OLDD_FHPELCE02 | 1 | HOUPARRHNHPELCN07_OLDD | HOUPARRHNHPELCE02_OLDD | HPELCE02 | HPELCN07 | PAR_OLDD | HPELCE02_HPELCN07 | 5 | 0 | 1.1 | Unlikely
HOUPARRHNHPELCN05_OLDD_FHPELCE02_D33 | Residential heating technology - Heat pump, Air-to-water - leasing - single-family house - existing building - distributed level 0.33 | HOUELC, HOUAMB | HOUPARRHN_OLDD_DMD | MKr20 | 2020 | 5.9512 | 0.9839 | 0.30646 | [5 empty] | PAR | D | OLD | 3.2631 |  | RHNHPELC | 2 | 0.33333 | HOUPARRHNHPELCN05_OLDD_FHPELCE02 | 1 | HOUPARRHNHPELCN05_OLDD | HOUPARRHNHPELCE02_OLDD | HPELCE02 | HPELCN05 | PAR_OLDD | HPELCE02_HPELCN05 | 5 | 0 | 1.1 | Unlikely
HOUPARRHNHPELCN05_OLDD_FHPELCE02_D33 | Residential heating technology - Heat pump, Air-to-water - leasing - single-family house - existing building - distributed level 0.33 | HOUELC, HOUAMB | HOUPARRHN_OLDD_DMD | MKr20 | 2025 | 5.4893 | 0.84862 | 0.29253 | [5 empty] | PAR | D | OLD | 3.4185 |  | RHNHPELC | 2 | 0.33333 | HOUPARRHNHPELCN05_OLDD_FHPELCE02 | 1 | HOUPARRHNHPELCN05_OLDD | HOUPARRHNHPELCE02_OLDD | HPELCE02 | HPELCN05 | PAR_OLDD | HPELCE02_HPELCN05 | 5 | 0 | 1.1 | Unlikely
HOUPARRHNHPELCN05_OLDD_FHPELCE02_D33 | Residential heating technology - Heat pump, Air-to-water - leasing - single-family house - existing building - distributed level 0.33 | HOUELC, HOUAMB | HOUPARRHN_OLDD_DMD | MKr20 | 2030 | 5.0274 | 0.79289 | 0.27981 | [5 empty] | PAR | D | OLD | 3.5738 |  | RHNHPELC | 2 | 0.33333 | HOUPARRHNHPELCN05_OLDD_FHPELCE02 | 1 | HOUPARRHNHPELCN05_OLDD | HOUPARRHNHPELCE02_OLDD | HPELCE02 | HPELCN05 | PAR_OLDD | HPELCE02_HPELCN05 | 5 | 0 | 1.1 | Unlikely
HOUPARRHNHPELCN05_OLDD_FHPELCE02_D33 | Residential heating technology - Heat pump, Air-to-water - leasing - single-family house - existing building - distributed level 0.33 | HOUELC, HOUAMB | HOUPARRHN_OLDD_DMD | MKr20 | 2040 | 4.6528 | 0.74431 | 0.26815 | [5 empty] | PAR | D | OLD | 3.7292 |  | RHNHPELC | 2 | 0.33333 | HOUPARRHNHPELCN05_OLDD_FHPELCE02 | 1 | HOUPARRHNHPELCN05_OLDD | HOUPARRHNHPELCE02_OLDD | HPELCE02 | HPELCN05 | PAR_OLDD | HPELCE02_HPELCN05 | 5 | 0 | 1.1 | Unlikely
HOUPARRHNHPELCN05_OLDD_FHPELCE02_D33 | Residential heating technology - Heat pump, Air-to-water - leasing - single-family house - existing building - distributed level 0.33 | HOUELC, HOUAMB | HOUPARRHN_OLDD_DMD | MKr20 | 2050 | 4.2782 | 0.69572 | 0.26091 | [5 empty] | PAR | D | OLD | 3.8328 |  | RHNHPELC | 2 | 0.33333 | HOUPARRHNHPELCN05_OLDD_FHPELCE02 | 1 | HOUPARRHNHPELCN05_OLDD | HOUPARRHNHPELCE02_OLDD | HPELCE02 | HPELCN05 | PAR_OLDD | HPELCE02_HPELCN05 | 5 | 0 | 1.1 | Unlikely
HOUPARRHNHPELCN04_OLDD_FHPELCE02_D33 | Residential heating technology - Heat pump, Ground source - single-family house - existing building - distributed level 0.33 | HOUELC, HOUAMB | HOUPARRHN_OLDD_DMD | MKr20 | 2020 | 14.3298 | 0.28377 | 0.27981 | [5 empty] | PAR | D | OLD | 3.5738 |  | RHNHPELC | 2 | 0.33333 | HOUPARRHNHPELCN04_OLDD_FHPELCE02 | 1 | HOUPARRHNHPELCN04_OLDD | HOUPARRHNHPELCE02_OLDD | HPELCE02 | HPELCN04 | PAR_OLDD | HPELCE02_HPELCN04 | 6 | 0 | 1 | New
HOUPARRHNHPELCN04_OLDD_FHPELCE02_D33 | Residential heating technology - Heat pump, Ground source - single-family house - existing building - distributed level 0.33 | HOUELC, HOUAMB | HOUPARRHN_OLDD_DMD | MKr20 | 2025 | 13.6133 | 0.20097 | 0.27193 | [5 empty] | PAR | D | OLD | 3.6774 |  | RHNHPELC | 2 | 0.33333 | HOUPARRHNHPELCN04_OLDD_FHPELCE02 | 1 | HOUPARRHNHPELCN04_OLDD | HOUPARRHNHPELCE02_OLDD | HPELCE02 | HPELCN04 | PAR_OLDD | HPELCE02_HPELCN04 | 6 | 0 | 1 | New
HOUPARRHNHPELCN04_OLDD_FHPELCE02_D33 | Residential heating technology - Heat pump, Ground source - single-family house - existing building - distributed level 0.33 | HOUELC, HOUAMB | HOUPARRHN_OLDD_DMD | MKr20 | 2030 | 12.8968 | 0.19772 | 0.26448 | [5 empty] | PAR | D | OLD | 3.781 |  | RHNHPELC | 2 | 0.33333 | HOUPARRHNHPELCN04_OLDD_FHPELCE02 | 1 | HOUPARRHNHPELCN04_OLDD | HOUPARRHNHPELCE02_OLDD | HPELCE02 | HPELCN04 | PAR_OLDD | HPELCE02_HPELCN04 | 6 | 0 | 1 | New
HOUPARRHNHPELCN04_OLDD_FHPELCE02_D33 | Residential heating technology - Heat pump, Ground source - single-family house - existing building - distributed level 0.33 | HOUELC, HOUAMB | HOUPARRHN_OLDD_DMD | MKr20 | 2040 | 12.252 | 0.19171 | 0.25404 | [5 empty] | PAR | D | OLD | 3.9364 |  | RHNHPELC | 2 | 0.33333 | HOUPARRHNHPELCN04_OLDD_FHPELCE02 | 1 | HOUPARRHNHPELCN04_OLDD | HOUPARRHNHPELCE02_OLDD | HPELCE02 | HPELCN04 | PAR_OLDD | HPELCE02_HPELCN04 | 6 | 0 | 1 | New
HOUPARRHNHPELCN04_OLDD_FHPELCE02_D33 | Residential heating technology - Heat pump, Ground source - single-family house - existing building - distributed level 0.33 | HOUELC, HOUAMB | HOUPARRHN_OLDD_DMD | MKr20 | 2050 | 11.6072 | 0.18569 | 0.25074 | [5 empty] | PAR | D | OLD | 3.9882 |  | RHNHPELC | 2 | 0.33333 | HOUPARRHNHPELCN04_OLDD_FHPELCE02 | 1 | HOUPARRHNHPELCN04_OLDD | HOUPARRHNHPELCE02_OLDD | HPELCE02 | HPELCN04 | PAR_OLDD | HPELCE02_HPELCN04 | 6 | 0 | 1 | New
HOUPARRHNHPELCN03_OLDD_FHPELCE02_D33 | Residential heating technology - Heat pump, Air-to-water - single-family house - existing building - distributed level 0.33 | HOUELC, HOUAMB | HOUPARRHN_OLDD_DMD | MKr20 | 2020 | 10.8203 | 0.30764 | 0.30646 | [5 empty] | PAR | D | OLD | 3.2631 |  | RHNHPELC | 2 | 0.33333 | HOUPARRHNHPELCN03_OLDD_FHPELCE02 | 1 | HOUPARRHNHPELCN03_OLDD | HOUPARRHNHPELCE02_OLDD | HPELCE02 | HPELCN03 | PAR_OLDD | HPELCE02_HPELCN03 | 6 | 0 | 1 | New
HOUPARRHNHPELCN03_OLDD_FHPELCE02_D33 | Residential heating technology - Heat pump, Air-to-water - single-family house - existing building - distributed level 0.33 | HOUELC, HOUAMB | HOUPARRHN_OLDD_DMD | MKr20 | 2025 | 9.9805 | 0.22483 | 0.29253 | [5 empty] | PAR | D | OLD | 3.4185 |  | RHNHPELC | 2 | 0.33333 | HOUPARRHNHPELCN03_OLDD_FHPELCE02 | 1 | HOUPARRHNHPELCN03_OLDD | HOUPARRHNHPELCE02_OLDD | HPELCE02 | HPELCN03 | PAR_OLDD | HPELCE02_HPELCN03 | 6 | 0 | 1 | New
HOUPARRHNHPELCN03_OLDD_FHPELCE02_D33 | Residential heating technology - Heat pump, Air-to-water - single-family house - existing building - distributed level 0.33 | HOUELC, HOUAMB | HOUPARRHN_OLDD_DMD | MKr20 | 2030 | 9.1408 | 0.22159 | 0.27981 | [5 empty] | PAR | D | OLD | 3.5738 |  | RHNHPELC | 2 | 0.33333 | HOUPARRHNHPELCN03_OLDD_FHPELCE02 | 1 | HOUPARRHNHPELCN03_OLDD | HOUPARRHNHPELCE02_OLDD | HPELCE02 | HPELCN03 | PAR_OLDD | HPELCE02_HPELCN03 | 6 | 0 | 1 | New
HOUPARRHNHPELCN03_OLDD_FHPELCE02_D33 | Residential heating technology - Heat pump, Air-to-water - single-family house - existing building - distributed level 0.33 | HOUELC, HOUAMB | HOUPARRHN_OLDD_DMD | MKr20 | 2040 | 8.4597 | 0.21558 | 0.26815 | [5 empty] | PAR | D | OLD | 3.7292 |  | RHNHPELC | 2 | 0.33333 | HOUPARRHNHPELCN03_OLDD_FHPELCE02 | 1 | HOUPARRHNHPELCN03_OLDD | HOUPARRHNHPELCE02_OLDD | HPELCE02 | HPELCN03 | PAR_OLDD | HPELCE02_HPELCN03 | 6 | 0 | 1 | New
HOUPARRHNHPELCN03_OLDD_FHPELCE02_D33 | Residential heating technology - Heat pump, Air-to-water - single-family house - existing building - distributed level 0.33 | HOUELC, HOUAMB | HOUPARRHN_OLDD_DMD | MKr20 | 2050 | 7.7786 | 0.20956 | 0.26091 | [5 empty] | PAR | D | OLD | 3.8328 |  | RHNHPELC | 2 | 0.33333 | HOUPARRHNHPELCN03_OLDD_FHPELCE02 | 1 | HOUPARRHNHPELCN03_OLDD | HOUPARRHNHPELCE02_OLDD | HPELCE02 | HPELCN03 | PAR_OLDD | HPELCE02_HPELCN03 | 6 | 0 | 1 | New
HOUPARRHNHPELCN02_OLDD_FHPELCE02_D33 | Residential heating technology - Heat pump, Air-to-air - single-family house - existing building - distributed level 0.33 | HOUELC, HOUAMB | HOUPARRHN_OLDD_DMD | MKr20 | 2020 | 1.6258 | 0.15994 | 0.19904 | [5 empty] | PAR | D | OLD | 5.0241 |  | RHNHPELC | 2 | 0.33333 | HOUPARRHNHPELCN02_OLDD_FHPELCE02 | 1 | HOUPARRHNHPELCN02_OLDD | HOUPARRHNHPELCE02_OLDD | HPELCE02 | HPELCN02 | PAR_OLDD | HPELCE02_HPELCN02 | 2 | 0 | 0.9 | Same
HOUPARRHNHPELCN02_OLDD_FHPELCE02_D33 | Residential heating technology - Heat pump, Air-to-air - single-family house - existing building - distributed level 0.33 | HOUELC, HOUAMB | HOUPARRHN_OLDD_DMD | MKr20 | 2025 | 1.5861 | 0.10866 | 0.18928 | [5 empty] | PAR | D | OLD | 5.2831 |  | RHNHPELC | 2 | 0.33333 | HOUPARRHNHPELCN02_OLDD_FHPELCE02 | 1 | HOUPARRHNHPELCN02_OLDD | HOUPARRHNHPELCE02_OLDD | HPELCE02 | HPELCN02 | PAR_OLDD | HPELCE02_HPELCN02 | 2 | 0 | 0.9 | Same
HOUPARRHNHPELCN02_OLDD_FHPELCE02_D33 | Residential heating technology - Heat pump, Air-to-air - single-family house - existing building - distributed level 0.33 | HOUELC, HOUAMB | HOUPARRHN_OLDD_DMD | MKr20 | 2030 | 1.5463 | 0.10666 | 0.18214 | [5 empty] | PAR | D | OLD | 5.4902 |  | RHNHPELC | 2 | 0.33333 | HOUPARRHNHPELCN02_OLDD_FHPELCE02 | 1 | HOUPARRHNHPELCN02_OLDD | HOUPARRHNHPELCE02_OLDD | HPELCE02 | HPELCN02 | PAR_OLDD | HPELCE02_HPELCN02 | 2 | 0 | 0.9 | Same
HOUPARRHNHPELCN02_OLDD_FHPELCE02_D33 | Residential heating technology - Heat pump, Air-to-air - single-family house - existing building - distributed level 0.33 | HOUELC, HOUAMB | HOUPARRHN_OLDD_DMD | MKr20 | 2040 | 1.4726 | 0.10293 | 0.17552 | [5 empty] | PAR | D | OLD | 5.6974 |  | RHNHPELC | 2 | 0.33333 | HOUPARRHNHPELCN02_OLDD_FHPELCE02 | 1 | HOUPARRHNHPELCN02_OLDD | HOUPARRHNHPELCE02_OLDD | HPELCE02 | HPELCN02 | PAR_OLDD | HPELCE02_HPELCN02 | 2 | 0 | 0.9 | Same
HOUPARRHNHPELCN02_OLDD_FHPELCE02_D33 | Residential heating technology - Heat pump, Air-to-air - single-family house - existing building - distributed level 0.33 | HOUELC, HOUAMB | HOUPARRHN_OLDD_DMD | MKr20 | 2050 | 1.3988 | 0.099207 | 0.17238 | [5 empty] | PAR | D | OLD | 5.801 |  | RHNHPELC | 2 | 0.33333 | HOUPARRHNHPELCN02_OLDD_FHPELCE02 | 1 | HOUPARRHNHPELCN02_OLDD | HOUPARRHNHPELCE02_OLDD | HPELCE02 | HPELCN02 | PAR_OLDD | HPELCE02_HPELCN02 | 2 | 0 | 0.9 | Same
HOUPARRHNDIELCN06_OLDD_FHPELCE02_D33 | Residential heating technology - Electric heating - electric panel from Bauhaus - single-family house - new building - distributed level 0.33 | HOUELC | HOUPARRHN_OLDD_DMD | MKr20 | 2020 | 0.56157 | 0 | [6 empty] | PAR | D | OLD |  |  | RHNDIELC | 2 | 0.33333 | HOUPARRHNDIELCN06_OLDD_FHPELCE02 | 1 | HOUPARRHNDIELCN06_OLDD | HOUPARRHNHPELCE02_OLDD | HPELCE02 | DIELCN06 | PAR_OLDD | HPELCE02_DIELCN06 | 5 | 0 | 1.1 | Unlikely
HOUPARRHNDIELCN06_OLDD_FHPELCE02_D33 | Residential heating technology - Electric heating - electric panel from Bauhaus - single-family house - new building - distributed level 0.33 | HOUELC | HOUPARRHN_OLDD_DMD | MKr20 | 2025 | 0.56157 | 0 | [6 empty] | PAR | D | OLD |  |  | RHNDIELC | 2 | 0.33333 | HOUPARRHNDIELCN06_OLDD_FHPELCE02 | 1 | HOUPARRHNDIELCN06_OLDD | HOUPARRHNHPELCE02_OLDD | HPELCE02 | DIELCN06 | PAR_OLDD | HPELCE02_DIELCN06 | 5 | 0 | 1.1 | Unlikely
HOUPARRHNDIELCN06_OLDD_FHPELCE02_D33 | Residential heating technology - Electric heating - electric panel from Bauhaus - single-family house - new building - distributed level 0.33 | HOUELC | HOUPARRHN_OLDD_DMD | MKr20 | 2030 | 0.56157 | 0 | [6 empty] | PAR | D | OLD |  |  | RHNDIELC | 2 | 0.33333 | HOUPARRHNDIELCN06_OLDD_FHPELCE02 | 1 | HOUPARRHNDIELCN06_OLDD | HOUPARRHNHPELCE02_OLDD | HPELCE02 | DIELCN06 | PAR_OLDD | HPELCE02_DIELCN06 | 5 | 0 | 1.1 | Unlikely
HOUPARRHNDIELCN06_OLDD_FHPELCE02_D33 | Residential heating technology - Electric heating - electric panel from Bauhaus - single-family house - new building - distributed level 0.33 | HOUELC | HOUPARRHN_OLDD_DMD | MKr20 | 2040 | 0.56157 | 0 | [6 empty] | PAR | D | OLD |  |  | RHNDIELC | 2 | 0.33333 | HOUPARRHNDIELCN06_OLDD_FHPELCE02 | 1 | HOUPARRHNDIELCN06_OLDD | HOUPARRHNHPELCE02_OLDD | HPELCE02 | DIELCN06 | PAR_OLDD | HPELCE02_DIELCN06 | 5 | 0 | 1.1 | Unlikely
HOUPARRHNDIELCN06_OLDD_FHPELCE02_D33 | Residential heating technology - Electric heating - electric panel from Bauhaus - single-family house - new building - distributed level 0.33 | HOUELC | HOUPARRHN_OLDD_DMD | MKr20 | 2050 | 0.56157 | 0 | [6 empty] | PAR | D | OLD |  |  | RHNDIELC | 2 | 0.33333 | HOUPARRHNDIELCN06_OLDD_FHPELCE02 | 1 | HOUPARRHNDIELCN06_OLDD | HOUPARRHNHPELCE02_OLDD | HPELCE02 | DIELCN06 | PAR_OLDD | HPELCE02_DIELCN06 | 5 | 0 | 1.1 | Unlikely
HOUPARRHNDIELCN01_OLDD_FHPELCE02_D33 | Residential heating technology - Electric heating - single-family house - new building - distributed level 0.33 | HOUELC | HOUPARRHN_OLDD_DMD | MKr20 | 2020 | 6.8232 | 0.055321 | [6 empty] | PAR | D | OLD |  |  | RHNDIELC | 2 | 0.33333 | HOUPARRHNDIELCN01_OLDD_FHPELCE02 | 1 | HOUPARRHNDIELCN01_OLDD | HOUPARRHNHPELCE02_OLDD | HPELCE02 | DIELCN01 | PAR_OLDD | HPELCE02_DIELCN01 | 5 | 0 | 1.1 | Unlikely
HOUPARRHNDIELCN01_OLDD_FHPELCE02_D33 | Residential heating technology - Electric heating - single-family house - new building - distributed level 0.33 | HOUELC | HOUPARRHN_OLDD_DMD | MKr20 | 2025 | 6.6543 | 0.055321 | [6 empty] | PAR | D | OLD |  |  | RHNDIELC | 2 | 0.33333 | HOUPARRHNDIELCN01_OLDD_FHPELCE02 | 1 | HOUPARRHNDIELCN01_OLDD | HOUPARRHNHPELCE02_OLDD | HPELCE02 | DIELCN01 | PAR_OLDD | HPELCE02_DIELCN01 | 5 | 0 | 1.1 | Unlikely
HOUPARRHNDIELCN01_OLDD_FHPELCE02_D33 | Residential heating technology - Electric heating - single-family house - new building - distributed level 0.33 | HOUELC | HOUPARRHN_OLDD_DMD | MKr20 | 2030 | 6.4896 | 0.053016 | [6 empty] | PAR | D | OLD |  |  | RHNDIELC | 2 | 0.33333 | HOUPARRHNDIELCN01_OLDD_FHPELCE02 | 1 | HOUPARRHNDIELCN01_OLDD | HOUPARRHNHPELCE02_OLDD | HPELCE02 | DIELCN01 | PAR_OLDD | HPELCE02_DIELCN01 | 5 | 0 | 1.1 | Unlikely
HOUPARRHNDIELCN01_OLDD_FHPELCE02_D33 | Residential heating technology - Electric heating - single-family house - new building - distributed level 0.33 | HOUELC | HOUPARRHN_OLDD_DMD | MKr20 | 2040 | 6.1723 | 0.050711 | [6 empty] | PAR | D | OLD |  |  | RHNDIELC | 2 | 0.33333 | HOUPARRHNDIELCN01_OLDD_FHPELCE02 | 1 | HOUPARRHNDIELCN01_OLDD | HOUPARRHNHPELCE02_OLDD | HPELCE02 | DIELCN01 | PAR_OLDD | HPELCE02_DIELCN01 | 5 | 0 | 1.1 | Unlikely
HOUPARRHNDIELCN01_OLDD_FHPELCE02_D33 | Residential heating technology - Electric heating - single-family house - new building - distributed level 0.33 | HOUELC | HOUPARRHN_OLDD_DMD | MKr20 | 2050 | 5.8706 | 0.048406 | [6 empty] | PAR | D | OLD |  |  | RHNDIELC | 2 | 0.33333 | HOUPARRHNDIELCN01_OLDD_FHPELCE02 | 1 | HOUPARRHNDIELCN01_OLDD | HOUPARRHNHPELCE02_OLDD | HPELCE02 | DIELCN01 | PAR_OLDD | HPELCE02_DIELCN01 | 5 | 0 | 1.1 | Unlikely
HOUPARRHNBHWPEN01_OLDD_FHPELCE02_D33 | Residential heating technology - Biomass boiler, automatic stoking , wood pellets or wood chips - single-family house - existing building - distributed level 0.33 | HOUWPE | HOUPARRHN_OLDD_DMD | MKr20 | 2020 | 4.8104 | 0.38809 |  | 25 | 14 | 70 | 2 | 4 | PAR | D | OLD |  |  | RHNBHWPE | 2 | 0.33333 | HOUPARRHNBHWPEN01_OLDD_FHPELCE02 | 1 | HOUPARRHNBHWPEN01_OLDD | HOUPARRHNHPELCE02_OLDD | HPELCE02 | BHWPEN01 | PAR_OLDD | HPELCE02_BHWPEN01 | 5 | 0 | 1.1 | Unlikely
HOUPARRHNBHWPEN01_OLDD_FHPELCE02_D33 | Residential heating technology - Biomass boiler, automatic stoking , wood pellets or wood chips - single-family house - existing building - distributed level 0.33 | HOUWPE | HOUPARRHN_OLDD_DMD | MKr20 | 2025 | 4.6913 | 0.38137 |  | 25 | 14 | 60 | 2 | 4 | PAR | D | OLD |  |  | RHNBHWPE | 2 | 0.33333 | HOUPARRHNBHWPEN01_OLDD_FHPELCE02 | 1 | HOUPARRHNBHWPEN01_OLDD | HOUPARRHNHPELCE02_OLDD | HPELCE02 | BHWPEN01 | PAR_OLDD | HPELCE02_BHWPEN01 | 5 | 0 | 1.1 | Unlikely
HOUPARRHNBHWPEN01_OLDD_FHPELCE02_D33 | Residential heating technology - Biomass boiler, automatic stoking , wood pellets or wood chips - single-family house - existing building - distributed level 0.33 | HOUWPE | HOUPARRHN_OLDD_DMD | MKr20 | 2030 | 4.5752 | 0.37629 |  | 25 | 11 | 50 | 1 | 4 | PAR | D | OLD |  |  | RHNBHWPE | 2 | 0.33333 | HOUPARRHNBHWPEN01_OLDD_FHPELCE02 | 1 | HOUPARRHNBHWPEN01_OLDD | HOUPARRHNHPELCE02_OLDD | HPELCE02 | BHWPEN01 | PAR_OLDD | HPELCE02_BHWPEN01 | 5 | 0 | 1.1 | Unlikely
HOUPARRHNBHWPEN01_OLDD_FHPELCE02_D33 | Residential heating technology - Biomass boiler, automatic stoking , wood pellets or wood chips - single-family house - existing building - distributed level 0.33 | HOUWPE | HOUPARRHN_OLDD_DMD | MKr20 | 2040 | 4.3515 | 0.35964 |  | 25 | 9 | 45 | 1 | 4 | PAR | D | OLD |  |  | RHNBHWPE | 2 | 0.33333 | HOUPARRHNBHWPEN01_OLDD_FHPELCE02 | 1 | HOUPARRHNBHWPEN01_OLDD | HOUPARRHNHPELCE02_OLDD | HPELCE02 | BHWPEN01 | PAR_OLDD | HPELCE02_BHWPEN01 | 5 | 0 | 1.1 | Unlikely
HOUPARRHNBHWPEN01_OLDD_FHPELCE02_D33 | Residential heating technology - Biomass boiler, automatic stoking , wood pellets or wood chips - single-family house - existing building - distributed level 0.33 | HOUWPE | HOUPARRHN_OLDD_DMD | MKr20 | 2050 | 5.1734 | 0.42965 |  | 25 | 9 | 40 | 0 | 4 | PAR | D | OLD |  |  | RHNBHWPE | 2 | 0.33333 | HOUPARRHNBHWPEN01_OLDD_FHPELCE02 | 1 | HOUPARRHNBHWPEN01_OLDD | HOUPARRHNHPELCE02_OLDD | HPELCE02 | BHWPEN01 | PAR_OLDD | HPELCE02_BHWPEN01 | 5 | 0 | 1.1 | Unlikely
HOUPARRHNBHDHDN03_OLDD_FHPELCE02_D33 | Residential heating technology - Direct district heating substation - plus connection pipe - single-family house - existing building - distributed level 0.33 | HOUDHD | HOUPARRHN_OLDD_DMD | MKr20 | 2020 | 3.0238 | 0.028099 | [6 empty] | PAR | D | OLD |  |  | RHNBHDHD | 2 | 0.33333 | HOUPARRHNBHDHDN03_OLDD_FHPELCE02 | 1 | HOUPARRHNBHDHDN03_OLDD | HOUPARRHNHPELCE02_OLDD | HPELCE02 | BHDHDN03 | PAR_OLDD | HPELCE02_BHDHDN03 | 5 | 0 | 1.1 | Unlikely
HOUPARRHNBHDHDN03_OLDD_FHPELCE02_D33 | Residential heating technology - Direct district heating substation - plus connection pipe - single-family house - existing building - distributed level 0.33 | HOUDHD | HOUPARRHN_OLDD_DMD | MKr20 | 2025 | 2.9887 | 0.027891 | [6 empty] | PAR | D | OLD |  |  | RHNBHDHD | 2 | 0.33333 | HOUPARRHNBHDHDN03_OLDD_FHPELCE02 | 1 | HOUPARRHNBHDHDN03_OLDD | HOUPARRHNHPELCE02_OLDD | HPELCE02 | BHDHDN03 | PAR_OLDD | HPELCE02_BHDHDN03 | 5 | 0 | 1.1 | Unlikely
HOUPARRHNBHDHDN03_OLDD_FHPELCE02_D33 | Residential heating technology - Direct district heating substation - plus connection pipe - single-family house - existing building - distributed level 0.33 | HOUDHD | HOUPARRHN_OLDD_DMD | MKr20 | 2030 | 2.9594 | 0.027393 | [6 empty] | PAR | D | OLD |  |  | RHNBHDHD | 2 | 0.33333 | HOUPARRHNBHDHDN03_OLDD_FHPELCE02 | 1 | HOUPARRHNBHDHDN03_OLDD | HOUPARRHNHPELCE02_OLDD | HPELCE02 | BHDHDN03 | PAR_OLDD | HPELCE02_BHDHDN03 | 5 | 0 | 1.1 | Unlikely
HOUPARRHNBHDHDN03_OLDD_FHPELCE02_D33 | Residential heating technology - Direct district heating substation - plus connection pipe - single-family house - existing building - distributed level 0.33 | HOUDHD | HOUPARRHN_OLDD_DMD | MKr20 | 2040 | 2.9068 | 0.026213 | [6 empty] | PAR | D | OLD |  |  | RHNBHDHD | 2 | 0.33333 | HOUPARRHNBHDHDN03_OLDD_FHPELCE02 | 1 | HOUPARRHNBHDHDN03_OLDD | HOUPARRHNHPELCE02_OLDD | HPELCE02 | BHDHDN03 | PAR_OLDD | HPELCE02_BHDHDN03 | 5 | 0 | 1.1 | Unlikely
HOUPARRHNBHDHDN03_OLDD_FHPELCE02_D33 | Residential heating technology - Direct district heating substation - plus connection pipe - single-family house - existing building - distributed level 0.33 | HOUDHD | HOUPARRHN_OLDD_DMD | MKr20 | 2050 | 2.8483 | 0.024497 | [6 empty] | PAR | D | OLD |  |  | RHNBHDHD | 2 | 0.33333 | HOUPARRHNBHDHDN03_OLDD_FHPELCE02 | 1 | HOUPARRHNBHDHDN03_OLDD | HOUPARRHNHPELCE02_OLDD | HPELCE02 | BHDHDN03 | PAR_OLDD | HPELCE02_BHDHDN03 | 5 | 0 | 1.1 | Unlikely
HOUPARRHNHPELCN07_OLDI_FHPELCE02_D33 | Residential heating technology - Heat pump, Air-to-water, low-price product - single-family house - existing building - distributed level 0.33 | HOUELC, HOUAMB | HOUPARRHN_OLDI_DMD | MKr20 | 2020 | 9.341 | 0.35537 | 0.32178 | [5 empty] | PAR | I | OLD | 3.1077 |  | RHNHPELC | 2 | 0.33333 | HOUPARRHNHPELCN07_OLDI_FHPELCE02 | 1 | HOUPARRHNHPELCN07_OLDI | HOUPARRHNHPELCE02_OLDI | HPELCE02 | HPELCN07 | PAR_OLDI | HPELCE02_HPELCN07 | 5 | 0 | 1.1 | Unlikely
HOUPARRHNHPELCN07_OLDI_FHPELCE02_D33 | Residential heating technology - Heat pump, Air-to-water, low-price product - single-family house - existing building - distributed level 0.33 | HOUELC, HOUAMB | HOUPARRHN_OLDI_DMD | MKr20 | 2025 | 8.5453 | 0.27257 | 0.30646 | [5 empty] | PAR | I | OLD | 3.2631 |  | RHNHPELC | 2 | 0.33333 | HOUPARRHNHPELCN07_OLDI_FHPELCE02 | 1 | HOUPARRHNHPELCN07_OLDI | HOUPARRHNHPELCE02_OLDI | HPELCE02 | HPELCN07 | PAR_OLDI | HPELCE02_HPELCN07 | 5 | 0 | 1.1 | Unlikely
HOUPARRHNHPELCN07_OLDI_FHPELCE02_D33 | Residential heating technology - Heat pump, Air-to-water, low-price product - single-family house - existing building - distributed level 0.33 | HOUELC, HOUAMB | HOUPARRHN_OLDI_DMD | MKr20 | 2030 | 7.7496 | 0.26933 | 0.29253 | [5 empty] | PAR | I | OLD | 3.4185 |  | RHNHPELC | 2 | 0.33333 | HOUPARRHNHPELCN07_OLDI_FHPELCE02 | 1 | HOUPARRHNHPELCN07_OLDI | HOUPARRHNHPELCE02_OLDI | HPELCE02 | HPELCN07 | PAR_OLDI | HPELCE02_HPELCN07 | 5 | 0 | 1.1 | Unlikely
HOUPARRHNHPELCN07_OLDI_FHPELCE02_D33 | Residential heating technology - Heat pump, Air-to-water, low-price product - single-family house - existing building - distributed level 0.33 | HOUELC, HOUAMB | HOUPARRHN_OLDI_DMD | MKr20 | 2040 | 7.1157 | 0.26331 | 0.27981 | [5 empty] | PAR | I | OLD | 3.5738 |  | RHNHPELC | 2 | 0.33333 | HOUPARRHNHPELCN07_OLDI_FHPELCE02 | 1 | HOUPARRHNHPELCN07_OLDI | HOUPARRHNHPELCE02_OLDI | HPELCE02 | HPELCN07 | PAR_OLDI | HPELCE02_HPELCN07 | 5 | 0 | 1.1 | Unlikely
HOUPARRHNHPELCN07_OLDI_FHPELCE02_D33 | Residential heating technology - Heat pump, Air-to-water, low-price product - single-family house - existing building - distributed level 0.33 | HOUELC, HOUAMB | HOUPARRHN_OLDI_DMD | MKr20 | 2050 | 6.4817 | 0.2573 | 0.27193 | [5 empty] | PAR | I | OLD | 3.6774 |  | RHNHPELC | 2 | 0.33333 | HOUPARRHNHPELCN07_OLDI_FHPELCE02 | 1 | HOUPARRHNHPELCN07_OLDI | HOUPARRHNHPELCE02_OLDI | HPELCE02 | HPELCN07 | PAR_OLDI | HPELCE02_HPELCN07 | 5 | 0 | 1.1 | Unlikely
HOUPARRHNHPELCN05_OLDI_FHPELCE02_D33 | Residential heating technology - Heat pump, Air-to-water - leasing - single-family house - existing building - distributed level 0.33 | HOUELC, HOUAMB | HOUPARRHN_OLDI_DMD | MKr20 | 2020 | 5.9512 | 0.9839 | 0.30646 | [5 empty] | PAR | I | OLD | 3.2631 |  | RHNHPELC | 2 | 0.33333 | HOUPARRHNHPELCN05_OLDI_FHPELCE02 | 1 | HOUPARRHNHPELCN05_OLDI | HOUPARRHNHPELCE02_OLDI | HPELCE02 | HPELCN05 | PAR_OLDI | HPELCE02_HPELCN05 | 5 | 0 | 1.1 | Unlikely
HOUPARRHNHPELCN05_OLDI_FHPELCE02_D33 | Residential heating technology - Heat pump, Air-to-water - leasing - single-family house - existing building - distributed level 0.33 | HOUELC, HOUAMB | HOUPARRHN_OLDI_DMD | MKr20 | 2025 | 5.4893 | 0.84862 | 0.29253 | [5 empty] | PAR | I | OLD | 3.4185 |  | RHNHPELC | 2 | 0.33333 | HOUPARRHNHPELCN05_OLDI_FHPELCE02 | 1 | HOUPARRHNHPELCN05_OLDI | HOUPARRHNHPELCE02_OLDI | HPELCE02 | HPELCN05 | PAR_OLDI | HPELCE02_HPELCN05 | 5 | 0 | 1.1 | Unlikely
HOUPARRHNHPELCN05_OLDI_FHPELCE02_D33 | Residential heating technology - Heat pump, Air-to-water - leasing - single-family house - existing building - distributed level 0.33 | HOUELC, HOUAMB | HOUPARRHN_OLDI_DMD | MKr20 | 2030 | 5.0274 | 0.79289 | 0.27981 | [5 empty] | PAR | I | OLD | 3.5738 |  | RHNHPELC | 2 | 0.33333 | HOUPARRHNHPELCN05_OLDI_FHPELCE02 | 1 | HOUPARRHNHPELCN05_OLDI | HOUPARRHNHPELCE02_OLDI | HPELCE02 | HPELCN05 | PAR_OLDI | HPELCE02_HPELCN05 | 5 | 0 | 1.1 | Unlikely
HOUPARRHNHPELCN05_OLDI_FHPELCE02_D33 | Residential heating technology - Heat pump, Air-to-water - leasing - single-family house - existing building - distributed level 0.33 | HOUELC, HOUAMB | HOUPARRHN_OLDI_DMD | MKr20 | 2040 | 4.6528 | 0.74431 | 0.26815 | [5 empty] | PAR | I | OLD | 3.7292 |  | RHNHPELC | 2 | 0.33333 | HOUPARRHNHPELCN05_OLDI_FHPELCE02 | 1 | HOUPARRHNHPELCN05_OLDI | HOUPARRHNHPELCE02_OLDI | HPELCE02 | HPELCN05 | PAR_OLDI | HPELCE02_HPELCN05 | 5 | 0 | 1.1 | Unlikely
HOUPARRHNHPELCN05_OLDI_FHPELCE02_D33 | Residential heating technology - Heat pump, Air-to-water - leasing - single-family house - existing building - distributed level 0.33 | HOUELC, HOUAMB | HOUPARRHN_OLDI_DMD | MKr20 | 2050 | 4.2782 | 0.69572 | 0.26091 | [5 empty] | PAR | I | OLD | 3.8328 |  | RHNHPELC | 2 | 0.33333 | HOUPARRHNHPELCN05_OLDI_FHPELCE02 | 1 | HOUPARRHNHPELCN05_OLDI | HOUPARRHNHPELCE02_OLDI | HPELCE02 | HPELCN05 | PAR_OLDI | HPELCE02_HPELCN05 | 5 | 0 | 1.1 | Unlikely
HOUPARRHNHPELCN04_OLDI_FHPELCE02_D33 | Residential heating technology - Heat pump, Ground source - single-family house - existing building - distributed level 0.33 | HOUELC, HOUAMB | HOUPARRHN_OLDI_DMD | MKr20 | 2020 | 14.3298 | 0.28377 | 0.27981 | [5 empty] | PAR | I | OLD | 3.5738 |  | RHNHPELC | 2 | 0.33333 | HOUPARRHNHPELCN04_OLDI_FHPELCE02 | 1 | HOUPARRHNHPELCN04_OLDI | HOUPARRHNHPELCE02_OLDI | HPELCE02 | HPELCN04 | PAR_OLDI | HPELCE02_HPELCN04 | 6 | 0 | 1 | New
HOUPARRHNHPELCN04_OLDI_FHPELCE02_D33 | Residential heating technology - Heat pump, Ground source - single-family house - existing building - distributed level 0.33 | HOUELC, HOUAMB | HOUPARRHN_OLDI_DMD | MKr20 | 2025 | 13.6133 | 0.20097 | 0.27193 | [5 empty] | PAR | I | OLD | 3.6774 |  | RHNHPELC | 2 | 0.33333 | HOUPARRHNHPELCN04_OLDI_FHPELCE02 | 1 | HOUPARRHNHPELCN04_OLDI | HOUPARRHNHPELCE02_OLDI | HPELCE02 | HPELCN04 | PAR_OLDI | HPELCE02_HPELCN04 | 6 | 0 | 1 | New
HOUPARRHNHPELCN04_OLDI_FHPELCE02_D33 | Residential heating technology - Heat pump, Ground source - single-family house - existing building - distributed level 0.33 | HOUELC, HOUAMB | HOUPARRHN_OLDI_DMD | MKr20 | 2030 | 12.8968 | 0.19772 | 0.26448 | [5 empty] | PAR | I | OLD | 3.781 |  | RHNHPELC | 2 | 0.33333 | HOUPARRHNHPELCN04_OLDI_FHPELCE02 | 1 | HOUPARRHNHPELCN04_OLDI | HOUPARRHNHPELCE02_OLDI | HPELCE02 | HPELCN04 | PAR_OLDI | HPELCE02_HPELCN04 | 6 | 0 | 1 | New
HOUPARRHNHPELCN04_OLDI_FHPELCE02_D33 | Residential heating technology - Heat pump, Ground source - single-family house - existing building - distributed level 0.33 | HOUELC, HOUAMB | HOUPARRHN_OLDI_DMD | MKr20 | 2040 | 12.252 | 0.19171 | 0.25404 | [5 empty] | PAR | I | OLD | 3.9364 |  | RHNHPELC | 2 | 0.33333 | HOUPARRHNHPELCN04_OLDI_FHPELCE02 | 1 | HOUPARRHNHPELCN04_OLDI | HOUPARRHNHPELCE02_OLDI | HPELCE02 | HPELCN04 | PAR_OLDI | HPELCE02_HPELCN04 | 6 | 0 | 1 | New
HOUPARRHNHPELCN04_OLDI_FHPELCE02_D33 | Residential heating technology - Heat pump, Ground source - single-family house - existing building - distributed level 0.33 | HOUELC, HOUAMB | HOUPARRHN_OLDI_DMD | MKr20 | 2050 | 11.6072 | 0.18569 | 0.25074 | [5 empty] | PAR | I | OLD | 3.9882 |  | RHNHPELC | 2 | 0.33333 | HOUPARRHNHPELCN04_OLDI_FHPELCE02 | 1 | HOUPARRHNHPELCN04_OLDI | HOUPARRHNHPELCE02_OLDI | HPELCE02 | HPELCN04 | PAR_OLDI | HPELCE02_HPELCN04 | 6 | 0 | 1 | New
HOUPARRHNHPELCN03_OLDI_FHPELCE02_D33 | Residential heating technology - Heat pump, Air-to-water - single-family house - existing building - distributed level 0.33 | HOUELC, HOUAMB | HOUPARRHN_OLDI_DMD | MKr20 | 2020 | 10.8203 | 0.30764 | 0.30646 | [5 empty] | PAR | I | OLD | 3.2631 |  | RHNHPELC | 2 | 0.33333 | HOUPARRHNHPELCN03_OLDI_FHPELCE02 | 1 | HOUPARRHNHPELCN03_OLDI | HOUPARRHNHPELCE02_OLDI | HPELCE02 | HPELCN03 | PAR_OLDI | HPELCE02_HPELCN03 | 6 | 0 | 1 | New
HOUPARRHNHPELCN03_OLDI_FHPELCE02_D33 | Residential heating technology - Heat pump, Air-to-water - single-family house - existing building - distributed level 0.33 | HOUELC, HOUAMB | HOUPARRHN_OLDI_DMD | MKr20 | 2025 | 9.9805 | 0.22483 | 0.29253 | [5 empty] | PAR | I | OLD | 3.4185 |  | RHNHPELC | 2 | 0.33333 | HOUPARRHNHPELCN03_OLDI_FHPELCE02 | 1 | HOUPARRHNHPELCN03_OLDI | HOUPARRHNHPELCE02_OLDI | HPELCE02 | HPELCN03 | PAR_OLDI | HPELCE02_HPELCN03 | 6 | 0 | 1 | New
HOUPARRHNHPELCN03_OLDI_FHPELCE02_D33 | Residential heating technology - Heat pump, Air-to-water - single-family house - existing building - distributed level 0.33 | HOUELC, HOUAMB | HOUPARRHN_OLDI_DMD | MKr20 | 2030 | 9.1408 | 0.22159 | 0.27981 | [5 empty] | PAR | I | OLD | 3.5738 |  | RHNHPELC | 2 | 0.33333 | HOUPARRHNHPELCN03_OLDI_FHPELCE02 | 1 | HOUPARRHNHPELCN03_OLDI | HOUPARRHNHPELCE02_OLDI | HPELCE02 | HPELCN03 | PAR_OLDI | HPELCE02_HPELCN03 | 6 | 0 | 1 | New
HOUPARRHNHPELCN03_OLDI_FHPELCE02_D33 | Residential heating technology - Heat pump, Air-to-water - single-family house - existing building - distributed level 0.33 | HOUELC, HOUAMB | HOUPARRHN_OLDI_DMD | MKr20 | 2040 | 8.4597 | 0.21558 | 0.26815 | [5 empty] | PAR | I | OLD | 3.7292 |  | RHNHPELC | 2 | 0.33333 | HOUPARRHNHPELCN03_OLDI_FHPELCE02 | 1 | HOUPARRHNHPELCN03_OLDI | HOUPARRHNHPELCE02_OLDI | HPELCE02 | HPELCN03 | PAR_OLDI | HPELCE02_HPELCN03 | 6 | 0 | 1 | New
HOUPARRHNHPELCN03_OLDI_FHPELCE02_D33 | Residential heating technology - Heat pump, Air-to-water - single-family house - existing building - distributed level 0.33 | HOUELC, HOUAMB | HOUPARRHN_OLDI_DMD | MKr20 | 2050 | 7.7786 | 0.20956 | 0.26091 | [5 empty] | PAR | I | OLD | 3.8328 |  | RHNHPELC | 2 | 0.33333 | HOUPARRHNHPELCN03_OLDI_FHPELCE02 | 1 | HOUPARRHNHPELCN03_OLDI | HOUPARRHNHPELCE02_OLDI | HPELCE02 | HPELCN03 | PAR_OLDI | HPELCE02_HPELCN03 | 6 | 0 | 1 | New
HOUPARRHNHPELCN02_OLDI_FHPELCE02_D33 | Residential heating technology - Heat pump, Air-to-air - single-family house - existing building - distributed level 0.33 | HOUELC, HOUAMB | HOUPARRHN_OLDI_DMD | MKr20 | 2020 | 1.6258 | 0.15994 | 0.19904 | [5 empty] | PAR | I | OLD | 5.0241 |  | RHNHPELC | 2 | 0.33333 | HOUPARRHNHPELCN02_OLDI_FHPELCE02 | 1 | HOUPARRHNHPELCN02_OLDI | HOUPARRHNHPELCE02_OLDI | HPELCE02 | HPELCN02 | PAR_OLDI | HPELCE02_HPELCN02 | 2 | 0 | 0.9 | Same
HOUPARRHNHPELCN02_OLDI_FHPELCE02_D33 | Residential heating technology - Heat pump, Air-to-air - single-family house - existing building - distributed level 0.33 | HOUELC, HOUAMB | HOUPARRHN_OLDI_DMD | MKr20 | 2025 | 1.5861 | 0.10866 | 0.18928 | [5 empty] | PAR | I | OLD | 5.2831 |  | RHNHPELC | 2 | 0.33333 | HOUPARRHNHPELCN02_OLDI_FHPELCE02 | 1 | HOUPARRHNHPELCN02_OLDI | HOUPARRHNHPELCE02_OLDI | HPELCE02 | HPELCN02 | PAR_OLDI | HPELCE02_HPELCN02 | 2 | 0 | 0.9 | Same
HOUPARRHNHPELCN02_OLDI_FHPELCE02_D33 | Residential heating technology - Heat pump, Air-to-air - single-family house - existing building - distributed level 0.33 | HOUELC, HOUAMB | HOUPARRHN_OLDI_DMD | MKr20 | 2030 | 1.5463 | 0.10666 | 0.18214 | [5 empty] | PAR | I | OLD | 5.4902 |  | RHNHPELC | 2 | 0.33333 | HOUPARRHNHPELCN02_OLDI_FHPELCE02 | 1 | HOUPARRHNHPELCN02_OLDI | HOUPARRHNHPELCE02_OLDI | HPELCE02 | HPELCN02 | PAR_OLDI | HPELCE02_HPELCN02 | 2 | 0 | 0.9 | Same
HOUPARRHNHPELCN02_OLDI_FHPELCE02_D33 | Residential heating technology - Heat pump, Air-to-air - single-family house - existing building - distributed level 0.33 | HOUELC, HOUAMB | HOUPARRHN_OLDI_DMD | MKr20 | 2040 | 1.4726 | 0.10293 | 0.17552 | [5 empty] | PAR | I | OLD | 5.6974 |  | RHNHPELC | 2 | 0.33333 | HOUPARRHNHPELCN02_OLDI_FHPELCE02 | 1 | HOUPARRHNHPELCN02_OLDI | HOUPARRHNHPELCE02_OLDI | HPELCE02 | HPELCN02 | PAR_OLDI | HPELCE02_HPELCN02 | 2 | 0 | 0.9 | Same
HOUPARRHNHPELCN02_OLDI_FHPELCE02_D33 | Residential heating technology - Heat pump, Air-to-air - single-family house - existing building - distributed level 0.33 | HOUELC, HOUAMB | HOUPARRHN_OLDI_DMD | MKr20 | 2050 | 1.3988 | 0.099207 | 0.17238 | [5 empty] | PAR | I | OLD | 5.801 |  | RHNHPELC | 2 | 0.33333 | HOUPARRHNHPELCN02_OLDI_FHPELCE02 | 1 | HOUPARRHNHPELCN02_OLDI | HOUPARRHNHPELCE02_OLDI | HPELCE02 | HPELCN02 | PAR_OLDI | HPELCE02_HPELCN02 | 2 | 0 | 0.9 | Same
HOUPARRHNDIELCN06_OLDI_FHPELCE02_D33 | Residential heating technology - Electric heating - electric panel from Bauhaus - single-family house - new building - distributed level 0.33 | HOUELC | HOUPARRHN_OLDI_DMD | MKr20 | 2020 | 0.56157 | 0 | [6 empty] | PAR | I | OLD |  |  | RHNDIELC | 2 | 0.33333 | HOUPARRHNDIELCN06_OLDI_FHPELCE02 | 1 | HOUPARRHNDIELCN06_OLDI | HOUPARRHNHPELCE02_OLDI | HPELCE02 | DIELCN06 | PAR_OLDI | HPELCE02_DIELCN06 | 5 | 0 | 1.1 | Unlikely
HOUPARRHNDIELCN06_OLDI_FHPELCE02_D33 | Residential heating technology - Electric heating - electric panel from Bauhaus - single-family house - new building - distributed level 0.33 | HOUELC | HOUPARRHN_OLDI_DMD | MKr20 | 2025 | 0.56157 | 0 | [6 empty] | PAR | I | OLD |  |  | RHNDIELC | 2 | 0.33333 | HOUPARRHNDIELCN06_OLDI_FHPELCE02 | 1 | HOUPARRHNDIELCN06_OLDI | HOUPARRHNHPELCE02_OLDI | HPELCE02 | DIELCN06 | PAR_OLDI | HPELCE02_DIELCN06 | 5 | 0 | 1.1 | Unlikely
HOUPARRHNDIELCN06_OLDI_FHPELCE02_D33 | Residential heating technology - Electric heating - electric panel from Bauhaus - single-family house - new building - distributed level 0.33 | HOUELC | HOUPARRHN_OLDI_DMD | MKr20 | 2030 | 0.56157 | 0 | [6 empty] | PAR | I | OLD |  |  | RHNDIELC | 2 | 0.33333 | HOUPARRHNDIELCN06_OLDI_FHPELCE02 | 1 | HOUPARRHNDIELCN06_OLDI | HOUPARRHNHPELCE02_OLDI | HPELCE02 | DIELCN06 | PAR_OLDI | HPELCE02_DIELCN06 | 5 | 0 | 1.1 | Unlikely
HOUPARRHNDIELCN06_OLDI_FHPELCE02_D33 | Residential heating technology - Electric heating - electric panel from Bauhaus - single-family house - new building - distributed level 0.33 | HOUELC | HOUPARRHN_OLDI_DMD | MKr20 | 2040 | 0.56157 | 0 | [6 empty] | PAR | I | OLD |  |  | RHNDIELC | 2 | 0.33333 | HOUPARRHNDIELCN06_OLDI_FHPELCE02 | 1 | HOUPARRHNDIELCN06_OLDI | HOUPARRHNHPELCE02_OLDI | HPELCE02 | DIELCN06 | PAR_OLDI | HPELCE02_DIELCN06 | 5 | 0 | 1.1 | Unlikely
HOUPARRHNDIELCN06_OLDI_FHPELCE02_D33 | Residential heating technology - Electric heating - electric panel from Bauhaus - single-family house - new building - distributed level 0.33 | HOUELC | HOUPARRHN_OLDI_DMD | MKr20 | 2050 | 0.56157 | 0 | [6 empty] | PAR | I | OLD |  |  | RHNDIELC | 2 | 0.33333 | HOUPARRHNDIELCN06_OLDI_FHPELCE02 | 1 | HOUPARRHNDIELCN06_OLDI | HOUPARRHNHPELCE02_OLDI | HPELCE02 | DIELCN06 | PAR_OLDI | HPELCE02_DIELCN06 | 5 | 0 | 1.1 | Unlikely
HOUPARRHNDIELCN01_OLDI_FHPELCE02_D33 | Residential heating technology - Electric heating - single-family house - new building - distributed level 0.33 | HOUELC | HOUPARRHN_OLDI_DMD | MKr20 | 2020 | 6.8232 | 0.055321 | [6 empty] | PAR | I | OLD |  |  | RHNDIELC | 2 | 0.33333 | HOUPARRHNDIELCN01_OLDI_FHPELCE02 | 1 | HOUPARRHNDIELCN01_OLDI | HOUPARRHNHPELCE02_OLDI | HPELCE02 | DIELCN01 | PAR_OLDI | HPELCE02_DIELCN01 | 5 | 0 | 1.1 | Unlikely
HOUPARRHNDIELCN01_OLDI_FHPELCE02_D33 | Residential heating technology - Electric heating - single-family house - new building - distributed level 0.33 | HOUELC | HOUPARRHN_OLDI_DMD | MKr20 | 2025 | 6.6543 | 0.055321 | [6 empty] | PAR | I | OLD |  |  | RHNDIELC | 2 | 0.33333 | HOUPARRHNDIELCN01_OLDI_FHPELCE02 | 1 | HOUPARRHNDIELCN01_OLDI | HOUPARRHNHPELCE02_OLDI | HPELCE02 | DIELCN01 | PAR_OLDI | HPELCE02_DIELCN01 | 5 | 0 | 1.1 | Unlikely
HOUPARRHNDIELCN01_OLDI_FHPELCE02_D33 | Residential heating technology - Electric heating - single-family house - new building - distributed level 0.33 | HOUELC | HOUPARRHN_OLDI_DMD | MKr20 | 2030 | 6.4896 | 0.053016 | [6 empty] | PAR | I | OLD |  |  | RHNDIELC | 2 | 0.33333 | HOUPARRHNDIELCN01_OLDI_FHPELCE02 | 1 | HOUPARRHNDIELCN01_OLDI | HOUPARRHNHPELCE02_OLDI | HPELCE02 | DIELCN01 | PAR_OLDI | HPELCE02_DIELCN01 | 5 | 0 | 1.1 | Unlikely
HOUPARRHNDIELCN01_OLDI_FHPELCE02_D33 | Residential heating technology - Electric heating - single-family house - new building - distributed level 0.33 | HOUELC | HOUPARRHN_OLDI_DMD | MKr20 | 2040 | 6.1723 | 0.050711 | [6 empty] | PAR | I | OLD |  |  | RHNDIELC | 2 | 0.33333 | HOUPARRHNDIELCN01_OLDI_FHPELCE02 | 1 | HOUPARRHNDIELCN01_OLDI | HOUPARRHNHPELCE02_OLDI | HPELCE02 | DIELCN01 | PAR_OLDI | HPELCE02_DIELCN01 | 5 | 0 | 1.1 | Unlikely
HOUPARRHNDIELCN01_OLDI_FHPELCE02_D33 | Residential heating technology - Electric heating - single-family house - new building - distributed level 0.33 | HOUELC | HOUPARRHN_OLDI_DMD | MKr20 | 2050 | 5.8706 | 0.048406 | [6 empty] | PAR | I | OLD |  |  | RHNDIELC | 2 | 0.33333 | HOUPARRHNDIELCN01_OLDI_FHPELCE02 | 1 | HOUPARRHNDIELCN01_OLDI | HOUPARRHNHPELCE02_OLDI | HPELCE02 | DIELCN01 | PAR_OLDI | HPELCE02_DIELCN01 | 5 | 0 | 1.1 | Unlikely
HOUPARRHNBHWPEN01_OLDI_FHPELCE02_D33 | Residential heating technology - Biomass boiler, automatic stoking , wood pellets or wood chips - single-family house - existing building - distributed level 0.33 | HOUWPE | HOUPARRHN_OLDI_DMD | MKr20 | 2020 | 3.7003 | 0.25872 |  | 25 | 14 | 70 | 2 | 4 | PAR | I | OLD |  |  | RHNBHWPE | 2 | 0.33333 | HOUPARRHNBHWPEN01_OLDI_FHPELCE02 | 1 | HOUPARRHNBHWPEN01_OLDI | HOUPARRHNHPELCE02_OLDI | HPELCE02 | BHWPEN01 | PAR_OLDI | HPELCE02_BHWPEN01 | 5 | 0 | 1.1 | Unlikely
HOUPARRHNBHWPEN01_OLDI_FHPELCE02_D33 | Residential heating technology - Biomass boiler, automatic stoking , wood pellets or wood chips - single-family house - existing building - distributed level 0.33 | HOUWPE | HOUPARRHN_OLDI_DMD | MKr20 | 2025 | 3.6087 | 0.25425 |  | 25 | 14 | 60 | 2 | 4 | PAR | I | OLD |  |  | RHNBHWPE | 2 | 0.33333 | HOUPARRHNBHWPEN01_OLDI_FHPELCE02 | 1 | HOUPARRHNBHWPEN01_OLDI | HOUPARRHNHPELCE02_OLDI | HPELCE02 | BHWPEN01 | PAR_OLDI | HPELCE02_BHWPEN01 | 5 | 0 | 1.1 | Unlikely
HOUPARRHNBHWPEN01_OLDI_FHPELCE02_D33 | Residential heating technology - Biomass boiler, automatic stoking , wood pellets or wood chips - single-family house - existing building - distributed level 0.33 | HOUWPE | HOUPARRHN_OLDI_DMD | MKr20 | 2030 | 3.5194 | 0.25086 |  | 25 | 11 | 50 | 1 | 4 | PAR | I | OLD |  |  | RHNBHWPE | 2 | 0.33333 | HOUPARRHNBHWPEN01_OLDI_FHPELCE02 | 1 | HOUPARRHNBHWPEN01_OLDI | HOUPARRHNHPELCE02_OLDI | HPELCE02 | BHWPEN01 | PAR_OLDI | HPELCE02_BHWPEN01 | 5 | 0 | 1.1 | Unlikely
HOUPARRHNBHWPEN01_OLDI_FHPELCE02_D33 | Residential heating technology - Biomass boiler, automatic stoking , wood pellets or wood chips - single-family house - existing building - distributed level 0.33 | HOUWPE | HOUPARRHN_OLDI_DMD | MKr20 | 2040 | 3.3473 | 0.23976 |  | 25 | 9 | 45 | 1 | 4 | PAR | I | OLD |  |  | RHNBHWPE | 2 | 0.33333 | HOUPARRHNBHWPEN01_OLDI_FHPELCE02 | 1 | HOUPARRHNBHWPEN01_OLDI | HOUPARRHNHPELCE02_OLDI | HPELCE02 | BHWPEN01 | PAR_OLDI | HPELCE02_BHWPEN01 | 5 | 0 | 1.1 | Unlikely
HOUPARRHNBHWPEN01_OLDI_FHPELCE02_D33 | Residential heating technology - Biomass boiler, automatic stoking , wood pellets or wood chips - single-family house - existing building - distributed level 0.33 | HOUWPE | HOUPARRHN_OLDI_DMD | MKr20 | 2050 | 3.9796 | 0.28643 |  | 25 | 9 | 40 | 0 | 4 | PAR | I | OLD |  |  | RHNBHWPE | 2 | 0.33333 | HOUPARRHNBHWPEN01_OLDI_FHPELCE02 | 1 | HOUPARRHNBHWPEN01_OLDI | HOUPARRHNHPELCE02_OLDI | HPELCE02 | BHWPEN01 | PAR_OLDI | HPELCE02_BHWPEN01 | 5 | 0 | 1.1 | Unlikely
HOUPARRHNBHDHDN09_OLDI_FHPELCE02_D33 | Residential heating technology - Direct district heating substation - plus connection pipe - plus distribution (heating density: low ) - single-family house - existing building - distributed level 0.33 | HOUDHD | HOUPARRHN_OLDI_DMD | MKr20 | 2020 | 10.6797 | 0.028099 | [6 empty] | PAR | I | OLD |  |  | RHNBHDHD | 2 | 0.33333 | HOUPARRHNBHDHDN09_OLDI_FHPELCE02 | 1 | HOUPARRHNBHDHDN09_OLDI | HOUPARRHNHPELCE02_OLDI | HPELCE02 | BHDHDN09 | PAR_OLDI | HPELCE02_BHDHDN09 | 5 | 0 | 1.1 | Unlikely
HOUPARRHNBHDHDN09_OLDI_FHPELCE02_D33 | Residential heating technology - Direct district heating substation - plus connection pipe - plus distribution (heating density: low ) - single-family house - existing building - distributed level 0.33 | HOUDHD | HOUPARRHN_OLDI_DMD | MKr20 | 2025 | 10.6417 | 0.027891 | [6 empty] | PAR | I | OLD |  |  | RHNBHDHD | 2 | 0.33333 | HOUPARRHNBHDHDN09_OLDI_FHPELCE02 | 1 | HOUPARRHNBHDHDN09_OLDI | HOUPARRHNHPELCE02_OLDI | HPELCE02 | BHDHDN09 | PAR_OLDI | HPELCE02_BHDHDN09 | 5 | 0 | 1.1 | Unlikely
HOUPARRHNBHDHDN09_OLDI_FHPELCE02_D33 | Residential heating technology - Direct district heating substation - plus connection pipe - plus distribution (heating density: low ) - single-family house - existing building - distributed level 0.33 | HOUDHD | HOUPARRHN_OLDI_DMD | MKr20 | 2030 | 10.61 | 0.027393 | [6 empty] | PAR | I | OLD |  |  | RHNBHDHD | 2 | 0.33333 | HOUPARRHNBHDHDN09_OLDI_FHPELCE02 | 1 | HOUPARRHNBHDHDN09_OLDI | HOUPARRHNHPELCE02_OLDI | HPELCE02 | BHDHDN09 | PAR_OLDI | HPELCE02_BHDHDN09 | 5 | 0 | 1.1 | Unlikely
HOUPARRHNBHDHDN09_OLDI_FHPELCE02_D33 | Residential heating technology - Direct district heating substation - plus connection pipe - plus distribution (heating density: low ) - single-family house - existing building - distributed level 0.33 | HOUDHD | HOUPARRHN_OLDI_DMD | MKr20 | 2040 | 10.5529 | 0.026213 | [6 empty] | PAR | I | OLD |  |  | RHNBHDHD | 2 | 0.33333 | HOUPARRHNBHDHDN09_OLDI_FHPELCE02 | 1 | HOUPARRHNBHDHDN09_OLDI | HOUPARRHNHPELCE02_OLDI | HPELCE02 | BHDHDN09 | PAR_OLDI | HPELCE02_BHDHDN09 | 5 | 0 | 1.1 | Unlikely
HOUPARRHNBHDHDN09_OLDI_FHPELCE02_D33 | Residential heating technology - Direct district heating substation - plus connection pipe - plus distribution (heating density: low ) - single-family house - existing building - distributed level 0.33 | HOUDHD | HOUPARRHN_OLDI_DMD | MKr20 | 2050 | 10.4895 | 0.024497 | [6 empty] | PAR | I | OLD |  |  | RHNBHDHD | 2 | 0.33333 | HOUPARRHNBHDHDN09_OLDI_FHPELCE02 | 1 | HOUPARRHNBHDHDN09_OLDI | HOUPARRHNHPELCE02_OLDI | HPELCE02 | BHDHDN09 | PAR_OLDI | HPELCE02_BHDHDN09 | 5 | 0 | 1.1 | Unlikely
HOUPARRHNBHDHDN07_OLDI_FHPELCE02_D33 | Residential heating technology - Direct district heating substation - plus connection pipe - plus distribution (heating density: medium ) - single-family house - existing building - distributed level 0.33 | HOUDHD | HOUPARRHN_OLDI_DMD | MKr20 | 2020 | 4.2983 | 0.028099 | [6 empty] | PAR | I | OLD |  |  | RHNBHDHD | 2 | 0.33333 | HOUPARRHNBHDHDN07_OLDI_FHPELCE02 | 1 | HOUPARRHNBHDHDN07_OLDI | HOUPARRHNHPELCE02_OLDI | HPELCE02 | BHDHDN07 | PAR_OLDI | HPELCE02_BHDHDN07 | 5 | 0 | 1.1 | Unlikely
HOUPARRHNBHDHDN07_OLDI_FHPELCE02_D33 | Residential heating technology - Direct district heating substation - plus connection pipe - plus distribution (heating density: medium ) - single-family house - existing building - distributed level 0.33 | HOUDHD | HOUPARRHN_OLDI_DMD | MKr20 | 2025 | 4.2602 | 0.027891 | [6 empty] | PAR | I | OLD |  |  | RHNBHDHD | 2 | 0.33333 | HOUPARRHNBHDHDN07_OLDI_FHPELCE02 | 1 | HOUPARRHNBHDHDN07_OLDI | HOUPARRHNHPELCE02_OLDI | HPELCE02 | BHDHDN07 | PAR_OLDI | HPELCE02_BHDHDN07 | 5 | 0 | 1.1 | Unlikely
HOUPARRHNBHDHDN07_OLDI_FHPELCE02_D33 | Residential heating technology - Direct district heating substation - plus connection pipe - plus distribution (heating density: medium ) - single-family house - existing building - distributed level 0.33 | HOUDHD | HOUPARRHN_OLDI_DMD | MKr20 | 2030 | 4.2285 | 0.027393 | [6 empty] | PAR | I | OLD |  |  | RHNBHDHD | 2 | 0.33333 | HOUPARRHNBHDHDN07_OLDI_FHPELCE02 | 1 | HOUPARRHNBHDHDN07_OLDI | HOUPARRHNHPELCE02_OLDI | HPELCE02 | BHDHDN07 | PAR_OLDI | HPELCE02_BHDHDN07 | 5 | 0 | 1.1 | Unlikely
HOUPARRHNBHDHDN07_OLDI_FHPELCE02_D33 | Residential heating technology - Direct district heating substation - plus connection pipe - plus distribution (heating density: medium ) - single-family house - existing building - distributed level 0.33 | HOUDHD | HOUPARRHN_OLDI_DMD | MKr20 | 2040 | 4.1715 | 0.026213 | [6 empty] | PAR | I | OLD |  |  | RHNBHDHD | 2 | 0.33333 | HOUPARRHNBHDHDN07_OLDI_FHPELCE02 | 1 | HOUPARRHNBHDHDN07_OLDI | HOUPARRHNHPELCE02_OLDI | HPELCE02 | BHDHDN07 | PAR_OLDI | HPELCE02_BHDHDN07 | 5 | 0 | 1.1 | Unlikely
HOUPARRHNBHDHDN07_OLDI_FHPELCE02_D33 | Residential heating technology - Direct district heating substation - plus connection pipe - plus distribution (heating density: medium ) - single-family house - existing building - distributed level 0.33 | HOUDHD | HOUPARRHN_OLDI_DMD | MKr20 | 2050 | 4.1081 | 0.024497 | [6 empty] | PAR | I | OLD |  |  | RHNBHDHD | 2 | 0.33333 | HOUPARRHNBHDHDN07_OLDI_FHPELCE02 | 1 | HOUPARRHNBHDHDN07_OLDI | HOUPARRHNHPELCE02_OLDI | HPELCE02 | BHDHDN07 | PAR_OLDI | HPELCE02_BHDHDN07 | 5 | 0 | 1.1 | Unlikely
HOUPARRHNBHDHDN05_OLDI_FHPELCE02_D33 | Residential heating technology - Direct district heating substation - plus connection pipe - plus distribution (heating density: high ) - single-family house - existing building - distributed level 0.33 | HOUDHD | HOUPARRHN_OLDI_DMD | MKr20 | 2020 | 3.2772 | 0.028099 | [6 empty] | PAR | I | OLD |  |  | RHNBHDHD | 2 | 0.33333 | HOUPARRHNBHDHDN05_OLDI_FHPELCE02 | 1 | HOUPARRHNBHDHDN05_OLDI | HOUPARRHNHPELCE02_OLDI | HPELCE02 | BHDHDN05 | PAR_OLDI | HPELCE02_BHDHDN05 | 5 | 0 | 1.1 | Unlikely
HOUPARRHNBHDHDN05_OLDI_FHPELCE02_D33 | Residential heating technology - Direct district heating substation - plus connection pipe - plus distribution (heating density: high ) - single-family house - existing building - distributed level 0.33 | HOUDHD | HOUPARRHN_OLDI_DMD | MKr20 | 2025 | 3.2392 | 0.027891 | [6 empty] | PAR | I | OLD |  |  | RHNBHDHD | 2 | 0.33333 | HOUPARRHNBHDHDN05_OLDI_FHPELCE02 | 1 | HOUPARRHNBHDHDN05_OLDI | HOUPARRHNHPELCE02_OLDI | HPELCE02 | BHDHDN05 | PAR_OLDI | HPELCE02_BHDHDN05 | 5 | 0 | 1.1 | Unlikely
HOUPARRHNBHDHDN05_OLDI_FHPELCE02_D33 | Residential heating technology - Direct district heating substation - plus connection pipe - plus distribution (heating density: high ) - single-family house - existing building - distributed level 0.33 | HOUDHD | HOUPARRHN_OLDI_DMD | MKr20 | 2030 | 3.2075 | 0.027393 | [6 empty] | PAR | I | OLD |  |  | RHNBHDHD | 2 | 0.33333 | HOUPARRHNBHDHDN05_OLDI_FHPELCE02 | 1 | HOUPARRHNBHDHDN05_OLDI | HOUPARRHNHPELCE02_OLDI | HPELCE02 | BHDHDN05 | PAR_OLDI | HPELCE02_BHDHDN05 | 5 | 0 | 1.1 | Unlikely
HOUPARRHNBHDHDN05_OLDI_FHPELCE02_D33 | Residential heating technology - Direct district heating substation - plus connection pipe - plus distribution (heating density: high ) - single-family house - existing building - distributed level 0.33 | HOUDHD | HOUPARRHN_OLDI_DMD | MKr20 | 2040 | 3.1504 | 0.026213 | [6 empty] | PAR | I | OLD |  |  | RHNBHDHD | 2 | 0.33333 | HOUPARRHNBHDHDN05_OLDI_FHPELCE02 | 1 | HOUPARRHNBHDHDN05_OLDI | HOUPARRHNHPELCE02_OLDI | HPELCE02 | BHDHDN05 | PAR_OLDI | HPELCE02_BHDHDN05 | 5 | 0 | 1.1 | Unlikely
HOUPARRHNBHDHDN05_OLDI_FHPELCE02_D33 | Residential heating technology - Direct district heating substation - plus connection pipe - plus distribution (heating density: high ) - single-family house - existing building - distributed level 0.33 | HOUDHD | HOUPARRHN_OLDI_DMD | MKr20 | 2050 | 3.0871 | 0.024497 | [6 empty] | PAR | I | OLD |  |  | RHNBHDHD | 2 | 0.33333 | HOUPARRHNBHDHDN05_OLDI_FHPELCE02 | 1 | HOUPARRHNBHDHDN05_OLDI | HOUPARRHNHPELCE02_OLDI | HPELCE02 | BHDHDN05 | PAR_OLDI | HPELCE02_BHDHDN05 | 5 | 0 | 1.1 | Unlikely
HOUPARRHNBHDHCN09_OLDI_FHPELCE02_D33 | Residential heating technology - Direct district heating substation - plus connection pipe - plus distribution (heating density: low ) - single-family house - existing building - distributed level 0.33 | HOUDHC | HOUPARRHN_OLDI_DMD | MKr20 | 2020 | 10.6797 | 0.028099 | [6 empty] | PAR | I | OLD |  |  | RHNBHDHC | 2 | 0.33333 | HOUPARRHNBHDHCN09_OLDI_FHPELCE02 | 1 | HOUPARRHNBHDHCN09_OLDI | HOUPARRHNHPELCE02_OLDI | HPELCE02 | BHDHCN09 | PAR_OLDI | HPELCE02_BHDHCN09 | 5 | 0 | 1.1 | Unlikely
HOUPARRHNBHDHCN09_OLDI_FHPELCE02_D33 | Residential heating technology - Direct district heating substation - plus connection pipe - plus distribution (heating density: low ) - single-family house - existing building - distributed level 0.33 | HOUDHC | HOUPARRHN_OLDI_DMD | MKr20 | 2025 | 10.6417 | 0.027891 | [6 empty] | PAR | I | OLD |  |  | RHNBHDHC | 2 | 0.33333 | HOUPARRHNBHDHCN09_OLDI_FHPELCE02 | 1 | HOUPARRHNBHDHCN09_OLDI | HOUPARRHNHPELCE02_OLDI | HPELCE02 | BHDHCN09 | PAR_OLDI | HPELCE02_BHDHCN09 | 5 | 0 | 1.1 | Unlikely
HOUPARRHNBHDHCN09_OLDI_FHPELCE02_D33 | Residential heating technology - Direct district heating substation - plus connection pipe - plus distribution (heating density: low ) - single-family house - existing building - distributed level 0.33 | HOUDHC | HOUPARRHN_OLDI_DMD | MKr20 | 2030 | 10.61 | 0.027393 | [6 empty] | PAR | I | OLD |  |  | RHNBHDHC | 2 | 0.33333 | HOUPARRHNBHDHCN09_OLDI_FHPELCE02 | 1 | HOUPARRHNBHDHCN09_OLDI | HOUPARRHNHPELCE02_OLDI | HPELCE02 | BHDHCN09 | PAR_OLDI | HPELCE02_BHDHCN09 | 5 | 0 | 1.1 | Unlikely
HOUPARRHNBHDHCN09_OLDI_FHPELCE02_D33 | Residential heating technology - Direct district heating substation - plus connection pipe - plus distribution (heating density: low ) - single-family house - existing building - distributed level 0.33 | HOUDHC | HOUPARRHN_OLDI_DMD | MKr20 | 2040 | 10.5529 | 0.026213 | [6 empty] | PAR | I | OLD |  |  | RHNBHDHC | 2 | 0.33333 | HOUPARRHNBHDHCN09_OLDI_FHPELCE02 | 1 | HOUPARRHNBHDHCN09_OLDI | HOUPARRHNHPELCE02_OLDI | HPELCE02 | BHDHCN09 | PAR_OLDI | HPELCE02_BHDHCN09 | 5 | 0 | 1.1 | Unlikely
HOUPARRHNBHDHCN09_OLDI_FHPELCE02_D33 | Residential heating technology - Direct district heating substation - plus connection pipe - plus distribution (heating density: low ) - single-family house - existing building - distributed level 0.33 | HOUDHC | HOUPARRHN_OLDI_DMD | MKr20 | 2050 | 10.4895 | 0.024497 | [6 empty] | PAR | I | OLD |  |  | RHNBHDHC | 2 | 0.33333 | HOUPARRHNBHDHCN09_OLDI_FHPELCE02 | 1 | HOUPARRHNBHDHCN09_OLDI | HOUPARRHNHPELCE02_OLDI | HPELCE02 | BHDHCN09 | PAR_OLDI | HPELCE02_BHDHCN09 | 5 | 0 | 1.1 | Unlikely
HOUPARRHNBHDHCN07_OLDI_FHPELCE02_D33 | Residential heating technology - Direct district heating substation - plus connection pipe - plus distribution (heating density: medium ) - single-family house - existing building - distributed level 0.33 | HOUDHC | HOUPARRHN_OLDI_DMD | MKr20 | 2020 | 4.2983 | 0.028099 | [6 empty] | PAR | I | OLD |  |  | RHNBHDHC | 2 | 0.33333 | HOUPARRHNBHDHCN07_OLDI_FHPELCE02 | 1 | HOUPARRHNBHDHCN07_OLDI | HOUPARRHNHPELCE02_OLDI | HPELCE02 | BHDHCN07 | PAR_OLDI | HPELCE02_BHDHCN07 | 5 | 0 | 1.1 | Unlikely
HOUPARRHNBHDHCN07_OLDI_FHPELCE02_D33 | Residential heating technology - Direct district heating substation - plus connection pipe - plus distribution (heating density: medium ) - single-family house - existing building - distributed level 0.33 | HOUDHC | HOUPARRHN_OLDI_DMD | MKr20 | 2025 | 4.2602 | 0.027891 | [6 empty] | PAR | I | OLD |  |  | RHNBHDHC | 2 | 0.33333 | HOUPARRHNBHDHCN07_OLDI_FHPELCE02 | 1 | HOUPARRHNBHDHCN07_OLDI | HOUPARRHNHPELCE02_OLDI | HPELCE02 | BHDHCN07 | PAR_OLDI | HPELCE02_BHDHCN07 | 5 | 0 | 1.1 | Unlikely
HOUPARRHNBHDHCN07_OLDI_FHPELCE02_D33 | Residential heating technology - Direct district heating substation - plus connection pipe - plus distribution (heating density: medium ) - single-family house - existing building - distributed level 0.33 | HOUDHC | HOUPARRHN_OLDI_DMD | MKr20 | 2030 | 4.2285 | 0.027393 | [6 empty] | PAR | I | OLD |  |  | RHNBHDHC | 2 | 0.33333 | HOUPARRHNBHDHCN07_OLDI_FHPELCE02 | 1 | HOUPARRHNBHDHCN07_OLDI | HOUPARRHNHPELCE02_OLDI | HPELCE02 | BHDHCN07 | PAR_OLDI | HPELCE02_BHDHCN07 | 5 | 0 | 1.1 | Unlikely
HOUPARRHNBHDHCN07_OLDI_FHPELCE02_D33 | Residential heating technology - Direct district heating substation - plus connection pipe - plus distribution (heating density: medium ) - single-family house - existing building - distributed level 0.33 | HOUDHC | HOUPARRHN_OLDI_DMD | MKr20 | 2040 | 4.1715 | 0.026213 | [6 empty] | PAR | I | OLD |  |  | RHNBHDHC | 2 | 0.33333 | HOUPARRHNBHDHCN07_OLDI_FHPELCE02 | 1 | HOUPARRHNBHDHCN07_OLDI | HOUPARRHNHPELCE02_OLDI | HPELCE02 | BHDHCN07 | PAR_OLDI | HPELCE02_BHDHCN07 | 5 | 0 | 1.1 | Unlikely
HOUPARRHNBHDHCN07_OLDI_FHPELCE02_D33 | Residential heating technology - Direct district heating substation - plus connection pipe - plus distribution (heating density: medium ) - single-family house - existing building - distributed level 0.33 | HOUDHC | HOUPARRHN_OLDI_DMD | MKr20 | 2050 | 4.1081 | 0.024497 | [6 empty] | PAR | I | OLD |  |  | RHNBHDHC | 2 | 0.33333 | HOUPARRHNBHDHCN07_OLDI_FHPELCE02 | 1 | HOUPARRHNBHDHCN07_OLDI | HOUPARRHNHPELCE02_OLDI | HPELCE02 | BHDHCN07 | PAR_OLDI | HPELCE02_BHDHCN07 | 5 | 0 | 1.1 | Unlikely
HOUPARRHNBHDHCN05_OLDI_FHPELCE02_D33 | Residential heating technology - Direct district heating substation - plus connection pipe - plus distribution (heating density: high ) - single-family house - existing building - distributed level 0.33 | HOUDHC | HOUPARRHN_OLDI_DMD | MKr20 | 2020 | 3.2772 | 0.028099 | [6 empty] | PAR | I | OLD |  |  | RHNBHDHC | 2 | 0.33333 | HOUPARRHNBHDHCN05_OLDI_FHPELCE02 | 1 | HOUPARRHNBHDHCN05_OLDI | HOUPARRHNHPELCE02_OLDI | HPELCE02 | BHDHCN05 | PAR_OLDI | HPELCE02_BHDHCN05 | 5 | 0 | 1.1 | Unlikely
HOUPARRHNBHDHCN05_OLDI_FHPELCE02_D33 | Residential heating technology - Direct district heating substation - plus connection pipe - plus distribution (heating density: high ) - single-family house - existing building - distributed level 0.33 | HOUDHC | HOUPARRHN_OLDI_DMD | MKr20 | 2025 | 3.2392 | 0.027891 | [6 empty] | PAR | I | OLD |  |  | RHNBHDHC | 2 | 0.33333 | HOUPARRHNBHDHCN05_OLDI_FHPELCE02 | 1 | HOUPARRHNBHDHCN05_OLDI | HOUPARRHNHPELCE02_OLDI | HPELCE02 | BHDHCN05 | PAR_OLDI | HPELCE02_BHDHCN05 | 5 | 0 | 1.1 | Unlikely
HOUPARRHNBHDHCN05_OLDI_FHPELCE02_D33 | Residential heating technology - Direct district heating substation - plus connection pipe - plus distribution (heating density: high ) - single-family house - existing building - distributed level 0.33 | HOUDHC | HOUPARRHN_OLDI_DMD | MKr20 | 2030 | 3.2075 | 0.027393 | [6 empty] | PAR | I | OLD |  |  | RHNBHDHC | 2 | 0.33333 | HOUPARRHNBHDHCN05_OLDI_FHPELCE02 | 1 | HOUPARRHNBHDHCN05_OLDI | HOUPARRHNHPELCE02_OLDI | HPELCE02 | BHDHCN05 | PAR_OLDI | HPELCE02_BHDHCN05 | 5 | 0 | 1.1 | Unlikely
HOUPARRHNBHDHCN05_OLDI_FHPELCE02_D33 | Residential heating technology - Direct district heating substation - plus connection pipe - plus distribution (heating density: high ) - single-family house - existing building - distributed level 0.33 | HOUDHC | HOUPARRHN_OLDI_DMD | MKr20 | 2040 | 3.1504 | 0.026213 | [6 empty] | PAR | I | OLD |  |  | RHNBHDHC | 2 | 0.33333 | HOUPARRHNBHDHCN05_OLDI_FHPELCE02 | 1 | HOUPARRHNBHDHCN05_OLDI | HOUPARRHNHPELCE02_OLDI | HPELCE02 | BHDHCN05 | PAR_OLDI | HPELCE02_BHDHCN05 | 5 | 0 | 1.1 | Unlikely
HOUPARRHNBHDHCN05_OLDI_FHPELCE02_D33 | Residential heating technology - Direct district heating substation - plus connection pipe - plus distribution (heating density: high ) - single-family house - existing building - distributed level 0.33 | HOUDHC | HOUPARRHN_OLDI_DMD | MKr20 | 2050 | 3.0871 | 0.024497 | [6 empty] | PAR | I | OLD |  |  | RHNBHDHC | 2 | 0.33333 | HOUPARRHNBHDHCN05_OLDI_FHPELCE02 | 1 | HOUPARRHNBHDHCN05_OLDI | HOUPARRHNHPELCE02_OLDI | HPELCE02 | BHDHCN05 | PAR_OLDI | HPELCE02_BHDHCN05 | 5 | 0 | 1.1 | Unlikely
HOUPARRHNHPELCN07_OLDC_FHPELCE03_D33 | Residential heating technology - Heat pump, Air-to-water, low-price product - single-family house - existing building - distributed level 0.33 | HOUELC, HOUAMB | HOUPARRHN_OLDC_DMD | MKr20 | 2020 | 7.6426 | 0.35537 | 0.32178 | [5 empty] | PAR | C | OLD | 3.1077 |  | RHNHPELC | 2 | 0.33333 | HOUPARRHNHPELCN07_OLDC_FHPELCE03 | 1 | HOUPARRHNHPELCN07_OLDC | HOUPARRHNHPELCE03_OLDC | HPELCE03 | HPELCN07 | PAR_OLDC | HPELCE03_HPELCN07 | 2 | 0 | 0.9 | Same
HOUPARRHNHPELCN07_OLDC_FHPELCE03_D33 | Residential heating technology - Heat pump, Air-to-water, low-price product - single-family house - existing building - distributed level 0.33 | HOUELC, HOUAMB | HOUPARRHN_OLDC_DMD | MKr20 | 2025 | 6.9916 | 0.27257 | 0.30646 | [5 empty] | PAR | C | OLD | 3.2631 |  | RHNHPELC | 2 | 0.33333 | HOUPARRHNHPELCN07_OLDC_FHPELCE03 | 1 | HOUPARRHNHPELCN07_OLDC | HOUPARRHNHPELCE03_OLDC | HPELCE03 | HPELCN07 | PAR_OLDC | HPELCE03_HPELCN07 | 2 | 0 | 0.9 | Same
HOUPARRHNHPELCN07_OLDC_FHPELCE03_D33 | Residential heating technology - Heat pump, Air-to-water, low-price product - single-family house - existing building - distributed level 0.33 | HOUELC, HOUAMB | HOUPARRHN_OLDC_DMD | MKr20 | 2030 | 6.3406 | 0.26933 | 0.29253 | [5 empty] | PAR | C | OLD | 3.4185 |  | RHNHPELC | 2 | 0.33333 | HOUPARRHNHPELCN07_OLDC_FHPELCE03 | 1 | HOUPARRHNHPELCN07_OLDC | HOUPARRHNHPELCE03_OLDC | HPELCE03 | HPELCN07 | PAR_OLDC | HPELCE03_HPELCN07 | 2 | 0 | 0.9 | Same
HOUPARRHNHPELCN07_OLDC_FHPELCE03_D33 | Residential heating technology - Heat pump, Air-to-water, low-price product - single-family house - existing building - distributed level 0.33 | HOUELC, HOUAMB | HOUPARRHN_OLDC_DMD | MKr20 | 2040 | 5.8219 | 0.26331 | 0.27981 | [5 empty] | PAR | C | OLD | 3.5738 |  | RHNHPELC | 2 | 0.33333 | HOUPARRHNHPELCN07_OLDC_FHPELCE03 | 1 | HOUPARRHNHPELCN07_OLDC | HOUPARRHNHPELCE03_OLDC | HPELCE03 | HPELCN07 | PAR_OLDC | HPELCE03_HPELCN07 | 2 | 0 | 0.9 | Same
HOUPARRHNHPELCN07_OLDC_FHPELCE03_D33 | Residential heating technology - Heat pump, Air-to-water, low-price product - single-family house - existing building - distributed level 0.33 | HOUELC, HOUAMB | HOUPARRHN_OLDC_DMD | MKr20 | 2050 | 5.3032 | 0.2573 | 0.27193 | [5 empty] | PAR | C | OLD | 3.6774 |  | RHNHPELC | 2 | 0.33333 | HOUPARRHNHPELCN07_OLDC_FHPELCE03 | 1 | HOUPARRHNHPELCN07_OLDC | HOUPARRHNHPELCE03_OLDC | HPELCE03 | HPELCN07 | PAR_OLDC | HPELCE03_HPELCN07 | 2 | 0 | 0.9 | Same
HOUPARRHNHPELCN05_OLDC_FHPELCE03_D33 | Residential heating technology - Heat pump, Air-to-water - leasing - single-family house - existing building - distributed level 0.33 | HOUELC, HOUAMB | HOUPARRHN_OLDC_DMD | MKr20 | 2020 | 4.8691 | 0.9839 | 0.30646 | [5 empty] | PAR | C | OLD | 3.2631 |  | RHNHPELC | 2 | 0.33333 | HOUPARRHNHPELCN05_OLDC_FHPELCE03 | 1 | HOUPARRHNHPELCN05_OLDC | HOUPARRHNHPELCE03_OLDC | HPELCE03 | HPELCN05 | PAR_OLDC | HPELCE03_HPELCN05 | 2 | 0 | 0.9 | Same
HOUPARRHNHPELCN05_OLDC_FHPELCE03_D33 | Residential heating technology - Heat pump, Air-to-water - leasing - single-family house - existing building - distributed level 0.33 | HOUELC, HOUAMB | HOUPARRHN_OLDC_DMD | MKr20 | 2025 | 4.4912 | 0.84862 | 0.29253 | [5 empty] | PAR | C | OLD | 3.4185 |  | RHNHPELC | 2 | 0.33333 | HOUPARRHNHPELCN05_OLDC_FHPELCE03 | 1 | HOUPARRHNHPELCN05_OLDC | HOUPARRHNHPELCE03_OLDC | HPELCE03 | HPELCN05 | PAR_OLDC | HPELCE03_HPELCN05 | 2 | 0 | 0.9 | Same
HOUPARRHNHPELCN05_OLDC_FHPELCE03_D33 | Residential heating technology - Heat pump, Air-to-water - leasing - single-family house - existing building - distributed level 0.33 | HOUELC, HOUAMB | HOUPARRHN_OLDC_DMD | MKr20 | 2030 | 4.1133 | 0.79289 | 0.27981 | [5 empty] | PAR | C | OLD | 3.5738 |  | RHNHPELC | 2 | 0.33333 | HOUPARRHNHPELCN05_OLDC_FHPELCE03 | 1 | HOUPARRHNHPELCN05_OLDC | HOUPARRHNHPELCE03_OLDC | HPELCE03 | HPELCN05 | PAR_OLDC | HPELCE03_HPELCN05 | 2 | 0 | 0.9 | Same
HOUPARRHNHPELCN05_OLDC_FHPELCE03_D33 | Residential heating technology - Heat pump, Air-to-water - leasing - single-family house - existing building - distributed level 0.33 | HOUELC, HOUAMB | HOUPARRHN_OLDC_DMD | MKr20 | 2040 | 3.8068 | 0.74431 | 0.26815 | [5 empty] | PAR | C | OLD | 3.7292 |  | RHNHPELC | 2 | 0.33333 | HOUPARRHNHPELCN05_OLDC_FHPELCE03 | 1 | HOUPARRHNHPELCN05_OLDC | HOUPARRHNHPELCE03_OLDC | HPELCE03 | HPELCN05 | PAR_OLDC | HPELCE03_HPELCN05 | 2 | 0 | 0.9 | Same
HOUPARRHNHPELCN05_OLDC_FHPELCE03_D33 | Residential heating technology - Heat pump, Air-to-water - leasing - single-family house - existing building - distributed level 0.33 | HOUELC, HOUAMB | HOUPARRHN_OLDC_DMD | MKr20 | 2050 | 3.5004 | 0.69572 | 0.26091 | [5 empty] | PAR | C | OLD | 3.8328 |  | RHNHPELC | 2 | 0.33333 | HOUPARRHNHPELCN05_OLDC_FHPELCE03 | 1 | HOUPARRHNHPELCN05_OLDC | HOUPARRHNHPELCE03_OLDC | HPELCE03 | HPELCN05 | PAR_OLDC | HPELCE03_HPELCN05 | 2 | 0 | 0.9 | Same
HOUPARRHNHPELCN04_OLDC_FHPELCE03_D33 | Residential heating technology - Heat pump, Ground source - single-family house - existing building - distributed level 0.33 | HOUELC, HOUAMB | HOUPARRHN_OLDC_DMD | MKr20 | 2020 | 13.6133 | 0.28377 | 0.27981 | [5 empty] | PAR | C | OLD | 3.5738 |  | RHNHPELC | 2 | 0.33333 | HOUPARRHNHPELCN04_OLDC_FHPELCE03 | 1 | HOUPARRHNHPELCN04_OLDC | HOUPARRHNHPELCE03_OLDC | HPELCE03 | HPELCN04 | PAR_OLDC | HPELCE03_HPELCN04 | 3 | 0 | 0.95 | Similar
HOUPARRHNHPELCN04_OLDC_FHPELCE03_D33 | Residential heating technology - Heat pump, Ground source - single-family house - existing building - distributed level 0.33 | HOUELC, HOUAMB | HOUPARRHN_OLDC_DMD | MKr20 | 2025 | 12.9327 | 0.20097 | 0.27193 | [5 empty] | PAR | C | OLD | 3.6774 |  | RHNHPELC | 2 | 0.33333 | HOUPARRHNHPELCN04_OLDC_FHPELCE03 | 1 | HOUPARRHNHPELCN04_OLDC | HOUPARRHNHPELCE03_OLDC | HPELCE03 | HPELCN04 | PAR_OLDC | HPELCE03_HPELCN04 | 3 | 0 | 0.95 | Similar
HOUPARRHNHPELCN04_OLDC_FHPELCE03_D33 | Residential heating technology - Heat pump, Ground source - single-family house - existing building - distributed level 0.33 | HOUELC, HOUAMB | HOUPARRHN_OLDC_DMD | MKr20 | 2030 | 12.252 | 0.19772 | 0.26448 | [5 empty] | PAR | C | OLD | 3.781 |  | RHNHPELC | 2 | 0.33333 | HOUPARRHNHPELCN04_OLDC_FHPELCE03 | 1 | HOUPARRHNHPELCN04_OLDC | HOUPARRHNHPELCE03_OLDC | HPELCE03 | HPELCN04 | PAR_OLDC | HPELCE03_HPELCN04 | 3 | 0 | 0.95 | Similar
HOUPARRHNHPELCN04_OLDC_FHPELCE03_D33 | Residential heating technology - Heat pump, Ground source - single-family house - existing building - distributed level 0.33 | HOUELC, HOUAMB | HOUPARRHN_OLDC_DMD | MKr20 | 2040 | 11.6394 | 0.19171 | 0.25404 | [5 empty] | PAR | C | OLD | 3.9364 |  | RHNHPELC | 2 | 0.33333 | HOUPARRHNHPELCN04_OLDC_FHPELCE03 | 1 | HOUPARRHNHPELCN04_OLDC | HOUPARRHNHPELCE03_OLDC | HPELCE03 | HPELCN04 | PAR_OLDC | HPELCE03_HPELCN04 | 3 | 0 | 0.95 | Similar
HOUPARRHNHPELCN04_OLDC_FHPELCE03_D33 | Residential heating technology - Heat pump, Ground source - single-family house - existing building - distributed level 0.33 | HOUELC, HOUAMB | HOUPARRHN_OLDC_DMD | MKr20 | 2050 | 11.0268 | 0.18569 | 0.25074 | [5 empty] | PAR | C | OLD | 3.9882 |  | RHNHPELC | 2 | 0.33333 | HOUPARRHNHPELCN04_OLDC_FHPELCE03 | 1 | HOUPARRHNHPELCN04_OLDC | HOUPARRHNHPELCE03_OLDC | HPELCE03 | HPELCN04 | PAR_OLDC | HPELCE03_HPELCN04 | 3 | 0 | 0.95 | Similar
HOUPARRHNHPELCN03_OLDC_FHPELCE03_D33 | Residential heating technology - Heat pump, Air-to-water - single-family house - existing building - distributed level 0.33 | HOUELC, HOUAMB | HOUPARRHN_OLDC_DMD | MKr20 | 2020 | 9.7383 | 0.30764 | 0.30646 | [5 empty] | PAR | C | OLD | 3.2631 |  | RHNHPELC | 2 | 0.33333 | HOUPARRHNHPELCN03_OLDC_FHPELCE03 | 1 | HOUPARRHNHPELCN03_OLDC | HOUPARRHNHPELCE03_OLDC | HPELCE03 | HPELCN03 | PAR_OLDC | HPELCE03_HPELCN03 | 2 | 0 | 0.9 | Same
HOUPARRHNHPELCN03_OLDC_FHPELCE03_D33 | Residential heating technology - Heat pump, Air-to-water - single-family house - existing building - distributed level 0.33 | HOUELC, HOUAMB | HOUPARRHN_OLDC_DMD | MKr20 | 2025 | 8.9825 | 0.22483 | 0.29253 | [5 empty] | PAR | C | OLD | 3.4185 |  | RHNHPELC | 2 | 0.33333 | HOUPARRHNHPELCN03_OLDC_FHPELCE03 | 1 | HOUPARRHNHPELCN03_OLDC | HOUPARRHNHPELCE03_OLDC | HPELCE03 | HPELCN03 | PAR_OLDC | HPELCE03_HPELCN03 | 2 | 0 | 0.9 | Same
HOUPARRHNHPELCN03_OLDC_FHPELCE03_D33 | Residential heating technology - Heat pump, Air-to-water - single-family house - existing building - distributed level 0.33 | HOUELC, HOUAMB | HOUPARRHN_OLDC_DMD | MKr20 | 2030 | 8.2267 | 0.22159 | 0.27981 | [5 empty] | PAR | C | OLD | 3.5738 |  | RHNHPELC | 2 | 0.33333 | HOUPARRHNHPELCN03_OLDC_FHPELCE03 | 1 | HOUPARRHNHPELCN03_OLDC | HOUPARRHNHPELCE03_OLDC | HPELCE03 | HPELCN03 | PAR_OLDC | HPELCE03_HPELCN03 | 2 | 0 | 0.9 | Same
HOUPARRHNHPELCN03_OLDC_FHPELCE03_D33 | Residential heating technology - Heat pump, Air-to-water - single-family house - existing building - distributed level 0.33 | HOUELC, HOUAMB | HOUPARRHN_OLDC_DMD | MKr20 | 2040 | 7.6137 | 0.21558 | 0.26815 | [5 empty] | PAR | C | OLD | 3.7292 |  | RHNHPELC | 2 | 0.33333 | HOUPARRHNHPELCN03_OLDC_FHPELCE03 | 1 | HOUPARRHNHPELCN03_OLDC | HOUPARRHNHPELCE03_OLDC | HPELCE03 | HPELCN03 | PAR_OLDC | HPELCE03_HPELCN03 | 2 | 0 | 0.9 | Same
HOUPARRHNHPELCN03_OLDC_FHPELCE03_D33 | Residential heating technology - Heat pump, Air-to-water - single-family house - existing building - distributed level 0.33 | HOUELC, HOUAMB | HOUPARRHN_OLDC_DMD | MKr20 | 2050 | 7.0007 | 0.20956 | 0.26091 | [5 empty] | PAR | C | OLD | 3.8328 |  | RHNHPELC | 2 | 0.33333 | HOUPARRHNHPELCN03_OLDC_FHPELCE03 | 1 | HOUPARRHNHPELCN03_OLDC | HOUPARRHNHPELCE03_OLDC | HPELCE03 | HPELCN03 | PAR_OLDC | HPELCE03_HPELCN03 | 2 | 0 | 0.9 | Same
HOUPARRHNHPELCN02_OLDC_FHPELCE03_D33 | Residential heating technology - Heat pump, Air-to-air - single-family house - existing building - distributed level 0.33 | HOUELC, HOUAMB | HOUPARRHN_OLDC_DMD | MKr20 | 2020 | 1.9871 | 0.15994 | 0.19904 | [5 empty] | PAR | C | OLD | 5.0241 |  | RHNHPELC | 2 | 0.33333 | HOUPARRHNHPELCN02_OLDC_FHPELCE03 | 1 | HOUPARRHNHPELCN02_OLDC | HOUPARRHNHPELCE03_OLDC | HPELCE03 | HPELCN02 | PAR_OLDC | HPELCE03_HPELCN02 | 5 | 0 | 1.1 | Unlikely
HOUPARRHNHPELCN02_OLDC_FHPELCE03_D33 | Residential heating technology - Heat pump, Air-to-air - single-family house - existing building - distributed level 0.33 | HOUELC, HOUAMB | HOUPARRHN_OLDC_DMD | MKr20 | 2025 | 1.9385 | 0.10866 | 0.18928 | [5 empty] | PAR | C | OLD | 5.2831 |  | RHNHPELC | 2 | 0.33333 | HOUPARRHNHPELCN02_OLDC_FHPELCE03 | 1 | HOUPARRHNHPELCN02_OLDC | HOUPARRHNHPELCE03_OLDC | HPELCE03 | HPELCN02 | PAR_OLDC | HPELCE03_HPELCN02 | 5 | 0 | 1.1 | Unlikely
HOUPARRHNHPELCN02_OLDC_FHPELCE03_D33 | Residential heating technology - Heat pump, Air-to-air - single-family house - existing building - distributed level 0.33 | HOUELC, HOUAMB | HOUPARRHN_OLDC_DMD | MKr20 | 2030 | 1.8899 | 0.10666 | 0.18214 | [5 empty] | PAR | C | OLD | 5.4902 |  | RHNHPELC | 2 | 0.33333 | HOUPARRHNHPELCN02_OLDC_FHPELCE03 | 1 | HOUPARRHNHPELCN02_OLDC | HOUPARRHNHPELCE03_OLDC | HPELCE03 | HPELCN02 | PAR_OLDC | HPELCE03_HPELCN02 | 5 | 0 | 1.1 | Unlikely
HOUPARRHNHPELCN02_OLDC_FHPELCE03_D33 | Residential heating technology - Heat pump, Air-to-air - single-family house - existing building - distributed level 0.33 | HOUELC, HOUAMB | HOUPARRHN_OLDC_DMD | MKr20 | 2040 | 1.7998 | 0.10293 | 0.17552 | [5 empty] | PAR | C | OLD | 5.6974 |  | RHNHPELC | 2 | 0.33333 | HOUPARRHNHPELCN02_OLDC_FHPELCE03 | 1 | HOUPARRHNHPELCN02_OLDC | HOUPARRHNHPELCE03_OLDC | HPELCE03 | HPELCN02 | PAR_OLDC | HPELCE03_HPELCN02 | 5 | 0 | 1.1 | Unlikely
HOUPARRHNHPELCN02_OLDC_FHPELCE03_D33 | Residential heating technology - Heat pump, Air-to-air - single-family house - existing building - distributed level 0.33 | HOUELC, HOUAMB | HOUPARRHN_OLDC_DMD | MKr20 | 2050 | 1.7097 | 0.099207 | 0.17238 | [5 empty] | PAR | C | OLD | 5.801 |  | RHNHPELC | 2 | 0.33333 | HOUPARRHNHPELCN02_OLDC_FHPELCE03 | 1 | HOUPARRHNHPELCN02_OLDC | HOUPARRHNHPELCE03_OLDC | HPELCE03 | HPELCN02 | PAR_OLDC | HPELCE03_HPELCN02 | 5 | 0 | 1.1 | Unlikely
HOUPARRHNDIELCN06_OLDC_FHPELCE03_D33 | Residential heating technology - Electric heating - electric panel from Bauhaus - single-family house - new building - distributed level 0.33 | HOUELC | HOUPARRHN_OLDC_DMD | MKr20 | 2020 | 0.56157 | 0 | [6 empty] | PAR | C | OLD |  |  | RHNDIELC | 2 | 0.33333 | HOUPARRHNDIELCN06_OLDC_FHPELCE03 | 1 | HOUPARRHNDIELCN06_OLDC | HOUPARRHNHPELCE03_OLDC | HPELCE03 | DIELCN06 | PAR_OLDC | HPELCE03_DIELCN06 | 5 | 0 | 1.1 | Unlikely
HOUPARRHNDIELCN06_OLDC_FHPELCE03_D33 | Residential heating technology - Electric heating - electric panel from Bauhaus - single-family house - new building - distributed level 0.33 | HOUELC | HOUPARRHN_OLDC_DMD | MKr20 | 2025 | 0.56157 | 0 | [6 empty] | PAR | C | OLD |  |  | RHNDIELC | 2 | 0.33333 | HOUPARRHNDIELCN06_OLDC_FHPELCE03 | 1 | HOUPARRHNDIELCN06_OLDC | HOUPARRHNHPELCE03_OLDC | HPELCE03 | DIELCN06 | PAR_OLDC | HPELCE03_DIELCN06 | 5 | 0 | 1.1 | Unlikely
HOUPARRHNDIELCN06_OLDC_FHPELCE03_D33 | Residential heating technology - Electric heating - electric panel from Bauhaus - single-family house - new building - distributed level 0.33 | HOUELC | HOUPARRHN_OLDC_DMD | MKr20 | 2030 | 0.56157 | 0 | [6 empty] | PAR | C | OLD |  |  | RHNDIELC | 2 | 0.33333 | HOUPARRHNDIELCN06_OLDC_FHPELCE03 | 1 | HOUPARRHNDIELCN06_OLDC | HOUPARRHNHPELCE03_OLDC | HPELCE03 | DIELCN06 | PAR_OLDC | HPELCE03_DIELCN06 | 5 | 0 | 1.1 | Unlikely
HOUPARRHNDIELCN06_OLDC_FHPELCE03_D33 | Residential heating technology - Electric heating - electric panel from Bauhaus - single-family house - new building - distributed level 0.33 | HOUELC | HOUPARRHN_OLDC_DMD | MKr20 | 2040 | 0.56157 | 0 | [6 empty] | PAR | C | OLD |  |  | RHNDIELC | 2 | 0.33333 | HOUPARRHNDIELCN06_OLDC_FHPELCE03 | 1 | HOUPARRHNDIELCN06_OLDC | HOUPARRHNHPELCE03_OLDC | HPELCE03 | DIELCN06 | PAR_OLDC | HPELCE03_DIELCN06 | 5 | 0 | 1.1 | Unlikely
HOUPARRHNDIELCN06_OLDC_FHPELCE03_D33 | Residential heating technology - Electric heating - electric panel from Bauhaus - single-family house - new building - distributed level 0.33 | HOUELC | HOUPARRHN_OLDC_DMD | MKr20 | 2050 | 0.56157 | 0 | [6 empty] | PAR | C | OLD |  |  | RHNDIELC | 2 | 0.33333 | HOUPARRHNDIELCN06_OLDC_FHPELCE03 | 1 | HOUPARRHNDIELCN06_OLDC | HOUPARRHNHPELCE03_OLDC | HPELCE03 | DIELCN06 | PAR_OLDC | HPELCE03_DIELCN06 | 5 | 0 | 1.1 | Unlikely
HOUPARRHNDIELCN01_OLDC_FHPELCE03_D33 | Residential heating technology - Electric heating - single-family house - new building - distributed level 0.33 | HOUELC | HOUPARRHN_OLDC_DMD | MKr20 | 2020 | 6.8232 | 0.055321 | [6 empty] | PAR | C | OLD |  |  | RHNDIELC | 2 | 0.33333 | HOUPARRHNDIELCN01_OLDC_FHPELCE03 | 1 | HOUPARRHNDIELCN01_OLDC | HOUPARRHNHPELCE03_OLDC | HPELCE03 | DIELCN01 | PAR_OLDC | HPELCE03_DIELCN01 | 5 | 0 | 1.1 | Unlikely
HOUPARRHNDIELCN01_OLDC_FHPELCE03_D33 | Residential heating technology - Electric heating - single-family house - new building - distributed level 0.33 | HOUELC | HOUPARRHN_OLDC_DMD | MKr20 | 2025 | 6.6543 | 0.055321 | [6 empty] | PAR | C | OLD |  |  | RHNDIELC | 2 | 0.33333 | HOUPARRHNDIELCN01_OLDC_FHPELCE03 | 1 | HOUPARRHNDIELCN01_OLDC | HOUPARRHNHPELCE03_OLDC | HPELCE03 | DIELCN01 | PAR_OLDC | HPELCE03_DIELCN01 | 5 | 0 | 1.1 | Unlikely
HOUPARRHNDIELCN01_OLDC_FHPELCE03_D33 | Residential heating technology - Electric heating - single-family house - new building - distributed level 0.33 | HOUELC | HOUPARRHN_OLDC_DMD | MKr20 | 2030 | 6.4896 | 0.053016 | [6 empty] | PAR | C | OLD |  |  | RHNDIELC | 2 | 0.33333 | HOUPARRHNDIELCN01_OLDC_FHPELCE03 | 1 | HOUPARRHNDIELCN01_OLDC | HOUPARRHNHPELCE03_OLDC | HPELCE03 | DIELCN01 | PAR_OLDC | HPELCE03_DIELCN01 | 5 | 0 | 1.1 | Unlikely
HOUPARRHNDIELCN01_OLDC_FHPELCE03_D33 | Residential heating technology - Electric heating - single-family house - new building - distributed level 0.33 | HOUELC | HOUPARRHN_OLDC_DMD | MKr20 | 2040 | 6.1723 | 0.050711 | [6 empty] | PAR | C | OLD |  |  | RHNDIELC | 2 | 0.33333 | HOUPARRHNDIELCN01_OLDC_FHPELCE03 | 1 | HOUPARRHNDIELCN01_OLDC | HOUPARRHNHPELCE03_OLDC | HPELCE03 | DIELCN01 | PAR_OLDC | HPELCE03_DIELCN01 | 5 | 0 | 1.1 | Unlikely
HOUPARRHNDIELCN01_OLDC_FHPELCE03_D33 | Residential heating technology - Electric heating - single-family house - new building - distributed level 0.33 | HOUELC | HOUPARRHN_OLDC_DMD | MKr20 | 2050 | 5.8706 | 0.048406 | [6 empty] | PAR | C | OLD |  |  | RHNDIELC | 2 | 0.33333 | HOUPARRHNDIELCN01_OLDC_FHPELCE03 | 1 | HOUPARRHNDIELCN01_OLDC | HOUPARRHNHPELCE03_OLDC | HPELCE03 | DIELCN01 | PAR_OLDC | HPELCE03_DIELCN01 | 5 | 0 | 1.1 | Unlikely
HOUPARRHNBHSOLN01_OLDC_FHPELCE03_D33 | Residential heating technology - Solar heating system - single-family house - existing building - distributed level 0.33 | HOUSOL | HOUPARRHN_OLDC_DMD | MKr20 | 2020 | 7.498 | 0.086357 | [6 empty] | PAR | C | OLD |  |  | RHNBHSOL | 2 | 0.33333 | HOUPARRHNBHSOLN01_OLDC_FHPELCE03 | 1 | HOUPARRHNBHSOLN01_OLDC | HOUPARRHNHPELCE03_OLDC | HPELCE03 | BHSOLN01 | PAR_OLDC | HPELCE03_BHSOLN01 | 5 | 0 | 1.1 | Unlikely
HOUPARRHNBHSOLN01_OLDC_FHPELCE03_D33 | Residential heating technology - Solar heating system - single-family house - existing building - distributed level 0.33 | HOUSOL | HOUPARRHN_OLDC_DMD | MKr20 | 2025 | 7.3124 | 0.081089 | [6 empty] | PAR | C | OLD |  |  | RHNBHSOL | 2 | 0.33333 | HOUPARRHNBHSOLN01_OLDC_FHPELCE03 | 1 | HOUPARRHNBHSOLN01_OLDC | HOUPARRHNHPELCE03_OLDC | HPELCE03 | BHSOLN01 | PAR_OLDC | HPELCE03_BHSOLN01 | 5 | 0 | 1.1 | Unlikely
HOUPARRHNBHSOLN01_OLDC_FHPELCE03_D33 | Residential heating technology - Solar heating system - single-family house - existing building - distributed level 0.33 | HOUSOL | HOUPARRHN_OLDC_DMD | MKr20 | 2030 | 7.1315 | 0.079113 | [6 empty] | PAR | C | OLD |  |  | RHNBHSOL | 2 | 0.33333 | HOUPARRHNBHSOLN01_OLDC_FHPELCE03 | 1 | HOUPARRHNBHSOLN01_OLDC | HOUPARRHNHPELCE03_OLDC | HPELCE03 | BHSOLN01 | PAR_OLDC | HPELCE03_BHSOLN01 | 5 | 0 | 1.1 | Unlikely
HOUPARRHNBHSOLN01_OLDC_FHPELCE03_D33 | Residential heating technology - Solar heating system - single-family house - existing building - distributed level 0.33 | HOUSOL | HOUPARRHN_OLDC_DMD | MKr20 | 2040 | 6.7828 | 0.074832 | [6 empty] | PAR | C | OLD |  |  | RHNBHSOL | 2 | 0.33333 | HOUPARRHNBHSOLN01_OLDC_FHPELCE03 | 1 | HOUPARRHNBHSOLN01_OLDC | HOUPARRHNHPELCE03_OLDC | HPELCE03 | BHSOLN01 | PAR_OLDC | HPELCE03_BHSOLN01 | 5 | 0 | 1.1 | Unlikely
HOUPARRHNBHSOLN01_OLDC_FHPELCE03_D33 | Residential heating technology - Solar heating system - single-family house - existing building - distributed level 0.33 | HOUSOL | HOUPARRHN_OLDC_DMD | MKr20 | 2050 | 6.4512 | 0.070551 | [6 empty] | PAR | C | OLD |  |  | RHNBHSOL | 2 | 0.33333 | HOUPARRHNBHSOLN01_OLDC_FHPELCE03 | 1 | HOUPARRHNBHSOLN01_OLDC | HOUPARRHNHPELCE03_OLDC | HPELCE03 | BHSOLN01 | PAR_OLDC | HPELCE03_BHSOLN01 | 5 | 0 | 1.1 | Unlikely
HOUPARRHNBHDHCN03_OLDC_FHPELCE03_D33 | Residential heating technology - Direct district heating substation - plus connection pipe - single-family house - existing building - distributed level 0.33 | HOUDHC | HOUPARRHN_OLDC_DMD | MKr20 | 2020 | 2.7489 | 0.028099 | [6 empty] | PAR | C | OLD |  |  | RHNBHDHC | 2 | 0.33333 | HOUPARRHNBHDHCN03_OLDC_FHPELCE03 | 1 | HOUPARRHNBHDHCN03_OLDC | HOUPARRHNHPELCE03_OLDC | HPELCE03 | BHDHCN03 | PAR_OLDC | HPELCE03_BHDHCN03 | 6 | 0 | 1 | New
HOUPARRHNBHDHCN03_OLDC_FHPELCE03_D33 | Residential heating technology - Direct district heating substation - plus connection pipe - single-family house - existing building - distributed level 0.33 | HOUDHC | HOUPARRHN_OLDC_DMD | MKr20 | 2025 | 2.717 | 0.027891 | [6 empty] | PAR | C | OLD |  |  | RHNBHDHC | 2 | 0.33333 | HOUPARRHNBHDHCN03_OLDC_FHPELCE03 | 1 | HOUPARRHNBHDHCN03_OLDC | HOUPARRHNHPELCE03_OLDC | HPELCE03 | BHDHCN03 | PAR_OLDC | HPELCE03_BHDHCN03 | 6 | 0 | 1 | New
HOUPARRHNBHDHCN03_OLDC_FHPELCE03_D33 | Residential heating technology - Direct district heating substation - plus connection pipe - single-family house - existing building - distributed level 0.33 | HOUDHC | HOUPARRHN_OLDC_DMD | MKr20 | 2030 | 2.6904 | 0.027393 | [6 empty] | PAR | C | OLD |  |  | RHNBHDHC | 2 | 0.33333 | HOUPARRHNBHDHCN03_OLDC_FHPELCE03 | 1 | HOUPARRHNBHDHCN03_OLDC | HOUPARRHNHPELCE03_OLDC | HPELCE03 | BHDHCN03 | PAR_OLDC | HPELCE03_BHDHCN03 | 6 | 0 | 1 | New
HOUPARRHNBHDHCN03_OLDC_FHPELCE03_D33 | Residential heating technology - Direct district heating substation - plus connection pipe - single-family house - existing building - distributed level 0.33 | HOUDHC | HOUPARRHN_OLDC_DMD | MKr20 | 2040 | 2.6425 | 0.026213 | [6 empty] | PAR | C | OLD |  |  | RHNBHDHC | 2 | 0.33333 | HOUPARRHNBHDHCN03_OLDC_FHPELCE03 | 1 | HOUPARRHNBHDHCN03_OLDC | HOUPARRHNHPELCE03_OLDC | HPELCE03 | BHDHCN03 | PAR_OLDC | HPELCE03_BHDHCN03 | 6 | 0 | 1 | New
HOUPARRHNBHDHCN03_OLDC_FHPELCE03_D33 | Residential heating technology - Direct district heating substation - plus connection pipe - single-family house - existing building - distributed level 0.33 | HOUDHC | HOUPARRHN_OLDC_DMD | MKr20 | 2050 | 2.5894 | 0.024497 | [6 empty] | PAR | C | OLD |  |  | RHNBHDHC | 2 | 0.33333 | HOUPARRHNBHDHCN03_OLDC_FHPELCE03 | 1 | HOUPARRHNBHDHCN03_OLDC | HOUPARRHNHPELCE03_OLDC | HPELCE03 | BHDHCN03 | PAR_OLDC | HPELCE03_BHDHCN03 | 6 | 0 | 1 | New
HOUPARRHNHPELCN07_OLDD_FHPELCE03_D33 | Residential heating technology - Heat pump, Air-to-water, low-price product - single-family house - existing building - distributed level 0.33 | HOUELC, HOUAMB | HOUPARRHN_OLDD_DMD | MKr20 | 2020 | 7.6426 | 0.35537 | 0.32178 | [5 empty] | PAR | D | OLD | 3.1077 |  | RHNHPELC | 2 | 0.33333 | HOUPARRHNHPELCN07_OLDD_FHPELCE03 | 1 | HOUPARRHNHPELCN07_OLDD | HOUPARRHNHPELCE03_OLDD | HPELCE03 | HPELCN07 | PAR_OLDD | HPELCE03_HPELCN07 | 2 | 0 | 0.9 | Same
HOUPARRHNHPELCN07_OLDD_FHPELCE03_D33 | Residential heating technology - Heat pump, Air-to-water, low-price product - single-family house - existing building - distributed level 0.33 | HOUELC, HOUAMB | HOUPARRHN_OLDD_DMD | MKr20 | 2025 | 6.9916 | 0.27257 | 0.30646 | [5 empty] | PAR | D | OLD | 3.2631 |  | RHNHPELC | 2 | 0.33333 | HOUPARRHNHPELCN07_OLDD_FHPELCE03 | 1 | HOUPARRHNHPELCN07_OLDD | HOUPARRHNHPELCE03_OLDD | HPELCE03 | HPELCN07 | PAR_OLDD | HPELCE03_HPELCN07 | 2 | 0 | 0.9 | Same
HOUPARRHNHPELCN07_OLDD_FHPELCE03_D33 | Residential heating technology - Heat pump, Air-to-water, low-price product - single-family house - existing building - distributed level 0.33 | HOUELC, HOUAMB | HOUPARRHN_OLDD_DMD | MKr20 | 2030 | 6.3406 | 0.26933 | 0.29253 | [5 empty] | PAR | D | OLD | 3.4185 |  | RHNHPELC | 2 | 0.33333 | HOUPARRHNHPELCN07_OLDD_FHPELCE03 | 1 | HOUPARRHNHPELCN07_OLDD | HOUPARRHNHPELCE03_OLDD | HPELCE03 | HPELCN07 | PAR_OLDD | HPELCE03_HPELCN07 | 2 | 0 | 0.9 | Same
HOUPARRHNHPELCN07_OLDD_FHPELCE03_D33 | Residential heating technology - Heat pump, Air-to-water, low-price product - single-family house - existing building - distributed level 0.33 | HOUELC, HOUAMB | HOUPARRHN_OLDD_DMD | MKr20 | 2040 | 5.8219 | 0.26331 | 0.27981 | [5 empty] | PAR | D | OLD | 3.5738 |  | RHNHPELC | 2 | 0.33333 | HOUPARRHNHPELCN07_OLDD_FHPELCE03 | 1 | HOUPARRHNHPELCN07_OLDD | HOUPARRHNHPELCE03_OLDD | HPELCE03 | HPELCN07 | PAR_OLDD | HPELCE03_HPELCN07 | 2 | 0 | 0.9 | Same
HOUPARRHNHPELCN07_OLDD_FHPELCE03_D33 | Residential heating technology - Heat pump, Air-to-water, low-price product - single-family house - existing building - distributed level 0.33 | HOUELC, HOUAMB | HOUPARRHN_OLDD_DMD | MKr20 | 2050 | 5.3032 | 0.2573 | 0.27193 | [5 empty] | PAR | D | OLD | 3.6774 |  | RHNHPELC | 2 | 0.33333 | HOUPARRHNHPELCN07_OLDD_FHPELCE03 | 1 | HOUPARRHNHPELCN07_OLDD | HOUPARRHNHPELCE03_OLDD | HPELCE03 | HPELCN07 | PAR_OLDD | HPELCE03_HPELCN07 | 2 | 0 | 0.9 | Same
HOUPARRHNHPELCN05_OLDD_FHPELCE03_D33 | Residential heating technology - Heat pump, Air-to-water - leasing - single-family house - existing building - distributed level 0.33 | HOUELC, HOUAMB | HOUPARRHN_OLDD_DMD | MKr20 | 2020 | 4.8691 | 0.9839 | 0.30646 | [5 empty] | PAR | D | OLD | 3.2631 |  | RHNHPELC | 2 | 0.33333 | HOUPARRHNHPELCN05_OLDD_FHPELCE03 | 1 | HOUPARRHNHPELCN05_OLDD | HOUPARRHNHPELCE03_OLDD | HPELCE03 | HPELCN05 | PAR_OLDD | HPELCE03_HPELCN05 | 2 | 0 | 0.9 | Same
HOUPARRHNHPELCN05_OLDD_FHPELCE03_D33 | Residential heating technology - Heat pump, Air-to-water - leasing - single-family house - existing building - distributed level 0.33 | HOUELC, HOUAMB | HOUPARRHN_OLDD_DMD | MKr20 | 2025 | 4.4912 | 0.84862 | 0.29253 | [5 empty] | PAR | D | OLD | 3.4185 |  | RHNHPELC | 2 | 0.33333 | HOUPARRHNHPELCN05_OLDD_FHPELCE03 | 1 | HOUPARRHNHPELCN05_OLDD | HOUPARRHNHPELCE03_OLDD | HPELCE03 | HPELCN05 | PAR_OLDD | HPELCE03_HPELCN05 | 2 | 0 | 0.9 | Same
HOUPARRHNHPELCN05_OLDD_FHPELCE03_D33 | Residential heating technology - Heat pump, Air-to-water - leasing - single-family house - existing building - distributed level 0.33 | HOUELC, HOUAMB | HOUPARRHN_OLDD_DMD | MKr20 | 2030 | 4.1133 | 0.79289 | 0.27981 | [5 empty] | PAR | D | OLD | 3.5738 |  | RHNHPELC | 2 | 0.33333 | HOUPARRHNHPELCN05_OLDD_FHPELCE03 | 1 | HOUPARRHNHPELCN05_OLDD | HOUPARRHNHPELCE03_OLDD | HPELCE03 | HPELCN05 | PAR_OLDD | HPELCE03_HPELCN05 | 2 | 0 | 0.9 | Same
HOUPARRHNHPELCN05_OLDD_FHPELCE03_D33 | Residential heating technology - Heat pump, Air-to-water - leasing - single-family house - existing building - distributed level 0.33 | HOUELC, HOUAMB | HOUPARRHN_OLDD_DMD | MKr20 | 2040 | 3.8068 | 0.74431 | 0.26815 | [5 empty] | PAR | D | OLD | 3.7292 |  | RHNHPELC | 2 | 0.33333 | HOUPARRHNHPELCN05_OLDD_FHPELCE03 | 1 | HOUPARRHNHPELCN05_OLDD | HOUPARRHNHPELCE03_OLDD | HPELCE03 | HPELCN05 | PAR_OLDD | HPELCE03_HPELCN05 | 2 | 0 | 0.9 | Same
HOUPARRHNHPELCN05_OLDD_FHPELCE03_D33 | Residential heating technology - Heat pump, Air-to-water - leasing - single-family house - existing building - distributed level 0.33 | HOUELC, HOUAMB | HOUPARRHN_OLDD_DMD | MKr20 | 2050 | 3.5004 | 0.69572 | 0.26091 | [5 empty] | PAR | D | OLD | 3.8328 |  | RHNHPELC | 2 | 0.33333 | HOUPARRHNHPELCN05_OLDD_FHPELCE03 | 1 | HOUPARRHNHPELCN05_OLDD | HOUPARRHNHPELCE03_OLDD | HPELCE03 | HPELCN05 | PAR_OLDD | HPELCE03_HPELCN05 | 2 | 0 | 0.9 | Same
HOUPARRHNHPELCN04_OLDD_FHPELCE03_D33 | Residential heating technology - Heat pump, Ground source - single-family house - existing building - distributed level 0.33 | HOUELC, HOUAMB | HOUPARRHN_OLDD_DMD | MKr20 | 2020 | 13.6133 | 0.28377 | 0.27981 | [5 empty] | PAR | D | OLD | 3.5738 |  | RHNHPELC | 2 | 0.33333 | HOUPARRHNHPELCN04_OLDD_FHPELCE03 | 1 | HOUPARRHNHPELCN04_OLDD | HOUPARRHNHPELCE03_OLDD | HPELCE03 | HPELCN04 | PAR_OLDD | HPELCE03_HPELCN04 | 3 | 0 | 0.95 | Similar
HOUPARRHNHPELCN04_OLDD_FHPELCE03_D33 | Residential heating technology - Heat pump, Ground source - single-family house - existing building - distributed level 0.33 | HOUELC, HOUAMB | HOUPARRHN_OLDD_DMD | MKr20 | 2025 | 12.9327 | 0.20097 | 0.27193 | [5 empty] | PAR | D | OLD | 3.6774 |  | RHNHPELC | 2 | 0.33333 | HOUPARRHNHPELCN04_OLDD_FHPELCE03 | 1 | HOUPARRHNHPELCN04_OLDD | HOUPARRHNHPELCE03_OLDD | HPELCE03 | HPELCN04 | PAR_OLDD | HPELCE03_HPELCN04 | 3 | 0 | 0.95 | Similar
HOUPARRHNHPELCN04_OLDD_FHPELCE03_D33 | Residential heating technology - Heat pump, Ground source - single-family house - existing building - distributed level 0.33 | HOUELC, HOUAMB | HOUPARRHN_OLDD_DMD | MKr20 | 2030 | 12.252 | 0.19772 | 0.26448 | [5 empty] | PAR | D | OLD | 3.781 |  | RHNHPELC | 2 | 0.33333 | HOUPARRHNHPELCN04_OLDD_FHPELCE03 | 1 | HOUPARRHNHPELCN04_OLDD | HOUPARRHNHPELCE03_OLDD | HPELCE03 | HPELCN04 | PAR_OLDD | HPELCE03_HPELCN04 | 3 | 0 | 0.95 | Similar
HOUPARRHNHPELCN04_OLDD_FHPELCE03_D33 | Residential heating technology - Heat pump, Ground source - single-family house - existing building - distributed level 0.33 | HOUELC, HOUAMB | HOUPARRHN_OLDD_DMD | MKr20 | 2040 | 11.6394 | 0.19171 | 0.25404 | [5 empty] | PAR | D | OLD | 3.9364 |  | RHNHPELC | 2 | 0.33333 | HOUPARRHNHPELCN04_OLDD_FHPELCE03 | 1 | HOUPARRHNHPELCN04_OLDD | HOUPARRHNHPELCE03_OLDD | HPELCE03 | HPELCN04 | PAR_OLDD | HPELCE03_HPELCN04 | 3 | 0 | 0.95 | Similar
HOUPARRHNHPELCN04_OLDD_FHPELCE03_D33 | Residential heating technology - Heat pump, Ground source - single-family house - existing building - distributed level 0.33 | HOUELC, HOUAMB | HOUPARRHN_OLDD_DMD | MKr20 | 2050 | 11.0268 | 0.18569 | 0.25074 | [5 empty] | PAR | D | OLD | 3.9882 |  | RHNHPELC | 2 | 0.33333 | HOUPARRHNHPELCN04_OLDD_FHPELCE03 | 1 | HOUPARRHNHPELCN04_OLDD | HOUPARRHNHPELCE03_OLDD | HPELCE03 | HPELCN04 | PAR_OLDD | HPELCE03_HPELCN04 | 3 | 0 | 0.95 | Similar
HOUPARRHNHPELCN03_OLDD_FHPELCE03_D33 | Residential heating technology - Heat pump, Air-to-water - single-family house - existing building - distributed level 0.33 | HOUELC, HOUAMB | HOUPARRHN_OLDD_DMD | MKr20 | 2020 | 9.7383 | 0.30764 | 0.30646 | [5 empty] | PAR | D | OLD | 3.2631 |  | RHNHPELC | 2 | 0.33333 | HOUPARRHNHPELCN03_OLDD_FHPELCE03 | 1 | HOUPARRHNHPELCN03_OLDD | HOUPARRHNHPELCE03_OLDD | HPELCE03 | HPELCN03 | PAR_OLDD | HPELCE03_HPELCN03 | 2 | 0 | 0.9 | Same
HOUPARRHNHPELCN03_OLDD_FHPELCE03_D33 | Residential heating technology - Heat pump, Air-to-water - single-family house - existing building - distributed level 0.33 | HOUELC, HOUAMB | HOUPARRHN_OLDD_DMD | MKr20 | 2025 | 8.9825 | 0.22483 | 0.29253 | [5 empty] | PAR | D | OLD | 3.4185 |  | RHNHPELC | 2 | 0.33333 | HOUPARRHNHPELCN03_OLDD_FHPELCE03 | 1 | HOUPARRHNHPELCN03_OLDD | HOUPARRHNHPELCE03_OLDD | HPELCE03 | HPELCN03 | PAR_OLDD | HPELCE03_HPELCN03 | 2 | 0 | 0.9 | Same
HOUPARRHNHPELCN03_OLDD_FHPELCE03_D33 | Residential heating technology - Heat pump, Air-to-water - single-family house - existing building - distributed level 0.33 | HOUELC, HOUAMB | HOUPARRHN_OLDD_DMD | MKr20 | 2030 | 8.2267 | 0.22159 | 0.27981 | [5 empty] | PAR | D | OLD | 3.5738 |  | RHNHPELC | 2 | 0.33333 | HOUPARRHNHPELCN03_OLDD_FHPELCE03 | 1 | HOUPARRHNHPELCN03_OLDD | HOUPARRHNHPELCE03_OLDD | HPELCE03 | HPELCN03 | PAR_OLDD | HPELCE03_HPELCN03 | 2 | 0 | 0.9 | Same
HOUPARRHNHPELCN03_OLDD_FHPELCE03_D33 | Residential heating technology - Heat pump, Air-to-water - single-family house - existing building - distributed level 0.33 | HOUELC, HOUAMB | HOUPARRHN_OLDD_DMD | MKr20 | 2040 | 7.6137 | 0.21558 | 0.26815 | [5 empty] | PAR | D | OLD | 3.7292 |  | RHNHPELC | 2 | 0.33333 | HOUPARRHNHPELCN03_OLDD_FHPELCE03 | 1 | HOUPARRHNHPELCN03_OLDD | HOUPARRHNHPELCE03_OLDD | HPELCE03 | HPELCN03 | PAR_OLDD | HPELCE03_HPELCN03 | 2 | 0 | 0.9 | Same
HOUPARRHNHPELCN03_OLDD_FHPELCE03_D33 | Residential heating technology - Heat pump, Air-to-water - single-family house - existing building - distributed level 0.33 | HOUELC, HOUAMB | HOUPARRHN_OLDD_DMD | MKr20 | 2050 | 7.0007 | 0.20956 | 0.26091 | [5 empty] | PAR | D | OLD | 3.8328 |  | RHNHPELC | 2 | 0.33333 | HOUPARRHNHPELCN03_OLDD_FHPELCE03 | 1 | HOUPARRHNHPELCN03_OLDD | HOUPARRHNHPELCE03_OLDD | HPELCE03 | HPELCN03 | PAR_OLDD | HPELCE03_HPELCN03 | 2 | 0 | 0.9 | Same
HOUPARRHNHPELCN02_OLDD_FHPELCE03_D33 | Residential heating technology - Heat pump, Air-to-air - single-family house - existing building - distributed level 0.33 | HOUELC, HOUAMB | HOUPARRHN_OLDD_DMD | MKr20 | 2020 | 1.9871 | 0.15994 | 0.19904 | [5 empty] | PAR | D | OLD | 5.0241 |  | RHNHPELC | 2 | 0.33333 | HOUPARRHNHPELCN02_OLDD_FHPELCE03 | 1 | HOUPARRHNHPELCN02_OLDD | HOUPARRHNHPELCE03_OLDD | HPELCE03 | HPELCN02 | PAR_OLDD | HPELCE03_HPELCN02 | 5 | 0 | 1.1 | Unlikely
HOUPARRHNHPELCN02_OLDD_FHPELCE03_D33 | Residential heating technology - Heat pump, Air-to-air - single-family house - existing building - distributed level 0.33 | HOUELC, HOUAMB | HOUPARRHN_OLDD_DMD | MKr20 | 2025 | 1.9385 | 0.10866 | 0.18928 | [5 empty] | PAR | D | OLD | 5.2831 |  | RHNHPELC | 2 | 0.33333 | HOUPARRHNHPELCN02_OLDD_FHPELCE03 | 1 | HOUPARRHNHPELCN02_OLDD | HOUPARRHNHPELCE03_OLDD | HPELCE03 | HPELCN02 | PAR_OLDD | HPELCE03_HPELCN02 | 5 | 0 | 1.1 | Unlikely
HOUPARRHNHPELCN02_OLDD_FHPELCE03_D33 | Residential heating technology - Heat pump, Air-to-air - single-family house - existing building - distributed level 0.33 | HOUELC, HOUAMB | HOUPARRHN_OLDD_DMD | MKr20 | 2030 | 1.8899 | 0.10666 | 0.18214 | [5 empty] | PAR | D | OLD | 5.4902 |  | RHNHPELC | 2 | 0.33333 | HOUPARRHNHPELCN02_OLDD_FHPELCE03 | 1 | HOUPARRHNHPELCN02_OLDD | HOUPARRHNHPELCE03_OLDD | HPELCE03 | HPELCN02 | PAR_OLDD | HPELCE03_HPELCN02 | 5 | 0 | 1.1 | Unlikely
HOUPARRHNHPELCN02_OLDD_FHPELCE03_D33 | Residential heating technology - Heat pump, Air-to-air - single-family house - existing building - distributed level 0.33 | HOUELC, HOUAMB | HOUPARRHN_OLDD_DMD | MKr20 | 2040 | 1.7998 | 0.10293 | 0.17552 | [5 empty] | PAR | D | OLD | 5.6974 |  | RHNHPELC | 2 | 0.33333 | HOUPARRHNHPELCN02_OLDD_FHPELCE03 | 1 | HOUPARRHNHPELCN02_OLDD | HOUPARRHNHPELCE03_OLDD | HPELCE03 | HPELCN02 | PAR_OLDD | HPELCE03_HPELCN02 | 5 | 0 | 1.1 | Unlikely
HOUPARRHNHPELCN02_OLDD_FHPELCE03_D33 | Residential heating technology - Heat pump, Air-to-air - single-family house - existing building - distributed level 0.33 | HOUELC, HOUAMB | HOUPARRHN_OLDD_DMD | MKr20 | 2050 | 1.7097 | 0.099207 | 0.17238 | [5 empty] | PAR | D | OLD | 5.801 |  | RHNHPELC | 2 | 0.33333 | HOUPARRHNHPELCN02_OLDD_FHPELCE03 | 1 | HOUPARRHNHPELCN02_OLDD | HOUPARRHNHPELCE03_OLDD | HPELCE03 | HPELCN02 | PAR_OLDD | HPELCE03_HPELCN02 | 5 | 0 | 1.1 | Unlikely
HOUPARRHNDIELCN06_OLDD_FHPELCE03_D33 | Residential heating technology - Electric heating - electric panel from Bauhaus - single-family house - new building - distributed level 0.33 | HOUELC | HOUPARRHN_OLDD_DMD | MKr20 | 2020 | 0.56157 | 0 | [6 empty] | PAR | D | OLD |  |  | RHNDIELC | 2 | 0.33333 | HOUPARRHNDIELCN06_OLDD_FHPELCE03 | 1 | HOUPARRHNDIELCN06_OLDD | HOUPARRHNHPELCE03_OLDD | HPELCE03 | DIELCN06 | PAR_OLDD | HPELCE03_DIELCN06 | 5 | 0 | 1.1 | Unlikely
HOUPARRHNDIELCN06_OLDD_FHPELCE03_D33 | Residential heating technology - Electric heating - electric panel from Bauhaus - single-family house - new building - distributed level 0.33 | HOUELC | HOUPARRHN_OLDD_DMD | MKr20 | 2025 | 0.56157 | 0 | [6 empty] | PAR | D | OLD |  |  | RHNDIELC | 2 | 0.33333 | HOUPARRHNDIELCN06_OLDD_FHPELCE03 | 1 | HOUPARRHNDIELCN06_OLDD | HOUPARRHNHPELCE03_OLDD | HPELCE03 | DIELCN06 | PAR_OLDD | HPELCE03_DIELCN06 | 5 | 0 | 1.1 | Unlikely
HOUPARRHNDIELCN06_OLDD_FHPELCE03_D33 | Residential heating technology - Electric heating - electric panel from Bauhaus - single-family house - new building - distributed level 0.33 | HOUELC | HOUPARRHN_OLDD_DMD | MKr20 | 2030 | 0.56157 | 0 | [6 empty] | PAR | D | OLD |  |  | RHNDIELC | 2 | 0.33333 | HOUPARRHNDIELCN06_OLDD_FHPELCE03 | 1 | HOUPARRHNDIELCN06_OLDD | HOUPARRHNHPELCE03_OLDD | HPELCE03 | DIELCN06 | PAR_OLDD | HPELCE03_DIELCN06 | 5 | 0 | 1.1 | Unlikely
HOUPARRHNDIELCN06_OLDD_FHPELCE03_D33 | Residential heating technology - Electric heating - electric panel from Bauhaus - single-family house - new building - distributed level 0.33 | HOUELC | HOUPARRHN_OLDD_DMD | MKr20 | 2040 | 0.56157 | 0 | [6 empty] | PAR | D | OLD |  |  | RHNDIELC | 2 | 0.33333 | HOUPARRHNDIELCN06_OLDD_FHPELCE03 | 1 | HOUPARRHNDIELCN06_OLDD | HOUPARRHNHPELCE03_OLDD | HPELCE03 | DIELCN06 | PAR_OLDD | HPELCE03_DIELCN06 | 5 | 0 | 1.1 | Unlikely
HOUPARRHNDIELCN06_OLDD_FHPELCE03_D33 | Residential heating technology - Electric heating - electric panel from Bauhaus - single-family house - new building - distributed level 0.33 | HOUELC | HOUPARRHN_OLDD_DMD | MKr20 | 2050 | 0.56157 | 0 | [6 empty] | PAR | D | OLD |  |  | RHNDIELC | 2 | 0.33333 | HOUPARRHNDIELCN06_OLDD_FHPELCE03 | 1 | HOUPARRHNDIELCN06_OLDD | HOUPARRHNHPELCE03_OLDD | HPELCE03 | DIELCN06 | PAR_OLDD | HPELCE03_DIELCN06 | 5 | 0 | 1.1 | Unlikely
HOUPARRHNDIELCN01_OLDD_FHPELCE03_D33 | Residential heating technology - Electric heating - single-family house - new building - distributed level 0.33 | HOUELC | HOUPARRHN_OLDD_DMD | MKr20 | 2020 | 6.8232 | 0.055321 | [6 empty] | PAR | D | OLD |  |  | RHNDIELC | 2 | 0.33333 | HOUPARRHNDIELCN01_OLDD_FHPELCE03 | 1 | HOUPARRHNDIELCN01_OLDD | HOUPARRHNHPELCE03_OLDD | HPELCE03 | DIELCN01 | PAR_OLDD | HPELCE03_DIELCN01 | 5 | 0 | 1.1 | Unlikely
HOUPARRHNDIELCN01_OLDD_FHPELCE03_D33 | Residential heating technology - Electric heating - single-family house - new building - distributed level 0.33 | HOUELC | HOUPARRHN_OLDD_DMD | MKr20 | 2025 | 6.6543 | 0.055321 | [6 empty] | PAR | D | OLD |  |  | RHNDIELC | 2 | 0.33333 | HOUPARRHNDIELCN01_OLDD_FHPELCE03 | 1 | HOUPARRHNDIELCN01_OLDD | HOUPARRHNHPELCE03_OLDD | HPELCE03 | DIELCN01 | PAR_OLDD | HPELCE03_DIELCN01 | 5 | 0 | 1.1 | Unlikely
HOUPARRHNDIELCN01_OLDD_FHPELCE03_D33 | Residential heating technology - Electric heating - single-family house - new building - distributed level 0.33 | HOUELC | HOUPARRHN_OLDD_DMD | MKr20 | 2030 | 6.4896 | 0.053016 | [6 empty] | PAR | D | OLD |  |  | RHNDIELC | 2 | 0.33333 | HOUPARRHNDIELCN01_OLDD_FHPELCE03 | 1 | HOUPARRHNDIELCN01_OLDD | HOUPARRHNHPELCE03_OLDD | HPELCE03 | DIELCN01 | PAR_OLDD | HPELCE03_DIELCN01 | 5 | 0 | 1.1 | Unlikely
HOUPARRHNDIELCN01_OLDD_FHPELCE03_D33 | Residential heating technology - Electric heating - single-family house - new building - distributed level 0.33 | HOUELC | HOUPARRHN_OLDD_DMD | MKr20 | 2040 | 6.1723 | 0.050711 | [6 empty] | PAR | D | OLD |  |  | RHNDIELC | 2 | 0.33333 | HOUPARRHNDIELCN01_OLDD_FHPELCE03 | 1 | HOUPARRHNDIELCN01_OLDD | HOUPARRHNHPELCE03_OLDD | HPELCE03 | DIELCN01 | PAR_OLDD | HPELCE03_DIELCN01 | 5 | 0 | 1.1 | Unlikely
HOUPARRHNDIELCN01_OLDD_FHPELCE03_D33 | Residential heating technology - Electric heating - single-family house - new building - distributed level 0.33 | HOUELC | HOUPARRHN_OLDD_DMD | MKr20 | 2050 | 5.8706 | 0.048406 | [6 empty] | PAR | D | OLD |  |  | RHNDIELC | 2 | 0.33333 | HOUPARRHNDIELCN01_OLDD_FHPELCE03 | 1 | HOUPARRHNDIELCN01_OLDD | HOUPARRHNHPELCE03_OLDD | HPELCE03 | DIELCN01 | PAR_OLDD | HPELCE03_DIELCN01 | 5 | 0 | 1.1 | Unlikely
HOUPARRHNBHSOLN01_OLDD_FHPELCE03_D33 | Residential heating technology - Solar heating system - single-family house - existing building - distributed level 0.33 | HOUSOL | HOUPARRHN_OLDD_DMD | MKr20 | 2020 | 7.498 | 0.086357 | [6 empty] | PAR | D | OLD |  |  | RHNBHSOL | 2 | 0.33333 | HOUPARRHNBHSOLN01_OLDD_FHPELCE03 | 1 | HOUPARRHNBHSOLN01_OLDD | HOUPARRHNHPELCE03_OLDD | HPELCE03 | BHSOLN01 | PAR_OLDD | HPELCE03_BHSOLN01 | 5 | 0 | 1.1 | Unlikely
HOUPARRHNBHSOLN01_OLDD_FHPELCE03_D33 | Residential heating technology - Solar heating system - single-family house - existing building - distributed level 0.33 | HOUSOL | HOUPARRHN_OLDD_DMD | MKr20 | 2025 | 7.3124 | 0.081089 | [6 empty] | PAR | D | OLD |  |  | RHNBHSOL | 2 | 0.33333 | HOUPARRHNBHSOLN01_OLDD_FHPELCE03 | 1 | HOUPARRHNBHSOLN01_OLDD | HOUPARRHNHPELCE03_OLDD | HPELCE03 | BHSOLN01 | PAR_OLDD | HPELCE03_BHSOLN01 | 5 | 0 | 1.1 | Unlikely
HOUPARRHNBHSOLN01_OLDD_FHPELCE03_D33 | Residential heating technology - Solar heating system - single-family house - existing building - distributed level 0.33 | HOUSOL | HOUPARRHN_OLDD_DMD | MKr20 | 2030 | 7.1315 | 0.079113 | [6 empty] | PAR | D | OLD |  |  | RHNBHSOL | 2 | 0.33333 | HOUPARRHNBHSOLN01_OLDD_FHPELCE03 | 1 | HOUPARRHNBHSOLN01_OLDD | HOUPARRHNHPELCE03_OLDD | HPELCE03 | BHSOLN01 | PAR_OLDD | HPELCE03_BHSOLN01 | 5 | 0 | 1.1 | Unlikely
HOUPARRHNBHSOLN01_OLDD_FHPELCE03_D33 | Residential heating technology - Solar heating system - single-family house - existing building - distributed level 0.33 | HOUSOL | HOUPARRHN_OLDD_DMD | MKr20 | 2040 | 6.7828 | 0.074832 | [6 empty] | PAR | D | OLD |  |  | RHNBHSOL | 2 | 0.33333 | HOUPARRHNBHSOLN01_OLDD_FHPELCE03 | 1 | HOUPARRHNBHSOLN01_OLDD | HOUPARRHNHPELCE03_OLDD | HPELCE03 | BHSOLN01 | PAR_OLDD | HPELCE03_BHSOLN01 | 5 | 0 | 1.1 | Unlikely
HOUPARRHNBHSOLN01_OLDD_FHPELCE03_D33 | Residential heating technology - Solar heating system - single-family house - existing building - distributed level 0.33 | HOUSOL | HOUPARRHN_OLDD_DMD | MKr20 | 2050 | 6.4512 | 0.070551 | [6 empty] | PAR | D | OLD |  |  | RHNBHSOL | 2 | 0.33333 | HOUPARRHNBHSOLN01_OLDD_FHPELCE03 | 1 | HOUPARRHNBHSOLN01_OLDD | HOUPARRHNHPELCE03_OLDD | HPELCE03 | BHSOLN01 | PAR_OLDD | HPELCE03_BHSOLN01 | 5 | 0 | 1.1 | Unlikely
HOUPARRHNBHDHDN03_OLDD_FHPELCE03_D33 | Residential heating technology - Direct district heating substation - plus connection pipe - single-family house - existing building - distributed level 0.33 | HOUDHD | HOUPARRHN_OLDD_DMD | MKr20 | 2020 | 2.7489 | 0.028099 | [6 empty] | PAR | D | OLD |  |  | RHNBHDHD | 2 | 0.33333 | HOUPARRHNBHDHDN03_OLDD_FHPELCE03 | 1 | HOUPARRHNBHDHDN03_OLDD | HOUPARRHNHPELCE03_OLDD | HPELCE03 | BHDHDN03 | PAR_OLDD | HPELCE03_BHDHDN03 | 6 | 0 | 1 | New
HOUPARRHNBHDHDN03_OLDD_FHPELCE03_D33 | Residential heating technology - Direct district heating substation - plus connection pipe - single-family house - existing building - distributed level 0.33 | HOUDHD | HOUPARRHN_OLDD_DMD | MKr20 | 2025 | 2.717 | 0.027891 | [6 empty] | PAR | D | OLD |  |  | RHNBHDHD | 2 | 0.33333 | HOUPARRHNBHDHDN03_OLDD_FHPELCE03 | 1 | HOUPARRHNBHDHDN03_OLDD | HOUPARRHNHPELCE03_OLDD | HPELCE03 | BHDHDN03 | PAR_OLDD | HPELCE03_BHDHDN03 | 6 | 0 | 1 | New
HOUPARRHNBHDHDN03_OLDD_FHPELCE03_D33 | Residential heating technology - Direct district heating substation - plus connection pipe - single-family house - existing building - distributed level 0.33 | HOUDHD | HOUPARRHN_OLDD_DMD | MKr20 | 2030 | 2.6904 | 0.027393 | [6 empty] | PAR | D | OLD |  |  | RHNBHDHD | 2 | 0.33333 | HOUPARRHNBHDHDN03_OLDD_FHPELCE03 | 1 | HOUPARRHNBHDHDN03_OLDD | HOUPARRHNHPELCE03_OLDD | HPELCE03 | BHDHDN03 | PAR_OLDD | HPELCE03_BHDHDN03 | 6 | 0 | 1 | New
HOUPARRHNBHDHDN03_OLDD_FHPELCE03_D33 | Residential heating technology - Direct district heating substation - plus connection pipe - single-family house - existing building - distributed level 0.33 | HOUDHD | HOUPARRHN_OLDD_DMD | MKr20 | 2040 | 2.6425 | 0.026213 | [6 empty] | PAR | D | OLD |  |  | RHNBHDHD | 2 | 0.33333 | HOUPARRHNBHDHDN03_OLDD_FHPELCE03 | 1 | HOUPARRHNBHDHDN03_OLDD | HOUPARRHNHPELCE03_OLDD | HPELCE03 | BHDHDN03 | PAR_OLDD | HPELCE03_BHDHDN03 | 6 | 0 | 1 | New
HOUPARRHNBHDHDN03_OLDD_FHPELCE03_D33 | Residential heating technology - Direct district heating substation - plus connection pipe - single-family house - existing building - distributed level 0.33 | HOUDHD | HOUPARRHN_OLDD_DMD | MKr20 | 2050 | 2.5894 | 0.024497 | [6 empty] | PAR | D | OLD |  |  | RHNBHDHD | 2 | 0.33333 | HOUPARRHNBHDHDN03_OLDD_FHPELCE03 | 1 | HOUPARRHNBHDHDN03_OLDD | HOUPARRHNHPELCE03_OLDD | HPELCE03 | BHDHDN03 | PAR_OLDD | HPELCE03_BHDHDN03 | 6 | 0 | 1 | New
HOUPARRHNHPELCN07_OLDI_FHPELCE03_D33 | Residential heating technology - Heat pump, Air-to-water, low-price product - single-family house - existing building - distributed level 0.33 | HOUELC, HOUAMB | HOUPARRHN_OLDI_DMD | MKr20 | 2020 | 7.6426 | 0.35537 | 0.32178 | [5 empty] | PAR | I | OLD | 3.1077 |  | RHNHPELC | 2 | 0.33333 | HOUPARRHNHPELCN07_OLDI_FHPELCE03 | 1 | HOUPARRHNHPELCN07_OLDI | HOUPARRHNHPELCE03_OLDI | HPELCE03 | HPELCN07 | PAR_OLDI | HPELCE03_HPELCN07 | 2 | 0 | 0.9 | Same
HOUPARRHNHPELCN07_OLDI_FHPELCE03_D33 | Residential heating technology - Heat pump, Air-to-water, low-price product - single-family house - existing building - distributed level 0.33 | HOUELC, HOUAMB | HOUPARRHN_OLDI_DMD | MKr20 | 2025 | 6.9916 | 0.27257 | 0.30646 | [5 empty] | PAR | I | OLD | 3.2631 |  | RHNHPELC | 2 | 0.33333 | HOUPARRHNHPELCN07_OLDI_FHPELCE03 | 1 | HOUPARRHNHPELCN07_OLDI | HOUPARRHNHPELCE03_OLDI | HPELCE03 | HPELCN07 | PAR_OLDI | HPELCE03_HPELCN07 | 2 | 0 | 0.9 | Same
HOUPARRHNHPELCN07_OLDI_FHPELCE03_D33 | Residential heating technology - Heat pump, Air-to-water, low-price product - single-family house - existing building - distributed level 0.33 | HOUELC, HOUAMB | HOUPARRHN_OLDI_DMD | MKr20 | 2030 | 6.3406 | 0.26933 | 0.29253 | [5 empty] | PAR | I | OLD | 3.4185 |  | RHNHPELC | 2 | 0.33333 | HOUPARRHNHPELCN07_OLDI_FHPELCE03 | 1 | HOUPARRHNHPELCN07_OLDI | HOUPARRHNHPELCE03_OLDI | HPELCE03 | HPELCN07 | PAR_OLDI | HPELCE03_HPELCN07 | 2 | 0 | 0.9 | Same
HOUPARRHNHPELCN07_OLDI_FHPELCE03_D33 | Residential heating technology - Heat pump, Air-to-water, low-price product - single-family house - existing building - distributed level 0.33 | HOUELC, HOUAMB | HOUPARRHN_OLDI_DMD | MKr20 | 2040 | 5.8219 | 0.26331 | 0.27981 | [5 empty] | PAR | I | OLD | 3.5738 |  | RHNHPELC | 2 | 0.33333 | HOUPARRHNHPELCN07_OLDI_FHPELCE03 | 1 | HOUPARRHNHPELCN07_OLDI | HOUPARRHNHPELCE03_OLDI | HPELCE03 | HPELCN07 | PAR_OLDI | HPELCE03_HPELCN07 | 2 | 0 | 0.9 | Same
HOUPARRHNHPELCN07_OLDI_FHPELCE03_D33 | Residential heating technology - Heat pump, Air-to-water, low-price product - single-family house - existing building - distributed level 0.33 | HOUELC, HOUAMB | HOUPARRHN_OLDI_DMD | MKr20 | 2050 | 5.3032 | 0.2573 | 0.27193 | [5 empty] | PAR | I | OLD | 3.6774 |  | RHNHPELC | 2 | 0.33333 | HOUPARRHNHPELCN07_OLDI_FHPELCE03 | 1 | HOUPARRHNHPELCN07_OLDI | HOUPARRHNHPELCE03_OLDI | HPELCE03 | HPELCN07 | PAR_OLDI | HPELCE03_HPELCN07 | 2 | 0 | 0.9 | Same
HOUPARRHNHPELCN05_OLDI_FHPELCE03_D33 | Residential heating technology - Heat pump, Air-to-water - leasing - single-family house - existing building - distributed level 0.33 | HOUELC, HOUAMB | HOUPARRHN_OLDI_DMD | MKr20 | 2020 | 4.8691 | 0.9839 | 0.30646 | [5 empty] | PAR | I | OLD | 3.2631 |  | RHNHPELC | 2 | 0.33333 | HOUPARRHNHPELCN05_OLDI_FHPELCE03 | 1 | HOUPARRHNHPELCN05_OLDI | HOUPARRHNHPELCE03_OLDI | HPELCE03 | HPELCN05 | PAR_OLDI | HPELCE03_HPELCN05 | 2 | 0 | 0.9 | Same
HOUPARRHNHPELCN05_OLDI_FHPELCE03_D33 | Residential heating technology - Heat pump, Air-to-water - leasing - single-family house - existing building - distributed level 0.33 | HOUELC, HOUAMB | HOUPARRHN_OLDI_DMD | MKr20 | 2025 | 4.4912 | 0.84862 | 0.29253 | [5 empty] | PAR | I | OLD | 3.4185 |  | RHNHPELC | 2 | 0.33333 | HOUPARRHNHPELCN05_OLDI_FHPELCE03 | 1 | HOUPARRHNHPELCN05_OLDI | HOUPARRHNHPELCE03_OLDI | HPELCE03 | HPELCN05 | PAR_OLDI | HPELCE03_HPELCN05 | 2 | 0 | 0.9 | Same
HOUPARRHNHPELCN05_OLDI_FHPELCE03_D33 | Residential heating technology - Heat pump, Air-to-water - leasing - single-family house - existing building - distributed level 0.33 | HOUELC, HOUAMB | HOUPARRHN_OLDI_DMD | MKr20 | 2030 | 4.1133 | 0.79289 | 0.27981 | [5 empty] | PAR | I | OLD | 3.5738 |  | RHNHPELC | 2 | 0.33333 | HOUPARRHNHPELCN05_OLDI_FHPELCE03 | 1 | HOUPARRHNHPELCN05_OLDI | HOUPARRHNHPELCE03_OLDI | HPELCE03 | HPELCN05 | PAR_OLDI | HPELCE03_HPELCN05 | 2 | 0 | 0.9 | Same
HOUPARRHNHPELCN05_OLDI_FHPELCE03_D33 | Residential heating technology - Heat pump, Air-to-water - leasing - single-family house - existing building - distributed level 0.33 | HOUELC, HOUAMB | HOUPARRHN_OLDI_DMD | MKr20 | 2040 | 3.8068 | 0.74431 | 0.26815 | [5 empty] | PAR | I | OLD | 3.7292 |  | RHNHPELC | 2 | 0.33333 | HOUPARRHNHPELCN05_OLDI_FHPELCE03 | 1 | HOUPARRHNHPELCN05_OLDI | HOUPARRHNHPELCE03_OLDI | HPELCE03 | HPELCN05 | PAR_OLDI | HPELCE03_HPELCN05 | 2 | 0 | 0.9 | Same
HOUPARRHNHPELCN05_OLDI_FHPELCE03_D33 | Residential heating technology - Heat pump, Air-to-water - leasing - single-family house - existing building - distributed level 0.33 | HOUELC, HOUAMB | HOUPARRHN_OLDI_DMD | MKr20 | 2050 | 3.5004 | 0.69572 | 0.26091 | [5 empty] | PAR | I | OLD | 3.8328 |  | RHNHPELC | 2 | 0.33333 | HOUPARRHNHPELCN05_OLDI_FHPELCE03 | 1 | HOUPARRHNHPELCN05_OLDI | HOUPARRHNHPELCE03_OLDI | HPELCE03 | HPELCN05 | PAR_OLDI | HPELCE03_HPELCN05 | 2 | 0 | 0.9 | Same
HOUPARRHNHPELCN04_OLDI_FHPELCE03_D33 | Residential heating technology - Heat pump, Ground source - single-family house - existing building - distributed level 0.33 | HOUELC, HOUAMB | HOUPARRHN_OLDI_DMD | MKr20 | 2020 | 13.6133 | 0.28377 | 0.27981 | [5 empty] | PAR | I | OLD | 3.5738 |  | RHNHPELC | 2 | 0.33333 | HOUPARRHNHPELCN04_OLDI_FHPELCE03 | 1 | HOUPARRHNHPELCN04_OLDI | HOUPARRHNHPELCE03_OLDI | HPELCE03 | HPELCN04 | PAR_OLDI | HPELCE03_HPELCN04 | 3 | 0 | 0.95 | Similar
HOUPARRHNHPELCN04_OLDI_FHPELCE03_D33 | Residential heating technology - Heat pump, Ground source - single-family house - existing building - distributed level 0.33 | HOUELC, HOUAMB | HOUPARRHN_OLDI_DMD | MKr20 | 2025 | 12.9327 | 0.20097 | 0.27193 | [5 empty] | PAR | I | OLD | 3.6774 |  | RHNHPELC | 2 | 0.33333 | HOUPARRHNHPELCN04_OLDI_FHPELCE03 | 1 | HOUPARRHNHPELCN04_OLDI | HOUPARRHNHPELCE03_OLDI | HPELCE03 | HPELCN04 | PAR_OLDI | HPELCE03_HPELCN04 | 3 | 0 | 0.95 | Similar
HOUPARRHNHPELCN04_OLDI_FHPELCE03_D33 | Residential heating technology - Heat pump, Ground source - single-family house - existing building - distributed level 0.33 | HOUELC, HOUAMB | HOUPARRHN_OLDI_DMD | MKr20 | 2030 | 12.252 | 0.19772 | 0.26448 | [5 empty] | PAR | I | OLD | 3.781 |  | RHNHPELC | 2 | 0.33333 | HOUPARRHNHPELCN04_OLDI_FHPELCE03 | 1 | HOUPARRHNHPELCN04_OLDI | HOUPARRHNHPELCE03_OLDI | HPELCE03 | HPELCN04 | PAR_OLDI | HPELCE03_HPELCN04 | 3 | 0 | 0.95 | Similar
HOUPARRHNHPELCN04_OLDI_FHPELCE03_D33 | Residential heating technology - Heat pump, Ground source - single-family house - existing building - distributed level 0.33 | HOUELC, HOUAMB | HOUPARRHN_OLDI_DMD | MKr20 | 2040 | 11.6394 | 0.19171 | 0.25404 | [5 empty] | PAR | I | OLD | 3.9364 |  | RHNHPELC | 2 | 0.33333 | HOUPARRHNHPELCN04_OLDI_FHPELCE03 | 1 | HOUPARRHNHPELCN04_OLDI | HOUPARRHNHPELCE03_OLDI | HPELCE03 | HPELCN04 | PAR_OLDI | HPELCE03_HPELCN04 | 3 | 0 | 0.95 | Similar
HOUPARRHNHPELCN04_OLDI_FHPELCE03_D33 | Residential heating technology - Heat pump, Ground source - single-family house - existing building - distributed level 0.33 | HOUELC, HOUAMB | HOUPARRHN_OLDI_DMD | MKr20 | 2050 | 11.0268 | 0.18569 | 0.25074 | [5 empty] | PAR | I | OLD | 3.9882 |  | RHNHPELC | 2 | 0.33333 | HOUPARRHNHPELCN04_OLDI_FHPELCE03 | 1 | HOUPARRHNHPELCN04_OLDI | HOUPARRHNHPELCE03_OLDI | HPELCE03 | HPELCN04 | PAR_OLDI | HPELCE03_HPELCN04 | 3 | 0 | 0.95 | Similar
HOUPARRHNHPELCN03_OLDI_FHPELCE03_D33 | Residential heating technology - Heat pump, Air-to-water - single-family house - existing building - distributed level 0.33 | HOUELC, HOUAMB | HOUPARRHN_OLDI_DMD | MKr20 | 2020 | 9.7383 | 0.30764 | 0.30646 | [5 empty] | PAR | I | OLD | 3.2631 |  | RHNHPELC | 2 | 0.33333 | HOUPARRHNHPELCN03_OLDI_FHPELCE03 | 1 | HOUPARRHNHPELCN03_OLDI | HOUPARRHNHPELCE03_OLDI | HPELCE03 | HPELCN03 | PAR_OLDI | HPELCE03_HPELCN03 | 2 | 0 | 0.9 | Same
HOUPARRHNHPELCN03_OLDI_FHPELCE03_D33 | Residential heating technology - Heat pump, Air-to-water - single-family house - existing building - distributed level 0.33 | HOUELC, HOUAMB | HOUPARRHN_OLDI_DMD | MKr20 | 2025 | 8.9825 | 0.22483 | 0.29253 | [5 empty] | PAR | I | OLD | 3.4185 |  | RHNHPELC | 2 | 0.33333 | HOUPARRHNHPELCN03_OLDI_FHPELCE03 | 1 | HOUPARRHNHPELCN03_OLDI | HOUPARRHNHPELCE03_OLDI | HPELCE03 | HPELCN03 | PAR_OLDI | HPELCE03_HPELCN03 | 2 | 0 | 0.9 | Same
HOUPARRHNHPELCN03_OLDI_FHPELCE03_D33 | Residential heating technology - Heat pump, Air-to-water - single-family house - existing building - distributed level 0.33 | HOUELC, HOUAMB | HOUPARRHN_OLDI_DMD | MKr20 | 2030 | 8.2267 | 0.22159 | 0.27981 | [5 empty] | PAR | I | OLD | 3.5738 |  | RHNHPELC | 2 | 0.33333 | HOUPARRHNHPELCN03_OLDI_FHPELCE03 | 1 | HOUPARRHNHPELCN03_OLDI | HOUPARRHNHPELCE03_OLDI | HPELCE03 | HPELCN03 | PAR_OLDI | HPELCE03_HPELCN03 | 2 | 0 | 0.9 | Same
HOUPARRHNHPELCN03_OLDI_FHPELCE03_D33 | Residential heating technology - Heat pump, Air-to-water - single-family house - existing building - distributed level 0.33 | HOUELC, HOUAMB | HOUPARRHN_OLDI_DMD | MKr20 | 2040 | 7.6137 | 0.21558 | 0.26815 | [5 empty] | PAR | I | OLD | 3.7292 |  | RHNHPELC | 2 | 0.33333 | HOUPARRHNHPELCN03_OLDI_FHPELCE03 | 1 | HOUPARRHNHPELCN03_OLDI | HOUPARRHNHPELCE03_OLDI | HPELCE03 | HPELCN03 | PAR_OLDI | HPELCE03_HPELCN03 | 2 | 0 | 0.9 | Same
HOUPARRHNHPELCN03_OLDI_FHPELCE03_D33 | Residential heating technology - Heat pump, Air-to-water - single-family house - existing building - distributed level 0.33 | HOUELC, HOUAMB | HOUPARRHN_OLDI_DMD | MKr20 | 2050 | 7.0007 | 0.20956 | 0.26091 | [5 empty] | PAR | I | OLD | 3.8328 |  | RHNHPELC | 2 | 0.33333 | HOUPARRHNHPELCN03_OLDI_FHPELCE03 | 1 | HOUPARRHNHPELCN03_OLDI | HOUPARRHNHPELCE03_OLDI | HPELCE03 | HPELCN03 | PAR_OLDI | HPELCE03_HPELCN03 | 2 | 0 | 0.9 | Same
HOUPARRHNHPELCN02_OLDI_FHPELCE03_D33 | Residential heating technology - Heat pump, Air-to-air - single-family house - existing building - distributed level 0.33 | HOUELC, HOUAMB | HOUPARRHN_OLDI_DMD | MKr20 | 2020 | 1.9871 | 0.15994 | 0.19904 | [5 empty] | PAR | I | OLD | 5.0241 |  | RHNHPELC | 2 | 0.33333 | HOUPARRHNHPELCN02_OLDI_FHPELCE03 | 1 | HOUPARRHNHPELCN02_OLDI | HOUPARRHNHPELCE03_OLDI | HPELCE03 | HPELCN02 | PAR_OLDI | HPELCE03_HPELCN02 | 5 | 0 | 1.1 | Unlikely
HOUPARRHNHPELCN02_OLDI_FHPELCE03_D33 | Residential heating technology - Heat pump, Air-to-air - single-family house - existing building - distributed level 0.33 | HOUELC, HOUAMB | HOUPARRHN_OLDI_DMD | MKr20 | 2025 | 1.9385 | 0.10866 | 0.18928 | [5 empty] | PAR | I | OLD | 5.2831 |  | RHNHPELC | 2 | 0.33333 | HOUPARRHNHPELCN02_OLDI_FHPELCE03 | 1 | HOUPARRHNHPELCN02_OLDI | HOUPARRHNHPELCE03_OLDI | HPELCE03 | HPELCN02 | PAR_OLDI | HPELCE03_HPELCN02 | 5 | 0 | 1.1 | Unlikely
HOUPARRHNHPELCN02_OLDI_FHPELCE03_D33 | Residential heating technology - Heat pump, Air-to-air - single-family house - existing building - distributed level 0.33 | HOUELC, HOUAMB | HOUPARRHN_OLDI_DMD | MKr20 | 2030 | 1.8899 | 0.10666 | 0.18214 | [5 empty] | PAR | I | OLD | 5.4902 |  | RHNHPELC | 2 | 0.33333 | HOUPARRHNHPELCN02_OLDI_FHPELCE03 | 1 | HOUPARRHNHPELCN02_OLDI | HOUPARRHNHPELCE03_OLDI | HPELCE03 | HPELCN02 | PAR_OLDI | HPELCE03_HPELCN02 | 5 | 0 | 1.1 | Unlikely
HOUPARRHNHPELCN02_OLDI_FHPELCE03_D33 | Residential heating technology - Heat pump, Air-to-air - single-family house - existing building - distributed level 0.33 | HOUELC, HOUAMB | HOUPARRHN_OLDI_DMD | MKr20 | 2040 | 1.7998 | 0.10293 | 0.17552 | [5 empty] | PAR | I | OLD | 5.6974 |  | RHNHPELC | 2 | 0.33333 | HOUPARRHNHPELCN02_OLDI_FHPELCE03 | 1 | HOUPARRHNHPELCN02_OLDI | HOUPARRHNHPELCE03_OLDI | HPELCE03 | HPELCN02 | PAR_OLDI | HPELCE03_HPELCN02 | 5 | 0 | 1.1 | Unlikely
HOUPARRHNHPELCN02_OLDI_FHPELCE03_D33 | Residential heating technology - Heat pump, Air-to-air - single-family house - existing building - distributed level 0.33 | HOUELC, HOUAMB | HOUPARRHN_OLDI_DMD | MKr20 | 2050 | 1.7097 | 0.099207 | 0.17238 | [5 empty] | PAR | I | OLD | 5.801 |  | RHNHPELC | 2 | 0.33333 | HOUPARRHNHPELCN02_OLDI_FHPELCE03 | 1 | HOUPARRHNHPELCN02_OLDI | HOUPARRHNHPELCE03_OLDI | HPELCE03 | HPELCN02 | PAR_OLDI | HPELCE03_HPELCN02 | 5 | 0 | 1.1 | Unlikely
HOUPARRHNDIELCN06_OLDI_FHPELCE03_D33 | Residential heating technology - Electric heating - electric panel from Bauhaus - single-family house - new building - distributed level 0.33 | HOUELC | HOUPARRHN_OLDI_DMD | MKr20 | 2020 | 0.56157 | 0 | [6 empty] | PAR | I | OLD |  |  | RHNDIELC | 2 | 0.33333 | HOUPARRHNDIELCN06_OLDI_FHPELCE03 | 1 | HOUPARRHNDIELCN06_OLDI | HOUPARRHNHPELCE03_OLDI | HPELCE03 | DIELCN06 | PAR_OLDI | HPELCE03_DIELCN06 | 5 | 0 | 1.1 | Unlikely
HOUPARRHNDIELCN06_OLDI_FHPELCE03_D33 | Residential heating technology - Electric heating - electric panel from Bauhaus - single-family house - new building - distributed level 0.33 | HOUELC | HOUPARRHN_OLDI_DMD | MKr20 | 2025 | 0.56157 | 0 | [6 empty] | PAR | I | OLD |  |  | RHNDIELC | 2 | 0.33333 | HOUPARRHNDIELCN06_OLDI_FHPELCE03 | 1 | HOUPARRHNDIELCN06_OLDI | HOUPARRHNHPELCE03_OLDI | HPELCE03 | DIELCN06 | PAR_OLDI | HPELCE03_DIELCN06 | 5 | 0 | 1.1 | Unlikely
HOUPARRHNDIELCN06_OLDI_FHPELCE03_D33 | Residential heating technology - Electric heating - electric panel from Bauhaus - single-family house - new building - distributed level 0.33 | HOUELC | HOUPARRHN_OLDI_DMD | MKr20 | 2030 | 0.56157 | 0 | [6 empty] | PAR | I | OLD |  |  | RHNDIELC | 2 | 0.33333 | HOUPARRHNDIELCN06_OLDI_FHPELCE03 | 1 | HOUPARRHNDIELCN06_OLDI | HOUPARRHNHPELCE03_OLDI | HPELCE03 | DIELCN06 | PAR_OLDI | HPELCE03_DIELCN06 | 5 | 0 | 1.1 | Unlikely
HOUPARRHNDIELCN06_OLDI_FHPELCE03_D33 | Residential heating technology - Electric heating - electric panel from Bauhaus - single-family house - new building - distributed level 0.33 | HOUELC | HOUPARRHN_OLDI_DMD | MKr20 | 2040 | 0.56157 | 0 | [6 empty] | PAR | I | OLD |  |  | RHNDIELC | 2 | 0.33333 | HOUPARRHNDIELCN06_OLDI_FHPELCE03 | 1 | HOUPARRHNDIELCN06_OLDI | HOUPARRHNHPELCE03_OLDI | HPELCE03 | DIELCN06 | PAR_OLDI | HPELCE03_DIELCN06 | 5 | 0 | 1.1 | Unlikely
HOUPARRHNDIELCN06_OLDI_FHPELCE03_D33 | Residential heating technology - Electric heating - electric panel from Bauhaus - single-family house - new building - distributed level 0.33 | HOUELC | HOUPARRHN_OLDI_DMD | MKr20 | 2050 | 0.56157 | 0 | [6 empty] | PAR | I | OLD |  |  | RHNDIELC | 2 | 0.33333 | HOUPARRHNDIELCN06_OLDI_FHPELCE03 | 1 | HOUPARRHNDIELCN06_OLDI | HOUPARRHNHPELCE03_OLDI | HPELCE03 | DIELCN06 | PAR_OLDI | HPELCE03_DIELCN06 | 5 | 0 | 1.1 | Unlikely
HOUPARRHNDIELCN01_OLDI_FHPELCE03_D33 | Residential heating technology - Electric heating - single-family house - new building - distributed level 0.33 | HOUELC | HOUPARRHN_OLDI_DMD | MKr20 | 2020 | 6.8232 | 0.055321 | [6 empty] | PAR | I | OLD |  |  | RHNDIELC | 2 | 0.33333 | HOUPARRHNDIELCN01_OLDI_FHPELCE03 | 1 | HOUPARRHNDIELCN01_OLDI | HOUPARRHNHPELCE03_OLDI | HPELCE03 | DIELCN01 | PAR_OLDI | HPELCE03_DIELCN01 | 5 | 0 | 1.1 | Unlikely
HOUPARRHNDIELCN01_OLDI_FHPELCE03_D33 | Residential heating technology - Electric heating - single-family house - new building - distributed level 0.33 | HOUELC | HOUPARRHN_OLDI_DMD | MKr20 | 2025 | 6.6543 | 0.055321 | [6 empty] | PAR | I | OLD |  |  | RHNDIELC | 2 | 0.33333 | HOUPARRHNDIELCN01_OLDI_FHPELCE03 | 1 | HOUPARRHNDIELCN01_OLDI | HOUPARRHNHPELCE03_OLDI | HPELCE03 | DIELCN01 | PAR_OLDI | HPELCE03_DIELCN01 | 5 | 0 | 1.1 | Unlikely
HOUPARRHNDIELCN01_OLDI_FHPELCE03_D33 | Residential heating technology - Electric heating - single-family house - new building - distributed level 0.33 | HOUELC | HOUPARRHN_OLDI_DMD | MKr20 | 2030 | 6.4896 | 0.053016 | [6 empty] | PAR | I | OLD |  |  | RHNDIELC | 2 | 0.33333 | HOUPARRHNDIELCN01_OLDI_FHPELCE03 | 1 | HOUPARRHNDIELCN01_OLDI | HOUPARRHNHPELCE03_OLDI | HPELCE03 | DIELCN01 | PAR_OLDI | HPELCE03_DIELCN01 | 5 | 0 | 1.1 | Unlikely
HOUPARRHNDIELCN01_OLDI_FHPELCE03_D33 | Residential heating technology - Electric heating - single-family house - new building - distributed level 0.33 | HOUELC | HOUPARRHN_OLDI_DMD | MKr20 | 2040 | 6.1723 | 0.050711 | [6 empty] | PAR | I | OLD |  |  | RHNDIELC | 2 | 0.33333 | HOUPARRHNDIELCN01_OLDI_FHPELCE03 | 1 | HOUPARRHNDIELCN01_OLDI | HOUPARRHNHPELCE03_OLDI | HPELCE03 | DIELCN01 | PAR_OLDI | HPELCE03_DIELCN01 | 5 | 0 | 1.1 | Unlikely
HOUPARRHNDIELCN01_OLDI_FHPELCE03_D33 | Residential heating technology - Electric heating - single-family house - new building - distributed level 0.33 | HOUELC | HOUPARRHN_OLDI_DMD | MKr20 | 2050 | 5.8706 | 0.048406 | [6 empty] | PAR | I | OLD |  |  | RHNDIELC | 2 | 0.33333 | HOUPARRHNDIELCN01_OLDI_FHPELCE03 | 1 | HOUPARRHNDIELCN01_OLDI | HOUPARRHNHPELCE03_OLDI | HPELCE03 | DIELCN01 | PAR_OLDI | HPELCE03_DIELCN01 | 5 | 0 | 1.1 | Unlikely
HOUPARRHNBHSOLN01_OLDI_FHPELCE03_D33 | Residential heating technology - Solar heating system - single-family house - existing building - distributed level 0.33 | HOUSOL | HOUPARRHN_OLDI_DMD | MKr20 | 2020 | 7.498 | 0.086357 | [6 empty] | PAR | I | OLD |  |  | RHNBHSOL | 2 | 0.33333 | HOUPARRHNBHSOLN01_OLDI_FHPELCE03 | 1 | HOUPARRHNBHSOLN01_OLDI | HOUPARRHNHPELCE03_OLDI | HPELCE03 | BHSOLN01 | PAR_OLDI | HPELCE03_BHSOLN01 | 5 | 0 | 1.1 | Unlikely
HOUPARRHNBHSOLN01_OLDI_FHPELCE03_D33 | Residential heating technology - Solar heating system - single-family house - existing building - distributed level 0.33 | HOUSOL | HOUPARRHN_OLDI_DMD | MKr20 | 2025 | 7.3124 | 0.081089 | [6 empty] | PAR | I | OLD |  |  | RHNBHSOL | 2 | 0.33333 | HOUPARRHNBHSOLN01_OLDI_FHPELCE03 | 1 | HOUPARRHNBHSOLN01_OLDI | HOUPARRHNHPELCE03_OLDI | HPELCE03 | BHSOLN01 | PAR_OLDI | HPELCE03_BHSOLN01 | 5 | 0 | 1.1 | Unlikely
HOUPARRHNBHSOLN01_OLDI_FHPELCE03_D33 | Residential heating technology - Solar heating system - single-family house - existing building - distributed level 0.33 | HOUSOL | HOUPARRHN_OLDI_DMD | MKr20 | 2030 | 7.1315 | 0.079113 | [6 empty] | PAR | I | OLD |  |  | RHNBHSOL | 2 | 0.33333 | HOUPARRHNBHSOLN01_OLDI_FHPELCE03 | 1 | HOUPARRHNBHSOLN01_OLDI | HOUPARRHNHPELCE03_OLDI | HPELCE03 | BHSOLN01 | PAR_OLDI | HPELCE03_BHSOLN01 | 5 | 0 | 1.1 | Unlikely
HOUPARRHNBHSOLN01_OLDI_FHPELCE03_D33 | Residential heating technology - Solar heating system - single-family house - existing building - distributed level 0.33 | HOUSOL | HOUPARRHN_OLDI_DMD | MKr20 | 2040 | 6.7828 | 0.074832 | [6 empty] | PAR | I | OLD |  |  | RHNBHSOL | 2 | 0.33333 | HOUPARRHNBHSOLN01_OLDI_FHPELCE03 | 1 | HOUPARRHNBHSOLN01_OLDI | HOUPARRHNHPELCE03_OLDI | HPELCE03 | BHSOLN01 | PAR_OLDI | HPELCE03_BHSOLN01 | 5 | 0 | 1.1 | Unlikely
HOUPARRHNBHSOLN01_OLDI_FHPELCE03_D33 | Residential heating technology - Solar heating system - single-family house - existing building - distributed level 0.33 | HOUSOL | HOUPARRHN_OLDI_DMD | MKr20 | 2050 | 6.4512 | 0.070551 | [6 empty] | PAR | I | OLD |  |  | RHNBHSOL | 2 | 0.33333 | HOUPARRHNBHSOLN01_OLDI_FHPELCE03 | 1 | HOUPARRHNBHSOLN01_OLDI | HOUPARRHNHPELCE03_OLDI | HPELCE03 | BHSOLN01 | PAR_OLDI | HPELCE03_BHSOLN01 | 5 | 0 | 1.1 | Unlikely
HOUPARRHNBHDHDN09_OLDI_FHPELCE03_D33 | Residential heating technology - Direct district heating substation - plus connection pipe - plus distribution (heating density: low ) - single-family house - existing building - distributed level 0.33 | HOUDHD | HOUPARRHN_OLDI_DMD | MKr20 | 2020 | 9.7088 | 0.028099 | [6 empty] | PAR | I | OLD |  |  | RHNBHDHD | 2 | 0.33333 | HOUPARRHNBHDHDN09_OLDI_FHPELCE03 | 1 | HOUPARRHNBHDHDN09_OLDI | HOUPARRHNHPELCE03_OLDI | HPELCE03 | BHDHDN09 | PAR_OLDI | HPELCE03_BHDHDN09 | 6 | 0 | 1 | New
HOUPARRHNBHDHDN09_OLDI_FHPELCE03_D33 | Residential heating technology - Direct district heating substation - plus connection pipe - plus distribution (heating density: low ) - single-family house - existing building - distributed level 0.33 | HOUDHD | HOUPARRHN_OLDI_DMD | MKr20 | 2025 | 9.6743 | 0.027891 | [6 empty] | PAR | I | OLD |  |  | RHNBHDHD | 2 | 0.33333 | HOUPARRHNBHDHDN09_OLDI_FHPELCE03 | 1 | HOUPARRHNBHDHDN09_OLDI | HOUPARRHNHPELCE03_OLDI | HPELCE03 | BHDHDN09 | PAR_OLDI | HPELCE03_BHDHDN09 | 6 | 0 | 1 | New
HOUPARRHNBHDHDN09_OLDI_FHPELCE03_D33 | Residential heating technology - Direct district heating substation - plus connection pipe - plus distribution (heating density: low ) - single-family house - existing building - distributed level 0.33 | HOUDHD | HOUPARRHN_OLDI_DMD | MKr20 | 2030 | 9.6454 | 0.027393 | [6 empty] | PAR | I | OLD |  |  | RHNBHDHD | 2 | 0.33333 | HOUPARRHNBHDHDN09_OLDI_FHPELCE03 | 1 | HOUPARRHNBHDHDN09_OLDI | HOUPARRHNHPELCE03_OLDI | HPELCE03 | BHDHDN09 | PAR_OLDI | HPELCE03_BHDHDN09 | 6 | 0 | 1 | New
HOUPARRHNBHDHDN09_OLDI_FHPELCE03_D33 | Residential heating technology - Direct district heating substation - plus connection pipe - plus distribution (heating density: low ) - single-family house - existing building - distributed level 0.33 | HOUDHD | HOUPARRHN_OLDI_DMD | MKr20 | 2040 | 9.5936 | 0.026213 | [6 empty] | PAR | I | OLD |  |  | RHNBHDHD | 2 | 0.33333 | HOUPARRHNBHDHDN09_OLDI_FHPELCE03 | 1 | HOUPARRHNBHDHDN09_OLDI | HOUPARRHNHPELCE03_OLDI | HPELCE03 | BHDHDN09 | PAR_OLDI | HPELCE03_BHDHDN09 | 6 | 0 | 1 | New
HOUPARRHNBHDHDN09_OLDI_FHPELCE03_D33 | Residential heating technology - Direct district heating substation - plus connection pipe - plus distribution (heating density: low ) - single-family house - existing building - distributed level 0.33 | HOUDHD | HOUPARRHN_OLDI_DMD | MKr20 | 2050 | 9.5359 | 0.024497 | [6 empty] | PAR | I | OLD |  |  | RHNBHDHD | 2 | 0.33333 | HOUPARRHNBHDHDN09_OLDI_FHPELCE03 | 1 | HOUPARRHNBHDHDN09_OLDI | HOUPARRHNHPELCE03_OLDI | HPELCE03 | BHDHDN09 | PAR_OLDI | HPELCE03_BHDHDN09 | 6 | 0 | 1 | New
HOUPARRHNBHDHDN07_OLDI_FHPELCE03_D33 | Residential heating technology - Direct district heating substation - plus connection pipe - plus distribution (heating density: medium ) - single-family house - existing building - distributed level 0.33 | HOUDHD | HOUPARRHN_OLDI_DMD | MKr20 | 2020 | 3.9075 | 0.028099 | [6 empty] | PAR | I | OLD |  |  | RHNBHDHD | 2 | 0.33333 | HOUPARRHNBHDHDN07_OLDI_FHPELCE03 | 1 | HOUPARRHNBHDHDN07_OLDI | HOUPARRHNHPELCE03_OLDI | HPELCE03 | BHDHDN07 | PAR_OLDI | HPELCE03_BHDHDN07 | 6 | 0 | 1 | New
HOUPARRHNBHDHDN07_OLDI_FHPELCE03_D33 | Residential heating technology - Direct district heating substation - plus connection pipe - plus distribution (heating density: medium ) - single-family house - existing building - distributed level 0.33 | HOUDHD | HOUPARRHN_OLDI_DMD | MKr20 | 2025 | 3.8729 | 0.027891 | [6 empty] | PAR | I | OLD |  |  | RHNBHDHD | 2 | 0.33333 | HOUPARRHNBHDHDN07_OLDI_FHPELCE03 | 1 | HOUPARRHNBHDHDN07_OLDI | HOUPARRHNHPELCE03_OLDI | HPELCE03 | BHDHDN07 | PAR_OLDI | HPELCE03_BHDHDN07 | 6 | 0 | 1 | New
HOUPARRHNBHDHDN07_OLDI_FHPELCE03_D33 | Residential heating technology - Direct district heating substation - plus connection pipe - plus distribution (heating density: medium ) - single-family house - existing building - distributed level 0.33 | HOUDHD | HOUPARRHN_OLDI_DMD | MKr20 | 2030 | 3.8441 | 0.027393 | [6 empty] | PAR | I | OLD |  |  | RHNBHDHD | 2 | 0.33333 | HOUPARRHNBHDHDN07_OLDI_FHPELCE03 | 1 | HOUPARRHNBHDHDN07_OLDI | HOUPARRHNHPELCE03_OLDI | HPELCE03 | BHDHDN07 | PAR_OLDI | HPELCE03_BHDHDN07 | 6 | 0 | 1 | New
HOUPARRHNBHDHDN07_OLDI_FHPELCE03_D33 | Residential heating technology - Direct district heating substation - plus connection pipe - plus distribution (heating density: medium ) - single-family house - existing building - distributed level 0.33 | HOUDHD | HOUPARRHN_OLDI_DMD | MKr20 | 2040 | 3.7922 | 0.026213 | [6 empty] | PAR | I | OLD |  |  | RHNBHDHD | 2 | 0.33333 | HOUPARRHNBHDHDN07_OLDI_FHPELCE03 | 1 | HOUPARRHNBHDHDN07_OLDI | HOUPARRHNHPELCE03_OLDI | HPELCE03 | BHDHDN07 | PAR_OLDI | HPELCE03_BHDHDN07 | 6 | 0 | 1 | New
HOUPARRHNBHDHDN07_OLDI_FHPELCE03_D33 | Residential heating technology - Direct district heating substation - plus connection pipe - plus distribution (heating density: medium ) - single-family house - existing building - distributed level 0.33 | HOUDHD | HOUPARRHN_OLDI_DMD | MKr20 | 2050 | 3.7346 | 0.024497 | [6 empty] | PAR | I | OLD |  |  | RHNBHDHD | 2 | 0.33333 | HOUPARRHNBHDHDN07_OLDI_FHPELCE03 | 1 | HOUPARRHNBHDHDN07_OLDI | HOUPARRHNHPELCE03_OLDI | HPELCE03 | BHDHDN07 | PAR_OLDI | HPELCE03_BHDHDN07 | 6 | 0 | 1 | New
HOUPARRHNBHDHDN05_OLDI_FHPELCE03_D33 | Residential heating technology - Direct district heating substation - plus connection pipe - plus distribution (heating density: high ) - single-family house - existing building - distributed level 0.33 | HOUDHD | HOUPARRHN_OLDI_DMD | MKr20 | 2020 | 2.9793 | 0.028099 | [6 empty] | PAR | I | OLD |  |  | RHNBHDHD | 2 | 0.33333 | HOUPARRHNBHDHDN05_OLDI_FHPELCE03 | 1 | HOUPARRHNBHDHDN05_OLDI | HOUPARRHNHPELCE03_OLDI | HPELCE03 | BHDHDN05 | PAR_OLDI | HPELCE03_BHDHDN05 | 6 | 0 | 1 | New
HOUPARRHNBHDHDN05_OLDI_FHPELCE03_D33 | Residential heating technology - Direct district heating substation - plus connection pipe - plus distribution (heating density: high ) - single-family house - existing building - distributed level 0.33 | HOUDHD | HOUPARRHN_OLDI_DMD | MKr20 | 2025 | 2.9447 | 0.027891 | [6 empty] | PAR | I | OLD |  |  | RHNBHDHD | 2 | 0.33333 | HOUPARRHNBHDHDN05_OLDI_FHPELCE03 | 1 | HOUPARRHNBHDHDN05_OLDI | HOUPARRHNHPELCE03_OLDI | HPELCE03 | BHDHDN05 | PAR_OLDI | HPELCE03_BHDHDN05 | 6 | 0 | 1 | New
HOUPARRHNBHDHDN05_OLDI_FHPELCE03_D33 | Residential heating technology - Direct district heating substation - plus connection pipe - plus distribution (heating density: high ) - single-family house - existing building - distributed level 0.33 | HOUDHD | HOUPARRHN_OLDI_DMD | MKr20 | 2030 | 2.9159 | 0.027393 | [6 empty] | PAR | I | OLD |  |  | RHNBHDHD | 2 | 0.33333 | HOUPARRHNBHDHDN05_OLDI_FHPELCE03 | 1 | HOUPARRHNBHDHDN05_OLDI | HOUPARRHNHPELCE03_OLDI | HPELCE03 | BHDHDN05 | PAR_OLDI | HPELCE03_BHDHDN05 | 6 | 0 | 1 | New
HOUPARRHNBHDHDN05_OLDI_FHPELCE03_D33 | Residential heating technology - Direct district heating substation - plus connection pipe - plus distribution (heating density: high ) - single-family house - existing building - distributed level 0.33 | HOUDHD | HOUPARRHN_OLDI_DMD | MKr20 | 2040 | 2.864 | 0.026213 | [6 empty] | PAR | I | OLD |  |  | RHNBHDHD | 2 | 0.33333 | HOUPARRHNBHDHDN05_OLDI_FHPELCE03 | 1 | HOUPARRHNBHDHDN05_OLDI | HOUPARRHNHPELCE03_OLDI | HPELCE03 | BHDHDN05 | PAR_OLDI | HPELCE03_BHDHDN05 | 6 | 0 | 1 | New
HOUPARRHNBHDHDN05_OLDI_FHPELCE03_D33 | Residential heating technology - Direct district heating substation - plus connection pipe - plus distribution (heating density: high ) - single-family house - existing building - distributed level 0.33 | HOUDHD | HOUPARRHN_OLDI_DMD | MKr20 | 2050 | 2.8064 | 0.024497 | [6 empty] | PAR | I | OLD |  |  | RHNBHDHD | 2 | 0.33333 | HOUPARRHNBHDHDN05_OLDI_FHPELCE03 | 1 | HOUPARRHNBHDHDN05_OLDI | HOUPARRHNHPELCE03_OLDI | HPELCE03 | BHDHDN05 | PAR_OLDI | HPELCE03_BHDHDN05 | 6 | 0 | 1 | New
HOUPARRHNBHDHCN09_OLDI_FHPELCE03_D33 | Residential heating technology - Direct district heating substation - plus connection pipe - plus distribution (heating density: low ) - single-family house - existing building - distributed level 0.33 | HOUDHC | HOUPARRHN_OLDI_DMD | MKr20 | 2020 | 9.7088 | 0.028099 | [6 empty] | PAR | I | OLD |  |  | RHNBHDHC | 2 | 0.33333 | HOUPARRHNBHDHCN09_OLDI_FHPELCE03 | 1 | HOUPARRHNBHDHCN09_OLDI | HOUPARRHNHPELCE03_OLDI | HPELCE03 | BHDHCN09 | PAR_OLDI | HPELCE03_BHDHCN09 | 6 | 0 | 1 | New
HOUPARRHNBHDHCN09_OLDI_FHPELCE03_D33 | Residential heating technology - Direct district heating substation - plus connection pipe - plus distribution (heating density: low ) - single-family house - existing building - distributed level 0.33 | HOUDHC | HOUPARRHN_OLDI_DMD | MKr20 | 2025 | 9.6743 | 0.027891 | [6 empty] | PAR | I | OLD |  |  | RHNBHDHC | 2 | 0.33333 | HOUPARRHNBHDHCN09_OLDI_FHPELCE03 | 1 | HOUPARRHNBHDHCN09_OLDI | HOUPARRHNHPELCE03_OLDI | HPELCE03 | BHDHCN09 | PAR_OLDI | HPELCE03_BHDHCN09 | 6 | 0 | 1 | New
HOUPARRHNBHDHCN09_OLDI_FHPELCE03_D33 | Residential heating technology - Direct district heating substation - plus connection pipe - plus distribution (heating density: low ) - single-family house - existing building - distributed level 0.33 | HOUDHC | HOUPARRHN_OLDI_DMD | MKr20 | 2030 | 9.6454 | 0.027393 | [6 empty] | PAR | I | OLD |  |  | RHNBHDHC | 2 | 0.33333 | HOUPARRHNBHDHCN09_OLDI_FHPELCE03 | 1 | HOUPARRHNBHDHCN09_OLDI | HOUPARRHNHPELCE03_OLDI | HPELCE03 | BHDHCN09 | PAR_OLDI | HPELCE03_BHDHCN09 | 6 | 0 | 1 | New
HOUPARRHNBHDHCN09_OLDI_FHPELCE03_D33 | Residential heating technology - Direct district heating substation - plus connection pipe - plus distribution (heating density: low ) - single-family house - existing building - distributed level 0.33 | HOUDHC | HOUPARRHN_OLDI_DMD | MKr20 | 2040 | 9.5936 | 0.026213 | [6 empty] | PAR | I | OLD |  |  | RHNBHDHC | 2 | 0.33333 | HOUPARRHNBHDHCN09_OLDI_FHPELCE03 | 1 | HOUPARRHNBHDHCN09_OLDI | HOUPARRHNHPELCE03_OLDI | HPELCE03 | BHDHCN09 | PAR_OLDI | HPELCE03_BHDHCN09 | 6 | 0 | 1 | New
HOUPARRHNBHDHCN09_OLDI_FHPELCE03_D33 | Residential heating technology - Direct district heating substation - plus connection pipe - plus distribution (heating density: low ) - single-family house - existing building - distributed level 0.33 | HOUDHC | HOUPARRHN_OLDI_DMD | MKr20 | 2050 | 9.5359 | 0.024497 | [6 empty] | PAR | I | OLD |  |  | RHNBHDHC | 2 | 0.33333 | HOUPARRHNBHDHCN09_OLDI_FHPELCE03 | 1 | HOUPARRHNBHDHCN09_OLDI | HOUPARRHNHPELCE03_OLDI | HPELCE03 | BHDHCN09 | PAR_OLDI | HPELCE03_BHDHCN09 | 6 | 0 | 1 | New
HOUPARRHNBHDHCN07_OLDI_FHPELCE03_D33 | Residential heating technology - Direct district heating substation - plus connection pipe - plus distribution (heating density: medium ) - single-family house - existing building - distributed level 0.33 | HOUDHC | HOUPARRHN_OLDI_DMD | MKr20 | 2020 | 3.9075 | 0.028099 | [6 empty] | PAR | I | OLD |  |  | RHNBHDHC | 2 | 0.33333 | HOUPARRHNBHDHCN07_OLDI_FHPELCE03 | 1 | HOUPARRHNBHDHCN07_OLDI | HOUPARRHNHPELCE03_OLDI | HPELCE03 | BHDHCN07 | PAR_OLDI | HPELCE03_BHDHCN07 | 6 | 0 | 1 | New
HOUPARRHNBHDHCN07_OLDI_FHPELCE03_D33 | Residential heating technology - Direct district heating substation - plus connection pipe - plus distribution (heating density: medium ) - single-family house - existing building - distributed level 0.33 | HOUDHC | HOUPARRHN_OLDI_DMD | MKr20 | 2025 | 3.8729 | 0.027891 | [6 empty] | PAR | I | OLD |  |  | RHNBHDHC | 2 | 0.33333 | HOUPARRHNBHDHCN07_OLDI_FHPELCE03 | 1 | HOUPARRHNBHDHCN07_OLDI | HOUPARRHNHPELCE03_OLDI | HPELCE03 | BHDHCN07 | PAR_OLDI | HPELCE03_BHDHCN07 | 6 | 0 | 1 | New
HOUPARRHNBHDHCN07_OLDI_FHPELCE03_D33 | Residential heating technology - Direct district heating substation - plus connection pipe - plus distribution (heating density: medium ) - single-family house - existing building - distributed level 0.33 | HOUDHC | HOUPARRHN_OLDI_DMD | MKr20 | 2030 | 3.8441 | 0.027393 | [6 empty] | PAR | I | OLD |  |  | RHNBHDHC | 2 | 0.33333 | HOUPARRHNBHDHCN07_OLDI_FHPELCE03 | 1 | HOUPARRHNBHDHCN07_OLDI | HOUPARRHNHPELCE03_OLDI | HPELCE03 | BHDHCN07 | PAR_OLDI | HPELCE03_BHDHCN07 | 6 | 0 | 1 | New
HOUPARRHNBHDHCN07_OLDI_FHPELCE03_D33 | Residential heating technology - Direct district heating substation - plus connection pipe - plus distribution (heating density: medium ) - single-family house - existing building - distributed level 0.33 | HOUDHC | HOUPARRHN_OLDI_DMD | MKr20 | 2040 | 3.7922 | 0.026213 | [6 empty] | PAR | I | OLD |  |  | RHNBHDHC | 2 | 0.33333 | HOUPARRHNBHDHCN07_OLDI_FHPELCE03 | 1 | HOUPARRHNBHDHCN07_OLDI | HOUPARRHNHPELCE03_OLDI | HPELCE03 | BHDHCN07 | PAR_OLDI | HPELCE03_BHDHCN07 | 6 | 0 | 1 | New
HOUPARRHNBHDHCN07_OLDI_FHPELCE03_D33 | Residential heating technology - Direct district heating substation - plus connection pipe - plus distribution (heating density: medium ) - single-family house - existing building - distributed level 0.33 | HOUDHC | HOUPARRHN_OLDI_DMD | MKr20 | 2050 | 3.7346 | 0.024497 | [6 empty] | PAR | I | OLD |  |  | RHNBHDHC | 2 | 0.33333 | HOUPARRHNBHDHCN07_OLDI_FHPELCE03 | 1 | HOUPARRHNBHDHCN07_OLDI | HOUPARRHNHPELCE03_OLDI | HPELCE03 | BHDHCN07 | PAR_OLDI | HPELCE03_BHDHCN07 | 6 | 0 | 1 | New
HOUPARRHNBHDHCN05_OLDI_FHPELCE03_D33 | Residential heating technology - Direct district heating substation - plus connection pipe - plus distribution (heating density: high ) - single-family house - existing building - distributed level 0.33 | HOUDHC | HOUPARRHN_OLDI_DMD | MKr20 | 2020 | 2.9793 | 0.028099 | [6 empty] | PAR | I | OLD |  |  | RHNBHDHC | 2 | 0.33333 | HOUPARRHNBHDHCN05_OLDI_FHPELCE03 | 1 | HOUPARRHNBHDHCN05_OLDI | HOUPARRHNHPELCE03_OLDI | HPELCE03 | BHDHCN05 | PAR_OLDI | HPELCE03_BHDHCN05 | 6 | 0 | 1 | New
HOUPARRHNBHDHCN05_OLDI_FHPELCE03_D33 | Residential heating technology - Direct district heating substation - plus connection pipe - plus distribution (heating density: high ) - single-family house - existing building - distributed level 0.33 | HOUDHC | HOUPARRHN_OLDI_DMD | MKr20 | 2025 | 2.9447 | 0.027891 | [6 empty] | PAR | I | OLD |  |  | RHNBHDHC | 2 | 0.33333 | HOUPARRHNBHDHCN05_OLDI_FHPELCE03 | 1 | HOUPARRHNBHDHCN05_OLDI | HOUPARRHNHPELCE03_OLDI | HPELCE03 | BHDHCN05 | PAR_OLDI | HPELCE03_BHDHCN05 | 6 | 0 | 1 | New
HOUPARRHNBHDHCN05_OLDI_FHPELCE03_D33 | Residential heating technology - Direct district heating substation - plus connection pipe - plus distribution (heating density: high ) - single-family house - existing building - distributed level 0.33 | HOUDHC | HOUPARRHN_OLDI_DMD | MKr20 | 2030 | 2.9159 | 0.027393 | [6 empty] | PAR | I | OLD |  |  | RHNBHDHC | 2 | 0.33333 | HOUPARRHNBHDHCN05_OLDI_FHPELCE03 | 1 | HOUPARRHNBHDHCN05_OLDI | HOUPARRHNHPELCE03_OLDI | HPELCE03 | BHDHCN05 | PAR_OLDI | HPELCE03_BHDHCN05 | 6 | 0 | 1 | New
HOUPARRHNBHDHCN05_OLDI_FHPELCE03_D33 | Residential heating technology - Direct district heating substation - plus connection pipe - plus distribution (heating density: high ) - single-family house - existing building - distributed level 0.33 | HOUDHC | HOUPARRHN_OLDI_DMD | MKr20 | 2040 | 2.864 | 0.026213 | [6 empty] | PAR | I | OLD |  |  | RHNBHDHC | 2 | 0.33333 | HOUPARRHNBHDHCN05_OLDI_FHPELCE03 | 1 | HOUPARRHNBHDHCN05_OLDI | HOUPARRHNHPELCE03_OLDI | HPELCE03 | BHDHCN05 | PAR_OLDI | HPELCE03_BHDHCN05 | 6 | 0 | 1 | New
HOUPARRHNBHDHCN05_OLDI_FHPELCE03_D33 | Residential heating technology - Direct district heating substation - plus connection pipe - plus distribution (heating density: high ) - single-family house - existing building - distributed level 0.33 | HOUDHC | HOUPARRHN_OLDI_DMD | MKr20 | 2050 | 2.8064 | 0.024497 | [6 empty] | PAR | I | OLD |  |  | RHNBHDHC | 2 | 0.33333 | HOUPARRHNBHDHCN05_OLDI_FHPELCE03 | 1 | HOUPARRHNBHDHCN05_OLDI | HOUPARRHNHPELCE03_OLDI | HPELCE03 | BHDHCN05 | PAR_OLDI | HPELCE03_BHDHCN05 | 6 | 0 | 1 | New
HOUPARRHNHPELCN07_OLDC_FHPELCE04_D33 | Residential heating technology - Heat pump, Air-to-water, low-price product - single-family house - existing building - distributed level 0.33 | HOUELC, HOUAMB | HOUPARRHN_OLDC_DMD | MKr20 | 2020 | 8.0672 | 0.35537 | 0.32178 | [5 empty] | PAR | C | OLD | 3.1077 |  | RHNHPELC | 2 | 0.33333 | HOUPARRHNHPELCN07_OLDC_FHPELCE04 | 1 | HOUPARRHNHPELCN07_OLDC | HOUPARRHNHPELCE04_OLDC | HPELCE04 | HPELCN07 | PAR_OLDC | HPELCE04_HPELCN07 | 3 | 0 | 0.95 | Similar
HOUPARRHNHPELCN07_OLDC_FHPELCE04_D33 | Residential heating technology - Heat pump, Air-to-water, low-price product - single-family house - existing building - distributed level 0.33 | HOUELC, HOUAMB | HOUPARRHN_OLDC_DMD | MKr20 | 2025 | 7.38 | 0.27257 | 0.30646 | [5 empty] | PAR | C | OLD | 3.2631 |  | RHNHPELC | 2 | 0.33333 | HOUPARRHNHPELCN07_OLDC_FHPELCE04 | 1 | HOUPARRHNHPELCN07_OLDC | HOUPARRHNHPELCE04_OLDC | HPELCE04 | HPELCN07 | PAR_OLDC | HPELCE04_HPELCN07 | 3 | 0 | 0.95 | Similar
HOUPARRHNHPELCN07_OLDC_FHPELCE04_D33 | Residential heating technology - Heat pump, Air-to-water, low-price product - single-family house - existing building - distributed level 0.33 | HOUELC, HOUAMB | HOUPARRHN_OLDC_DMD | MKr20 | 2030 | 6.6929 | 0.26933 | 0.29253 | [5 empty] | PAR | C | OLD | 3.4185 |  | RHNHPELC | 2 | 0.33333 | HOUPARRHNHPELCN07_OLDC_FHPELCE04 | 1 | HOUPARRHNHPELCN07_OLDC | HOUPARRHNHPELCE04_OLDC | HPELCE04 | HPELCN07 | PAR_OLDC | HPELCE04_HPELCN07 | 3 | 0 | 0.95 | Similar
HOUPARRHNHPELCN07_OLDC_FHPELCE04_D33 | Residential heating technology - Heat pump, Air-to-water, low-price product - single-family house - existing building - distributed level 0.33 | HOUELC, HOUAMB | HOUPARRHN_OLDC_DMD | MKr20 | 2040 | 6.1454 | 0.26331 | 0.27981 | [5 empty] | PAR | C | OLD | 3.5738 |  | RHNHPELC | 2 | 0.33333 | HOUPARRHNHPELCN07_OLDC_FHPELCE04 | 1 | HOUPARRHNHPELCN07_OLDC | HOUPARRHNHPELCE04_OLDC | HPELCE04 | HPELCN07 | PAR_OLDC | HPELCE04_HPELCN07 | 3 | 0 | 0.95 | Similar
HOUPARRHNHPELCN07_OLDC_FHPELCE04_D33 | Residential heating technology - Heat pump, Air-to-water, low-price product - single-family house - existing building - distributed level 0.33 | HOUELC, HOUAMB | HOUPARRHN_OLDC_DMD | MKr20 | 2050 | 5.5979 | 0.2573 | 0.27193 | [5 empty] | PAR | C | OLD | 3.6774 |  | RHNHPELC | 2 | 0.33333 | HOUPARRHNHPELCN07_OLDC_FHPELCE04 | 1 | HOUPARRHNHPELCN07_OLDC | HOUPARRHNHPELCE04_OLDC | HPELCE04 | HPELCN07 | PAR_OLDC | HPELCE04_HPELCN07 | 3 | 0 | 0.95 | Similar
HOUPARRHNHPELCN05_OLDC_FHPELCE04_D33 | Residential heating technology - Heat pump, Air-to-water - leasing - single-family house - existing building - distributed level 0.33 | HOUELC, HOUAMB | HOUPARRHN_OLDC_DMD | MKr20 | 2020 | 5.1396 | 0.9839 | 0.30646 | [5 empty] | PAR | C | OLD | 3.2631 |  | RHNHPELC | 2 | 0.33333 | HOUPARRHNHPELCN05_OLDC_FHPELCE04 | 1 | HOUPARRHNHPELCN05_OLDC | HOUPARRHNHPELCE04_OLDC | HPELCE04 | HPELCN05 | PAR_OLDC | HPELCE04_HPELCN05 | 3 | 0 | 0.95 | Similar
HOUPARRHNHPELCN05_OLDC_FHPELCE04_D33 | Residential heating technology - Heat pump, Air-to-water - leasing - single-family house - existing building - distributed level 0.33 | HOUELC, HOUAMB | HOUPARRHN_OLDC_DMD | MKr20 | 2025 | 4.7408 | 0.84862 | 0.29253 | [5 empty] | PAR | C | OLD | 3.4185 |  | RHNHPELC | 2 | 0.33333 | HOUPARRHNHPELCN05_OLDC_FHPELCE04 | 1 | HOUPARRHNHPELCN05_OLDC | HOUPARRHNHPELCE04_OLDC | HPELCE04 | HPELCN05 | PAR_OLDC | HPELCE04_HPELCN05 | 3 | 0 | 0.95 | Similar
HOUPARRHNHPELCN05_OLDC_FHPELCE04_D33 | Residential heating technology - Heat pump, Air-to-water - leasing - single-family house - existing building - distributed level 0.33 | HOUELC, HOUAMB | HOUPARRHN_OLDC_DMD | MKr20 | 2030 | 4.3419 | 0.79289 | 0.27981 | [5 empty] | PAR | C | OLD | 3.5738 |  | RHNHPELC | 2 | 0.33333 | HOUPARRHNHPELCN05_OLDC_FHPELCE04 | 1 | HOUPARRHNHPELCN05_OLDC | HOUPARRHNHPELCE04_OLDC | HPELCE04 | HPELCN05 | PAR_OLDC | HPELCE04_HPELCN05 | 3 | 0 | 0.95 | Similar
HOUPARRHNHPELCN05_OLDC_FHPELCE04_D33 | Residential heating technology - Heat pump, Air-to-water - leasing - single-family house - existing building - distributed level 0.33 | HOUELC, HOUAMB | HOUPARRHN_OLDC_DMD | MKr20 | 2040 | 4.0183 | 0.74431 | 0.26815 | [5 empty] | PAR | C | OLD | 3.7292 |  | RHNHPELC | 2 | 0.33333 | HOUPARRHNHPELCN05_OLDC_FHPELCE04 | 1 | HOUPARRHNHPELCN05_OLDC | HOUPARRHNHPELCE04_OLDC | HPELCE04 | HPELCN05 | PAR_OLDC | HPELCE04_HPELCN05 | 3 | 0 | 0.95 | Similar
HOUPARRHNHPELCN05_OLDC_FHPELCE04_D33 | Residential heating technology - Heat pump, Air-to-water - leasing - single-family house - existing building - distributed level 0.33 | HOUELC, HOUAMB | HOUPARRHN_OLDC_DMD | MKr20 | 2050 | 3.6948 | 0.69572 | 0.26091 | [5 empty] | PAR | C | OLD | 3.8328 |  | RHNHPELC | 2 | 0.33333 | HOUPARRHNHPELCN05_OLDC_FHPELCE04 | 1 | HOUPARRHNHPELCN05_OLDC | HOUPARRHNHPELCE04_OLDC | HPELCE04 | HPELCN05 | PAR_OLDC | HPELCE04_HPELCN05 | 3 | 0 | 0.95 | Similar
HOUPARRHNHPELCN04_OLDC_FHPELCE04_D33 | Residential heating technology - Heat pump, Ground source - single-family house - existing building - distributed level 0.33 | HOUELC, HOUAMB | HOUPARRHN_OLDC_DMD | MKr20 | 2020 | 12.8968 | 0.28377 | 0.27981 | [5 empty] | PAR | C | OLD | 3.5738 |  | RHNHPELC | 2 | 0.33333 | HOUPARRHNHPELCN04_OLDC_FHPELCE04 | 1 | HOUPARRHNHPELCN04_OLDC | HOUPARRHNHPELCE04_OLDC | HPELCE04 | HPELCN04 | PAR_OLDC | HPELCE04_HPELCN04 | 2 | 0 | 0.9 | Same
HOUPARRHNHPELCN04_OLDC_FHPELCE04_D33 | Residential heating technology - Heat pump, Ground source - single-family house - existing building - distributed level 0.33 | HOUELC, HOUAMB | HOUPARRHN_OLDC_DMD | MKr20 | 2025 | 12.252 | 0.20097 | 0.27193 | [5 empty] | PAR | C | OLD | 3.6774 |  | RHNHPELC | 2 | 0.33333 | HOUPARRHNHPELCN04_OLDC_FHPELCE04 | 1 | HOUPARRHNHPELCN04_OLDC | HOUPARRHNHPELCE04_OLDC | HPELCE04 | HPELCN04 | PAR_OLDC | HPELCE04_HPELCN04 | 2 | 0 | 0.9 | Same
HOUPARRHNHPELCN04_OLDC_FHPELCE04_D33 | Residential heating technology - Heat pump, Ground source - single-family house - existing building - distributed level 0.33 | HOUELC, HOUAMB | HOUPARRHN_OLDC_DMD | MKr20 | 2030 | 11.6072 | 0.19772 | 0.26448 | [5 empty] | PAR | C | OLD | 3.781 |  | RHNHPELC | 2 | 0.33333 | HOUPARRHNHPELCN04_OLDC_FHPELCE04 | 1 | HOUPARRHNHPELCN04_OLDC | HOUPARRHNHPELCE04_OLDC | HPELCE04 | HPELCN04 | PAR_OLDC | HPELCE04_HPELCN04 | 2 | 0 | 0.9 | Same
HOUPARRHNHPELCN04_OLDC_FHPELCE04_D33 | Residential heating technology - Heat pump, Ground source - single-family house - existing building - distributed level 0.33 | HOUELC, HOUAMB | HOUPARRHN_OLDC_DMD | MKr20 | 2040 | 11.0268 | 0.19171 | 0.25404 | [5 empty] | PAR | C | OLD | 3.9364 |  | RHNHPELC | 2 | 0.33333 | HOUPARRHNHPELCN04_OLDC_FHPELCE04 | 1 | HOUPARRHNHPELCN04_OLDC | HOUPARRHNHPELCE04_OLDC | HPELCE04 | HPELCN04 | PAR_OLDC | HPELCE04_HPELCN04 | 2 | 0 | 0.9 | Same
HOUPARRHNHPELCN04_OLDC_FHPELCE04_D33 | Residential heating technology - Heat pump, Ground source - single-family house - existing building - distributed level 0.33 | HOUELC, HOUAMB | HOUPARRHN_OLDC_DMD | MKr20 | 2050 | 10.4464 | 0.18569 | 0.25074 | [5 empty] | PAR | C | OLD | 3.9882 |  | RHNHPELC | 2 | 0.33333 | HOUPARRHNHPELCN04_OLDC_FHPELCE04 | 1 | HOUPARRHNHPELCN04_OLDC | HOUPARRHNHPELCE04_OLDC | HPELCE04 | HPELCN04 | PAR_OLDC | HPELCE04_HPELCN04 | 2 | 0 | 0.9 | Same
HOUPARRHNHPELCN03_OLDC_FHPELCE04_D33 | Residential heating technology - Heat pump, Air-to-water - single-family house - existing building - distributed level 0.33 | HOUELC, HOUAMB | HOUPARRHN_OLDC_DMD | MKr20 | 2020 | 10.2793 | 0.30764 | 0.30646 | [5 empty] | PAR | C | OLD | 3.2631 |  | RHNHPELC | 2 | 0.33333 | HOUPARRHNHPELCN03_OLDC_FHPELCE04 | 1 | HOUPARRHNHPELCN03_OLDC | HOUPARRHNHPELCE04_OLDC | HPELCE04 | HPELCN03 | PAR_OLDC | HPELCE04_HPELCN03 | 3 | 0 | 0.95 | Similar
HOUPARRHNHPELCN03_OLDC_FHPELCE04_D33 | Residential heating technology - Heat pump, Air-to-water - single-family house - existing building - distributed level 0.33 | HOUELC, HOUAMB | HOUPARRHN_OLDC_DMD | MKr20 | 2025 | 9.4815 | 0.22483 | 0.29253 | [5 empty] | PAR | C | OLD | 3.4185 |  | RHNHPELC | 2 | 0.33333 | HOUPARRHNHPELCN03_OLDC_FHPELCE04 | 1 | HOUPARRHNHPELCN03_OLDC | HOUPARRHNHPELCE04_OLDC | HPELCE04 | HPELCN03 | PAR_OLDC | HPELCE04_HPELCN03 | 3 | 0 | 0.95 | Similar
HOUPARRHNHPELCN03_OLDC_FHPELCE04_D33 | Residential heating technology - Heat pump, Air-to-water - single-family house - existing building - distributed level 0.33 | HOUELC, HOUAMB | HOUPARRHN_OLDC_DMD | MKr20 | 2030 | 8.6837 | 0.22159 | 0.27981 | [5 empty] | PAR | C | OLD | 3.5738 |  | RHNHPELC | 2 | 0.33333 | HOUPARRHNHPELCN03_OLDC_FHPELCE04 | 1 | HOUPARRHNHPELCN03_OLDC | HOUPARRHNHPELCE04_OLDC | HPELCE04 | HPELCN03 | PAR_OLDC | HPELCE04_HPELCN03 | 3 | 0 | 0.95 | Similar
HOUPARRHNHPELCN03_OLDC_FHPELCE04_D33 | Residential heating technology - Heat pump, Air-to-water - single-family house - existing building - distributed level 0.33 | HOUELC, HOUAMB | HOUPARRHN_OLDC_DMD | MKr20 | 2040 | 8.0367 | 0.21558 | 0.26815 | [5 empty] | PAR | C | OLD | 3.7292 |  | RHNHPELC | 2 | 0.33333 | HOUPARRHNHPELCN03_OLDC_FHPELCE04 | 1 | HOUPARRHNHPELCN03_OLDC | HOUPARRHNHPELCE04_OLDC | HPELCE04 | HPELCN03 | PAR_OLDC | HPELCE04_HPELCN03 | 3 | 0 | 0.95 | Similar
HOUPARRHNHPELCN03_OLDC_FHPELCE04_D33 | Residential heating technology - Heat pump, Air-to-water - single-family house - existing building - distributed level 0.33 | HOUELC, HOUAMB | HOUPARRHN_OLDC_DMD | MKr20 | 2050 | 7.3896 | 0.20956 | 0.26091 | [5 empty] | PAR | C | OLD | 3.8328 |  | RHNHPELC | 2 | 0.33333 | HOUPARRHNHPELCN03_OLDC_FHPELCE04 | 1 | HOUPARRHNHPELCN03_OLDC | HOUPARRHNHPELCE04_OLDC | HPELCE04 | HPELCN03 | PAR_OLDC | HPELCE04_HPELCN03 | 3 | 0 | 0.95 | Similar
HOUPARRHNHPELCN02_OLDC_FHPELCE04_D33 | Residential heating technology - Heat pump, Air-to-air - single-family house - existing building - distributed level 0.33 | HOUELC, HOUAMB | HOUPARRHN_OLDC_DMD | MKr20 | 2020 | 1.9871 | 0.15994 | 0.19904 | [5 empty] | PAR | C | OLD | 5.0241 |  | RHNHPELC | 2 | 0.33333 | HOUPARRHNHPELCN02_OLDC_FHPELCE04 | 1 | HOUPARRHNHPELCN02_OLDC | HOUPARRHNHPELCE04_OLDC | HPELCE04 | HPELCN02 | PAR_OLDC | HPELCE04_HPELCN02 | 5 | 0 | 1.1 | Unlikely
HOUPARRHNHPELCN02_OLDC_FHPELCE04_D33 | Residential heating technology - Heat pump, Air-to-air - single-family house - existing building - distributed level 0.33 | HOUELC, HOUAMB | HOUPARRHN_OLDC_DMD | MKr20 | 2025 | 1.9385 | 0.10866 | 0.18928 | [5 empty] | PAR | C | OLD | 5.2831 |  | RHNHPELC | 2 | 0.33333 | HOUPARRHNHPELCN02_OLDC_FHPELCE04 | 1 | HOUPARRHNHPELCN02_OLDC | HOUPARRHNHPELCE04_OLDC | HPELCE04 | HPELCN02 | PAR_OLDC | HPELCE04_HPELCN02 | 5 | 0 | 1.1 | Unlikely
HOUPARRHNHPELCN02_OLDC_FHPELCE04_D33 | Residential heating technology - Heat pump, Air-to-air - single-family house - existing building - distributed level 0.33 | HOUELC, HOUAMB | HOUPARRHN_OLDC_DMD | MKr20 | 2030 | 1.8899 | 0.10666 | 0.18214 | [5 empty] | PAR | C | OLD | 5.4902 |  | RHNHPELC | 2 | 0.33333 | HOUPARRHNHPELCN02_OLDC_FHPELCE04 | 1 | HOUPARRHNHPELCN02_OLDC | HOUPARRHNHPELCE04_OLDC | HPELCE04 | HPELCN02 | PAR_OLDC | HPELCE04_HPELCN02 | 5 | 0 | 1.1 | Unlikely
HOUPARRHNHPELCN02_OLDC_FHPELCE04_D33 | Residential heating technology - Heat pump, Air-to-air - single-family house - existing building - distributed level 0.33 | HOUELC, HOUAMB | HOUPARRHN_OLDC_DMD | MKr20 | 2040 | 1.7998 | 0.10293 | 0.17552 | [5 empty] | PAR | C | OLD | 5.6974 |  | RHNHPELC | 2 | 0.33333 | HOUPARRHNHPELCN02_OLDC_FHPELCE04 | 1 | HOUPARRHNHPELCN02_OLDC | HOUPARRHNHPELCE04_OLDC | HPELCE04 | HPELCN02 | PAR_OLDC | HPELCE04_HPELCN02 | 5 | 0 | 1.1 | Unlikely
HOUPARRHNHPELCN02_OLDC_FHPELCE04_D33 | Residential heating technology - Heat pump, Air-to-air - single-family house - existing building - distributed level 0.33 | HOUELC, HOUAMB | HOUPARRHN_OLDC_DMD | MKr20 | 2050 | 1.7097 | 0.099207 | 0.17238 | [5 empty] | PAR | C | OLD | 5.801 |  | RHNHPELC | 2 | 0.33333 | HOUPARRHNHPELCN02_OLDC_FHPELCE04 | 1 | HOUPARRHNHPELCN02_OLDC | HOUPARRHNHPELCE04_OLDC | HPELCE04 | HPELCN02 | PAR_OLDC | HPELCE04_HPELCN02 | 5 | 0 | 1.1 | Unlikely
HOUPARRHNDIELCN06_OLDC_FHPELCE04_D33 | Residential heating technology - Electric heating - electric panel from Bauhaus - single-family house - new building - distributed level 0.33 | HOUELC | HOUPARRHN_OLDC_DMD | MKr20 | 2020 | 0.56157 | 0 | [6 empty] | PAR | C | OLD |  |  | RHNDIELC | 2 | 0.33333 | HOUPARRHNDIELCN06_OLDC_FHPELCE04 | 1 | HOUPARRHNDIELCN06_OLDC | HOUPARRHNHPELCE04_OLDC | HPELCE04 | DIELCN06 | PAR_OLDC | HPELCE04_DIELCN06 | 5 | 0 | 1.1 | Unlikely
HOUPARRHNDIELCN06_OLDC_FHPELCE04_D33 | Residential heating technology - Electric heating - electric panel from Bauhaus - single-family house - new building - distributed level 0.33 | HOUELC | HOUPARRHN_OLDC_DMD | MKr20 | 2025 | 0.56157 | 0 | [6 empty] | PAR | C | OLD |  |  | RHNDIELC | 2 | 0.33333 | HOUPARRHNDIELCN06_OLDC_FHPELCE04 | 1 | HOUPARRHNDIELCN06_OLDC | HOUPARRHNHPELCE04_OLDC | HPELCE04 | DIELCN06 | PAR_OLDC | HPELCE04_DIELCN06 | 5 | 0 | 1.1 | Unlikely
HOUPARRHNDIELCN06_OLDC_FHPELCE04_D33 | Residential heating technology - Electric heating - electric panel from Bauhaus - single-family house - new building - distributed level 0.33 | HOUELC | HOUPARRHN_OLDC_DMD | MKr20 | 2030 | 0.56157 | 0 | [6 empty] | PAR | C | OLD |  |  | RHNDIELC | 2 | 0.33333 | HOUPARRHNDIELCN06_OLDC_FHPELCE04 | 1 | HOUPARRHNDIELCN06_OLDC | HOUPARRHNHPELCE04_OLDC | HPELCE04 | DIELCN06 | PAR_OLDC | HPELCE04_DIELCN06 | 5 | 0 | 1.1 | Unlikely
HOUPARRHNDIELCN06_OLDC_FHPELCE04_D33 | Residential heating technology - Electric heating - electric panel from Bauhaus - single-family house - new building - distributed level 0.33 | HOUELC | HOUPARRHN_OLDC_DMD | MKr20 | 2040 | 0.56157 | 0 | [6 empty] | PAR | C | OLD |  |  | RHNDIELC | 2 | 0.33333 | HOUPARRHNDIELCN06_OLDC_FHPELCE04 | 1 | HOUPARRHNDIELCN06_OLDC | HOUPARRHNHPELCE04_OLDC | HPELCE04 | DIELCN06 | PAR_OLDC | HPELCE04_DIELCN06 | 5 | 0 | 1.1 | Unlikely
HOUPARRHNDIELCN06_OLDC_FHPELCE04_D33 | Residential heating technology - Electric heating - electric panel from Bauhaus - single-family house - new building - distributed level 0.33 | HOUELC | HOUPARRHN_OLDC_DMD | MKr20 | 2050 | 0.56157 | 0 | [6 empty] | PAR | C | OLD |  |  | RHNDIELC | 2 | 0.33333 | HOUPARRHNDIELCN06_OLDC_FHPELCE04 | 1 | HOUPARRHNDIELCN06_OLDC | HOUPARRHNHPELCE04_OLDC | HPELCE04 | DIELCN06 | PAR_OLDC | HPELCE04_DIELCN06 | 5 | 0 | 1.1 | Unlikely
HOUPARRHNDIELCN01_OLDC_FHPELCE04_D33 | Residential heating technology - Electric heating - single-family house - new building - distributed level 0.33 | HOUELC | HOUPARRHN_OLDC_DMD | MKr20 | 2020 | 6.8232 | 0.055321 | [6 empty] | PAR | C | OLD |  |  | RHNDIELC | 2 | 0.33333 | HOUPARRHNDIELCN01_OLDC_FHPELCE04 | 1 | HOUPARRHNDIELCN01_OLDC | HOUPARRHNHPELCE04_OLDC | HPELCE04 | DIELCN01 | PAR_OLDC | HPELCE04_DIELCN01 | 5 | 0 | 1.1 | Unlikely
HOUPARRHNDIELCN01_OLDC_FHPELCE04_D33 | Residential heating technology - Electric heating - single-family house - new building - distributed level 0.33 | HOUELC | HOUPARRHN_OLDC_DMD | MKr20 | 2025 | 6.6543 | 0.055321 | [6 empty] | PAR | C | OLD |  |  | RHNDIELC | 2 | 0.33333 | HOUPARRHNDIELCN01_OLDC_FHPELCE04 | 1 | HOUPARRHNDIELCN01_OLDC | HOUPARRHNHPELCE04_OLDC | HPELCE04 | DIELCN01 | PAR_OLDC | HPELCE04_DIELCN01 | 5 | 0 | 1.1 | Unlikely
HOUPARRHNDIELCN01_OLDC_FHPELCE04_D33 | Residential heating technology - Electric heating - single-family house - new building - distributed level 0.33 | HOUELC | HOUPARRHN_OLDC_DMD | MKr20 | 2030 | 6.4896 | 0.053016 | [6 empty] | PAR | C | OLD |  |  | RHNDIELC | 2 | 0.33333 | HOUPARRHNDIELCN01_OLDC_FHPELCE04 | 1 | HOUPARRHNDIELCN01_OLDC | HOUPARRHNHPELCE04_OLDC | HPELCE04 | DIELCN01 | PAR_OLDC | HPELCE04_DIELCN01 | 5 | 0 | 1.1 | Unlikely
HOUPARRHNDIELCN01_OLDC_FHPELCE04_D33 | Residential heating technology - Electric heating - single-family house - new building - distributed level 0.33 | HOUELC | HOUPARRHN_OLDC_DMD | MKr20 | 2040 | 6.1723 | 0.050711 | [6 empty] | PAR | C | OLD |  |  | RHNDIELC | 2 | 0.33333 | HOUPARRHNDIELCN01_OLDC_FHPELCE04 | 1 | HOUPARRHNDIELCN01_OLDC | HOUPARRHNHPELCE04_OLDC | HPELCE04 | DIELCN01 | PAR_OLDC | HPELCE04_DIELCN01 | 5 | 0 | 1.1 | Unlikely
HOUPARRHNDIELCN01_OLDC_FHPELCE04_D33 | Residential heating technology - Electric heating - single-family house - new building - distributed level 0.33 | HOUELC | HOUPARRHN_OLDC_DMD | MKr20 | 2050 | 5.8706 | 0.048406 | [6 empty] | PAR | C | OLD |  |  | RHNDIELC | 2 | 0.33333 | HOUPARRHNDIELCN01_OLDC_FHPELCE04 | 1 | HOUPARRHNDIELCN01_OLDC | HOUPARRHNHPELCE04_OLDC | HPELCE04 | DIELCN01 | PAR_OLDC | HPELCE04_DIELCN01 | 5 | 0 | 1.1 | Unlikely
HOUPARRHNBHSOLN01_OLDC_FHPELCE04_D33 | Residential heating technology - Solar heating system - single-family house - existing building - distributed level 0.33 | HOUSOL | HOUPARRHN_OLDC_DMD | MKr20 | 2020 | 7.498 | 0.086357 | [6 empty] | PAR | C | OLD |  |  | RHNBHSOL | 2 | 0.33333 | HOUPARRHNBHSOLN01_OLDC_FHPELCE04 | 1 | HOUPARRHNBHSOLN01_OLDC | HOUPARRHNHPELCE04_OLDC | HPELCE04 | BHSOLN01 | PAR_OLDC | HPELCE04_BHSOLN01 | 5 | 0 | 1.1 | Unlikely
HOUPARRHNBHSOLN01_OLDC_FHPELCE04_D33 | Residential heating technology - Solar heating system - single-family house - existing building - distributed level 0.33 | HOUSOL | HOUPARRHN_OLDC_DMD | MKr20 | 2025 | 7.3124 | 0.081089 | [6 empty] | PAR | C | OLD |  |  | RHNBHSOL | 2 | 0.33333 | HOUPARRHNBHSOLN01_OLDC_FHPELCE04 | 1 | HOUPARRHNBHSOLN01_OLDC | HOUPARRHNHPELCE04_OLDC | HPELCE04 | BHSOLN01 | PAR_OLDC | HPELCE04_BHSOLN01 | 5 | 0 | 1.1 | Unlikely
HOUPARRHNBHSOLN01_OLDC_FHPELCE04_D33 | Residential heating technology - Solar heating system - single-family house - existing building - distributed level 0.33 | HOUSOL | HOUPARRHN_OLDC_DMD | MKr20 | 2030 | 7.1315 | 0.079113 | [6 empty] | PAR | C | OLD |  |  | RHNBHSOL | 2 | 0.33333 | HOUPARRHNBHSOLN01_OLDC_FHPELCE04 | 1 | HOUPARRHNBHSOLN01_OLDC | HOUPARRHNHPELCE04_OLDC | HPELCE04 | BHSOLN01 | PAR_OLDC | HPELCE04_BHSOLN01 | 5 | 0 | 1.1 | Unlikely
HOUPARRHNBHSOLN01_OLDC_FHPELCE04_D33 | Residential heating technology - Solar heating system - single-family house - existing building - distributed level 0.33 | HOUSOL | HOUPARRHN_OLDC_DMD | MKr20 | 2040 | 6.7828 | 0.074832 | [6 empty] | PAR | C | OLD |  |  | RHNBHSOL | 2 | 0.33333 | HOUPARRHNBHSOLN01_OLDC_FHPELCE04 | 1 | HOUPARRHNBHSOLN01_OLDC | HOUPARRHNHPELCE04_OLDC | HPELCE04 | BHSOLN01 | PAR_OLDC | HPELCE04_BHSOLN01 | 5 | 0 | 1.1 | Unlikely
HOUPARRHNBHSOLN01_OLDC_FHPELCE04_D33 | Residential heating technology - Solar heating system - single-family house - existing building - distributed level 0.33 | HOUSOL | HOUPARRHN_OLDC_DMD | MKr20 | 2050 | 6.4512 | 0.070551 | [6 empty] | PAR | C | OLD |  |  | RHNBHSOL | 2 | 0.33333 | HOUPARRHNBHSOLN01_OLDC_FHPELCE04 | 1 | HOUPARRHNBHSOLN01_OLDC | HOUPARRHNHPELCE04_OLDC | HPELCE04 | BHSOLN01 | PAR_OLDC | HPELCE04_BHSOLN01 | 5 | 0 | 1.1 | Unlikely
HOUPARRHNBHDHCN03_OLDC_FHPELCE04_D33 | Residential heating technology - Direct district heating substation - plus connection pipe - single-family house - existing building - distributed level 0.33 | HOUDHC | HOUPARRHN_OLDC_DMD | MKr20 | 2020 | 2.7489 | 0.028099 | [6 empty] | PAR | C | OLD |  |  | RHNBHDHC | 2 | 0.33333 | HOUPARRHNBHDHCN03_OLDC_FHPELCE04 | 1 | HOUPARRHNBHDHCN03_OLDC | HOUPARRHNHPELCE04_OLDC | HPELCE04 | BHDHCN03 | PAR_OLDC | HPELCE04_BHDHCN03 | 6 | 0 | 1 | New
HOUPARRHNBHDHCN03_OLDC_FHPELCE04_D33 | Residential heating technology - Direct district heating substation - plus connection pipe - single-family house - existing building - distributed level 0.33 | HOUDHC | HOUPARRHN_OLDC_DMD | MKr20 | 2025 | 2.717 | 0.027891 | [6 empty] | PAR | C | OLD |  |  | RHNBHDHC | 2 | 0.33333 | HOUPARRHNBHDHCN03_OLDC_FHPELCE04 | 1 | HOUPARRHNBHDHCN03_OLDC | HOUPARRHNHPELCE04_OLDC | HPELCE04 | BHDHCN03 | PAR_OLDC | HPELCE04_BHDHCN03 | 6 | 0 | 1 | New
HOUPARRHNBHDHCN03_OLDC_FHPELCE04_D33 | Residential heating technology - Direct district heating substation - plus connection pipe - single-family house - existing building - distributed level 0.33 | HOUDHC | HOUPARRHN_OLDC_DMD | MKr20 | 2030 | 2.6904 | 0.027393 | [6 empty] | PAR | C | OLD |  |  | RHNBHDHC | 2 | 0.33333 | HOUPARRHNBHDHCN03_OLDC_FHPELCE04 | 1 | HOUPARRHNBHDHCN03_OLDC | HOUPARRHNHPELCE04_OLDC | HPELCE04 | BHDHCN03 | PAR_OLDC | HPELCE04_BHDHCN03 | 6 | 0 | 1 | New
HOUPARRHNBHDHCN03_OLDC_FHPELCE04_D33 | Residential heating technology - Direct district heating substation - plus connection pipe - single-family house - existing building - distributed level 0.33 | HOUDHC | HOUPARRHN_OLDC_DMD | MKr20 | 2040 | 2.6425 | 0.026213 | [6 empty] | PAR | C | OLD |  |  | RHNBHDHC | 2 | 0.33333 | HOUPARRHNBHDHCN03_OLDC_FHPELCE04 | 1 | HOUPARRHNBHDHCN03_OLDC | HOUPARRHNHPELCE04_OLDC | HPELCE04 | BHDHCN03 | PAR_OLDC | HPELCE04_BHDHCN03 | 6 | 0 | 1 | New
HOUPARRHNBHDHCN03_OLDC_FHPELCE04_D33 | Residential heating technology - Direct district heating substation - plus connection pipe - single-family house - existing building - distributed level 0.33 | HOUDHC | HOUPARRHN_OLDC_DMD | MKr20 | 2050 | 2.5894 | 0.024497 | [6 empty] | PAR | C | OLD |  |  | RHNBHDHC | 2 | 0.33333 | HOUPARRHNBHDHCN03_OLDC_FHPELCE04 | 1 | HOUPARRHNBHDHCN03_OLDC | HOUPARRHNHPELCE04_OLDC | HPELCE04 | BHDHCN03 | PAR_OLDC | HPELCE04_BHDHCN03 | 6 | 0 | 1 | New
HOUPARRHNHPELCN07_OLDD_FHPELCE04_D33 | Residential heating technology - Heat pump, Air-to-water, low-price product - single-family house - existing building - distributed level 0.33 | HOUELC, HOUAMB | HOUPARRHN_OLDD_DMD | MKr20 | 2020 | 8.0672 | 0.35537 | 0.32178 | [5 empty] | PAR | D | OLD | 3.1077 |  | RHNHPELC | 2 | 0.33333 | HOUPARRHNHPELCN07_OLDD_FHPELCE04 | 1 | HOUPARRHNHPELCN07_OLDD | HOUPARRHNHPELCE04_OLDD | HPELCE04 | HPELCN07 | PAR_OLDD | HPELCE04_HPELCN07 | 3 | 0 | 0.95 | Similar
HOUPARRHNHPELCN07_OLDD_FHPELCE04_D33 | Residential heating technology - Heat pump, Air-to-water, low-price product - single-family house - existing building - distributed level 0.33 | HOUELC, HOUAMB | HOUPARRHN_OLDD_DMD | MKr20 | 2025 | 7.38 | 0.27257 | 0.30646 | [5 empty] | PAR | D | OLD | 3.2631 |  | RHNHPELC | 2 | 0.33333 | HOUPARRHNHPELCN07_OLDD_FHPELCE04 | 1 | HOUPARRHNHPELCN07_OLDD | HOUPARRHNHPELCE04_OLDD | HPELCE04 | HPELCN07 | PAR_OLDD | HPELCE04_HPELCN07 | 3 | 0 | 0.95 | Similar
HOUPARRHNHPELCN07_OLDD_FHPELCE04_D33 | Residential heating technology - Heat pump, Air-to-water, low-price product - single-family house - existing building - distributed level 0.33 | HOUELC, HOUAMB | HOUPARRHN_OLDD_DMD | MKr20 | 2030 | 6.6929 | 0.26933 | 0.29253 | [5 empty] | PAR | D | OLD | 3.4185 |  | RHNHPELC | 2 | 0.33333 | HOUPARRHNHPELCN07_OLDD_FHPELCE04 | 1 | HOUPARRHNHPELCN07_OLDD | HOUPARRHNHPELCE04_OLDD | HPELCE04 | HPELCN07 | PAR_OLDD | HPELCE04_HPELCN07 | 3 | 0 | 0.95 | Similar
HOUPARRHNHPELCN07_OLDD_FHPELCE04_D33 | Residential heating technology - Heat pump, Air-to-water, low-price product - single-family house - existing building - distributed level 0.33 | HOUELC, HOUAMB | HOUPARRHN_OLDD_DMD | MKr20 | 2040 | 6.1454 | 0.26331 | 0.27981 | [5 empty] | PAR | D | OLD | 3.5738 |  | RHNHPELC | 2 | 0.33333 | HOUPARRHNHPELCN07_OLDD_FHPELCE04 | 1 | HOUPARRHNHPELCN07_OLDD | HOUPARRHNHPELCE04_OLDD | HPELCE04 | HPELCN07 | PAR_OLDD | HPELCE04_HPELCN07 | 3 | 0 | 0.95 | Similar
HOUPARRHNHPELCN07_OLDD_FHPELCE04_D33 | Residential heating technology - Heat pump, Air-to-water, low-price product - single-family house - existing building - distributed level 0.33 | HOUELC, HOUAMB | HOUPARRHN_OLDD_DMD | MKr20 | 2050 | 5.5979 | 0.2573 | 0.27193 | [5 empty] | PAR | D | OLD | 3.6774 |  | RHNHPELC | 2 | 0.33333 | HOUPARRHNHPELCN07_OLDD_FHPELCE04 | 1 | HOUPARRHNHPELCN07_OLDD | HOUPARRHNHPELCE04_OLDD | HPELCE04 | HPELCN07 | PAR_OLDD | HPELCE04_HPELCN07 | 3 | 0 | 0.95 | Similar
HOUPARRHNHPELCN05_OLDD_FHPELCE04_D33 | Residential heating technology - Heat pump, Air-to-water - leasing - single-family house - existing building - distributed level 0.33 | HOUELC, HOUAMB | HOUPARRHN_OLDD_DMD | MKr20 | 2020 | 5.1396 | 0.9839 | 0.30646 | [5 empty] | PAR | D | OLD | 3.2631 |  | RHNHPELC | 2 | 0.33333 | HOUPARRHNHPELCN05_OLDD_FHPELCE04 | 1 | HOUPARRHNHPELCN05_OLDD | HOUPARRHNHPELCE04_OLDD | HPELCE04 | HPELCN05 | PAR_OLDD | HPELCE04_HPELCN05 | 3 | 0 | 0.95 | Similar
HOUPARRHNHPELCN05_OLDD_FHPELCE04_D33 | Residential heating technology - Heat pump, Air-to-water - leasing - single-family house - existing building - distributed level 0.33 | HOUELC, HOUAMB | HOUPARRHN_OLDD_DMD | MKr20 | 2025 | 4.7408 | 0.84862 | 0.29253 | [5 empty] | PAR | D | OLD | 3.4185 |  | RHNHPELC | 2 | 0.33333 | HOUPARRHNHPELCN05_OLDD_FHPELCE04 | 1 | HOUPARRHNHPELCN05_OLDD | HOUPARRHNHPELCE04_OLDD | HPELCE04 | HPELCN05 | PAR_OLDD | HPELCE04_HPELCN05 | 3 | 0 | 0.95 | Similar
HOUPARRHNHPELCN05_OLDD_FHPELCE04_D33 | Residential heating technology - Heat pump, Air-to-water - leasing - single-family house - existing building - distributed level 0.33 | HOUELC, HOUAMB | HOUPARRHN_OLDD_DMD | MKr20 | 2030 | 4.3419 | 0.79289 | 0.27981 | [5 empty] | PAR | D | OLD | 3.5738 |  | RHNHPELC | 2 | 0.33333 | HOUPARRHNHPELCN05_OLDD_FHPELCE04 | 1 | HOUPARRHNHPELCN05_OLDD | HOUPARRHNHPELCE04_OLDD | HPELCE04 | HPELCN05 | PAR_OLDD | HPELCE04_HPELCN05 | 3 | 0 | 0.95 | Similar
HOUPARRHNHPELCN05_OLDD_FHPELCE04_D33 | Residential heating technology - Heat pump, Air-to-water - leasing - single-family house - existing building - distributed level 0.33 | HOUELC, HOUAMB | HOUPARRHN_OLDD_DMD | MKr20 | 2040 | 4.0183 | 0.74431 | 0.26815 | [5 empty] | PAR | D | OLD | 3.7292 |  | RHNHPELC | 2 | 0.33333 | HOUPARRHNHPELCN05_OLDD_FHPELCE04 | 1 | HOUPARRHNHPELCN05_OLDD | HOUPARRHNHPELCE04_OLDD | HPELCE04 | HPELCN05 | PAR_OLDD | HPELCE04_HPELCN05 | 3 | 0 | 0.95 | Similar
HOUPARRHNHPELCN05_OLDD_FHPELCE04_D33 | Residential heating technology - Heat pump, Air-to-water - leasing - single-family house - existing building - distributed level 0.33 | HOUELC, HOUAMB | HOUPARRHN_OLDD_DMD | MKr20 | 2050 | 3.6948 | 0.69572 | 0.26091 | [5 empty] | PAR | D | OLD | 3.8328 |  | RHNHPELC | 2 | 0.33333 | HOUPARRHNHPELCN05_OLDD_FHPELCE04 | 1 | HOUPARRHNHPELCN05_OLDD | HOUPARRHNHPELCE04_OLDD | HPELCE04 | HPELCN05 | PAR_OLDD | HPELCE04_HPELCN05 | 3 | 0 | 0.95 | Similar
HOUPARRHNHPELCN04_OLDD_FHPELCE04_D33 | Residential heating technology - Heat pump, Ground source - single-family house - existing building - distributed level 0.33 | HOUELC, HOUAMB | HOUPARRHN_OLDD_DMD | MKr20 | 2020 | 12.8968 | 0.28377 | 0.27981 | [5 empty] | PAR | D | OLD | 3.5738 |  | RHNHPELC | 2 | 0.33333 | HOUPARRHNHPELCN04_OLDD_FHPELCE04 | 1 | HOUPARRHNHPELCN04_OLDD | HOUPARRHNHPELCE04_OLDD | HPELCE04 | HPELCN04 | PAR_OLDD | HPELCE04_HPELCN04 | 2 | 0 | 0.9 | Same
HOUPARRHNHPELCN04_OLDD_FHPELCE04_D33 | Residential heating technology - Heat pump, Ground source - single-family house - existing building - distributed level 0.33 | HOUELC, HOUAMB | HOUPARRHN_OLDD_DMD | MKr20 | 2025 | 12.252 | 0.20097 | 0.27193 | [5 empty] | PAR | D | OLD | 3.6774 |  | RHNHPELC | 2 | 0.33333 | HOUPARRHNHPELCN04_OLDD_FHPELCE04 | 1 | HOUPARRHNHPELCN04_OLDD | HOUPARRHNHPELCE04_OLDD | HPELCE04 | HPELCN04 | PAR_OLDD | HPELCE04_HPELCN04 | 2 | 0 | 0.9 | Same
HOUPARRHNHPELCN04_OLDD_FHPELCE04_D33 | Residential heating technology - Heat pump, Ground source - single-family house - existing building - distributed level 0.33 | HOUELC, HOUAMB | HOUPARRHN_OLDD_DMD | MKr20 | 2030 | 11.6072 | 0.19772 | 0.26448 | [5 empty] | PAR | D | OLD | 3.781 |  | RHNHPELC | 2 | 0.33333 | HOUPARRHNHPELCN04_OLDD_FHPELCE04 | 1 | HOUPARRHNHPELCN04_OLDD | HOUPARRHNHPELCE04_OLDD | HPELCE04 | HPELCN04 | PAR_OLDD | HPELCE04_HPELCN04 | 2 | 0 | 0.9 | Same
HOUPARRHNHPELCN04_OLDD_FHPELCE04_D33 | Residential heating technology - Heat pump, Ground source - single-family house - existing building - distributed level 0.33 | HOUELC, HOUAMB | HOUPARRHN_OLDD_DMD | MKr20 | 2040 | 11.0268 | 0.19171 | 0.25404 | [5 empty] | PAR | D | OLD | 3.9364 |  | RHNHPELC | 2 | 0.33333 | HOUPARRHNHPELCN04_OLDD_FHPELCE04 | 1 | HOUPARRHNHPELCN04_OLDD | HOUPARRHNHPELCE04_OLDD | HPELCE04 | HPELCN04 | PAR_OLDD | HPELCE04_HPELCN04 | 2 | 0 | 0.9 | Same
HOUPARRHNHPELCN04_OLDD_FHPELCE04_D33 | Residential heating technology - Heat pump, Ground source - single-family house - existing building - distributed level 0.33 | HOUELC, HOUAMB | HOUPARRHN_OLDD_DMD | MKr20 | 2050 | 10.4464 | 0.18569 | 0.25074 | [5 empty] | PAR | D | OLD | 3.9882 |  | RHNHPELC | 2 | 0.33333 | HOUPARRHNHPELCN04_OLDD_FHPELCE04 | 1 | HOUPARRHNHPELCN04_OLDD | HOUPARRHNHPELCE04_OLDD | HPELCE04 | HPELCN04 | PAR_OLDD | HPELCE04_HPELCN04 | 2 | 0 | 0.9 | Same
HOUPARRHNHPELCN03_OLDD_FHPELCE04_D33 | Residential heating technology - Heat pump, Air-to-water - single-family house - existing building - distributed level 0.33 | HOUELC, HOUAMB | HOUPARRHN_OLDD_DMD | MKr20 | 2020 | 10.2793 | 0.30764 | 0.30646 | [5 empty] | PAR | D | OLD | 3.2631 |  | RHNHPELC | 2 | 0.33333 | HOUPARRHNHPELCN03_OLDD_FHPELCE04 | 1 | HOUPARRHNHPELCN03_OLDD | HOUPARRHNHPELCE04_OLDD | HPELCE04 | HPELCN03 | PAR_OLDD | HPELCE04_HPELCN03 | 3 | 0 | 0.95 | Similar
HOUPARRHNHPELCN03_OLDD_FHPELCE04_D33 | Residential heating technology - Heat pump, Air-to-water - single-family house - existing building - distributed level 0.33 | HOUELC, HOUAMB | HOUPARRHN_OLDD_DMD | MKr20 | 2025 | 9.4815 | 0.22483 | 0.29253 | [5 empty] | PAR | D | OLD | 3.4185 |  | RHNHPELC | 2 | 0.33333 | HOUPARRHNHPELCN03_OLDD_FHPELCE04 | 1 | HOUPARRHNHPELCN03_OLDD | HOUPARRHNHPELCE04_OLDD | HPELCE04 | HPELCN03 | PAR_OLDD | HPELCE04_HPELCN03 | 3 | 0 | 0.95 | Similar
HOUPARRHNHPELCN03_OLDD_FHPELCE04_D33 | Residential heating technology - Heat pump, Air-to-water - single-family house - existing building - distributed level 0.33 | HOUELC, HOUAMB | HOUPARRHN_OLDD_DMD | MKr20 | 2030 | 8.6837 | 0.22159 | 0.27981 | [5 empty] | PAR | D | OLD | 3.5738 |  | RHNHPELC | 2 | 0.33333 | HOUPARRHNHPELCN03_OLDD_FHPELCE04 | 1 | HOUPARRHNHPELCN03_OLDD | HOUPARRHNHPELCE04_OLDD | HPELCE04 | HPELCN03 | PAR_OLDD | HPELCE04_HPELCN03 | 3 | 0 | 0.95 | Similar
HOUPARRHNHPELCN03_OLDD_FHPELCE04_D33 | Residential heating technology - Heat pump, Air-to-water - single-family house - existing building - distributed level 0.33 | HOUELC, HOUAMB | HOUPARRHN_OLDD_DMD | MKr20 | 2040 | 8.0367 | 0.21558 | 0.26815 | [5 empty] | PAR | D | OLD | 3.7292 |  | RHNHPELC | 2 | 0.33333 | HOUPARRHNHPELCN03_OLDD_FHPELCE04 | 1 | HOUPARRHNHPELCN03_OLDD | HOUPARRHNHPELCE04_OLDD | HPELCE04 | HPELCN03 | PAR_OLDD | HPELCE04_HPELCN03 | 3 | 0 | 0.95 | Similar
HOUPARRHNHPELCN03_OLDD_FHPELCE04_D33 | Residential heating technology - Heat pump, Air-to-water - single-family house - existing building - distributed level 0.33 | HOUELC, HOUAMB | HOUPARRHN_OLDD_DMD | MKr20 | 2050 | 7.3896 | 0.20956 | 0.26091 | [5 empty] | PAR | D | OLD | 3.8328 |  | RHNHPELC | 2 | 0.33333 | HOUPARRHNHPELCN03_OLDD_FHPELCE04 | 1 | HOUPARRHNHPELCN03_OLDD | HOUPARRHNHPELCE04_OLDD | HPELCE04 | HPELCN03 | PAR_OLDD | HPELCE04_HPELCN03 | 3 | 0 | 0.95 | Similar
HOUPARRHNHPELCN02_OLDD_FHPELCE04_D33 | Residential heating technology - Heat pump, Air-to-air - single-family house - existing building - distributed level 0.33 | HOUELC, HOUAMB | HOUPARRHN_OLDD_DMD | MKr20 | 2020 | 1.9871 | 0.15994 | 0.19904 | [5 empty] | PAR | D | OLD | 5.0241 |  | RHNHPELC | 2 | 0.33333 | HOUPARRHNHPELCN02_OLDD_FHPELCE04 | 1 | HOUPARRHNHPELCN02_OLDD | HOUPARRHNHPELCE04_OLDD | HPELCE04 | HPELCN02 | PAR_OLDD | HPELCE04_HPELCN02 | 5 | 0 | 1.1 | Unlikely
HOUPARRHNHPELCN02_OLDD_FHPELCE04_D33 | Residential heating technology - Heat pump, Air-to-air - single-family house - existing building - distributed level 0.33 | HOUELC, HOUAMB | HOUPARRHN_OLDD_DMD | MKr20 | 2025 | 1.9385 | 0.10866 | 0.18928 | [5 empty] | PAR | D | OLD | 5.2831 |  | RHNHPELC | 2 | 0.33333 | HOUPARRHNHPELCN02_OLDD_FHPELCE04 | 1 | HOUPARRHNHPELCN02_OLDD | HOUPARRHNHPELCE04_OLDD | HPELCE04 | HPELCN02 | PAR_OLDD | HPELCE04_HPELCN02 | 5 | 0 | 1.1 | Unlikely
HOUPARRHNHPELCN02_OLDD_FHPELCE04_D33 | Residential heating technology - Heat pump, Air-to-air - single-family house - existing building - distributed level 0.33 | HOUELC, HOUAMB | HOUPARRHN_OLDD_DMD | MKr20 | 2030 | 1.8899 | 0.10666 | 0.18214 | [5 empty] | PAR | D | OLD | 5.4902 |  | RHNHPELC | 2 | 0.33333 | HOUPARRHNHPELCN02_OLDD_FHPELCE04 | 1 | HOUPARRHNHPELCN02_OLDD | HOUPARRHNHPELCE04_OLDD | HPELCE04 | HPELCN02 | PAR_OLDD | HPELCE04_HPELCN02 | 5 | 0 | 1.1 | Unlikely
HOUPARRHNHPELCN02_OLDD_FHPELCE04_D33 | Residential heating technology - Heat pump, Air-to-air - single-family house - existing building - distributed level 0.33 | HOUELC, HOUAMB | HOUPARRHN_OLDD_DMD | MKr20 | 2040 | 1.7998 | 0.10293 | 0.17552 | [5 empty] | PAR | D | OLD | 5.6974 |  | RHNHPELC | 2 | 0.33333 | HOUPARRHNHPELCN02_OLDD_FHPELCE04 | 1 | HOUPARRHNHPELCN02_OLDD | HOUPARRHNHPELCE04_OLDD | HPELCE04 | HPELCN02 | PAR_OLDD | HPELCE04_HPELCN02 | 5 | 0 | 1.1 | Unlikely
HOUPARRHNHPELCN02_OLDD_FHPELCE04_D33 | Residential heating technology - Heat pump, Air-to-air - single-family house - existing building - distributed level 0.33 | HOUELC, HOUAMB | HOUPARRHN_OLDD_DMD | MKr20 | 2050 | 1.7097 | 0.099207 | 0.17238 | [5 empty] | PAR | D | OLD | 5.801 |  | RHNHPELC | 2 | 0.33333 | HOUPARRHNHPELCN02_OLDD_FHPELCE04 | 1 | HOUPARRHNHPELCN02_OLDD | HOUPARRHNHPELCE04_OLDD | HPELCE04 | HPELCN02 | PAR_OLDD | HPELCE04_HPELCN02 | 5 | 0 | 1.1 | Unlikely
HOUPARRHNDIELCN06_OLDD_FHPELCE04_D33 | Residential heating technology - Electric heating - electric panel from Bauhaus - single-family house - new building - distributed level 0.33 | HOUELC | HOUPARRHN_OLDD_DMD | MKr20 | 2020 | 0.56157 | 0 | [6 empty] | PAR | D | OLD |  |  | RHNDIELC | 2 | 0.33333 | HOUPARRHNDIELCN06_OLDD_FHPELCE04 | 1 | HOUPARRHNDIELCN06_OLDD | HOUPARRHNHPELCE04_OLDD | HPELCE04 | DIELCN06 | PAR_OLDD | HPELCE04_DIELCN06 | 5 | 0 | 1.1 | Unlikely
HOUPARRHNDIELCN06_OLDD_FHPELCE04_D33 | Residential heating technology - Electric heating - electric panel from Bauhaus - single-family house - new building - distributed level 0.33 | HOUELC | HOUPARRHN_OLDD_DMD | MKr20 | 2025 | 0.56157 | 0 | [6 empty] | PAR | D | OLD |  |  | RHNDIELC | 2 | 0.33333 | HOUPARRHNDIELCN06_OLDD_FHPELCE04 | 1 | HOUPARRHNDIELCN06_OLDD | HOUPARRHNHPELCE04_OLDD | HPELCE04 | DIELCN06 | PAR_OLDD | HPELCE04_DIELCN06 | 5 | 0 | 1.1 | Unlikely
HOUPARRHNDIELCN06_OLDD_FHPELCE04_D33 | Residential heating technology - Electric heating - electric panel from Bauhaus - single-family house - new building - distributed level 0.33 | HOUELC | HOUPARRHN_OLDD_DMD | MKr20 | 2030 | 0.56157 | 0 | [6 empty] | PAR | D | OLD |  |  | RHNDIELC | 2 | 0.33333 | HOUPARRHNDIELCN06_OLDD_FHPELCE04 | 1 | HOUPARRHNDIELCN06_OLDD | HOUPARRHNHPELCE04_OLDD | HPELCE04 | DIELCN06 | PAR_OLDD | HPELCE04_DIELCN06 | 5 | 0 | 1.1 | Unlikely
HOUPARRHNDIELCN06_OLDD_FHPELCE04_D33 | Residential heating technology - Electric heating - electric panel from Bauhaus - single-family house - new building - distributed level 0.33 | HOUELC | HOUPARRHN_OLDD_DMD | MKr20 | 2040 | 0.56157 | 0 | [6 empty] | PAR | D | OLD |  |  | RHNDIELC | 2 | 0.33333 | HOUPARRHNDIELCN06_OLDD_FHPELCE04 | 1 | HOUPARRHNDIELCN06_OLDD | HOUPARRHNHPELCE04_OLDD | HPELCE04 | DIELCN06 | PAR_OLDD | HPELCE04_DIELCN06 | 5 | 0 | 1.1 | Unlikely
HOUPARRHNDIELCN06_OLDD_FHPELCE04_D33 | Residential heating technology - Electric heating - electric panel from Bauhaus - single-family house - new building - distributed level 0.33 | HOUELC | HOUPARRHN_OLDD_DMD | MKr20 | 2050 | 0.56157 | 0 | [6 empty] | PAR | D | OLD |  |  | RHNDIELC | 2 | 0.33333 | HOUPARRHNDIELCN06_OLDD_FHPELCE04 | 1 | HOUPARRHNDIELCN06_OLDD | HOUPARRHNHPELCE04_OLDD | HPELCE04 | DIELCN06 | PAR_OLDD | HPELCE04_DIELCN06 | 5 | 0 | 1.1 | Unlikely
HOUPARRHNDIELCN01_OLDD_FHPELCE04_D33 | Residential heating technology - Electric heating - single-family house - new building - distributed level 0.33 | HOUELC | HOUPARRHN_OLDD_DMD | MKr20 | 2020 | 6.8232 | 0.055321 | [6 empty] | PAR | D | OLD |  |  | RHNDIELC | 2 | 0.33333 | HOUPARRHNDIELCN01_OLDD_FHPELCE04 | 1 | HOUPARRHNDIELCN01_OLDD | HOUPARRHNHPELCE04_OLDD | HPELCE04 | DIELCN01 | PAR_OLDD | HPELCE04_DIELCN01 | 5 | 0 | 1.1 | Unlikely
HOUPARRHNDIELCN01_OLDD_FHPELCE04_D33 | Residential heating technology - Electric heating - single-family house - new building - distributed level 0.33 | HOUELC | HOUPARRHN_OLDD_DMD | MKr20 | 2025 | 6.6543 | 0.055321 | [6 empty] | PAR | D | OLD |  |  | RHNDIELC | 2 | 0.33333 | HOUPARRHNDIELCN01_OLDD_FHPELCE04 | 1 | HOUPARRHNDIELCN01_OLDD | HOUPARRHNHPELCE04_OLDD | HPELCE04 | DIELCN01 | PAR_OLDD | HPELCE04_DIELCN01 | 5 | 0 | 1.1 | Unlikely
HOUPARRHNDIELCN01_OLDD_FHPELCE04_D33 | Residential heating technology - Electric heating - single-family house - new building - distributed level 0.33 | HOUELC | HOUPARRHN_OLDD_DMD | MKr20 | 2030 | 6.4896 | 0.053016 | [6 empty] | PAR | D | OLD |  |  | RHNDIELC | 2 | 0.33333 | HOUPARRHNDIELCN01_OLDD_FHPELCE04 | 1 | HOUPARRHNDIELCN01_OLDD | HOUPARRHNHPELCE04_OLDD | HPELCE04 | DIELCN01 | PAR_OLDD | HPELCE04_DIELCN01 | 5 | 0 | 1.1 | Unlikely
HOUPARRHNDIELCN01_OLDD_FHPELCE04_D33 | Residential heating technology - Electric heating - single-family house - new building - distributed level 0.33 | HOUELC | HOUPARRHN_OLDD_DMD | MKr20 | 2040 | 6.1723 | 0.050711 | [6 empty] | PAR | D | OLD |  |  | RHNDIELC | 2 | 0.33333 | HOUPARRHNDIELCN01_OLDD_FHPELCE04 | 1 | HOUPARRHNDIELCN01_OLDD | HOUPARRHNHPELCE04_OLDD | HPELCE04 | DIELCN01 | PAR_OLDD | HPELCE04_DIELCN01 | 5 | 0 | 1.1 | Unlikely
HOUPARRHNDIELCN01_OLDD_FHPELCE04_D33 | Residential heating technology - Electric heating - single-family house - new building - distributed level 0.33 | HOUELC | HOUPARRHN_OLDD_DMD | MKr20 | 2050 | 5.8706 | 0.048406 | [6 empty] | PAR | D | OLD |  |  | RHNDIELC | 2 | 0.33333 | HOUPARRHNDIELCN01_OLDD_FHPELCE04 | 1 | HOUPARRHNDIELCN01_OLDD | HOUPARRHNHPELCE04_OLDD | HPELCE04 | DIELCN01 | PAR_OLDD | HPELCE04_DIELCN01 | 5 | 0 | 1.1 | Unlikely
HOUPARRHNBHSOLN01_OLDD_FHPELCE04_D33 | Residential heating technology - Solar heating system - single-family house - existing building - distributed level 0.33 | HOUSOL | HOUPARRHN_OLDD_DMD | MKr20 | 2020 | 7.498 | 0.086357 | [6 empty] | PAR | D | OLD |  |  | RHNBHSOL | 2 | 0.33333 | HOUPARRHNBHSOLN01_OLDD_FHPELCE04 | 1 | HOUPARRHNBHSOLN01_OLDD | HOUPARRHNHPELCE04_OLDD | HPELCE04 | BHSOLN01 | PAR_OLDD | HPELCE04_BHSOLN01 | 5 | 0 | 1.1 | Unlikely
HOUPARRHNBHSOLN01_OLDD_FHPELCE04_D33 | Residential heating technology - Solar heating system - single-family house - existing building - distributed level 0.33 | HOUSOL | HOUPARRHN_OLDD_DMD | MKr20 | 2025 | 7.3124 | 0.081089 | [6 empty] | PAR | D | OLD |  |  | RHNBHSOL | 2 | 0.33333 | HOUPARRHNBHSOLN01_OLDD_FHPELCE04 | 1 | HOUPARRHNBHSOLN01_OLDD | HOUPARRHNHPELCE04_OLDD | HPELCE04 | BHSOLN01 | PAR_OLDD | HPELCE04_BHSOLN01 | 5 | 0 | 1.1 | Unlikely
HOUPARRHNBHSOLN01_OLDD_FHPELCE04_D33 | Residential heating technology - Solar heating system - single-family house - existing building - distributed level 0.33 | HOUSOL | HOUPARRHN_OLDD_DMD | MKr20 | 2030 | 7.1315 | 0.079113 | [6 empty] | PAR | D | OLD |  |  | RHNBHSOL | 2 | 0.33333 | HOUPARRHNBHSOLN01_OLDD_FHPELCE04 | 1 | HOUPARRHNBHSOLN01_OLDD | HOUPARRHNHPELCE04_OLDD | HPELCE04 | BHSOLN01 | PAR_OLDD | HPELCE04_BHSOLN01 | 5 | 0 | 1.1 | Unlikely
HOUPARRHNBHSOLN01_OLDD_FHPELCE04_D33 | Residential heating technology - Solar heating system - single-family house - existing building - distributed level 0.33 | HOUSOL | HOUPARRHN_OLDD_DMD | MKr20 | 2040 | 6.7828 | 0.074832 | [6 empty] | PAR | D | OLD |  |  | RHNBHSOL | 2 | 0.33333 | HOUPARRHNBHSOLN01_OLDD_FHPELCE04 | 1 | HOUPARRHNBHSOLN01_OLDD | HOUPARRHNHPELCE04_OLDD | HPELCE04 | BHSOLN01 | PAR_OLDD | HPELCE04_BHSOLN01 | 5 | 0 | 1.1 | Unlikely
HOUPARRHNBHSOLN01_OLDD_FHPELCE04_D33 | Residential heating technology - Solar heating system - single-family house - existing building - distributed level 0.33 | HOUSOL | HOUPARRHN_OLDD_DMD | MKr20 | 2050 | 6.4512 | 0.070551 | [6 empty] | PAR | D | OLD |  |  | RHNBHSOL | 2 | 0.33333 | HOUPARRHNBHSOLN01_OLDD_FHPELCE04 | 1 | HOUPARRHNBHSOLN01_OLDD | HOUPARRHNHPELCE04_OLDD | HPELCE04 | BHSOLN01 | PAR_OLDD | HPELCE04_BHSOLN01 | 5 | 0 | 1.1 | Unlikely
HOUPARRHNBHDHDN03_OLDD_FHPELCE04_D33 | Residential heating technology - Direct district heating substation - plus connection pipe - single-family house - existing building - distributed level 0.33 | HOUDHD | HOUPARRHN_OLDD_DMD | MKr20 | 2020 | 2.7489 | 0.028099 | [6 empty] | PAR | D | OLD |  |  | RHNBHDHD | 2 | 0.33333 | HOUPARRHNBHDHDN03_OLDD_FHPELCE04 | 1 | HOUPARRHNBHDHDN03_OLDD | HOUPARRHNHPELCE04_OLDD | HPELCE04 | BHDHDN03 | PAR_OLDD | HPELCE04_BHDHDN03 | 6 | 0 | 1 | New
HOUPARRHNBHDHDN03_OLDD_FHPELCE04_D33 | Residential heating technology - Direct district heating substation - plus connection pipe - single-family house - existing building - distributed level 0.33 | HOUDHD | HOUPARRHN_OLDD_DMD | MKr20 | 2025 | 2.717 | 0.027891 | [6 empty] | PAR | D | OLD |  |  | RHNBHDHD | 2 | 0.33333 | HOUPARRHNBHDHDN03_OLDD_FHPELCE04 | 1 | HOUPARRHNBHDHDN03_OLDD | HOUPARRHNHPELCE04_OLDD | HPELCE04 | BHDHDN03 | PAR_OLDD | HPELCE04_BHDHDN03 | 6 | 0 | 1 | New
HOUPARRHNBHDHDN03_OLDD_FHPELCE04_D33 | Residential heating technology - Direct district heating substation - plus connection pipe - single-family house - existing building - distributed level 0.33 | HOUDHD | HOUPARRHN_OLDD_DMD | MKr20 | 2030 | 2.6904 | 0.027393 | [6 empty] | PAR | D | OLD |  |  | RHNBHDHD | 2 | 0.33333 | HOUPARRHNBHDHDN03_OLDD_FHPELCE04 | 1 | HOUPARRHNBHDHDN03_OLDD | HOUPARRHNHPELCE04_OLDD | HPELCE04 | BHDHDN03 | PAR_OLDD | HPELCE04_BHDHDN03 | 6 | 0 | 1 | New
HOUPARRHNBHDHDN03_OLDD_FHPELCE04_D33 | Residential heating technology - Direct district heating substation - plus connection pipe - single-family house - existing building - distributed level 0.33 | HOUDHD | HOUPARRHN_OLDD_DMD | MKr20 | 2040 | 2.6425 | 0.026213 | [6 empty] | PAR | D | OLD |  |  | RHNBHDHD | 2 | 0.33333 | HOUPARRHNBHDHDN03_OLDD_FHPELCE04 | 1 | HOUPARRHNBHDHDN03_OLDD | HOUPARRHNHPELCE04_OLDD | HPELCE04 | BHDHDN03 | PAR_OLDD | HPELCE04_BHDHDN03 | 6 | 0 | 1 | New
HOUPARRHNBHDHDN03_OLDD_FHPELCE04_D33 | Residential heating technology - Direct district heating substation - plus connection pipe - single-family house - existing building - distributed level 0.33 | HOUDHD | HOUPARRHN_OLDD_DMD | MKr20 | 2050 | 2.5894 | 0.024497 | [6 empty] | PAR | D | OLD |  |  | RHNBHDHD | 2 | 0.33333 | HOUPARRHNBHDHDN03_OLDD_FHPELCE04 | 1 | HOUPARRHNBHDHDN03_OLDD | HOUPARRHNHPELCE04_OLDD | HPELCE04 | BHDHDN03 | PAR_OLDD | HPELCE04_BHDHDN03 | 6 | 0 | 1 | New
HOUPARRHNHPELCN07_OLDI_FHPELCE04_D33 | Residential heating technology - Heat pump, Air-to-water, low-price product - single-family house - existing building - distributed level 0.33 | HOUELC, HOUAMB | HOUPARRHN_OLDI_DMD | MKr20 | 2020 | 8.0672 | 0.35537 | 0.32178 | [5 empty] | PAR | I | OLD | 3.1077 |  | RHNHPELC | 2 | 0.33333 | HOUPARRHNHPELCN07_OLDI_FHPELCE04 | 1 | HOUPARRHNHPELCN07_OLDI | HOUPARRHNHPELCE04_OLDI | HPELCE04 | HPELCN07 | PAR_OLDI | HPELCE04_HPELCN07 | 3 | 0 | 0.95 | Similar
HOUPARRHNHPELCN07_OLDI_FHPELCE04_D33 | Residential heating technology - Heat pump, Air-to-water, low-price product - single-family house - existing building - distributed level 0.33 | HOUELC, HOUAMB | HOUPARRHN_OLDI_DMD | MKr20 | 2025 | 7.38 | 0.27257 | 0.30646 | [5 empty] | PAR | I | OLD | 3.2631 |  | RHNHPELC | 2 | 0.33333 | HOUPARRHNHPELCN07_OLDI_FHPELCE04 | 1 | HOUPARRHNHPELCN07_OLDI | HOUPARRHNHPELCE04_OLDI | HPELCE04 | HPELCN07 | PAR_OLDI | HPELCE04_HPELCN07 | 3 | 0 | 0.95 | Similar
HOUPARRHNHPELCN07_OLDI_FHPELCE04_D33 | Residential heating technology - Heat pump, Air-to-water, low-price product - single-family house - existing building - distributed level 0.33 | HOUELC, HOUAMB | HOUPARRHN_OLDI_DMD | MKr20 | 2030 | 6.6929 | 0.26933 | 0.29253 | [5 empty] | PAR | I | OLD | 3.4185 |  | RHNHPELC | 2 | 0.33333 | HOUPARRHNHPELCN07_OLDI_FHPELCE04 | 1 | HOUPARRHNHPELCN07_OLDI | HOUPARRHNHPELCE04_OLDI | HPELCE04 | HPELCN07 | PAR_OLDI | HPELCE04_HPELCN07 | 3 | 0 | 0.95 | Similar
HOUPARRHNHPELCN07_OLDI_FHPELCE04_D33 | Residential heating technology - Heat pump, Air-to-water, low-price product - single-family house - existing building - distributed level 0.33 | HOUELC, HOUAMB | HOUPARRHN_OLDI_DMD | MKr20 | 2040 | 6.1454 | 0.26331 | 0.27981 | [5 empty] | PAR | I | OLD | 3.5738 |  | RHNHPELC | 2 | 0.33333 | HOUPARRHNHPELCN07_OLDI_FHPELCE04 | 1 | HOUPARRHNHPELCN07_OLDI | HOUPARRHNHPELCE04_OLDI | HPELCE04 | HPELCN07 | PAR_OLDI | HPELCE04_HPELCN07 | 3 | 0 | 0.95 | Similar
HOUPARRHNHPELCN07_OLDI_FHPELCE04_D33 | Residential heating technology - Heat pump, Air-to-water, low-price product - single-family house - existing building - distributed level 0.33 | HOUELC, HOUAMB | HOUPARRHN_OLDI_DMD | MKr20 | 2050 | 5.5979 | 0.2573 | 0.27193 | [5 empty] | PAR | I | OLD | 3.6774 |  | RHNHPELC | 2 | 0.33333 | HOUPARRHNHPELCN07_OLDI_FHPELCE04 | 1 | HOUPARRHNHPELCN07_OLDI | HOUPARRHNHPELCE04_OLDI | HPELCE04 | HPELCN07 | PAR_OLDI | HPELCE04_HPELCN07 | 3 | 0 | 0.95 | Similar
HOUPARRHNHPELCN05_OLDI_FHPELCE04_D33 | Residential heating technology - Heat pump, Air-to-water - leasing - single-family house - existing building - distributed level 0.33 | HOUELC, HOUAMB | HOUPARRHN_OLDI_DMD | MKr20 | 2020 | 5.1396 | 0.9839 | 0.30646 | [5 empty] | PAR | I | OLD | 3.2631 |  | RHNHPELC | 2 | 0.33333 | HOUPARRHNHPELCN05_OLDI_FHPELCE04 | 1 | HOUPARRHNHPELCN05_OLDI | HOUPARRHNHPELCE04_OLDI | HPELCE04 | HPELCN05 | PAR_OLDI | HPELCE04_HPELCN05 | 3 | 0 | 0.95 | Similar
HOUPARRHNHPELCN05_OLDI_FHPELCE04_D33 | Residential heating technology - Heat pump, Air-to-water - leasing - single-family house - existing building - distributed level 0.33 | HOUELC, HOUAMB | HOUPARRHN_OLDI_DMD | MKr20 | 2025 | 4.7408 | 0.84862 | 0.29253 | [5 empty] | PAR | I | OLD | 3.4185 |  | RHNHPELC | 2 | 0.33333 | HOUPARRHNHPELCN05_OLDI_FHPELCE04 | 1 | HOUPARRHNHPELCN05_OLDI | HOUPARRHNHPELCE04_OLDI | HPELCE04 | HPELCN05 | PAR_OLDI | HPELCE04_HPELCN05 | 3 | 0 | 0.95 | Similar
HOUPARRHNHPELCN05_OLDI_FHPELCE04_D33 | Residential heating technology - Heat pump, Air-to-water - leasing - single-family house - existing building - distributed level 0.33 | HOUELC, HOUAMB | HOUPARRHN_OLDI_DMD | MKr20 | 2030 | 4.3419 | 0.79289 | 0.27981 | [5 empty] | PAR | I | OLD | 3.5738 |  | RHNHPELC | 2 | 0.33333 | HOUPARRHNHPELCN05_OLDI_FHPELCE04 | 1 | HOUPARRHNHPELCN05_OLDI | HOUPARRHNHPELCE04_OLDI | HPELCE04 | HPELCN05 | PAR_OLDI | HPELCE04_HPELCN05 | 3 | 0 | 0.95 | Similar
HOUPARRHNHPELCN05_OLDI_FHPELCE04_D33 | Residential heating technology - Heat pump, Air-to-water - leasing - single-family house - existing building - distributed level 0.33 | HOUELC, HOUAMB | HOUPARRHN_OLDI_DMD | MKr20 | 2040 | 4.0183 | 0.74431 | 0.26815 | [5 empty] | PAR | I | OLD | 3.7292 |  | RHNHPELC | 2 | 0.33333 | HOUPARRHNHPELCN05_OLDI_FHPELCE04 | 1 | HOUPARRHNHPELCN05_OLDI | HOUPARRHNHPELCE04_OLDI | HPELCE04 | HPELCN05 | PAR_OLDI | HPELCE04_HPELCN05 | 3 | 0 | 0.95 | Similar
HOUPARRHNHPELCN05_OLDI_FHPELCE04_D33 | Residential heating technology - Heat pump, Air-to-water - leasing - single-family house - existing building - distributed level 0.33 | HOUELC, HOUAMB | HOUPARRHN_OLDI_DMD | MKr20 | 2050 | 3.6948 | 0.69572 | 0.26091 | [5 empty] | PAR | I | OLD | 3.8328 |  | RHNHPELC | 2 | 0.33333 | HOUPARRHNHPELCN05_OLDI_FHPELCE04 | 1 | HOUPARRHNHPELCN05_OLDI | HOUPARRHNHPELCE04_OLDI | HPELCE04 | HPELCN05 | PAR_OLDI | HPELCE04_HPELCN05 | 3 | 0 | 0.95 | Similar
HOUPARRHNHPELCN04_OLDI_FHPELCE04_D33 | Residential heating technology - Heat pump, Ground source - single-family house - existing building - distributed level 0.33 | HOUELC, HOUAMB | HOUPARRHN_OLDI_DMD | MKr20 | 2020 | 12.8968 | 0.28377 | 0.27981 | [5 empty] | PAR | I | OLD | 3.5738 |  | RHNHPELC | 2 | 0.33333 | HOUPARRHNHPELCN04_OLDI_FHPELCE04 | 1 | HOUPARRHNHPELCN04_OLDI | HOUPARRHNHPELCE04_OLDI | HPELCE04 | HPELCN04 | PAR_OLDI | HPELCE04_HPELCN04 | 2 | 0 | 0.9 | Same
HOUPARRHNHPELCN04_OLDI_FHPELCE04_D33 | Residential heating technology - Heat pump, Ground source - single-family house - existing building - distributed level 0.33 | HOUELC, HOUAMB | HOUPARRHN_OLDI_DMD | MKr20 | 2025 | 12.252 | 0.20097 | 0.27193 | [5 empty] | PAR | I | OLD | 3.6774 |  | RHNHPELC | 2 | 0.33333 | HOUPARRHNHPELCN04_OLDI_FHPELCE04 | 1 | HOUPARRHNHPELCN04_OLDI | HOUPARRHNHPELCE04_OLDI | HPELCE04 | HPELCN04 | PAR_OLDI | HPELCE04_HPELCN04 | 2 | 0 | 0.9 | Same
HOUPARRHNHPELCN04_OLDI_FHPELCE04_D33 | Residential heating technology - Heat pump, Ground source - single-family house - existing building - distributed level 0.33 | HOUELC, HOUAMB | HOUPARRHN_OLDI_DMD | MKr20 | 2030 | 11.6072 | 0.19772 | 0.26448 | [5 empty] | PAR | I | OLD | 3.781 |  | RHNHPELC | 2 | 0.33333 | HOUPARRHNHPELCN04_OLDI_FHPELCE04 | 1 | HOUPARRHNHPELCN04_OLDI | HOUPARRHNHPELCE04_OLDI | HPELCE04 | HPELCN04 | PAR_OLDI | HPELCE04_HPELCN04 | 2 | 0 | 0.9 | Same
HOUPARRHNHPELCN04_OLDI_FHPELCE04_D33 | Residential heating technology - Heat pump, Ground source - single-family house - existing building - distributed level 0.33 | HOUELC, HOUAMB | HOUPARRHN_OLDI_DMD | MKr20 | 2040 | 11.0268 | 0.19171 | 0.25404 | [5 empty] | PAR | I | OLD | 3.9364 |  | RHNHPELC | 2 | 0.33333 | HOUPARRHNHPELCN04_OLDI_FHPELCE04 | 1 | HOUPARRHNHPELCN04_OLDI | HOUPARRHNHPELCE04_OLDI | HPELCE04 | HPELCN04 | PAR_OLDI | HPELCE04_HPELCN04 | 2 | 0 | 0.9 | Same
HOUPARRHNHPELCN04_OLDI_FHPELCE04_D33 | Residential heating technology - Heat pump, Ground source - single-family house - existing building - distributed level 0.33 | HOUELC, HOUAMB | HOUPARRHN_OLDI_DMD | MKr20 | 2050 | 10.4464 | 0.18569 | 0.25074 | [5 empty] | PAR | I | OLD | 3.9882 |  | RHNHPELC | 2 | 0.33333 | HOUPARRHNHPELCN04_OLDI_FHPELCE04 | 1 | HOUPARRHNHPELCN04_OLDI | HOUPARRHNHPELCE04_OLDI | HPELCE04 | HPELCN04 | PAR_OLDI | HPELCE04_HPELCN04 | 2 | 0 | 0.9 | Same
HOUPARRHNHPELCN03_OLDI_FHPELCE04_D33 | Residential heating technology - Heat pump, Air-to-water - single-family house - existing building - distributed level 0.33 | HOUELC, HOUAMB | HOUPARRHN_OLDI_DMD | MKr20 | 2020 | 10.2793 | 0.30764 | 0.30646 | [5 empty] | PAR | I | OLD | 3.2631 |  | RHNHPELC | 2 | 0.33333 | HOUPARRHNHPELCN03_OLDI_FHPELCE04 | 1 | HOUPARRHNHPELCN03_OLDI | HOUPARRHNHPELCE04_OLDI | HPELCE04 | HPELCN03 | PAR_OLDI | HPELCE04_HPELCN03 | 3 | 0 | 0.95 | Similar
HOUPARRHNHPELCN03_OLDI_FHPELCE04_D33 | Residential heating technology - Heat pump, Air-to-water - single-family house - existing building - distributed level 0.33 | HOUELC, HOUAMB | HOUPARRHN_OLDI_DMD | MKr20 | 2025 | 9.4815 | 0.22483 | 0.29253 | [5 empty] | PAR | I | OLD | 3.4185 |  | RHNHPELC | 2 | 0.33333 | HOUPARRHNHPELCN03_OLDI_FHPELCE04 | 1 | HOUPARRHNHPELCN03_OLDI | HOUPARRHNHPELCE04_OLDI | HPELCE04 | HPELCN03 | PAR_OLDI | HPELCE04_HPELCN03 | 3 | 0 | 0.95 | Similar
HOUPARRHNHPELCN03_OLDI_FHPELCE04_D33 | Residential heating technology - Heat pump, Air-to-water - single-family house - existing building - distributed level 0.33 | HOUELC, HOUAMB | HOUPARRHN_OLDI_DMD | MKr20 | 2030 | 8.6837 | 0.22159 | 0.27981 | [5 empty] | PAR | I | OLD | 3.5738 |  | RHNHPELC | 2 | 0.33333 | HOUPARRHNHPELCN03_OLDI_FHPELCE04 | 1 | HOUPARRHNHPELCN03_OLDI | HOUPARRHNHPELCE04_OLDI | HPELCE04 | HPELCN03 | PAR_OLDI | HPELCE04_HPELCN03 | 3 | 0 | 0.95 | Similar
HOUPARRHNHPELCN03_OLDI_FHPELCE04_D33 | Residential heating technology - Heat pump, Air-to-water - single-family house - existing building - distributed level 0.33 | HOUELC, HOUAMB | HOUPARRHN_OLDI_DMD | MKr20 | 2040 | 8.0367 | 0.21558 | 0.26815 | [5 empty] | PAR | I | OLD | 3.7292 |  | RHNHPELC | 2 | 0.33333 | HOUPARRHNHPELCN03_OLDI_FHPELCE04 | 1 | HOUPARRHNHPELCN03_OLDI | HOUPARRHNHPELCE04_OLDI | HPELCE04 | HPELCN03 | PAR_OLDI | HPELCE04_HPELCN03 | 3 | 0 | 0.95 | Similar
HOUPARRHNHPELCN03_OLDI_FHPELCE04_D33 | Residential heating technology - Heat pump, Air-to-water - single-family house - existing building - distributed level 0.33 | HOUELC, HOUAMB | HOUPARRHN_OLDI_DMD | MKr20 | 2050 | 7.3896 | 0.20956 | 0.26091 | [5 empty] | PAR | I | OLD | 3.8328 |  | RHNHPELC | 2 | 0.33333 | HOUPARRHNHPELCN03_OLDI_FHPELCE04 | 1 | HOUPARRHNHPELCN03_OLDI | HOUPARRHNHPELCE04_OLDI | HPELCE04 | HPELCN03 | PAR_OLDI | HPELCE04_HPELCN03 | 3 | 0 | 0.95 | Similar
HOUPARRHNHPELCN02_OLDI_FHPELCE04_D33 | Residential heating technology - Heat pump, Air-to-air - single-family house - existing building - distributed level 0.33 | HOUELC, HOUAMB | HOUPARRHN_OLDI_DMD | MKr20 | 2020 | 1.9871 | 0.15994 | 0.19904 | [5 empty] | PAR | I | OLD | 5.0241 |  | RHNHPELC | 2 | 0.33333 | HOUPARRHNHPELCN02_OLDI_FHPELCE04 | 1 | HOUPARRHNHPELCN02_OLDI | HOUPARRHNHPELCE04_OLDI | HPELCE04 | HPELCN02 | PAR_OLDI | HPELCE04_HPELCN02 | 5 | 0 | 1.1 | Unlikely
HOUPARRHNHPELCN02_OLDI_FHPELCE04_D33 | Residential heating technology - Heat pump, Air-to-air - single-family house - existing building - distributed level 0.33 | HOUELC, HOUAMB | HOUPARRHN_OLDI_DMD | MKr20 | 2025 | 1.9385 | 0.10866 | 0.18928 | [5 empty] | PAR | I | OLD | 5.2831 |  | RHNHPELC | 2 | 0.33333 | HOUPARRHNHPELCN02_OLDI_FHPELCE04 | 1 | HOUPARRHNHPELCN02_OLDI | HOUPARRHNHPELCE04_OLDI | HPELCE04 | HPELCN02 | PAR_OLDI | HPELCE04_HPELCN02 | 5 | 0 | 1.1 | Unlikely
HOUPARRHNHPELCN02_OLDI_FHPELCE04_D33 | Residential heating technology - Heat pump, Air-to-air - single-family house - existing building - distributed level 0.33 | HOUELC, HOUAMB | HOUPARRHN_OLDI_DMD | MKr20 | 2030 | 1.8899 | 0.10666 | 0.18214 | [5 empty] | PAR | I | OLD | 5.4902 |  | RHNHPELC | 2 | 0.33333 | HOUPARRHNHPELCN02_OLDI_FHPELCE04 | 1 | HOUPARRHNHPELCN02_OLDI | HOUPARRHNHPELCE04_OLDI | HPELCE04 | HPELCN02 | PAR_OLDI | HPELCE04_HPELCN02 | 5 | 0 | 1.1 | Unlikely
HOUPARRHNHPELCN02_OLDI_FHPELCE04_D33 | Residential heating technology - Heat pump, Air-to-air - single-family house - existing building - distributed level 0.33 | HOUELC, HOUAMB | HOUPARRHN_OLDI_DMD | MKr20 | 2040 | 1.7998 | 0.10293 | 0.17552 | [5 empty] | PAR | I | OLD | 5.6974 |  | RHNHPELC | 2 | 0.33333 | HOUPARRHNHPELCN02_OLDI_FHPELCE04 | 1 | HOUPARRHNHPELCN02_OLDI | HOUPARRHNHPELCE04_OLDI | HPELCE04 | HPELCN02 | PAR_OLDI | HPELCE04_HPELCN02 | 5 | 0 | 1.1 | Unlikely
HOUPARRHNHPELCN02_OLDI_FHPELCE04_D33 | Residential heating technology - Heat pump, Air-to-air - single-family house - existing building - distributed level 0.33 | HOUELC, HOUAMB | HOUPARRHN_OLDI_DMD | MKr20 | 2050 | 1.7097 | 0.099207 | 0.17238 | [5 empty] | PAR | I | OLD | 5.801 |  | RHNHPELC | 2 | 0.33333 | HOUPARRHNHPELCN02_OLDI_FHPELCE04 | 1 | HOUPARRHNHPELCN02_OLDI | HOUPARRHNHPELCE04_OLDI | HPELCE04 | HPELCN02 | PAR_OLDI | HPELCE04_HPELCN02 | 5 | 0 | 1.1 | Unlikely
HOUPARRHNDIELCN06_OLDI_FHPELCE04_D33 | Residential heating technology - Electric heating - electric panel from Bauhaus - single-family house - new building - distributed level 0.33 | HOUELC | HOUPARRHN_OLDI_DMD | MKr20 | 2020 | 0.56157 | 0 | [6 empty] | PAR | I | OLD |  |  | RHNDIELC | 2 | 0.33333 | HOUPARRHNDIELCN06_OLDI_FHPELCE04 | 1 | HOUPARRHNDIELCN06_OLDI | HOUPARRHNHPELCE04_OLDI | HPELCE04 | DIELCN06 | PAR_OLDI | HPELCE04_DIELCN06 | 5 | 0 | 1.1 | Unlikely
HOUPARRHNDIELCN06_OLDI_FHPELCE04_D33 | Residential heating technology - Electric heating - electric panel from Bauhaus - single-family house - new building - distributed level 0.33 | HOUELC | HOUPARRHN_OLDI_DMD | MKr20 | 2025 | 0.56157 | 0 | [6 empty] | PAR | I | OLD |  |  | RHNDIELC | 2 | 0.33333 | HOUPARRHNDIELCN06_OLDI_FHPELCE04 | 1 | HOUPARRHNDIELCN06_OLDI | HOUPARRHNHPELCE04_OLDI | HPELCE04 | DIELCN06 | PAR_OLDI | HPELCE04_DIELCN06 | 5 | 0 | 1.1 | Unlikely
HOUPARRHNDIELCN06_OLDI_FHPELCE04_D33 | Residential heating technology - Electric heating - electric panel from Bauhaus - single-family house - new building - distributed level 0.33 | HOUELC | HOUPARRHN_OLDI_DMD | MKr20 | 2030 | 0.56157 | 0 | [6 empty] | PAR | I | OLD |  |  | RHNDIELC | 2 | 0.33333 | HOUPARRHNDIELCN06_OLDI_FHPELCE04 | 1 | HOUPARRHNDIELCN06_OLDI | HOUPARRHNHPELCE04_OLDI | HPELCE04 | DIELCN06 | PAR_OLDI | HPELCE04_DIELCN06 | 5 | 0 | 1.1 | Unlikely
HOUPARRHNDIELCN06_OLDI_FHPELCE04_D33 | Residential heating technology - Electric heating - electric panel from Bauhaus - single-family house - new building - distributed level 0.33 | HOUELC | HOUPARRHN_OLDI_DMD | MKr20 | 2040 | 0.56157 | 0 | [6 empty] | PAR | I | OLD |  |  | RHNDIELC | 2 | 0.33333 | HOUPARRHNDIELCN06_OLDI_FHPELCE04 | 1 | HOUPARRHNDIELCN06_OLDI | HOUPARRHNHPELCE04_OLDI | HPELCE04 | DIELCN06 | PAR_OLDI | HPELCE04_DIELCN06 | 5 | 0 | 1.1 | Unlikely
HOUPARRHNDIELCN06_OLDI_FHPELCE04_D33 | Residential heating technology - Electric heating - electric panel from Bauhaus - single-family house - new building - distributed level 0.33 | HOUELC | HOUPARRHN_OLDI_DMD | MKr20 | 2050 | 0.56157 | 0 | [6 empty] | PAR | I | OLD |  |  | RHNDIELC | 2 | 0.33333 | HOUPARRHNDIELCN06_OLDI_FHPELCE04 | 1 | HOUPARRHNDIELCN06_OLDI | HOUPARRHNHPELCE04_OLDI | HPELCE04 | DIELCN06 | PAR_OLDI | HPELCE04_DIELCN06 | 5 | 0 | 1.1 | Unlikely
HOUPARRHNDIELCN01_OLDI_FHPELCE04_D33 | Residential heating technology - Electric heating - single-family house - new building - distributed level 0.33 | HOUELC | HOUPARRHN_OLDI_DMD | MKr20 | 2020 | 6.8232 | 0.055321 | [6 empty] | PAR | I | OLD |  |  | RHNDIELC | 2 | 0.33333 | HOUPARRHNDIELCN01_OLDI_FHPELCE04 | 1 | HOUPARRHNDIELCN01_OLDI | HOUPARRHNHPELCE04_OLDI | HPELCE04 | DIELCN01 | PAR_OLDI | HPELCE04_DIELCN01 | 5 | 0 | 1.1 | Unlikely
HOUPARRHNDIELCN01_OLDI_FHPELCE04_D33 | Residential heating technology - Electric heating - single-family house - new building - distributed level 0.33 | HOUELC | HOUPARRHN_OLDI_DMD | MKr20 | 2025 | 6.6543 | 0.055321 | [6 empty] | PAR | I | OLD |  |  | RHNDIELC | 2 | 0.33333 | HOUPARRHNDIELCN01_OLDI_FHPELCE04 | 1 | HOUPARRHNDIELCN01_OLDI | HOUPARRHNHPELCE04_OLDI | HPELCE04 | DIELCN01 | PAR_OLDI | HPELCE04_DIELCN01 | 5 | 0 | 1.1 | Unlikely
HOUPARRHNDIELCN01_OLDI_FHPELCE04_D33 | Residential heating technology - Electric heating - single-family house - new building - distributed level 0.33 | HOUELC | HOUPARRHN_OLDI_DMD | MKr20 | 2030 | 6.4896 | 0.053016 | [6 empty] | PAR | I | OLD |  |  | RHNDIELC | 2 | 0.33333 | HOUPARRHNDIELCN01_OLDI_FHPELCE04 | 1 | HOUPARRHNDIELCN01_OLDI | HOUPARRHNHPELCE04_OLDI | HPELCE04 | DIELCN01 | PAR_OLDI | HPELCE04_DIELCN01 | 5 | 0 | 1.1 | Unlikely
HOUPARRHNDIELCN01_OLDI_FHPELCE04_D33 | Residential heating technology - Electric heating - single-family house - new building - distributed level 0.33 | HOUELC | HOUPARRHN_OLDI_DMD | MKr20 | 2040 | 6.1723 | 0.050711 | [6 empty] | PAR | I | OLD |  |  | RHNDIELC | 2 | 0.33333 | HOUPARRHNDIELCN01_OLDI_FHPELCE04 | 1 | HOUPARRHNDIELCN01_OLDI | HOUPARRHNHPELCE04_OLDI | HPELCE04 | DIELCN01 | PAR_OLDI | HPELCE04_DIELCN01 | 5 | 0 | 1.1 | Unlikely
HOUPARRHNDIELCN01_OLDI_FHPELCE04_D33 | Residential heating technology - Electric heating - single-family house - new building - distributed level 0.33 | HOUELC | HOUPARRHN_OLDI_DMD | MKr20 | 2050 | 5.8706 | 0.048406 | [6 empty] | PAR | I | OLD |  |  | RHNDIELC | 2 | 0.33333 | HOUPARRHNDIELCN01_OLDI_FHPELCE04 | 1 | HOUPARRHNDIELCN01_OLDI | HOUPARRHNHPELCE04_OLDI | HPELCE04 | DIELCN01 | PAR_OLDI | HPELCE04_DIELCN01 | 5 | 0 | 1.1 | Unlikely
HOUPARRHNBHSOLN01_OLDI_FHPELCE04_D33 | Residential heating technology - Solar heating system - single-family house - existing building - distributed level 0.33 | HOUSOL | HOUPARRHN_OLDI_DMD | MKr20 | 2020 | 7.498 | 0.086357 | [6 empty] | PAR | I | OLD |  |  | RHNBHSOL | 2 | 0.33333 | HOUPARRHNBHSOLN01_OLDI_FHPELCE04 | 1 | HOUPARRHNBHSOLN01_OLDI | HOUPARRHNHPELCE04_OLDI | HPELCE04 | BHSOLN01 | PAR_OLDI | HPELCE04_BHSOLN01 | 5 | 0 | 1.1 | Unlikely
HOUPARRHNBHSOLN01_OLDI_FHPELCE04_D33 | Residential heating technology - Solar heating system - single-family house - existing building - distributed level 0.33 | HOUSOL | HOUPARRHN_OLDI_DMD | MKr20 | 2025 | 7.3124 | 0.081089 | [6 empty] | PAR | I | OLD |  |  | RHNBHSOL | 2 | 0.33333 | HOUPARRHNBHSOLN01_OLDI_FHPELCE04 | 1 | HOUPARRHNBHSOLN01_OLDI | HOUPARRHNHPELCE04_OLDI | HPELCE04 | BHSOLN01 | PAR_OLDI | HPELCE04_BHSOLN01 | 5 | 0 | 1.1 | Unlikely
HOUPARRHNBHSOLN01_OLDI_FHPELCE04_D33 | Residential heating technology - Solar heating system - single-family house - existing building - distributed level 0.33 | HOUSOL | HOUPARRHN_OLDI_DMD | MKr20 | 2030 | 7.1315 | 0.079113 | [6 empty] | PAR | I | OLD |  |  | RHNBHSOL | 2 | 0.33333 | HOUPARRHNBHSOLN01_OLDI_FHPELCE04 | 1 | HOUPARRHNBHSOLN01_OLDI | HOUPARRHNHPELCE04_OLDI | HPELCE04 | BHSOLN01 | PAR_OLDI | HPELCE04_BHSOLN01 | 5 | 0 | 1.1 | Unlikely
HOUPARRHNBHSOLN01_OLDI_FHPELCE04_D33 | Residential heating technology - Solar heating system - single-family house - existing building - distributed level 0.33 | HOUSOL | HOUPARRHN_OLDI_DMD | MKr20 | 2040 | 6.7828 | 0.074832 | [6 empty] | PAR | I | OLD |  |  | RHNBHSOL | 2 | 0.33333 | HOUPARRHNBHSOLN01_OLDI_FHPELCE04 | 1 | HOUPARRHNBHSOLN01_OLDI | HOUPARRHNHPELCE04_OLDI | HPELCE04 | BHSOLN01 | PAR_OLDI | HPELCE04_BHSOLN01 | 5 | 0 | 1.1 | Unlikely
HOUPARRHNBHSOLN01_OLDI_FHPELCE04_D33 | Residential heating technology - Solar heating system - single-family house - existing building - distributed level 0.33 | HOUSOL | HOUPARRHN_OLDI_DMD | MKr20 | 2050 | 6.4512 | 0.070551 | [6 empty] | PAR | I | OLD |  |  | RHNBHSOL | 2 | 0.33333 | HOUPARRHNBHSOLN01_OLDI_FHPELCE04 | 1 | HOUPARRHNBHSOLN01_OLDI | HOUPARRHNHPELCE04_OLDI | HPELCE04 | BHSOLN01 | PAR_OLDI | HPELCE04_BHSOLN01 | 5 | 0 | 1.1 | Unlikely
HOUPARRHNBHDHDN09_OLDI_FHPELCE04_D33 | Residential heating technology - Direct district heating substation - plus connection pipe - plus distribution (heating density: low ) - single-family house - existing building - distributed level 0.33 | HOUDHD | HOUPARRHN_OLDI_DMD | MKr20 | 2020 | 9.7088 | 0.028099 | [6 empty] | PAR | I | OLD |  |  | RHNBHDHD | 2 | 0.33333 | HOUPARRHNBHDHDN09_OLDI_FHPELCE04 | 1 | HOUPARRHNBHDHDN09_OLDI | HOUPARRHNHPELCE04_OLDI | HPELCE04 | BHDHDN09 | PAR_OLDI | HPELCE04_BHDHDN09 | 6 | 0 | 1 | New
HOUPARRHNBHDHDN09_OLDI_FHPELCE04_D33 | Residential heating technology - Direct district heating substation - plus connection pipe - plus distribution (heating density: low ) - single-family house - existing building - distributed level 0.33 | HOUDHD | HOUPARRHN_OLDI_DMD | MKr20 | 2025 | 9.6743 | 0.027891 | [6 empty] | PAR | I | OLD |  |  | RHNBHDHD | 2 | 0.33333 | HOUPARRHNBHDHDN09_OLDI_FHPELCE04 | 1 | HOUPARRHNBHDHDN09_OLDI | HOUPARRHNHPELCE04_OLDI | HPELCE04 | BHDHDN09 | PAR_OLDI | HPELCE04_BHDHDN09 | 6 | 0 | 1 | New
HOUPARRHNBHDHDN09_OLDI_FHPELCE04_D33 | Residential heating technology - Direct district heating substation - plus connection pipe - plus distribution (heating density: low ) - single-family house - existing building - distributed level 0.33 | HOUDHD | HOUPARRHN_OLDI_DMD | MKr20 | 2030 | 9.6454 | 0.027393 | [6 empty] | PAR | I | OLD |  |  | RHNBHDHD | 2 | 0.33333 | HOUPARRHNBHDHDN09_OLDI_FHPELCE04 | 1 | HOUPARRHNBHDHDN09_OLDI | HOUPARRHNHPELCE04_OLDI | HPELCE04 | BHDHDN09 | PAR_OLDI | HPELCE04_BHDHDN09 | 6 | 0 | 1 | New
HOUPARRHNBHDHDN09_OLDI_FHPELCE04_D33 | Residential heating technology - Direct district heating substation - plus connection pipe - plus distribution (heating density: low ) - single-family house - existing building - distributed level 0.33 | HOUDHD | HOUPARRHN_OLDI_DMD | MKr20 | 2040 | 9.5936 | 0.026213 | [6 empty] | PAR | I | OLD |  |  | RHNBHDHD | 2 | 0.33333 | HOUPARRHNBHDHDN09_OLDI_FHPELCE04 | 1 | HOUPARRHNBHDHDN09_OLDI | HOUPARRHNHPELCE04_OLDI | HPELCE04 | BHDHDN09 | PAR_OLDI | HPELCE04_BHDHDN09 | 6 | 0 | 1 | New
HOUPARRHNBHDHDN09_OLDI_FHPELCE04_D33 | Residential heating technology - Direct district heating substation - plus connection pipe - plus distribution (heating density: low ) - single-family house - existing building - distributed level 0.33 | HOUDHD | HOUPARRHN_OLDI_DMD | MKr20 | 2050 | 9.5359 | 0.024497 | [6 empty] | PAR | I | OLD |  |  | RHNBHDHD | 2 | 0.33333 | HOUPARRHNBHDHDN09_OLDI_FHPELCE04 | 1 | HOUPARRHNBHDHDN09_OLDI | HOUPARRHNHPELCE04_OLDI | HPELCE04 | BHDHDN09 | PAR_OLDI | HPELCE04_BHDHDN09 | 6 | 0 | 1 | New
HOUPARRHNBHDHDN07_OLDI_FHPELCE04_D33 | Residential heating technology - Direct district heating substation - plus connection pipe - plus distribution (heating density: medium ) - single-family house - existing building - distributed level 0.33 | HOUDHD | HOUPARRHN_OLDI_DMD | MKr20 | 2020 | 3.9075 | 0.028099 | [6 empty] | PAR | I | OLD |  |  | RHNBHDHD | 2 | 0.33333 | HOUPARRHNBHDHDN07_OLDI_FHPELCE04 | 1 | HOUPARRHNBHDHDN07_OLDI | HOUPARRHNHPELCE04_OLDI | HPELCE04 | BHDHDN07 | PAR_OLDI | HPELCE04_BHDHDN07 | 6 | 0 | 1 | New
HOUPARRHNBHDHDN07_OLDI_FHPELCE04_D33 | Residential heating technology - Direct district heating substation - plus connection pipe - plus distribution (heating density: medium ) - single-family house - existing building - distributed level 0.33 | HOUDHD | HOUPARRHN_OLDI_DMD | MKr20 | 2025 | 3.8729 | 0.027891 | [6 empty] | PAR | I | OLD |  |  | RHNBHDHD | 2 | 0.33333 | HOUPARRHNBHDHDN07_OLDI_FHPELCE04 | 1 | HOUPARRHNBHDHDN07_OLDI | HOUPARRHNHPELCE04_OLDI | HPELCE04 | BHDHDN07 | PAR_OLDI | HPELCE04_BHDHDN07 | 6 | 0 | 1 | New
HOUPARRHNBHDHDN07_OLDI_FHPELCE04_D33 | Residential heating technology - Direct district heating substation - plus connection pipe - plus distribution (heating density: medium ) - single-family house - existing building - distributed level 0.33 | HOUDHD | HOUPARRHN_OLDI_DMD | MKr20 | 2030 | 3.8441 | 0.027393 | [6 empty] | PAR | I | OLD |  |  | RHNBHDHD | 2 | 0.33333 | HOUPARRHNBHDHDN07_OLDI_FHPELCE04 | 1 | HOUPARRHNBHDHDN07_OLDI | HOUPARRHNHPELCE04_OLDI | HPELCE04 | BHDHDN07 | PAR_OLDI | HPELCE04_BHDHDN07 | 6 | 0 | 1 | New
HOUPARRHNBHDHDN07_OLDI_FHPELCE04_D33 | Residential heating technology - Direct district heating substation - plus connection pipe - plus distribution (heating density: medium ) - single-family house - existing building - distributed level 0.33 | HOUDHD | HOUPARRHN_OLDI_DMD | MKr20 | 2040 | 3.7922 | 0.026213 | [6 empty] | PAR | I | OLD |  |  | RHNBHDHD | 2 | 0.33333 | HOUPARRHNBHDHDN07_OLDI_FHPELCE04 | 1 | HOUPARRHNBHDHDN07_OLDI | HOUPARRHNHPELCE04_OLDI | HPELCE04 | BHDHDN07 | PAR_OLDI | HPELCE04_BHDHDN07 | 6 | 0 | 1 | New
HOUPARRHNBHDHDN07_OLDI_FHPELCE04_D33 | Residential heating technology - Direct district heating substation - plus connection pipe - plus distribution (heating density: medium ) - single-family house - existing building - distributed level 0.33 | HOUDHD | HOUPARRHN_OLDI_DMD | MKr20 | 2050 | 3.7346 | 0.024497 | [6 empty] | PAR | I | OLD |  |  | RHNBHDHD | 2 | 0.33333 | HOUPARRHNBHDHDN07_OLDI_FHPELCE04 | 1 | HOUPARRHNBHDHDN07_OLDI | HOUPARRHNHPELCE04_OLDI | HPELCE04 | BHDHDN07 | PAR_OLDI | HPELCE04_BHDHDN07 | 6 | 0 | 1 | New
HOUPARRHNBHDHDN05_OLDI_FHPELCE04_D33 | Residential heating technology - Direct district heating substation - plus connection pipe - plus distribution (heating density: high ) - single-family house - existing building - distributed level 0.33 | HOUDHD | HOUPARRHN_OLDI_DMD | MKr20 | 2020 | 2.9793 | 0.028099 | [6 empty] | PAR | I | OLD |  |  | RHNBHDHD | 2 | 0.33333 | HOUPARRHNBHDHDN05_OLDI_FHPELCE04 | 1 | HOUPARRHNBHDHDN05_OLDI | HOUPARRHNHPELCE04_OLDI | HPELCE04 | BHDHDN05 | PAR_OLDI | HPELCE04_BHDHDN05 | 6 | 0 | 1 | New
HOUPARRHNBHDHDN05_OLDI_FHPELCE04_D33 | Residential heating technology - Direct district heating substation - plus connection pipe - plus distribution (heating density: high ) - single-family house - existing building - distributed level 0.33 | HOUDHD | HOUPARRHN_OLDI_DMD | MKr20 | 2025 | 2.9447 | 0.027891 | [6 empty] | PAR | I | OLD |  |  | RHNBHDHD | 2 | 0.33333 | HOUPARRHNBHDHDN05_OLDI_FHPELCE04 | 1 | HOUPARRHNBHDHDN05_OLDI | HOUPARRHNHPELCE04_OLDI | HPELCE04 | BHDHDN05 | PAR_OLDI | HPELCE04_BHDHDN05 | 6 | 0 | 1 | New
HOUPARRHNBHDHDN05_OLDI_FHPELCE04_D33 | Residential heating technology - Direct district heating substation - plus connection pipe - plus distribution (heating density: high ) - single-family house - existing building - distributed level 0.33 | HOUDHD | HOUPARRHN_OLDI_DMD | MKr20 | 2030 | 2.9159 | 0.027393 | [6 empty] | PAR | I | OLD |  |  | RHNBHDHD | 2 | 0.33333 | HOUPARRHNBHDHDN05_OLDI_FHPELCE04 | 1 | HOUPARRHNBHDHDN05_OLDI | HOUPARRHNHPELCE04_OLDI | HPELCE04 | BHDHDN05 | PAR_OLDI | HPELCE04_BHDHDN05 | 6 | 0 | 1 | New
HOUPARRHNBHDHDN05_OLDI_FHPELCE04_D33 | Residential heating technology - Direct district heating substation - plus connection pipe - plus distribution (heating density: high ) - single-family house - existing building - distributed level 0.33 | HOUDHD | HOUPARRHN_OLDI_DMD | MKr20 | 2040 | 2.864 | 0.026213 | [6 empty] | PAR | I | OLD |  |  | RHNBHDHD | 2 | 0.33333 | HOUPARRHNBHDHDN05_OLDI_FHPELCE04 | 1 | HOUPARRHNBHDHDN05_OLDI | HOUPARRHNHPELCE04_OLDI | HPELCE04 | BHDHDN05 | PAR_OLDI | HPELCE04_BHDHDN05 | 6 | 0 | 1 | New
HOUPARRHNBHDHDN05_OLDI_FHPELCE04_D33 | Residential heating technology - Direct district heating substation - plus connection pipe - plus distribution (heating density: high ) - single-family house - existing building - distributed level 0.33 | HOUDHD | HOUPARRHN_OLDI_DMD | MKr20 | 2050 | 2.8064 | 0.024497 | [6 empty] | PAR | I | OLD |  |  | RHNBHDHD | 2 | 0.33333 | HOUPARRHNBHDHDN05_OLDI_FHPELCE04 | 1 | HOUPARRHNBHDHDN05_OLDI | HOUPARRHNHPELCE04_OLDI | HPELCE04 | BHDHDN05 | PAR_OLDI | HPELCE04_BHDHDN05 | 6 | 0 | 1 | New
HOUPARRHNBHDHCN09_OLDI_FHPELCE04_D33 | Residential heating technology - Direct district heating substation - plus connection pipe - plus distribution (heating density: low ) - single-family house - existing building - distributed level 0.33 | HOUDHC | HOUPARRHN_OLDI_DMD | MKr20 | 2020 | 9.7088 | 0.028099 | [6 empty] | PAR | I | OLD |  |  | RHNBHDHC | 2 | 0.33333 | HOUPARRHNBHDHCN09_OLDI_FHPELCE04 | 1 | HOUPARRHNBHDHCN09_OLDI | HOUPARRHNHPELCE04_OLDI | HPELCE04 | BHDHCN09 | PAR_OLDI | HPELCE04_BHDHCN09 | 6 | 0 | 1 | New
HOUPARRHNBHDHCN09_OLDI_FHPELCE04_D33 | Residential heating technology - Direct district heating substation - plus connection pipe - plus distribution (heating density: low ) - single-family house - existing building - distributed level 0.33 | HOUDHC | HOUPARRHN_OLDI_DMD | MKr20 | 2025 | 9.6743 | 0.027891 | [6 empty] | PAR | I | OLD |  |  | RHNBHDHC | 2 | 0.33333 | HOUPARRHNBHDHCN09_OLDI_FHPELCE04 | 1 | HOUPARRHNBHDHCN09_OLDI | HOUPARRHNHPELCE04_OLDI | HPELCE04 | BHDHCN09 | PAR_OLDI | HPELCE04_BHDHCN09 | 6 | 0 | 1 | New
HOUPARRHNBHDHCN09_OLDI_FHPELCE04_D33 | Residential heating technology - Direct district heating substation - plus connection pipe - plus distribution (heating density: low ) - single-family house - existing building - distributed level 0.33 | HOUDHC | HOUPARRHN_OLDI_DMD | MKr20 | 2030 | 9.6454 | 0.027393 | [6 empty] | PAR | I | OLD |  |  | RHNBHDHC | 2 | 0.33333 | HOUPARRHNBHDHCN09_OLDI_FHPELCE04 | 1 | HOUPARRHNBHDHCN09_OLDI | HOUPARRHNHPELCE04_OLDI | HPELCE04 | BHDHCN09 | PAR_OLDI | HPELCE04_BHDHCN09 | 6 | 0 | 1 | New
HOUPARRHNBHDHCN09_OLDI_FHPELCE04_D33 | Residential heating technology - Direct district heating substation - plus connection pipe - plus distribution (heating density: low ) - single-family house - existing building - distributed level 0.33 | HOUDHC | HOUPARRHN_OLDI_DMD | MKr20 | 2040 | 9.5936 | 0.026213 | [6 empty] | PAR | I | OLD |  |  | RHNBHDHC | 2 | 0.33333 | HOUPARRHNBHDHCN09_OLDI_FHPELCE04 | 1 | HOUPARRHNBHDHCN09_OLDI | HOUPARRHNHPELCE04_OLDI | HPELCE04 | BHDHCN09 | PAR_OLDI | HPELCE04_BHDHCN09 | 6 | 0 | 1 | New
HOUPARRHNBHDHCN09_OLDI_FHPELCE04_D33 | Residential heating technology - Direct district heating substation - plus connection pipe - plus distribution (heating density: low ) - single-family house - existing building - distributed level 0.33 | HOUDHC | HOUPARRHN_OLDI_DMD | MKr20 | 2050 | 9.5359 | 0.024497 | [6 empty] | PAR | I | OLD |  |  | RHNBHDHC | 2 | 0.33333 | HOUPARRHNBHDHCN09_OLDI_FHPELCE04 | 1 | HOUPARRHNBHDHCN09_OLDI | HOUPARRHNHPELCE04_OLDI | HPELCE04 | BHDHCN09 | PAR_OLDI | HPELCE04_BHDHCN09 | 6 | 0 | 1 | New
HOUPARRHNBHDHCN07_OLDI_FHPELCE04_D33 | Residential heating technology - Direct district heating substation - plus connection pipe - plus distribution (heating density: medium ) - single-family house - existing building - distributed level 0.33 | HOUDHC | HOUPARRHN_OLDI_DMD | MKr20 | 2020 | 3.9075 | 0.028099 | [6 empty] | PAR | I | OLD |  |  | RHNBHDHC | 2 | 0.33333 | HOUPARRHNBHDHCN07_OLDI_FHPELCE04 | 1 | HOUPARRHNBHDHCN07_OLDI | HOUPARRHNHPELCE04_OLDI | HPELCE04 | BHDHCN07 | PAR_OLDI | HPELCE04_BHDHCN07 | 6 | 0 | 1 | New
HOUPARRHNBHDHCN07_OLDI_FHPELCE04_D33 | Residential heating technology - Direct district heating substation - plus connection pipe - plus distribution (heating density: medium ) - single-family house - existing building - distributed level 0.33 | HOUDHC | HOUPARRHN_OLDI_DMD | MKr20 | 2025 | 3.8729 | 0.027891 | [6 empty] | PAR | I | OLD |  |  | RHNBHDHC | 2 | 0.33333 | HOUPARRHNBHDHCN07_OLDI_FHPELCE04 | 1 | HOUPARRHNBHDHCN07_OLDI | HOUPARRHNHPELCE04_OLDI | HPELCE04 | BHDHCN07 | PAR_OLDI | HPELCE04_BHDHCN07 | 6 | 0 | 1 | New
HOUPARRHNBHDHCN07_OLDI_FHPELCE04_D33 | Residential heating technology - Direct district heating substation - plus connection pipe - plus distribution (heating density: medium ) - single-family house - existing building - distributed level 0.33 | HOUDHC | HOUPARRHN_OLDI_DMD | MKr20 | 2030 | 3.8441 | 0.027393 | [6 empty] | PAR | I | OLD |  |  | RHNBHDHC | 2 | 0.33333 | HOUPARRHNBHDHCN07_OLDI_FHPELCE04 | 1 | HOUPARRHNBHDHCN07_OLDI | HOUPARRHNHPELCE04_OLDI | HPELCE04 | BHDHCN07 | PAR_OLDI | HPELCE04_BHDHCN07 | 6 | 0 | 1 | New
HOUPARRHNBHDHCN07_OLDI_FHPELCE04_D33 | Residential heating technology - Direct district heating substation - plus connection pipe - plus distribution (heating density: medium ) - single-family house - existing building - distributed level 0.33 | HOUDHC | HOUPARRHN_OLDI_DMD | MKr20 | 2040 | 3.7922 | 0.026213 | [6 empty] | PAR | I | OLD |  |  | RHNBHDHC | 2 | 0.33333 | HOUPARRHNBHDHCN07_OLDI_FHPELCE04 | 1 | HOUPARRHNBHDHCN07_OLDI | HOUPARRHNHPELCE04_OLDI | HPELCE04 | BHDHCN07 | PAR_OLDI | HPELCE04_BHDHCN07 | 6 | 0 | 1 | New
HOUPARRHNBHDHCN07_OLDI_FHPELCE04_D33 | Residential heating technology - Direct district heating substation - plus connection pipe - plus distribution (heating density: medium ) - single-family house - existing building - distributed level 0.33 | HOUDHC | HOUPARRHN_OLDI_DMD | MKr20 | 2050 | 3.7346 | 0.024497 | [6 empty] | PAR | I | OLD |  |  | RHNBHDHC | 2 | 0.33333 | HOUPARRHNBHDHCN07_OLDI_FHPELCE04 | 1 | HOUPARRHNBHDHCN07_OLDI | HOUPARRHNHPELCE04_OLDI | HPELCE04 | BHDHCN07 | PAR_OLDI | HPELCE04_BHDHCN07 | 6 | 0 | 1 | New
HOUPARRHNBHDHCN05_OLDI_FHPELCE04_D33 | Residential heating technology - Direct district heating substation - plus connection pipe - plus distribution (heating density: high ) - single-family house - existing building - distributed level 0.33 | HOUDHC | HOUPARRHN_OLDI_DMD | MKr20 | 2020 | 2.9793 | 0.028099 | [6 empty] | PAR | I | OLD |  |  | RHNBHDHC | 2 | 0.33333 | HOUPARRHNBHDHCN05_OLDI_FHPELCE04 | 1 | HOUPARRHNBHDHCN05_OLDI | HOUPARRHNHPELCE04_OLDI | HPELCE04 | BHDHCN05 | PAR_OLDI | HPELCE04_BHDHCN05 | 6 | 0 | 1 | New
HOUPARRHNBHDHCN05_OLDI_FHPELCE04_D33 | Residential heating technology - Direct district heating substation - plus connection pipe - plus distribution (heating density: high ) - single-family house - existing building - distributed level 0.33 | HOUDHC | HOUPARRHN_OLDI_DMD | MKr20 | 2025 | 2.9447 | 0.027891 | [6 empty] | PAR | I | OLD |  |  | RHNBHDHC | 2 | 0.33333 | HOUPARRHNBHDHCN05_OLDI_FHPELCE04 | 1 | HOUPARRHNBHDHCN05_OLDI | HOUPARRHNHPELCE04_OLDI | HPELCE04 | BHDHCN05 | PAR_OLDI | HPELCE04_BHDHCN05 | 6 | 0 | 1 | New
HOUPARRHNBHDHCN05_OLDI_FHPELCE04_D33 | Residential heating technology - Direct district heating substation - plus connection pipe - plus distribution (heating density: high ) - single-family house - existing building - distributed level 0.33 | HOUDHC | HOUPARRHN_OLDI_DMD | MKr20 | 2030 | 2.9159 | 0.027393 | [6 empty] | PAR | I | OLD |  |  | RHNBHDHC | 2 | 0.33333 | HOUPARRHNBHDHCN05_OLDI_FHPELCE04 | 1 | HOUPARRHNBHDHCN05_OLDI | HOUPARRHNHPELCE04_OLDI | HPELCE04 | BHDHCN05 | PAR_OLDI | HPELCE04_BHDHCN05 | 6 | 0 | 1 | New
HOUPARRHNBHDHCN05_OLDI_FHPELCE04_D33 | Residential heating technology - Direct district heating substation - plus connection pipe - plus distribution (heating density: high ) - single-family house - existing building - distributed level 0.33 | HOUDHC | HOUPARRHN_OLDI_DMD | MKr20 | 2040 | 2.864 | 0.026213 | [6 empty] | PAR | I | OLD |  |  | RHNBHDHC | 2 | 0.33333 | HOUPARRHNBHDHCN05_OLDI_FHPELCE04 | 1 | HOUPARRHNBHDHCN05_OLDI | HOUPARRHNHPELCE04_OLDI | HPELCE04 | BHDHCN05 | PAR_OLDI | HPELCE04_BHDHCN05 | 6 | 0 | 1 | New
HOUPARRHNBHDHCN05_OLDI_FHPELCE04_D33 | Residential heating technology - Direct district heating substation - plus connection pipe - plus distribution (heating density: high ) - single-family house - existing building - distributed level 0.33 | HOUDHC | HOUPARRHN_OLDI_DMD | MKr20 | 2050 | 2.8064 | 0.024497 | [6 empty] | PAR | I | OLD |  |  | RHNBHDHC | 2 | 0.33333 | HOUPARRHNBHDHCN05_OLDI_FHPELCE04 | 1 | HOUPARRHNBHDHCN05_OLDI | HOUPARRHNHPELCE04_OLDI | HPELCE04 | BHDHCN05 | PAR_OLDI | HPELCE04_BHDHCN05 | 6 | 0 | 1 | New
HOUETARHNHPELCN05_OLDC_FBHWPEE01_D33 | Residential heating technology - Heat pump, Air-to-water - leasing - apartment complex - existing building - distributed level 0.33 | HOUELC, HOUAMB | HOUETARHN_OLDC_DMD | MKr20 | 2020 | 2.3785 | 0.31275 | 0.33288 | [5 empty] | ETA | C | OLD | 3.0041 |  | RHNHPELC | 2 | 0.33333 | HOUETARHNHPELCN05_OLDC_FBHWPEE01 | 0.75 | HOUETARHNHPELCN05_OLDC | HOUETARHNBHWPEE01_OLDC | BHWPEE01 | HPELCN05 | ETA_OLDC | BHWPEE01_HPELCN05 | 6 | 0 | 1 | New
HOUETARHNHPELCN05_OLDC_FBHWPEE01_D33 | Residential heating technology - Heat pump, Air-to-water - leasing - apartment complex - existing building - distributed level 0.33 | HOUELC, HOUAMB | HOUETARHN_OLDC_DMD | MKr20 | 2025 | 2.1298 | 0.28751 | 0.31651 | [5 empty] | ETA | C | OLD | 3.1595 |  | RHNHPELC | 2 | 0.33333 | HOUETARHNHPELCN05_OLDC_FBHWPEE01 | 0.75 | HOUETARHNHPELCN05_OLDC | HOUETARHNBHWPEE01_OLDC | BHWPEE01 | HPELCN05 | ETA_OLDC | BHWPEE01_HPELCN05 | 6 | 0 | 1 | New
HOUETARHNHPELCN05_OLDC_FBHWPEE01_D33 | Residential heating technology - Heat pump, Air-to-water - leasing - apartment complex - existing building - distributed level 0.33 | HOUELC, HOUAMB | HOUETARHN_OLDC_DMD | MKr20 | 2030 | 1.8811 | 0.26224 | 0.30167 | [5 empty] | ETA | C | OLD | 3.3149 |  | RHNHPELC | 2 | 0.33333 | HOUETARHNHPELCN05_OLDC_FBHWPEE01 | 0.75 | HOUETARHNHPELCN05_OLDC | HOUETARHNBHWPEE01_OLDC | BHWPEE01 | HPELCN05 | ETA_OLDC | BHWPEE01_HPELCN05 | 6 | 0 | 1 | New
HOUETARHNHPELCN05_OLDC_FBHWPEE01_D33 | Residential heating technology - Heat pump, Air-to-water - leasing - apartment complex - existing building - distributed level 0.33 | HOUELC, HOUAMB | HOUETARHN_OLDC_DMD | MKr20 | 2040 | 1.6848 | 0.24168 | 0.28816 | [5 empty] | ETA | C | OLD | 3.4702 |  | RHNHPELC | 2 | 0.33333 | HOUETARHNHPELCN05_OLDC_FBHWPEE01 | 0.75 | HOUETARHNHPELCN05_OLDC | HOUETARHNBHWPEE01_OLDC | BHWPEE01 | HPELCN05 | ETA_OLDC | BHWPEE01_HPELCN05 | 6 | 0 | 1 | New
HOUETARHNHPELCN05_OLDC_FBHWPEE01_D33 | Residential heating technology - Heat pump, Air-to-water - leasing - apartment complex - existing building - distributed level 0.33 | HOUELC, HOUAMB | HOUETARHN_OLDC_DMD | MKr20 | 2050 | 1.4885 | 0.22111 | 0.27581 | [5 empty] | ETA | C | OLD | 3.6256 |  | RHNHPELC | 2 | 0.33333 | HOUETARHNHPELCN05_OLDC_FBHWPEE01 | 0.75 | HOUETARHNHPELCN05_OLDC | HOUETARHNBHWPEE01_OLDC | BHWPEE01 | HPELCN05 | ETA_OLDC | BHWPEE01_HPELCN05 | 6 | 0 | 1 | New
HOUETARHNHPELCN04_OLDC_FBHWPEE01_D33 | Residential heating technology - Heat pump, Ground source - apartment complex - existing building - distributed level 0.33 | HOUELC, HOUAMB | HOUETARHN_OLDC_DMD | MKr20 | 2020 | 4.4322 | 0.046348 | 0.30167 | [5 empty] | ETA | C | OLD | 3.3149 |  | RHNHPELC | 2 | 0.33333 | HOUETARHNHPELCN04_OLDC_FBHWPEE01 | 0.75 | HOUETARHNHPELCN04_OLDC | HOUETARHNBHWPEE01_OLDC | BHWPEE01 | HPELCN04 | ETA_OLDC | BHWPEE01_HPELCN04 | 6 | 0 | 1 | New
HOUETARHNHPELCN04_OLDC_FBHWPEE01_D33 | Residential heating technology - Heat pump, Ground source - apartment complex - existing building - distributed level 0.33 | HOUELC, HOUAMB | HOUETARHN_OLDC_DMD | MKr20 | 2025 | 4.0998 | 0.045981 | 0.29253 | [5 empty] | ETA | C | OLD | 3.4185 |  | RHNHPELC | 2 | 0.33333 | HOUETARHNHPELCN04_OLDC_FBHWPEE01 | 0.75 | HOUETARHNHPELCN04_OLDC | HOUETARHNBHWPEE01_OLDC | BHWPEE01 | HPELCN04 | ETA_OLDC | BHWPEE01_HPELCN04 | 6 | 0 | 1 | New
HOUETARHNHPELCN04_OLDC_FBHWPEE01_D33 | Residential heating technology - Heat pump, Ground source - apartment complex - existing building - distributed level 0.33 | HOUELC, HOUAMB | HOUETARHN_OLDC_DMD | MKr20 | 2030 | 3.7674 | 0.04558 | 0.28393 | [5 empty] | ETA | C | OLD | 3.522 |  | RHNHPELC | 2 | 0.33333 | HOUETARHNHPELCN04_OLDC_FBHWPEE01 | 0.75 | HOUETARHNHPELCN04_OLDC | HOUETARHNBHWPEE01_OLDC | BHWPEE01 | HPELCN04 | ETA_OLDC | BHWPEE01_HPELCN04 | 6 | 0 | 1 | New
HOUETARHNHPELCN04_OLDC_FBHWPEE01_D33 | Residential heating technology - Heat pump, Ground source - apartment complex - existing building - distributed level 0.33 | HOUELC, HOUAMB | HOUETARHN_OLDC_DMD | MKr20 | 2040 | 3.4848 | 0.044654 | 0.27193 | [5 empty] | ETA | C | OLD | 3.6774 |  | RHNHPELC | 2 | 0.33333 | HOUETARHNHPELCN04_OLDC_FBHWPEE01 | 0.75 | HOUETARHNHPELCN04_OLDC | HOUETARHNBHWPEE01_OLDC | BHWPEE01 | HPELCN04 | ETA_OLDC | BHWPEE01_HPELCN04 | 6 | 0 | 1 | New
HOUETARHNHPELCN04_OLDC_FBHWPEE01_D33 | Residential heating technology - Heat pump, Ground source - apartment complex - existing building - distributed level 0.33 | HOUELC, HOUAMB | HOUETARHN_OLDC_DMD | MKr20 | 2050 | 3.2023 | 0.043711 | 0.26815 | [5 empty] | ETA | C | OLD | 3.7292 |  | RHNHPELC | 2 | 0.33333 | HOUETARHNHPELCN04_OLDC_FBHWPEE01 | 0.75 | HOUETARHNHPELCN04_OLDC | HOUETARHNBHWPEE01_OLDC | BHWPEE01 | HPELCN04 | ETA_OLDC | BHWPEE01_HPELCN04 | 6 | 0 | 1 | New
HOUETARHNHPELCN03_OLDC_FBHWPEE01_D33 | Residential heating technology - Heat pump, Air-to-water - apartment complex - existing building - distributed level 0.33 | HOUELC, HOUAMB | HOUETARHN_OLDC_DMD | MKr20 | 2020 | 4.7571 | 0.074897 | 0.33288 | [5 empty] | ETA | C | OLD | 3.0041 |  | RHNHPELC | 2 | 0.33333 | HOUETARHNHPELCN03_OLDC_FBHWPEE01 | 0.75 | HOUETARHNHPELCN03_OLDC | HOUETARHNBHWPEE01_OLDC | BHWPEE01 | HPELCN03 | ETA_OLDC | BHWPEE01_HPELCN03 | 6 | 0 | 1 | New
HOUETARHNHPELCN03_OLDC_FBHWPEE01_D33 | Residential heating technology - Heat pump, Air-to-water - apartment complex - existing building - distributed level 0.33 | HOUELC, HOUAMB | HOUETARHN_OLDC_DMD | MKr20 | 2025 | 4.2596 | 0.07453 | 0.31651 | [5 empty] | ETA | C | OLD | 3.1595 |  | RHNHPELC | 2 | 0.33333 | HOUETARHNHPELCN03_OLDC_FBHWPEE01 | 0.75 | HOUETARHNHPELCN03_OLDC | HOUETARHNBHWPEE01_OLDC | BHWPEE01 | HPELCN03 | ETA_OLDC | BHWPEE01_HPELCN03 | 6 | 0 | 1 | New
HOUETARHNHPELCN03_OLDC_FBHWPEE01_D33 | Residential heating technology - Heat pump, Air-to-water - apartment complex - existing building - distributed level 0.33 | HOUELC, HOUAMB | HOUETARHN_OLDC_DMD | MKr20 | 2030 | 3.7622 | 0.074129 | 0.30167 | [5 empty] | ETA | C | OLD | 3.3149 |  | RHNHPELC | 2 | 0.33333 | HOUETARHNHPELCN03_OLDC_FBHWPEE01 | 0.75 | HOUETARHNHPELCN03_OLDC | HOUETARHNBHWPEE01_OLDC | BHWPEE01 | HPELCN03 | ETA_OLDC | BHWPEE01_HPELCN03 | 6 | 0 | 1 | New
HOUETARHNHPELCN03_OLDC_FBHWPEE01_D33 | Residential heating technology - Heat pump, Air-to-water - apartment complex - existing building - distributed level 0.33 | HOUELC, HOUAMB | HOUETARHN_OLDC_DMD | MKr20 | 2040 | 3.3696 | 0.073203 | 0.28816 | [5 empty] | ETA | C | OLD | 3.4702 |  | RHNHPELC | 2 | 0.33333 | HOUETARHNHPELCN03_OLDC_FBHWPEE01 | 0.75 | HOUETARHNHPELCN03_OLDC | HOUETARHNBHWPEE01_OLDC | BHWPEE01 | HPELCN03 | ETA_OLDC | BHWPEE01_HPELCN03 | 6 | 0 | 1 | New
HOUETARHNHPELCN03_OLDC_FBHWPEE01_D33 | Residential heating technology - Heat pump, Air-to-water - apartment complex - existing building - distributed level 0.33 | HOUELC, HOUAMB | HOUETARHN_OLDC_DMD | MKr20 | 2050 | 2.9771 | 0.07226 | 0.27581 | [5 empty] | ETA | C | OLD | 3.6256 |  | RHNHPELC | 2 | 0.33333 | HOUETARHNHPELCN03_OLDC_FBHWPEE01 | 0.75 | HOUETARHNHPELCN03_OLDC | HOUETARHNBHWPEE01_OLDC | BHWPEE01 | HPELCN03 | ETA_OLDC | BHWPEE01_HPELCN03 | 6 | 0 | 1 | New
HOUETARHNHPELCN02_OLDC_FBHWPEE01_D33 | Residential heating technology - Heat pump, Air-to-air - single-family house - existing building - distributed level 0.33 | HOUELC, HOUAMB | HOUETARHN_OLDC_DMD | MKr20 | 2020 | 1.9871 | 0.15994 | 0.19904 | [5 empty] | ETA | C | OLD | 5.0241 |  | RHNHPELC | 2 | 0.33333 | HOUETARHNHPELCN02_OLDC_FBHWPEE01 | 0.75 | HOUETARHNHPELCN02_OLDC | HOUETARHNBHWPEE01_OLDC | BHWPEE01 | HPELCN02 | ETA_OLDC | BHWPEE01_HPELCN02 | 5 | 0 | 1.1 | Unlikely
HOUETARHNHPELCN02_OLDC_FBHWPEE01_D33 | Residential heating technology - Heat pump, Air-to-air - single-family house - existing building - distributed level 0.33 | HOUELC, HOUAMB | HOUETARHN_OLDC_DMD | MKr20 | 2025 | 1.9385 | 0.10866 | 0.18928 | [5 empty] | ETA | C | OLD | 5.2831 |  | RHNHPELC | 2 | 0.33333 | HOUETARHNHPELCN02_OLDC_FBHWPEE01 | 0.75 | HOUETARHNHPELCN02_OLDC | HOUETARHNBHWPEE01_OLDC | BHWPEE01 | HPELCN02 | ETA_OLDC | BHWPEE01_HPELCN02 | 5 | 0 | 1.1 | Unlikely
HOUETARHNHPELCN02_OLDC_FBHWPEE01_D33 | Residential heating technology - Heat pump, Air-to-air - single-family house - existing building - distributed level 0.33 | HOUELC, HOUAMB | HOUETARHN_OLDC_DMD | MKr20 | 2030 | 1.8899 | 0.10666 | 0.18214 | [5 empty] | ETA | C | OLD | 5.4902 |  | RHNHPELC | 2 | 0.33333 | HOUETARHNHPELCN02_OLDC_FBHWPEE01 | 0.75 | HOUETARHNHPELCN02_OLDC | HOUETARHNBHWPEE01_OLDC | BHWPEE01 | HPELCN02 | ETA_OLDC | BHWPEE01_HPELCN02 | 5 | 0 | 1.1 | Unlikely
HOUETARHNHPELCN02_OLDC_FBHWPEE01_D33 | Residential heating technology - Heat pump, Air-to-air - single-family house - existing building - distributed level 0.33 | HOUELC, HOUAMB | HOUETARHN_OLDC_DMD | MKr20 | 2040 | 1.7998 | 0.10293 | 0.17552 | [5 empty] | ETA | C | OLD | 5.6974 |  | RHNHPELC | 2 | 0.33333 | HOUETARHNHPELCN02_OLDC_FBHWPEE01 | 0.75 | HOUETARHNHPELCN02_OLDC | HOUETARHNBHWPEE01_OLDC | BHWPEE01 | HPELCN02 | ETA_OLDC | BHWPEE01_HPELCN02 | 5 | 0 | 1.1 | Unlikely
HOUETARHNHPELCN02_OLDC_FBHWPEE01_D33 | Residential heating technology - Heat pump, Air-to-air - single-family house - existing building - distributed level 0.33 | HOUELC, HOUAMB | HOUETARHN_OLDC_DMD | MKr20 | 2050 | 1.7097 | 0.099207 | 0.17238 | [5 empty] | ETA | C | OLD | 5.801 |  | RHNHPELC | 2 | 0.33333 | HOUETARHNHPELCN02_OLDC_FBHWPEE01 | 0.75 | HOUETARHNHPELCN02_OLDC | HOUETARHNBHWPEE01_OLDC | BHWPEE01 | HPELCN02 | ETA_OLDC | BHWPEE01_HPELCN02 | 5 | 0 | 1.1 | Unlikely
HOUETARHNDIELCN06_OLDC_FBHWPEE01_D33 | Residential heating technology - Electric heating - electric panel from Bauhaus - apartment complex - new building - distributed level 0.33 | HOUELC | HOUETARHN_OLDC_DMD | MKr20 | 2020 | 0.56157 | 0 | [6 empty] | ETA | C | OLD |  |  | RHNDIELC | 2 | 0.33333 | HOUETARHNDIELCN06_OLDC_FBHWPEE01 | 0.75 | HOUETARHNDIELCN06_OLDC | HOUETARHNBHWPEE01_OLDC | BHWPEE01 | DIELCN06 | ETA_OLDC | BHWPEE01_DIELCN06 | 5 | 0 | 1.1 | Unlikely
HOUETARHNDIELCN06_OLDC_FBHWPEE01_D33 | Residential heating technology - Electric heating - electric panel from Bauhaus - apartment complex - new building - distributed level 0.33 | HOUELC | HOUETARHN_OLDC_DMD | MKr20 | 2025 | 0.56157 | 0 | [6 empty] | ETA | C | OLD |  |  | RHNDIELC | 2 | 0.33333 | HOUETARHNDIELCN06_OLDC_FBHWPEE01 | 0.75 | HOUETARHNDIELCN06_OLDC | HOUETARHNBHWPEE01_OLDC | BHWPEE01 | DIELCN06 | ETA_OLDC | BHWPEE01_DIELCN06 | 5 | 0 | 1.1 | Unlikely
HOUETARHNDIELCN06_OLDC_FBHWPEE01_D33 | Residential heating technology - Electric heating - electric panel from Bauhaus - apartment complex - new building - distributed level 0.33 | HOUELC | HOUETARHN_OLDC_DMD | MKr20 | 2030 | 0.56157 | 0 | [6 empty] | ETA | C | OLD |  |  | RHNDIELC | 2 | 0.33333 | HOUETARHNDIELCN06_OLDC_FBHWPEE01 | 0.75 | HOUETARHNDIELCN06_OLDC | HOUETARHNBHWPEE01_OLDC | BHWPEE01 | DIELCN06 | ETA_OLDC | BHWPEE01_DIELCN06 | 5 | 0 | 1.1 | Unlikely
HOUETARHNDIELCN06_OLDC_FBHWPEE01_D33 | Residential heating technology - Electric heating - electric panel from Bauhaus - apartment complex - new building - distributed level 0.33 | HOUELC | HOUETARHN_OLDC_DMD | MKr20 | 2040 | 0.56157 | 0 | [6 empty] | ETA | C | OLD |  |  | RHNDIELC | 2 | 0.33333 | HOUETARHNDIELCN06_OLDC_FBHWPEE01 | 0.75 | HOUETARHNDIELCN06_OLDC | HOUETARHNBHWPEE01_OLDC | BHWPEE01 | DIELCN06 | ETA_OLDC | BHWPEE01_DIELCN06 | 5 | 0 | 1.1 | Unlikely
HOUETARHNDIELCN06_OLDC_FBHWPEE01_D33 | Residential heating technology - Electric heating - electric panel from Bauhaus - apartment complex - new building - distributed level 0.33 | HOUELC | HOUETARHN_OLDC_DMD | MKr20 | 2050 | 0.56157 | 0 | [6 empty] | ETA | C | OLD |  |  | RHNDIELC | 2 | 0.33333 | HOUETARHNDIELCN06_OLDC_FBHWPEE01 | 0.75 | HOUETARHNDIELCN06_OLDC | HOUETARHNBHWPEE01_OLDC | BHWPEE01 | DIELCN06 | ETA_OLDC | BHWPEE01_DIELCN06 | 5 | 0 | 1.1 | Unlikely
HOUETARHNDIELCN01_OLDC_FBHWPEE01_D33 | Residential heating technology - Electric heating - apartment complex - new building - distributed level 0.33 | HOUELC | HOUETARHN_OLDC_DMD | MKr20 | 2020 | 5.2158 | 0.0021178 | [6 empty] | ETA | C | OLD |  |  | RHNDIELC | 2 | 0.33333 | HOUETARHNDIELCN01_OLDC_FBHWPEE01 | 0.75 | HOUETARHNDIELCN01_OLDC | HOUETARHNBHWPEE01_OLDC | BHWPEE01 | DIELCN01 | ETA_OLDC | BHWPEE01_DIELCN01 | 5 | 0 | 1.1 | Unlikely
HOUETARHNDIELCN01_OLDC_FBHWPEE01_D33 | Residential heating technology - Electric heating - apartment complex - new building - distributed level 0.33 | HOUELC | HOUETARHN_OLDC_DMD | MKr20 | 2025 | 5.0867 | 0.0020313 | [6 empty] | ETA | C | OLD |  |  | RHNDIELC | 2 | 0.33333 | HOUETARHNDIELCN01_OLDC_FBHWPEE01 | 0.75 | HOUETARHNDIELCN01_OLDC | HOUETARHNBHWPEE01_OLDC | BHWPEE01 | DIELCN01 | ETA_OLDC | BHWPEE01_DIELCN01 | 5 | 0 | 1.1 | Unlikely
HOUETARHNDIELCN01_OLDC_FBHWPEE01_D33 | Residential heating technology - Electric heating - apartment complex - new building - distributed level 0.33 | HOUELC | HOUETARHN_OLDC_DMD | MKr20 | 2030 | 4.9608 | 0.0019881 | [6 empty] | ETA | C | OLD |  |  | RHNDIELC | 2 | 0.33333 | HOUETARHNDIELCN01_OLDC_FBHWPEE01 | 0.75 | HOUETARHNDIELCN01_OLDC | HOUETARHNBHWPEE01_OLDC | BHWPEE01 | DIELCN01 | ETA_OLDC | BHWPEE01_DIELCN01 | 5 | 0 | 1.1 | Unlikely
HOUETARHNDIELCN01_OLDC_FBHWPEE01_D33 | Residential heating technology - Electric heating - apartment complex - new building - distributed level 0.33 | HOUELC | HOUETARHN_OLDC_DMD | MKr20 | 2040 | 4.7183 | 0.0019017 | [6 empty] | ETA | C | OLD |  |  | RHNDIELC | 2 | 0.33333 | HOUETARHNDIELCN01_OLDC_FBHWPEE01 | 0.75 | HOUETARHNDIELCN01_OLDC | HOUETARHNBHWPEE01_OLDC | BHWPEE01 | DIELCN01 | ETA_OLDC | BHWPEE01_DIELCN01 | 5 | 0 | 1.1 | Unlikely
HOUETARHNDIELCN01_OLDC_FBHWPEE01_D33 | Residential heating technology - Electric heating - apartment complex - new building - distributed level 0.33 | HOUELC | HOUETARHN_OLDC_DMD | MKr20 | 2050 | 4.4876 | 0.0018152 | [6 empty] | ETA | C | OLD |  |  | RHNDIELC | 2 | 0.33333 | HOUETARHNDIELCN01_OLDC_FBHWPEE01 | 0.75 | HOUETARHNDIELCN01_OLDC | HOUETARHNBHWPEE01_OLDC | BHWPEE01 | DIELCN01 | ETA_OLDC | BHWPEE01_DIELCN01 | 5 | 0 | 1.1 | Unlikely
HOUETARHNBHWPEN01_OLDC_FBHWPEE01_D33 | Residential heating technology - Biomass boiler, automatic stoking , wood pellets or wood chips - apartment complex - existing building - distributed level 0.33 | HOUWPE | HOUETARHN_OLDC_DMD | MKr20 | 2020 | 1.3692 | 0.025956 |  | 25 | 14 | 70 | 2 | 4 | ETA | C | OLD |  |  | RHNBHWPE | 2 | 0.33333 | HOUETARHNBHWPEN01_OLDC_FBHWPEE01 | 0.75 | HOUETARHNBHWPEN01_OLDC | HOUETARHNBHWPEE01_OLDC | BHWPEE01 | BHWPEN01 | ETA_OLDC | BHWPEE01_BHWPEN01 | 2 | 0 | 0.9 | Same
HOUETARHNBHWPEN01_OLDC_FBHWPEE01_D33 | Residential heating technology - Biomass boiler, automatic stoking , wood pellets or wood chips - apartment complex - existing building - distributed level 0.33 | HOUWPE | HOUETARHN_OLDC_DMD | MKr20 | 2025 | 1.3353 | 0.025772 |  | 25 | 14 | 60 | 2 | 4 | ETA | C | OLD |  |  | RHNBHWPE | 2 | 0.33333 | HOUETARHNBHWPEN01_OLDC_FBHWPEE01 | 0.75 | HOUETARHNBHWPEN01_OLDC | HOUETARHNBHWPEE01_OLDC | BHWPEE01 | BHWPEN01 | ETA_OLDC | BHWPEE01_BHWPEN01 | 2 | 0 | 0.9 | Same
HOUETARHNBHWPEN01_OLDC_FBHWPEE01_D33 | Residential heating technology - Biomass boiler, automatic stoking , wood pellets or wood chips - apartment complex - existing building - distributed level 0.33 | HOUWPE | HOUETARHN_OLDC_DMD | MKr20 | 2030 | 1.3023 | 0.025887 |  | 25 | 11 | 50 | 1 | 4 | ETA | C | OLD |  |  | RHNBHWPE | 2 | 0.33333 | HOUETARHNBHWPEN01_OLDC_FBHWPEE01 | 0.75 | HOUETARHNBHWPEN01_OLDC | HOUETARHNBHWPEE01_OLDC | BHWPEE01 | BHWPEN01 | ETA_OLDC | BHWPEE01_BHWPEN01 | 2 | 0 | 0.9 | Same
HOUETARHNBHWPEN01_OLDC_FBHWPEE01_D33 | Residential heating technology - Biomass boiler, automatic stoking , wood pellets or wood chips - apartment complex - existing building - distributed level 0.33 | HOUWPE | HOUETARHN_OLDC_DMD | MKr20 | 2040 | 1.2386 | 0.025061 |  | 25 | 9 | 45 | 1 | 4 | ETA | C | OLD |  |  | RHNBHWPE | 2 | 0.33333 | HOUETARHNBHWPEN01_OLDC_FBHWPEE01 | 0.75 | HOUETARHNBHWPEN01_OLDC | HOUETARHNBHWPEE01_OLDC | BHWPEE01 | BHWPEN01 | ETA_OLDC | BHWPEE01_BHWPEN01 | 2 | 0 | 0.9 | Same
HOUETARHNBHWPEN01_OLDC_FBHWPEE01_D33 | Residential heating technology - Biomass boiler, automatic stoking , wood pellets or wood chips - apartment complex - existing building - distributed level 0.33 | HOUWPE | HOUETARHN_OLDC_DMD | MKr20 | 2050 | 1.178 | 0.023982 |  | 25 | 9 | 40 | 0 | 4 | ETA | C | OLD |  |  | RHNBHWPE | 2 | 0.33333 | HOUETARHNBHWPEN01_OLDC_FBHWPEE01 | 0.75 | HOUETARHNBHWPEN01_OLDC | HOUETARHNBHWPEE01_OLDC | BHWPEE01 | BHWPEN01 | ETA_OLDC | BHWPEE01_BHWPEN01 | 2 | 0 | 0.9 | Same
HOUETARHNBHSOLN01_OLDC_FBHWPEE01_D33 | Residential heating technology - Solar heating system - apartment complex - existing building - distributed level 0.33 | HOUSOL | HOUETARHN_OLDC_DMD | MKr20 | 2020 | 4.401 | 0.020597 | [6 empty] | ETA | C | OLD |  |  | RHNBHSOL | 2 | 0.33333 | HOUETARHNBHSOLN01_OLDC_FBHWPEE01 | 0.75 | HOUETARHNBHSOLN01_OLDC | HOUETARHNBHWPEE01_OLDC | BHWPEE01 | BHSOLN01 | ETA_OLDC | BHWPEE01_BHSOLN01 | 5 | 0 | 1.1 | Unlikely
HOUETARHNBHSOLN01_OLDC_FBHWPEE01_D33 | Residential heating technology - Solar heating system - apartment complex - existing building - distributed level 0.33 | HOUSOL | HOUETARHN_OLDC_DMD | MKr20 | 2025 | 4.2109 | 0.021832 | [6 empty] | ETA | C | OLD |  |  | RHNBHSOL | 2 | 0.33333 | HOUETARHNBHSOLN01_OLDC_FBHWPEE01 | 0.75 | HOUETARHNBHSOLN01_OLDC | HOUETARHNBHWPEE01_OLDC | BHWPEE01 | BHSOLN01 | ETA_OLDC | BHWPEE01_BHSOLN01 | 5 | 0 | 1.1 | Unlikely
HOUETARHNBHSOLN01_OLDC_FBHWPEE01_D33 | Residential heating technology - Solar heating system - apartment complex - existing building - distributed level 0.33 | HOUSOL | HOUETARHN_OLDC_DMD | MKr20 | 2030 | 4.0207 | 0.022301 | [6 empty] | ETA | C | OLD |  |  | RHNBHSOL | 2 | 0.33333 | HOUETARHNBHSOLN01_OLDC_FBHWPEE01 | 0.75 | HOUETARHNBHSOLN01_OLDC | HOUETARHNBHWPEE01_OLDC | BHWPEE01 | BHSOLN01 | ETA_OLDC | BHWPEE01_BHSOLN01 | 5 | 0 | 1.1 | Unlikely
HOUETARHNBHSOLN01_OLDC_FBHWPEE01_D33 | Residential heating technology - Solar heating system - apartment complex - existing building - distributed level 0.33 | HOUSOL | HOUETARHN_OLDC_DMD | MKr20 | 2040 | 3.8305 | 0.021696 | [6 empty] | ETA | C | OLD |  |  | RHNBHSOL | 2 | 0.33333 | HOUETARHNBHSOLN01_OLDC_FBHWPEE01 | 0.75 | HOUETARHNBHSOLN01_OLDC | HOUETARHNBHWPEE01_OLDC | BHWPEE01 | BHSOLN01 | ETA_OLDC | BHWPEE01_BHSOLN01 | 5 | 0 | 1.1 | Unlikely
HOUETARHNBHSOLN01_OLDC_FBHWPEE01_D33 | Residential heating technology - Solar heating system - apartment complex - existing building - distributed level 0.33 | HOUSOL | HOUETARHN_OLDC_DMD | MKr20 | 2050 | 3.6403 | 0.020597 | [6 empty] | ETA | C | OLD |  |  | RHNBHSOL | 2 | 0.33333 | HOUETARHNBHSOLN01_OLDC_FBHWPEE01 | 0.75 | HOUETARHNBHSOLN01_OLDC | HOUETARHNBHWPEE01_OLDC | BHWPEE01 | BHSOLN01 | ETA_OLDC | BHWPEE01_BHSOLN01 | 5 | 0 | 1.1 | Unlikely
HOUETARHNBHDHCN03_OLDC_FBHWPEE01_D33 | Residential heating technology - Direct district heating substation - plus connection pipe - apartment complex - existing building - distributed level 0.33 | HOUDHC | HOUETARHN_OLDC_DMD | MKr20 | 2020 | 0.26026 | 0.0015352 | [6 empty] | ETA | C | OLD |  |  | RHNBHDHC | 2 | 0.33333 | HOUETARHNBHDHCN03_OLDC_FBHWPEE01 | 0.75 | HOUETARHNBHDHCN03_OLDC | HOUETARHNBHWPEE01_OLDC | BHWPEE01 | BHDHCN03 | ETA_OLDC | BHWPEE01_BHDHCN03 | 6 | 0 | 1 | New
HOUETARHNBHDHCN03_OLDC_FBHWPEE01_D33 | Residential heating technology - Direct district heating substation - plus connection pipe - apartment complex - existing building - distributed level 0.33 | HOUDHC | HOUETARHN_OLDC_DMD | MKr20 | 2025 | 0.2554 | 0.0015559 | [6 empty] | ETA | C | OLD |  |  | RHNBHDHC | 2 | 0.33333 | HOUETARHNBHDHCN03_OLDC_FBHWPEE01 | 0.75 | HOUETARHNBHDHCN03_OLDC | HOUETARHNBHWPEE01_OLDC | BHWPEE01 | BHDHCN03 | ETA_OLDC | BHWPEE01_BHDHCN03 | 6 | 0 | 1 | New
HOUETARHNBHDHCN03_OLDC_FBHWPEE01_D33 | Residential heating technology - Direct district heating substation - plus connection pipe - apartment complex - existing building - distributed level 0.33 | HOUDHC | HOUETARHN_OLDC_DMD | MKr20 | 2030 | 0.25066 | 0.001533 | [6 empty] | ETA | C | OLD |  |  | RHNBHDHC | 2 | 0.33333 | HOUETARHNBHDHCN03_OLDC_FBHWPEE01 | 0.75 | HOUETARHNBHDHCN03_OLDC | HOUETARHNBHWPEE01_OLDC | BHWPEE01 | BHDHCN03 | ETA_OLDC | BHWPEE01_BHDHCN03 | 6 | 0 | 1 | New
HOUETARHNBHDHCN03_OLDC_FBHWPEE01_D33 | Residential heating technology - Direct district heating substation - plus connection pipe - apartment complex - existing building - distributed level 0.33 | HOUDHC | HOUETARHN_OLDC_DMD | MKr20 | 2040 | 0.24152 | 0.0014865 | [6 empty] | ETA | C | OLD |  |  | RHNBHDHC | 2 | 0.33333 | HOUETARHNBHDHCN03_OLDC_FBHWPEE01 | 0.75 | HOUETARHNBHDHCN03_OLDC | HOUETARHNBHWPEE01_OLDC | BHWPEE01 | BHDHCN03 | ETA_OLDC | BHWPEE01_BHDHCN03 | 6 | 0 | 1 | New
HOUETARHNBHDHCN03_OLDC_FBHWPEE01_D33 | Residential heating technology - Direct district heating substation - plus connection pipe - apartment complex - existing building - distributed level 0.33 | HOUDHC | HOUETARHN_OLDC_DMD | MKr20 | 2050 | 0.23283 | 0.0014271 | [6 empty] | ETA | C | OLD |  |  | RHNBHDHC | 2 | 0.33333 | HOUETARHNBHDHCN03_OLDC_FBHWPEE01 | 0.75 | HOUETARHNBHDHCN03_OLDC | HOUETARHNBHWPEE01_OLDC | BHWPEE01 | BHDHCN03 | ETA_OLDC | BHWPEE01_BHDHCN03 | 6 | 0 | 1 | New
HOUETARHNHPELCN05_OLDD_FBHWPEE01_D33 | Residential heating technology - Heat pump, Air-to-water - leasing - apartment complex - existing building - distributed level 0.33 | HOUELC, HOUAMB | HOUETARHN_OLDD_DMD | MKr20 | 2020 | 2.3785 | 0.31275 | 0.33288 | [5 empty] | ETA | D | OLD | 3.0041 |  | RHNHPELC | 2 | 0.33333 | HOUETARHNHPELCN05_OLDD_FBHWPEE01 | 0.75 | HOUETARHNHPELCN05_OLDD | HOUETARHNBHWPEE01_OLDD | BHWPEE01 | HPELCN05 | ETA_OLDD | BHWPEE01_HPELCN05 | 6 | 0 | 1 | New
HOUETARHNHPELCN05_OLDD_FBHWPEE01_D33 | Residential heating technology - Heat pump, Air-to-water - leasing - apartment complex - existing building - distributed level 0.33 | HOUELC, HOUAMB | HOUETARHN_OLDD_DMD | MKr20 | 2025 | 2.1298 | 0.28751 | 0.31651 | [5 empty] | ETA | D | OLD | 3.1595 |  | RHNHPELC | 2 | 0.33333 | HOUETARHNHPELCN05_OLDD_FBHWPEE01 | 0.75 | HOUETARHNHPELCN05_OLDD | HOUETARHNBHWPEE01_OLDD | BHWPEE01 | HPELCN05 | ETA_OLDD | BHWPEE01_HPELCN05 | 6 | 0 | 1 | New
HOUETARHNHPELCN05_OLDD_FBHWPEE01_D33 | Residential heating technology - Heat pump, Air-to-water - leasing - apartment complex - existing building - distributed level 0.33 | HOUELC, HOUAMB | HOUETARHN_OLDD_DMD | MKr20 | 2030 | 1.8811 | 0.26224 | 0.30167 | [5 empty] | ETA | D | OLD | 3.3149 |  | RHNHPELC | 2 | 0.33333 | HOUETARHNHPELCN05_OLDD_FBHWPEE01 | 0.75 | HOUETARHNHPELCN05_OLDD | HOUETARHNBHWPEE01_OLDD | BHWPEE01 | HPELCN05 | ETA_OLDD | BHWPEE01_HPELCN05 | 6 | 0 | 1 | New
HOUETARHNHPELCN05_OLDD_FBHWPEE01_D33 | Residential heating technology - Heat pump, Air-to-water - leasing - apartment complex - existing building - distributed level 0.33 | HOUELC, HOUAMB | HOUETARHN_OLDD_DMD | MKr20 | 2040 | 1.6848 | 0.24168 | 0.28816 | [5 empty] | ETA | D | OLD | 3.4702 |  | RHNHPELC | 2 | 0.33333 | HOUETARHNHPELCN05_OLDD_FBHWPEE01 | 0.75 | HOUETARHNHPELCN05_OLDD | HOUETARHNBHWPEE01_OLDD | BHWPEE01 | HPELCN05 | ETA_OLDD | BHWPEE01_HPELCN05 | 6 | 0 | 1 | New
HOUETARHNHPELCN05_OLDD_FBHWPEE01_D33 | Residential heating technology - Heat pump, Air-to-water - leasing - apartment complex - existing building - distributed level 0.33 | HOUELC, HOUAMB | HOUETARHN_OLDD_DMD | MKr20 | 2050 | 1.4885 | 0.22111 | 0.27581 | [5 empty] | ETA | D | OLD | 3.6256 |  | RHNHPELC | 2 | 0.33333 | HOUETARHNHPELCN05_OLDD_FBHWPEE01 | 0.75 | HOUETARHNHPELCN05_OLDD | HOUETARHNBHWPEE01_OLDD | BHWPEE01 | HPELCN05 | ETA_OLDD | BHWPEE01_HPELCN05 | 6 | 0 | 1 | New
HOUETARHNHPELCN04_OLDD_FBHWPEE01_D33 | Residential heating technology - Heat pump, Ground source - apartment complex - existing building - distributed level 0.33 | HOUELC, HOUAMB | HOUETARHN_OLDD_DMD | MKr20 | 2020 | 4.4322 | 0.046348 | 0.30167 | [5 empty] | ETA | D | OLD | 3.3149 |  | RHNHPELC | 2 | 0.33333 | HOUETARHNHPELCN04_OLDD_FBHWPEE01 | 0.75 | HOUETARHNHPELCN04_OLDD | HOUETARHNBHWPEE01_OLDD | BHWPEE01 | HPELCN04 | ETA_OLDD | BHWPEE01_HPELCN04 | 6 | 0 | 1 | New
HOUETARHNHPELCN04_OLDD_FBHWPEE01_D33 | Residential heating technology - Heat pump, Ground source - apartment complex - existing building - distributed level 0.33 | HOUELC, HOUAMB | HOUETARHN_OLDD_DMD | MKr20 | 2025 | 4.0998 | 0.045981 | 0.29253 | [5 empty] | ETA | D | OLD | 3.4185 |  | RHNHPELC | 2 | 0.33333 | HOUETARHNHPELCN04_OLDD_FBHWPEE01 | 0.75 | HOUETARHNHPELCN04_OLDD | HOUETARHNBHWPEE01_OLDD | BHWPEE01 | HPELCN04 | ETA_OLDD | BHWPEE01_HPELCN04 | 6 | 0 | 1 | New
HOUETARHNHPELCN04_OLDD_FBHWPEE01_D33 | Residential heating technology - Heat pump, Ground source - apartment complex - existing building - distributed level 0.33 | HOUELC, HOUAMB | HOUETARHN_OLDD_DMD | MKr20 | 2030 | 3.7674 | 0.04558 | 0.28393 | [5 empty] | ETA | D | OLD | 3.522 |  | RHNHPELC | 2 | 0.33333 | HOUETARHNHPELCN04_OLDD_FBHWPEE01 | 0.75 | HOUETARHNHPELCN04_OLDD | HOUETARHNBHWPEE01_OLDD | BHWPEE01 | HPELCN04 | ETA_OLDD | BHWPEE01_HPELCN04 | 6 | 0 | 1 | New
HOUETARHNHPELCN04_OLDD_FBHWPEE01_D33 | Residential heating technology - Heat pump, Ground source - apartment complex - existing building - distributed level 0.33 | HOUELC, HOUAMB | HOUETARHN_OLDD_DMD | MKr20 | 2040 | 3.4848 | 0.044654 | 0.27193 | [5 empty] | ETA | D | OLD | 3.6774 |  | RHNHPELC | 2 | 0.33333 | HOUETARHNHPELCN04_OLDD_FBHWPEE01 | 0.75 | HOUETARHNHPELCN04_OLDD | HOUETARHNBHWPEE01_OLDD | BHWPEE01 | HPELCN04 | ETA_OLDD | BHWPEE01_HPELCN04 | 6 | 0 | 1 | New
HOUETARHNHPELCN04_OLDD_FBHWPEE01_D33 | Residential heating technology - Heat pump, Ground source - apartment complex - existing building - distributed level 0.33 | HOUELC, HOUAMB | HOUETARHN_OLDD_DMD | MKr20 | 2050 | 3.2023 | 0.043711 | 0.26815 | [5 empty] | ETA | D | OLD | 3.7292 |  | RHNHPELC | 2 | 0.33333 | HOUETARHNHPELCN04_OLDD_FBHWPEE01 | 0.75 | HOUETARHNHPELCN04_OLDD | HOUETARHNBHWPEE01_OLDD | BHWPEE01 | HPELCN04 | ETA_OLDD | BHWPEE01_HPELCN04 | 6 | 0 | 1 | New
HOUETARHNHPELCN03_OLDD_FBHWPEE01_D33 | Residential heating technology - Heat pump, Air-to-water - apartment complex - existing building - distributed level 0.33 | HOUELC, HOUAMB | HOUETARHN_OLDD_DMD | MKr20 | 2020 | 4.7571 | 0.074897 | 0.33288 | [5 empty] | ETA | D | OLD | 3.0041 |  | RHNHPELC | 2 | 0.33333 | HOUETARHNHPELCN03_OLDD_FBHWPEE01 | 0.75 | HOUETARHNHPELCN03_OLDD | HOUETARHNBHWPEE01_OLDD | BHWPEE01 | HPELCN03 | ETA_OLDD | BHWPEE01_HPELCN03 | 6 | 0 | 1 | New
HOUETARHNHPELCN03_OLDD_FBHWPEE01_D33 | Residential heating technology - Heat pump, Air-to-water - apartment complex - existing building - distributed level 0.33 | HOUELC, HOUAMB | HOUETARHN_OLDD_DMD | MKr20 | 2025 | 4.2596 | 0.07453 | 0.31651 | [5 empty] | ETA | D | OLD | 3.1595 |  | RHNHPELC | 2 | 0.33333 | HOUETARHNHPELCN03_OLDD_FBHWPEE01 | 0.75 | HOUETARHNHPELCN03_OLDD | HOUETARHNBHWPEE01_OLDD | BHWPEE01 | HPELCN03 | ETA_OLDD | BHWPEE01_HPELCN03 | 6 | 0 | 1 | New
HOUETARHNHPELCN03_OLDD_FBHWPEE01_D33 | Residential heating technology - Heat pump, Air-to-water - apartment complex - existing building - distributed level 0.33 | HOUELC, HOUAMB | HOUETARHN_OLDD_DMD | MKr20 | 2030 | 3.7622 | 0.074129 | 0.30167 | [5 empty] | ETA | D | OLD | 3.3149 |  | RHNHPELC | 2 | 0.33333 | HOUETARHNHPELCN03_OLDD_FBHWPEE01 | 0.75 | HOUETARHNHPELCN03_OLDD | HOUETARHNBHWPEE01_OLDD | BHWPEE01 | HPELCN03 | ETA_OLDD | BHWPEE01_HPELCN03 | 6 | 0 | 1 | New
HOUETARHNHPELCN03_OLDD_FBHWPEE01_D33 | Residential heating technology - Heat pump, Air-to-water - apartment complex - existing building - distributed level 0.33 | HOUELC, HOUAMB | HOUETARHN_OLDD_DMD | MKr20 | 2040 | 3.3696 | 0.073203 | 0.28816 | [5 empty] | ETA | D | OLD | 3.4702 |  | RHNHPELC | 2 | 0.33333 | HOUETARHNHPELCN03_OLDD_FBHWPEE01 | 0.75 | HOUETARHNHPELCN03_OLDD | HOUETARHNBHWPEE01_OLDD | BHWPEE01 | HPELCN03 | ETA_OLDD | BHWPEE01_HPELCN03 | 6 | 0 | 1 | New
HOUETARHNHPELCN03_OLDD_FBHWPEE01_D33 | Residential heating technology - Heat pump, Air-to-water - apartment complex - existing building - distributed level 0.33 | HOUELC, HOUAMB | HOUETARHN_OLDD_DMD | MKr20 | 2050 | 2.9771 | 0.07226 | 0.27581 | [5 empty] | ETA | D | OLD | 3.6256 |  | RHNHPELC | 2 | 0.33333 | HOUETARHNHPELCN03_OLDD_FBHWPEE01 | 0.75 | HOUETARHNHPELCN03_OLDD | HOUETARHNBHWPEE01_OLDD | BHWPEE01 | HPELCN03 | ETA_OLDD | BHWPEE01_HPELCN03 | 6 | 0 | 1 | New
HOUETARHNHPELCN02_OLDD_FBHWPEE01_D33 | Residential heating technology - Heat pump, Air-to-air - single-family house - existing building - distributed level 0.33 | HOUELC, HOUAMB | HOUETARHN_OLDD_DMD | MKr20 | 2020 | 1.9871 | 0.15994 | 0.19904 | [5 empty] | ETA | D | OLD | 5.0241 |  | RHNHPELC | 2 | 0.33333 | HOUETARHNHPELCN02_OLDD_FBHWPEE01 | 0.75 | HOUETARHNHPELCN02_OLDD | HOUETARHNBHWPEE01_OLDD | BHWPEE01 | HPELCN02 | ETA_OLDD | BHWPEE01_HPELCN02 | 5 | 0 | 1.1 | Unlikely
HOUETARHNHPELCN02_OLDD_FBHWPEE01_D33 | Residential heating technology - Heat pump, Air-to-air - single-family house - existing building - distributed level 0.33 | HOUELC, HOUAMB | HOUETARHN_OLDD_DMD | MKr20 | 2025 | 1.9385 | 0.10866 | 0.18928 | [5 empty] | ETA | D | OLD | 5.2831 |  | RHNHPELC | 2 | 0.33333 | HOUETARHNHPELCN02_OLDD_FBHWPEE01 | 0.75 | HOUETARHNHPELCN02_OLDD | HOUETARHNBHWPEE01_OLDD | BHWPEE01 | HPELCN02 | ETA_OLDD | BHWPEE01_HPELCN02 | 5 | 0 | 1.1 | Unlikely
HOUETARHNHPELCN02_OLDD_FBHWPEE01_D33 | Residential heating technology - Heat pump, Air-to-air - single-family house - existing building - distributed level 0.33 | HOUELC, HOUAMB | HOUETARHN_OLDD_DMD | MKr20 | 2030 | 1.8899 | 0.10666 | 0.18214 | [5 empty] | ETA | D | OLD | 5.4902 |  | RHNHPELC | 2 | 0.33333 | HOUETARHNHPELCN02_OLDD_FBHWPEE01 | 0.75 | HOUETARHNHPELCN02_OLDD | HOUETARHNBHWPEE01_OLDD | BHWPEE01 | HPELCN02 | ETA_OLDD | BHWPEE01_HPELCN02 | 5 | 0 | 1.1 | Unlikely
HOUETARHNHPELCN02_OLDD_FBHWPEE01_D33 | Residential heating technology - Heat pump, Air-to-air - single-family house - existing building - distributed level 0.33 | HOUELC, HOUAMB | HOUETARHN_OLDD_DMD | MKr20 | 2040 | 1.7998 | 0.10293 | 0.17552 | [5 empty] | ETA | D | OLD | 5.6974 |  | RHNHPELC | 2 | 0.33333 | HOUETARHNHPELCN02_OLDD_FBHWPEE01 | 0.75 | HOUETARHNHPELCN02_OLDD | HOUETARHNBHWPEE01_OLDD | BHWPEE01 | HPELCN02 | ETA_OLDD | BHWPEE01_HPELCN02 | 5 | 0 | 1.1 | Unlikely
HOUETARHNHPELCN02_OLDD_FBHWPEE01_D33 | Residential heating technology - Heat pump, Air-to-air - single-family house - existing building - distributed level 0.33 | HOUELC, HOUAMB | HOUETARHN_OLDD_DMD | MKr20 | 2050 | 1.7097 | 0.099207 | 0.17238 | [5 empty] | ETA | D | OLD | 5.801 |  | RHNHPELC | 2 | 0.33333 | HOUETARHNHPELCN02_OLDD_FBHWPEE01 | 0.75 | HOUETARHNHPELCN02_OLDD | HOUETARHNBHWPEE01_OLDD | BHWPEE01 | HPELCN02 | ETA_OLDD | BHWPEE01_HPELCN02 | 5 | 0 | 1.1 | Unlikely
HOUETARHNDIELCN06_OLDD_FBHWPEE01_D33 | Residential heating technology - Electric heating - electric panel from Bauhaus - apartment complex - new building - distributed level 0.33 | HOUELC | HOUETARHN_OLDD_DMD | MKr20 | 2020 | 0.56157 | 0 | [6 empty] | ETA | D | OLD |  |  | RHNDIELC | 2 | 0.33333 | HOUETARHNDIELCN06_OLDD_FBHWPEE01 | 0.75 | HOUETARHNDIELCN06_OLDD | HOUETARHNBHWPEE01_OLDD | BHWPEE01 | DIELCN06 | ETA_OLDD | BHWPEE01_DIELCN06 | 5 | 0 | 1.1 | Unlikely
HOUETARHNDIELCN06_OLDD_FBHWPEE01_D33 | Residential heating technology - Electric heating - electric panel from Bauhaus - apartment complex - new building - distributed level 0.33 | HOUELC | HOUETARHN_OLDD_DMD | MKr20 | 2025 | 0.56157 | 0 | [6 empty] | ETA | D | OLD |  |  | RHNDIELC | 2 | 0.33333 | HOUETARHNDIELCN06_OLDD_FBHWPEE01 | 0.75 | HOUETARHNDIELCN06_OLDD | HOUETARHNBHWPEE01_OLDD | BHWPEE01 | DIELCN06 | ETA_OLDD | BHWPEE01_DIELCN06 | 5 | 0 | 1.1 | Unlikely
HOUETARHNDIELCN06_OLDD_FBHWPEE01_D33 | Residential heating technology - Electric heating - electric panel from Bauhaus - apartment complex - new building - distributed level 0.33 | HOUELC | HOUETARHN_OLDD_DMD | MKr20 | 2030 | 0.56157 | 0 | [6 empty] | ETA | D | OLD |  |  | RHNDIELC | 2 | 0.33333 | HOUETARHNDIELCN06_OLDD_FBHWPEE01 | 0.75 | HOUETARHNDIELCN06_OLDD | HOUETARHNBHWPEE01_OLDD | BHWPEE01 | DIELCN06 | ETA_OLDD | BHWPEE01_DIELCN06 | 5 | 0 | 1.1 | Unlikely
HOUETARHNDIELCN06_OLDD_FBHWPEE01_D33 | Residential heating technology - Electric heating - electric panel from Bauhaus - apartment complex - new building - distributed level 0.33 | HOUELC | HOUETARHN_OLDD_DMD | MKr20 | 2040 | 0.56157 | 0 | [6 empty] | ETA | D | OLD |  |  | RHNDIELC | 2 | 0.33333 | HOUETARHNDIELCN06_OLDD_FBHWPEE01 | 0.75 | HOUETARHNDIELCN06_OLDD | HOUETARHNBHWPEE01_OLDD | BHWPEE01 | DIELCN06 | ETA_OLDD | BHWPEE01_DIELCN06 | 5 | 0 | 1.1 | Unlikely
HOUETARHNDIELCN06_OLDD_FBHWPEE01_D33 | Residential heating technology - Electric heating - electric panel from Bauhaus - apartment complex - new building - distributed level 0.33 | HOUELC | HOUETARHN_OLDD_DMD | MKr20 | 2050 | 0.56157 | 0 | [6 empty] | ETA | D | OLD |  |  | RHNDIELC | 2 | 0.33333 | HOUETARHNDIELCN06_OLDD_FBHWPEE01 | 0.75 | HOUETARHNDIELCN06_OLDD | HOUETARHNBHWPEE01_OLDD | BHWPEE01 | DIELCN06 | ETA_OLDD | BHWPEE01_DIELCN06 | 5 | 0 | 1.1 | Unlikely
HOUETARHNDIELCN01_OLDD_FBHWPEE01_D33 | Residential heating technology - Electric heating - apartment complex - new building - distributed level 0.33 | HOUELC | HOUETARHN_OLDD_DMD | MKr20 | 2020 | 5.2158 | 0.0021178 | [6 empty] | ETA | D | OLD |  |  | RHNDIELC | 2 | 0.33333 | HOUETARHNDIELCN01_OLDD_FBHWPEE01 | 0.75 | HOUETARHNDIELCN01_OLDD | HOUETARHNBHWPEE01_OLDD | BHWPEE01 | DIELCN01 | ETA_OLDD | BHWPEE01_DIELCN01 | 5 | 0 | 1.1 | Unlikely
HOUETARHNDIELCN01_OLDD_FBHWPEE01_D33 | Residential heating technology - Electric heating - apartment complex - new building - distributed level 0.33 | HOUELC | HOUETARHN_OLDD_DMD | MKr20 | 2025 | 5.0867 | 0.0020313 | [6 empty] | ETA | D | OLD |  |  | RHNDIELC | 2 | 0.33333 | HOUETARHNDIELCN01_OLDD_FBHWPEE01 | 0.75 | HOUETARHNDIELCN01_OLDD | HOUETARHNBHWPEE01_OLDD | BHWPEE01 | DIELCN01 | ETA_OLDD | BHWPEE01_DIELCN01 | 5 | 0 | 1.1 | Unlikely
HOUETARHNDIELCN01_OLDD_FBHWPEE01_D33 | Residential heating technology - Electric heating - apartment complex - new building - distributed level 0.33 | HOUELC | HOUETARHN_OLDD_DMD | MKr20 | 2030 | 4.9608 | 0.0019881 | [6 empty] | ETA | D | OLD |  |  | RHNDIELC | 2 | 0.33333 | HOUETARHNDIELCN01_OLDD_FBHWPEE01 | 0.75 | HOUETARHNDIELCN01_OLDD | HOUETARHNBHWPEE01_OLDD | BHWPEE01 | DIELCN01 | ETA_OLDD | BHWPEE01_DIELCN01 | 5 | 0 | 1.1 | Unlikely
HOUETARHNDIELCN01_OLDD_FBHWPEE01_D33 | Residential heating technology - Electric heating - apartment complex - new building - distributed level 0.33 | HOUELC | HOUETARHN_OLDD_DMD | MKr20 | 2040 | 4.7183 | 0.0019017 | [6 empty] | ETA | D | OLD |  |  | RHNDIELC | 2 | 0.33333 | HOUETARHNDIELCN01_OLDD_FBHWPEE01 | 0.75 | HOUETARHNDIELCN01_OLDD | HOUETARHNBHWPEE01_OLDD | BHWPEE01 | DIELCN01 | ETA_OLDD | BHWPEE01_DIELCN01 | 5 | 0 | 1.1 | Unlikely
HOUETARHNDIELCN01_OLDD_FBHWPEE01_D33 | Residential heating technology - Electric heating - apartment complex - new building - distributed level 0.33 | HOUELC | HOUETARHN_OLDD_DMD | MKr20 | 2050 | 4.4876 | 0.0018152 | [6 empty] | ETA | D | OLD |  |  | RHNDIELC | 2 | 0.33333 | HOUETARHNDIELCN01_OLDD_FBHWPEE01 | 0.75 | HOUETARHNDIELCN01_OLDD | HOUETARHNBHWPEE01_OLDD | BHWPEE01 | DIELCN01 | ETA_OLDD | BHWPEE01_DIELCN01 | 5 | 0 | 1.1 | Unlikely
HOUETARHNBHWPEN01_OLDD_FBHWPEE01_D33 | Residential heating technology - Biomass boiler, automatic stoking , wood pellets or wood chips - apartment complex - existing building - distributed level 0.33 | HOUWPE | HOUETARHN_OLDD_DMD | MKr20 | 2020 | 1.3692 | 0.025956 |  | 25 | 14 | 70 | 2 | 4 | ETA | D | OLD |  |  | RHNBHWPE | 2 | 0.33333 | HOUETARHNBHWPEN01_OLDD_FBHWPEE01 | 0.75 | HOUETARHNBHWPEN01_OLDD | HOUETARHNBHWPEE01_OLDD | BHWPEE01 | BHWPEN01 | ETA_OLDD | BHWPEE01_BHWPEN01 | 2 | 0 | 0.9 | Same
HOUETARHNBHWPEN01_OLDD_FBHWPEE01_D33 | Residential heating technology - Biomass boiler, automatic stoking , wood pellets or wood chips - apartment complex - existing building - distributed level 0.33 | HOUWPE | HOUETARHN_OLDD_DMD | MKr20 | 2025 | 1.3353 | 0.025772 |  | 25 | 14 | 60 | 2 | 4 | ETA | D | OLD |  |  | RHNBHWPE | 2 | 0.33333 | HOUETARHNBHWPEN01_OLDD_FBHWPEE01 | 0.75 | HOUETARHNBHWPEN01_OLDD | HOUETARHNBHWPEE01_OLDD | BHWPEE01 | BHWPEN01 | ETA_OLDD | BHWPEE01_BHWPEN01 | 2 | 0 | 0.9 | Same
HOUETARHNBHWPEN01_OLDD_FBHWPEE01_D33 | Residential heating technology - Biomass boiler, automatic stoking , wood pellets or wood chips - apartment complex - existing building - distributed level 0.33 | HOUWPE | HOUETARHN_OLDD_DMD | MKr20 | 2030 | 1.3023 | 0.025887 |  | 25 | 11 | 50 | 1 | 4 | ETA | D | OLD |  |  | RHNBHWPE | 2 | 0.33333 | HOUETARHNBHWPEN01_OLDD_FBHWPEE01 | 0.75 | HOUETARHNBHWPEN01_OLDD | HOUETARHNBHWPEE01_OLDD | BHWPEE01 | BHWPEN01 | ETA_OLDD | BHWPEE01_BHWPEN01 | 2 | 0 | 0.9 | Same
HOUETARHNBHWPEN01_OLDD_FBHWPEE01_D33 | Residential heating technology - Biomass boiler, automatic stoking , wood pellets or wood chips - apartment complex - existing building - distributed level 0.33 | HOUWPE | HOUETARHN_OLDD_DMD | MKr20 | 2040 | 1.2386 | 0.025061 |  | 25 | 9 | 45 | 1 | 4 | ETA | D | OLD |  |  | RHNBHWPE | 2 | 0.33333 | HOUETARHNBHWPEN01_OLDD_FBHWPEE01 | 0.75 | HOUETARHNBHWPEN01_OLDD | HOUETARHNBHWPEE01_OLDD | BHWPEE01 | BHWPEN01 | ETA_OLDD | BHWPEE01_BHWPEN01 | 2 | 0 | 0.9 | Same
HOUETARHNBHWPEN01_OLDD_FBHWPEE01_D33 | Residential heating technology - Biomass boiler, automatic stoking , wood pellets or wood chips - apartment complex - existing building - distributed level 0.33 | HOUWPE | HOUETARHN_OLDD_DMD | MKr20 | 2050 | 1.178 | 0.023982 |  | 25 | 9 | 40 | 0 | 4 | ETA | D | OLD |  |  | RHNBHWPE | 2 | 0.33333 | HOUETARHNBHWPEN01_OLDD_FBHWPEE01 | 0.75 | HOUETARHNBHWPEN01_OLDD | HOUETARHNBHWPEE01_OLDD | BHWPEE01 | BHWPEN01 | ETA_OLDD | BHWPEE01_BHWPEN01 | 2 | 0 | 0.9 | Same
HOUETARHNBHSOLN01_OLDD_FBHWPEE01_D33 | Residential heating technology - Solar heating system - apartment complex - existing building - distributed level 0.33 | HOUSOL | HOUETARHN_OLDD_DMD | MKr20 | 2020 | 4.401 | 0.020597 | [6 empty] | ETA | D | OLD |  |  | RHNBHSOL | 2 | 0.33333 | HOUETARHNBHSOLN01_OLDD_FBHWPEE01 | 0.75 | HOUETARHNBHSOLN01_OLDD | HOUETARHNBHWPEE01_OLDD | BHWPEE01 | BHSOLN01 | ETA_OLDD | BHWPEE01_BHSOLN01 | 5 | 0 | 1.1 | Unlikely
HOUETARHNBHSOLN01_OLDD_FBHWPEE01_D33 | Residential heating technology - Solar heating system - apartment complex - existing building - distributed level 0.33 | HOUSOL | HOUETARHN_OLDD_DMD | MKr20 | 2025 | 4.2109 | 0.021832 | [6 empty] | ETA | D | OLD |  |  | RHNBHSOL | 2 | 0.33333 | HOUETARHNBHSOLN01_OLDD_FBHWPEE01 | 0.75 | HOUETARHNBHSOLN01_OLDD | HOUETARHNBHWPEE01_OLDD | BHWPEE01 | BHSOLN01 | ETA_OLDD | BHWPEE01_BHSOLN01 | 5 | 0 | 1.1 | Unlikely
HOUETARHNBHSOLN01_OLDD_FBHWPEE01_D33 | Residential heating technology - Solar heating system - apartment complex - existing building - distributed level 0.33 | HOUSOL | HOUETARHN_OLDD_DMD | MKr20 | 2030 | 4.0207 | 0.022301 | [6 empty] | ETA | D | OLD |  |  | RHNBHSOL | 2 | 0.33333 | HOUETARHNBHSOLN01_OLDD_FBHWPEE01 | 0.75 | HOUETARHNBHSOLN01_OLDD | HOUETARHNBHWPEE01_OLDD | BHWPEE01 | BHSOLN01 | ETA_OLDD | BHWPEE01_BHSOLN01 | 5 | 0 | 1.1 | Unlikely
HOUETARHNBHSOLN01_OLDD_FBHWPEE01_D33 | Residential heating technology - Solar heating system - apartment complex - existing building - distributed level 0.33 | HOUSOL | HOUETARHN_OLDD_DMD | MKr20 | 2040 | 3.8305 | 0.021696 | [6 empty] | ETA | D | OLD |  |  | RHNBHSOL | 2 | 0.33333 | HOUETARHNBHSOLN01_OLDD_FBHWPEE01 | 0.75 | HOUETARHNBHSOLN01_OLDD | HOUETARHNBHWPEE01_OLDD | BHWPEE01 | BHSOLN01 | ETA_OLDD | BHWPEE01_BHSOLN01 | 5 | 0 | 1.1 | Unlikely
HOUETARHNBHSOLN01_OLDD_FBHWPEE01_D33 | Residential heating technology - Solar heating system - apartment complex - existing building - distributed level 0.33 | HOUSOL | HOUETARHN_OLDD_DMD | MKr20 | 2050 | 3.6403 | 0.020597 | [6 empty] | ETA | D | OLD |  |  | RHNBHSOL | 2 | 0.33333 | HOUETARHNBHSOLN01_OLDD_FBHWPEE01 | 0.75 | HOUETARHNBHSOLN01_OLDD | HOUETARHNBHWPEE01_OLDD | BHWPEE01 | BHSOLN01 | ETA_OLDD | BHWPEE01_BHSOLN01 | 5 | 0 | 1.1 | Unlikely
HOUETARHNBHDHDN03_OLDD_FBHWPEE01_D33 | Residential heating technology - Direct district heating substation - plus connection pipe - apartment complex - existing building - distributed level 0.33 | HOUDHD | HOUETARHN_OLDD_DMD | MKr20 | 2020 | 0.26026 | 0.0015352 | [6 empty] | ETA | D | OLD |  |  | RHNBHDHD | 2 | 0.33333 | HOUETARHNBHDHDN03_OLDD_FBHWPEE01 | 0.75 | HOUETARHNBHDHDN03_OLDD | HOUETARHNBHWPEE01_OLDD | BHWPEE01 | BHDHDN03 | ETA_OLDD | BHWPEE01_BHDHDN03 | 6 | 0 | 1 | New
HOUETARHNBHDHDN03_OLDD_FBHWPEE01_D33 | Residential heating technology - Direct district heating substation - plus connection pipe - apartment complex - existing building - distributed level 0.33 | HOUDHD | HOUETARHN_OLDD_DMD | MKr20 | 2025 | 0.2554 | 0.0015559 | [6 empty] | ETA | D | OLD |  |  | RHNBHDHD | 2 | 0.33333 | HOUETARHNBHDHDN03_OLDD_FBHWPEE01 | 0.75 | HOUETARHNBHDHDN03_OLDD | HOUETARHNBHWPEE01_OLDD | BHWPEE01 | BHDHDN03 | ETA_OLDD | BHWPEE01_BHDHDN03 | 6 | 0 | 1 | New
HOUETARHNBHDHDN03_OLDD_FBHWPEE01_D33 | Residential heating technology - Direct district heating substation - plus connection pipe - apartment complex - existing building - distributed level 0.33 | HOUDHD | HOUETARHN_OLDD_DMD | MKr20 | 2030 | 0.25066 | 0.001533 | [6 empty] | ETA | D | OLD |  |  | RHNBHDHD | 2 | 0.33333 | HOUETARHNBHDHDN03_OLDD_FBHWPEE01 | 0.75 | HOUETARHNBHDHDN03_OLDD | HOUETARHNBHWPEE01_OLDD | BHWPEE01 | BHDHDN03 | ETA_OLDD | BHWPEE01_BHDHDN03 | 6 | 0 | 1 | New
HOUETARHNBHDHDN03_OLDD_FBHWPEE01_D33 | Residential heating technology - Direct district heating substation - plus connection pipe - apartment complex - existing building - distributed level 0.33 | HOUDHD | HOUETARHN_OLDD_DMD | MKr20 | 2040 | 0.24152 | 0.0014865 | [6 empty] | ETA | D | OLD |  |  | RHNBHDHD | 2 | 0.33333 | HOUETARHNBHDHDN03_OLDD_FBHWPEE01 | 0.75 | HOUETARHNBHDHDN03_OLDD | HOUETARHNBHWPEE01_OLDD | BHWPEE01 | BHDHDN03 | ETA_OLDD | BHWPEE01_BHDHDN03 | 6 | 0 | 1 | New
HOUETARHNBHDHDN03_OLDD_FBHWPEE01_D33 | Residential heating technology - Direct district heating substation - plus connection pipe - apartment complex - existing building - distributed level 0.33 | HOUDHD | HOUETARHN_OLDD_DMD | MKr20 | 2050 | 0.23283 | 0.0014271 | [6 empty] | ETA | D | OLD |  |  | RHNBHDHD | 2 | 0.33333 | HOUETARHNBHDHDN03_OLDD_FBHWPEE01 | 0.75 | HOUETARHNBHDHDN03_OLDD | HOUETARHNBHWPEE01_OLDD | BHWPEE01 | BHDHDN03 | ETA_OLDD | BHWPEE01_BHDHDN03 | 6 | 0 | 1 | New
HOUETARHNHPELCN05_OLDI_FBHWPEE01_D33 | Residential heating technology - Heat pump, Air-to-water - leasing - apartment complex - existing building - distributed level 0.33 | HOUELC, HOUAMB | HOUETARHN_OLDI_DMD | MKr20 | 2020 | 2.3785 | 0.31275 | 0.33288 | [5 empty] | ETA | I | OLD | 3.0041 |  | RHNHPELC | 2 | 0.33333 | HOUETARHNHPELCN05_OLDI_FBHWPEE01 | 0.75 | HOUETARHNHPELCN05_OLDI | HOUETARHNBHWPEE01_OLDI | BHWPEE01 | HPELCN05 | ETA_OLDI | BHWPEE01_HPELCN05 | 6 | 0 | 1 | New
HOUETARHNHPELCN05_OLDI_FBHWPEE01_D33 | Residential heating technology - Heat pump, Air-to-water - leasing - apartment complex - existing building - distributed level 0.33 | HOUELC, HOUAMB | HOUETARHN_OLDI_DMD | MKr20 | 2025 | 2.1298 | 0.28751 | 0.31651 | [5 empty] | ETA | I | OLD | 3.1595 |  | RHNHPELC | 2 | 0.33333 | HOUETARHNHPELCN05_OLDI_FBHWPEE01 | 0.75 | HOUETARHNHPELCN05_OLDI | HOUETARHNBHWPEE01_OLDI | BHWPEE01 | HPELCN05 | ETA_OLDI | BHWPEE01_HPELCN05 | 6 | 0 | 1 | New
HOUETARHNHPELCN05_OLDI_FBHWPEE01_D33 | Residential heating technology - Heat pump, Air-to-water - leasing - apartment complex - existing building - distributed level 0.33 | HOUELC, HOUAMB | HOUETARHN_OLDI_DMD | MKr20 | 2030 | 1.8811 | 0.26224 | 0.30167 | [5 empty] | ETA | I | OLD | 3.3149 |  | RHNHPELC | 2 | 0.33333 | HOUETARHNHPELCN05_OLDI_FBHWPEE01 | 0.75 | HOUETARHNHPELCN05_OLDI | HOUETARHNBHWPEE01_OLDI | BHWPEE01 | HPELCN05 | ETA_OLDI | BHWPEE01_HPELCN05 | 6 | 0 | 1 | New
HOUETARHNHPELCN05_OLDI_FBHWPEE01_D33 | Residential heating technology - Heat pump, Air-to-water - leasing - apartment complex - existing building - distributed level 0.33 | HOUELC, HOUAMB | HOUETARHN_OLDI_DMD | MKr20 | 2040 | 1.6848 | 0.24168 | 0.28816 | [5 empty] | ETA | I | OLD | 3.4702 |  | RHNHPELC | 2 | 0.33333 | HOUETARHNHPELCN05_OLDI_FBHWPEE01 | 0.75 | HOUETARHNHPELCN05_OLDI | HOUETARHNBHWPEE01_OLDI | BHWPEE01 | HPELCN05 | ETA_OLDI | BHWPEE01_HPELCN05 | 6 | 0 | 1 | New
HOUETARHNHPELCN05_OLDI_FBHWPEE01_D33 | Residential heating technology - Heat pump, Air-to-water - leasing - apartment complex - existing building - distributed level 0.33 | HOUELC, HOUAMB | HOUETARHN_OLDI_DMD | MKr20 | 2050 | 1.4885 | 0.22111 | 0.27581 | [5 empty] | ETA | I | OLD | 3.6256 |  | RHNHPELC | 2 | 0.33333 | HOUETARHNHPELCN05_OLDI_FBHWPEE01 | 0.75 | HOUETARHNHPELCN05_OLDI | HOUETARHNBHWPEE01_OLDI | BHWPEE01 | HPELCN05 | ETA_OLDI | BHWPEE01_HPELCN05 | 6 | 0 | 1 | New
HOUETARHNHPELCN04_OLDI_FBHWPEE01_D33 | Residential heating technology - Heat pump, Ground source - apartment complex - existing building - distributed level 0.33 | HOUELC, HOUAMB | HOUETARHN_OLDI_DMD | MKr20 | 2020 | 4.4322 | 0.046348 | 0.30167 | [5 empty] | ETA | I | OLD | 3.3149 |  | RHNHPELC | 2 | 0.33333 | HOUETARHNHPELCN04_OLDI_FBHWPEE01 | 0.75 | HOUETARHNHPELCN04_OLDI | HOUETARHNBHWPEE01_OLDI | BHWPEE01 | HPELCN04 | ETA_OLDI | BHWPEE01_HPELCN04 | 6 | 0 | 1 | New
HOUETARHNHPELCN04_OLDI_FBHWPEE01_D33 | Residential heating technology - Heat pump, Ground source - apartment complex - existing building - distributed level 0.33 | HOUELC, HOUAMB | HOUETARHN_OLDI_DMD | MKr20 | 2025 | 4.0998 | 0.045981 | 0.29253 | [5 empty] | ETA | I | OLD | 3.4185 |  | RHNHPELC | 2 | 0.33333 | HOUETARHNHPELCN04_OLDI_FBHWPEE01 | 0.75 | HOUETARHNHPELCN04_OLDI | HOUETARHNBHWPEE01_OLDI | BHWPEE01 | HPELCN04 | ETA_OLDI | BHWPEE01_HPELCN04 | 6 | 0 | 1 | New
HOUETARHNHPELCN04_OLDI_FBHWPEE01_D33 | Residential heating technology - Heat pump, Ground source - apartment complex - existing building - distributed level 0.33 | HOUELC, HOUAMB | HOUETARHN_OLDI_DMD | MKr20 | 2030 | 3.7674 | 0.04558 | 0.28393 | [5 empty] | ETA | I | OLD | 3.522 |  | RHNHPELC | 2 | 0.33333 | HOUETARHNHPELCN04_OLDI_FBHWPEE01 | 0.75 | HOUETARHNHPELCN04_OLDI | HOUETARHNBHWPEE01_OLDI | BHWPEE01 | HPELCN04 | ETA_OLDI | BHWPEE01_HPELCN04 | 6 | 0 | 1 | New
HOUETARHNHPELCN04_OLDI_FBHWPEE01_D33 | Residential heating technology - Heat pump, Ground source - apartment complex - existing building - distributed level 0.33 | HOUELC, HOUAMB | HOUETARHN_OLDI_DMD | MKr20 | 2040 | 3.4848 | 0.044654 | 0.27193 | [5 empty] | ETA | I | OLD | 3.6774 |  | RHNHPELC | 2 | 0.33333 | HOUETARHNHPELCN04_OLDI_FBHWPEE01 | 0.75 | HOUETARHNHPELCN04_OLDI | HOUETARHNBHWPEE01_OLDI | BHWPEE01 | HPELCN04 | ETA_OLDI | BHWPEE01_HPELCN04 | 6 | 0 | 1 | New
HOUETARHNHPELCN04_OLDI_FBHWPEE01_D33 | Residential heating technology - Heat pump, Ground source - apartment complex - existing building - distributed level 0.33 | HOUELC, HOUAMB | HOUETARHN_OLDI_DMD | MKr20 | 2050 | 3.2023 | 0.043711 | 0.26815 | [5 empty] | ETA | I | OLD | 3.7292 |  | RHNHPELC | 2 | 0.33333 | HOUETARHNHPELCN04_OLDI_FBHWPEE01 | 0.75 | HOUETARHNHPELCN04_OLDI | HOUETARHNBHWPEE01_OLDI | BHWPEE01 | HPELCN04 | ETA_OLDI | BHWPEE01_HPELCN04 | 6 | 0 | 1 | New
HOUETARHNHPELCN03_OLDI_FBHWPEE01_D33 | Residential heating technology - Heat pump, Air-to-water - apartment complex - existing building - distributed level 0.33 | HOUELC, HOUAMB | HOUETARHN_OLDI_DMD | MKr20 | 2020 | 4.7571 | 0.074897 | 0.33288 | [5 empty] | ETA | I | OLD | 3.0041 |  | RHNHPELC | 2 | 0.33333 | HOUETARHNHPELCN03_OLDI_FBHWPEE01 | 0.75 | HOUETARHNHPELCN03_OLDI | HOUETARHNBHWPEE01_OLDI | BHWPEE01 | HPELCN03 | ETA_OLDI | BHWPEE01_HPELCN03 | 6 | 0 | 1 | New
HOUETARHNHPELCN03_OLDI_FBHWPEE01_D33 | Residential heating technology - Heat pump, Air-to-water - apartment complex - existing building - distributed level 0.33 | HOUELC, HOUAMB | HOUETARHN_OLDI_DMD | MKr20 | 2025 | 4.2596 | 0.07453 | 0.31651 | [5 empty] | ETA | I | OLD | 3.1595 |  | RHNHPELC | 2 | 0.33333 | HOUETARHNHPELCN03_OLDI_FBHWPEE01 | 0.75 | HOUETARHNHPELCN03_OLDI | HOUETARHNBHWPEE01_OLDI | BHWPEE01 | HPELCN03 | ETA_OLDI | BHWPEE01_HPELCN03 | 6 | 0 | 1 | New
HOUETARHNHPELCN03_OLDI_FBHWPEE01_D33 | Residential heating technology - Heat pump, Air-to-water - apartment complex - existing building - distributed level 0.33 | HOUELC, HOUAMB | HOUETARHN_OLDI_DMD | MKr20 | 2030 | 3.7622 | 0.074129 | 0.30167 | [5 empty] | ETA | I | OLD | 3.3149 |  | RHNHPELC | 2 | 0.33333 | HOUETARHNHPELCN03_OLDI_FBHWPEE01 | 0.75 | HOUETARHNHPELCN03_OLDI | HOUETARHNBHWPEE01_OLDI | BHWPEE01 | HPELCN03 | ETA_OLDI | BHWPEE01_HPELCN03 | 6 | 0 | 1 | New
HOUETARHNHPELCN03_OLDI_FBHWPEE01_D33 | Residential heating technology - Heat pump, Air-to-water - apartment complex - existing building - distributed level 0.33 | HOUELC, HOUAMB | HOUETARHN_OLDI_DMD | MKr20 | 2040 | 3.3696 | 0.073203 | 0.28816 | [5 empty] | ETA | I | OLD | 3.4702 |  | RHNHPELC | 2 | 0.33333 | HOUETARHNHPELCN03_OLDI_FBHWPEE01 | 0.75 | HOUETARHNHPELCN03_OLDI | HOUETARHNBHWPEE01_OLDI | BHWPEE01 | HPELCN03 | ETA_OLDI | BHWPEE01_HPELCN03 | 6 | 0 | 1 | New
HOUETARHNHPELCN03_OLDI_FBHWPEE01_D33 | Residential heating technology - Heat pump, Air-to-water - apartment complex - existing building - distributed level 0.33 | HOUELC, HOUAMB | HOUETARHN_OLDI_DMD | MKr20 | 2050 | 2.9771 | 0.07226 | 0.27581 | [5 empty] | ETA | I | OLD | 3.6256 |  | RHNHPELC | 2 | 0.33333 | HOUETARHNHPELCN03_OLDI_FBHWPEE01 | 0.75 | HOUETARHNHPELCN03_OLDI | HOUETARHNBHWPEE01_OLDI | BHWPEE01 | HPELCN03 | ETA_OLDI | BHWPEE01_HPELCN03 | 6 | 0 | 1 | New
HOUETARHNHPELCN02_OLDI_FBHWPEE01_D33 | Residential heating technology - Heat pump, Air-to-air - single-family house - existing building - distributed level 0.33 | HOUELC, HOUAMB | HOUETARHN_OLDI_DMD | MKr20 | 2020 | 1.9871 | 0.15994 | 0.19904 | [5 empty] | ETA | I | OLD | 5.0241 |  | RHNHPELC | 2 | 0.33333 | HOUETARHNHPELCN02_OLDI_FBHWPEE01 | 0.75 | HOUETARHNHPELCN02_OLDI | HOUETARHNBHWPEE01_OLDI | BHWPEE01 | HPELCN02 | ETA_OLDI | BHWPEE01_HPELCN02 | 5 | 0 | 1.1 | Unlikely
HOUETARHNHPELCN02_OLDI_FBHWPEE01_D33 | Residential heating technology - Heat pump, Air-to-air - single-family house - existing building - distributed level 0.33 | HOUELC, HOUAMB | HOUETARHN_OLDI_DMD | MKr20 | 2025 | 1.9385 | 0.10866 | 0.18928 | [5 empty] | ETA | I | OLD | 5.2831 |  | RHNHPELC | 2 | 0.33333 | HOUETARHNHPELCN02_OLDI_FBHWPEE01 | 0.75 | HOUETARHNHPELCN02_OLDI | HOUETARHNBHWPEE01_OLDI | BHWPEE01 | HPELCN02 | ETA_OLDI | BHWPEE01_HPELCN02 | 5 | 0 | 1.1 | Unlikely
HOUETARHNHPELCN02_OLDI_FBHWPEE01_D33 | Residential heating technology - Heat pump, Air-to-air - single-family house - existing building - distributed level 0.33 | HOUELC, HOUAMB | HOUETARHN_OLDI_DMD | MKr20 | 2030 | 1.8899 | 0.10666 | 0.18214 | [5 empty] | ETA | I | OLD | 5.4902 |  | RHNHPELC | 2 | 0.33333 | HOUETARHNHPELCN02_OLDI_FBHWPEE01 | 0.75 | HOUETARHNHPELCN02_OLDI | HOUETARHNBHWPEE01_OLDI | BHWPEE01 | HPELCN02 | ETA_OLDI | BHWPEE01_HPELCN02 | 5 | 0 | 1.1 | Unlikely
HOUETARHNHPELCN02_OLDI_FBHWPEE01_D33 | Residential heating technology - Heat pump, Air-to-air - single-family house - existing building - distributed level 0.33 | HOUELC, HOUAMB | HOUETARHN_OLDI_DMD | MKr20 | 2040 | 1.7998 | 0.10293 | 0.17552 | [5 empty] | ETA | I | OLD | 5.6974 |  | RHNHPELC | 2 | 0.33333 | HOUETARHNHPELCN02_OLDI_FBHWPEE01 | 0.75 | HOUETARHNHPELCN02_OLDI | HOUETARHNBHWPEE01_OLDI | BHWPEE01 | HPELCN02 | ETA_OLDI | BHWPEE01_HPELCN02 | 5 | 0 | 1.1 | Unlikely
HOUETARHNHPELCN02_OLDI_FBHWPEE01_D33 | Residential heating technology - Heat pump, Air-to-air - single-family house - existing building - distributed level 0.33 | HOUELC, HOUAMB | HOUETARHN_OLDI_DMD | MKr20 | 2050 | 1.7097 | 0.099207 | 0.17238 | [5 empty] | ETA | I | OLD | 5.801 |  | RHNHPELC | 2 | 0.33333 | HOUETARHNHPELCN02_OLDI_FBHWPEE01 | 0.75 | HOUETARHNHPELCN02_OLDI | HOUETARHNBHWPEE01_OLDI | BHWPEE01 | HPELCN02 | ETA_OLDI | BHWPEE01_HPELCN02 | 5 | 0 | 1.1 | Unlikely
HOUETARHNDIELCN06_OLDI_FBHWPEE01_D33 | Residential heating technology - Electric heating - electric panel from Bauhaus - apartment complex - new building - distributed level 0.33 | HOUELC | HOUETARHN_OLDI_DMD | MKr20 | 2020 | 0.56157 | 0 | [6 empty] | ETA | I | OLD |  |  | RHNDIELC | 2 | 0.33333 | HOUETARHNDIELCN06_OLDI_FBHWPEE01 | 0.75 | HOUETARHNDIELCN06_OLDI | HOUETARHNBHWPEE01_OLDI | BHWPEE01 | DIELCN06 | ETA_OLDI | BHWPEE01_DIELCN06 | 5 | 0 | 1.1 | Unlikely
HOUETARHNDIELCN06_OLDI_FBHWPEE01_D33 | Residential heating technology - Electric heating - electric panel from Bauhaus - apartment complex - new building - distributed level 0.33 | HOUELC | HOUETARHN_OLDI_DMD | MKr20 | 2025 | 0.56157 | 0 | [6 empty] | ETA | I | OLD |  |  | RHNDIELC | 2 | 0.33333 | HOUETARHNDIELCN06_OLDI_FBHWPEE01 | 0.75 | HOUETARHNDIELCN06_OLDI | HOUETARHNBHWPEE01_OLDI | BHWPEE01 | DIELCN06 | ETA_OLDI | BHWPEE01_DIELCN06 | 5 | 0 | 1.1 | Unlikely
HOUETARHNDIELCN06_OLDI_FBHWPEE01_D33 | Residential heating technology - Electric heating - electric panel from Bauhaus - apartment complex - new building - distributed level 0.33 | HOUELC | HOUETARHN_OLDI_DMD | MKr20 | 2030 | 0.56157 | 0 | [6 empty] | ETA | I | OLD |  |  | RHNDIELC | 2 | 0.33333 | HOUETARHNDIELCN06_OLDI_FBHWPEE01 | 0.75 | HOUETARHNDIELCN06_OLDI | HOUETARHNBHWPEE01_OLDI | BHWPEE01 | DIELCN06 | ETA_OLDI | BHWPEE01_DIELCN06 | 5 | 0 | 1.1 | Unlikely
HOUETARHNDIELCN06_OLDI_FBHWPEE01_D33 | Residential heating technology - Electric heating - electric panel from Bauhaus - apartment complex - new building - distributed level 0.33 | HOUELC | HOUETARHN_OLDI_DMD | MKr20 | 2040 | 0.56157 | 0 | [6 empty] | ETA | I | OLD |  |  | RHNDIELC | 2 | 0.33333 | HOUETARHNDIELCN06_OLDI_FBHWPEE01 | 0.75 | HOUETARHNDIELCN06_OLDI | HOUETARHNBHWPEE01_OLDI | BHWPEE01 | DIELCN06 | ETA_OLDI | BHWPEE01_DIELCN06 | 5 | 0 | 1.1 | Unlikely
HOUETARHNDIELCN06_OLDI_FBHWPEE01_D33 | Residential heating technology - Electric heating - electric panel from Bauhaus - apartment complex - new building - distributed level 0.33 | HOUELC | HOUETARHN_OLDI_DMD | MKr20 | 2050 | 0.56157 | 0 | [6 empty] | ETA | I | OLD |  |  | RHNDIELC | 2 | 0.33333 | HOUETARHNDIELCN06_OLDI_FBHWPEE01 | 0.75 | HOUETARHNDIELCN06_OLDI | HOUETARHNBHWPEE01_OLDI | BHWPEE01 | DIELCN06 | ETA_OLDI | BHWPEE01_DIELCN06 | 5 | 0 | 1.1 | Unlikely
HOUETARHNDIELCN01_OLDI_FBHWPEE01_D33 | Residential heating technology - Electric heating - apartment complex - new building - distributed level 0.33 | HOUELC | HOUETARHN_OLDI_DMD | MKr20 | 2020 | 5.2158 | 0.0021178 | [6 empty] | ETA | I | OLD |  |  | RHNDIELC | 2 | 0.33333 | HOUETARHNDIELCN01_OLDI_FBHWPEE01 | 0.75 | HOUETARHNDIELCN01_OLDI | HOUETARHNBHWPEE01_OLDI | BHWPEE01 | DIELCN01 | ETA_OLDI | BHWPEE01_DIELCN01 | 5 | 0 | 1.1 | Unlikely
HOUETARHNDIELCN01_OLDI_FBHWPEE01_D33 | Residential heating technology - Electric heating - apartment complex - new building - distributed level 0.33 | HOUELC | HOUETARHN_OLDI_DMD | MKr20 | 2025 | 5.0867 | 0.0020313 | [6 empty] | ETA | I | OLD |  |  | RHNDIELC | 2 | 0.33333 | HOUETARHNDIELCN01_OLDI_FBHWPEE01 | 0.75 | HOUETARHNDIELCN01_OLDI | HOUETARHNBHWPEE01_OLDI | BHWPEE01 | DIELCN01 | ETA_OLDI | BHWPEE01_DIELCN01 | 5 | 0 | 1.1 | Unlikely
HOUETARHNDIELCN01_OLDI_FBHWPEE01_D33 | Residential heating technology - Electric heating - apartment complex - new building - distributed level 0.33 | HOUELC | HOUETARHN_OLDI_DMD | MKr20 | 2030 | 4.9608 | 0.0019881 | [6 empty] | ETA | I | OLD |  |  | RHNDIELC | 2 | 0.33333 | HOUETARHNDIELCN01_OLDI_FBHWPEE01 | 0.75 | HOUETARHNDIELCN01_OLDI | HOUETARHNBHWPEE01_OLDI | BHWPEE01 | DIELCN01 | ETA_OLDI | BHWPEE01_DIELCN01 | 5 | 0 | 1.1 | Unlikely
HOUETARHNDIELCN01_OLDI_FBHWPEE01_D33 | Residential heating technology - Electric heating - apartment complex - new building - distributed level 0.33 | HOUELC | HOUETARHN_OLDI_DMD | MKr20 | 2040 | 4.7183 | 0.0019017 | [6 empty] | ETA | I | OLD |  |  | RHNDIELC | 2 | 0.33333 | HOUETARHNDIELCN01_OLDI_FBHWPEE01 | 0.75 | HOUETARHNDIELCN01_OLDI | HOUETARHNBHWPEE01_OLDI | BHWPEE01 | DIELCN01 | ETA_OLDI | BHWPEE01_DIELCN01 | 5 | 0 | 1.1 | Unlikely
HOUETARHNDIELCN01_OLDI_FBHWPEE01_D33 | Residential heating technology - Electric heating - apartment complex - new building - distributed level 0.33 | HOUELC | HOUETARHN_OLDI_DMD | MKr20 | 2050 | 4.4876 | 0.0018152 | [6 empty] | ETA | I | OLD |  |  | RHNDIELC | 2 | 0.33333 | HOUETARHNDIELCN01_OLDI_FBHWPEE01 | 0.75 | HOUETARHNDIELCN01_OLDI | HOUETARHNBHWPEE01_OLDI | BHWPEE01 | DIELCN01 | ETA_OLDI | BHWPEE01_DIELCN01 | 5 | 0 | 1.1 | Unlikely
HOUETARHNBHWPEN01_OLDI_FBHWPEE01_D33 | Residential heating technology - Biomass boiler, automatic stoking , wood pellets or wood chips - apartment complex - existing building - distributed level 0.33 | HOUWPE | HOUETARHN_OLDI_DMD | MKr20 | 2020 | 1.3692 | 0.025956 |  | 25 | 14 | 70 | 2 | 4 | ETA | I | OLD |  |  | RHNBHWPE | 2 | 0.33333 | HOUETARHNBHWPEN01_OLDI_FBHWPEE01 | 0.75 | HOUETARHNBHWPEN01_OLDI | HOUETARHNBHWPEE01_OLDI | BHWPEE01 | BHWPEN01 | ETA_OLDI | BHWPEE01_BHWPEN01 | 2 | 0 | 0.9 | Same
HOUETARHNBHWPEN01_OLDI_FBHWPEE01_D33 | Residential heating technology - Biomass boiler, automatic stoking , wood pellets or wood chips - apartment complex - existing building - distributed level 0.33 | HOUWPE | HOUETARHN_OLDI_DMD | MKr20 | 2025 | 1.3353 | 0.025772 |  | 25 | 14 | 60 | 2 | 4 | ETA | I | OLD |  |  | RHNBHWPE | 2 | 0.33333 | HOUETARHNBHWPEN01_OLDI_FBHWPEE01 | 0.75 | HOUETARHNBHWPEN01_OLDI | HOUETARHNBHWPEE01_OLDI | BHWPEE01 | BHWPEN01 | ETA_OLDI | BHWPEE01_BHWPEN01 | 2 | 0 | 0.9 | Same
HOUETARHNBHWPEN01_OLDI_FBHWPEE01_D33 | Residential heating technology - Biomass boiler, automatic stoking , wood pellets or wood chips - apartment complex - existing building - distributed level 0.33 | HOUWPE | HOUETARHN_OLDI_DMD | MKr20 | 2030 | 1.3023 | 0.025887 |  | 25 | 11 | 50 | 1 | 4 | ETA | I | OLD |  |  | RHNBHWPE | 2 | 0.33333 | HOUETARHNBHWPEN01_OLDI_FBHWPEE01 | 0.75 | HOUETARHNBHWPEN01_OLDI | HOUETARHNBHWPEE01_OLDI | BHWPEE01 | BHWPEN01 | ETA_OLDI | BHWPEE01_BHWPEN01 | 2 | 0 | 0.9 | Same
HOUETARHNBHWPEN01_OLDI_FBHWPEE01_D33 | Residential heating technology - Biomass boiler, automatic stoking , wood pellets or wood chips - apartment complex - existing building - distributed level 0.33 | HOUWPE | HOUETARHN_OLDI_DMD | MKr20 | 2040 | 1.2386 | 0.025061 |  | 25 | 9 | 45 | 1 | 4 | ETA | I | OLD |  |  | RHNBHWPE | 2 | 0.33333 | HOUETARHNBHWPEN01_OLDI_FBHWPEE01 | 0.75 | HOUETARHNBHWPEN01_OLDI | HOUETARHNBHWPEE01_OLDI | BHWPEE01 | BHWPEN01 | ETA_OLDI | BHWPEE01_BHWPEN01 | 2 | 0 | 0.9 | Same
HOUETARHNBHWPEN01_OLDI_FBHWPEE01_D33 | Residential heating technology - Biomass boiler, automatic stoking , wood pellets or wood chips - apartment complex - existing building - distributed level 0.33 | HOUWPE | HOUETARHN_OLDI_DMD | MKr20 | 2050 | 1.178 | 0.023982 |  | 25 | 9 | 40 | 0 | 4 | ETA | I | OLD |  |  | RHNBHWPE | 2 | 0.33333 | HOUETARHNBHWPEN01_OLDI_FBHWPEE01 | 0.75 | HOUETARHNBHWPEN01_OLDI | HOUETARHNBHWPEE01_OLDI | BHWPEE01 | BHWPEN01 | ETA_OLDI | BHWPEE01_BHWPEN01 | 2 | 0 | 0.9 | Same
HOUETARHNBHSOLN01_OLDI_FBHWPEE01_D33 | Residential heating technology - Solar heating system - apartment complex - existing building - distributed level 0.33 | HOUSOL | HOUETARHN_OLDI_DMD | MKr20 | 2020 | 4.401 | 0.020597 | [6 empty] | ETA | I | OLD |  |  | RHNBHSOL | 2 | 0.33333 | HOUETARHNBHSOLN01_OLDI_FBHWPEE01 | 0.75 | HOUETARHNBHSOLN01_OLDI | HOUETARHNBHWPEE01_OLDI | BHWPEE01 | BHSOLN01 | ETA_OLDI | BHWPEE01_BHSOLN01 | 5 | 0 | 1.1 | Unlikely
HOUETARHNBHSOLN01_OLDI_FBHWPEE01_D33 | Residential heating technology - Solar heating system - apartment complex - existing building - distributed level 0.33 | HOUSOL | HOUETARHN_OLDI_DMD | MKr20 | 2025 | 4.2109 | 0.021832 | [6 empty] | ETA | I | OLD |  |  | RHNBHSOL | 2 | 0.33333 | HOUETARHNBHSOLN01_OLDI_FBHWPEE01 | 0.75 | HOUETARHNBHSOLN01_OLDI | HOUETARHNBHWPEE01_OLDI | BHWPEE01 | BHSOLN01 | ETA_OLDI | BHWPEE01_BHSOLN01 | 5 | 0 | 1.1 | Unlikely
HOUETARHNBHSOLN01_OLDI_FBHWPEE01_D33 | Residential heating technology - Solar heating system - apartment complex - existing building - distributed level 0.33 | HOUSOL | HOUETARHN_OLDI_DMD | MKr20 | 2030 | 4.0207 | 0.022301 | [6 empty] | ETA | I | OLD |  |  | RHNBHSOL | 2 | 0.33333 | HOUETARHNBHSOLN01_OLDI_FBHWPEE01 | 0.75 | HOUETARHNBHSOLN01_OLDI | HOUETARHNBHWPEE01_OLDI | BHWPEE01 | BHSOLN01 | ETA_OLDI | BHWPEE01_BHSOLN01 | 5 | 0 | 1.1 | Unlikely
HOUETARHNBHSOLN01_OLDI_FBHWPEE01_D33 | Residential heating technology - Solar heating system - apartment complex - existing building - distributed level 0.33 | HOUSOL | HOUETARHN_OLDI_DMD | MKr20 | 2040 | 3.8305 | 0.021696 | [6 empty] | ETA | I | OLD |  |  | RHNBHSOL | 2 | 0.33333 | HOUETARHNBHSOLN01_OLDI_FBHWPEE01 | 0.75 | HOUETARHNBHSOLN01_OLDI | HOUETARHNBHWPEE01_OLDI | BHWPEE01 | BHSOLN01 | ETA_OLDI | BHWPEE01_BHSOLN01 | 5 | 0 | 1.1 | Unlikely
HOUETARHNBHSOLN01_OLDI_FBHWPEE01_D33 | Residential heating technology - Solar heating system - apartment complex - existing building - distributed level 0.33 | HOUSOL | HOUETARHN_OLDI_DMD | MKr20 | 2050 | 3.6403 | 0.020597 | [6 empty] | ETA | I | OLD |  |  | RHNBHSOL | 2 | 0.33333 | HOUETARHNBHSOLN01_OLDI_FBHWPEE01 | 0.75 | HOUETARHNBHSOLN01_OLDI | HOUETARHNBHWPEE01_OLDI | BHWPEE01 | BHSOLN01 | ETA_OLDI | BHWPEE01_BHSOLN01 | 5 | 0 | 1.1 | Unlikely
HOUETARHNBHDHDN09_OLDI_FBHWPEE01_D33 | Residential heating technology - Direct district heating substation - plus connection pipe - plus distribution (heating density: low ) - apartment complex - existing building - distributed level 0.33 | HOUDHD | HOUETARHN_OLDI_DMD | MKr20 | 2020 | 0.39811 | 0.0015352 | [6 empty] | ETA | I | OLD |  |  | RHNBHDHD | 2 | 0.33333 | HOUETARHNBHDHDN09_OLDI_FBHWPEE01 | 0.75 | HOUETARHNBHDHDN09_OLDI | HOUETARHNBHWPEE01_OLDI | BHWPEE01 | BHDHDN09 | ETA_OLDI | BHWPEE01_BHDHDN09 | 6 | 0 | 1 | New
HOUETARHNBHDHDN09_OLDI_FBHWPEE01_D33 | Residential heating technology - Direct district heating substation - plus connection pipe - plus distribution (heating density: low ) - apartment complex - existing building - distributed level 0.33 | HOUDHD | HOUETARHN_OLDI_DMD | MKr20 | 2025 | 0.39284 | 0.0015559 | [6 empty] | ETA | I | OLD |  |  | RHNBHDHD | 2 | 0.33333 | HOUETARHNBHDHDN09_OLDI_FBHWPEE01 | 0.75 | HOUETARHNBHDHDN09_OLDI | HOUETARHNBHWPEE01_OLDI | BHWPEE01 | BHDHDN09 | ETA_OLDI | BHWPEE01_BHDHDN09 | 6 | 0 | 1 | New
HOUETARHNBHDHDN09_OLDI_FBHWPEE01_D33 | Residential heating technology - Direct district heating substation - plus connection pipe - plus distribution (heating density: low ) - apartment complex - existing building - distributed level 0.33 | HOUDHD | HOUETARHN_OLDI_DMD | MKr20 | 2030 | 0.3877 | 0.001533 | [6 empty] | ETA | I | OLD |  |  | RHNBHDHD | 2 | 0.33333 | HOUETARHNBHDHDN09_OLDI_FBHWPEE01 | 0.75 | HOUETARHNBHDHDN09_OLDI | HOUETARHNBHWPEE01_OLDI | BHWPEE01 | BHDHDN09 | ETA_OLDI | BHWPEE01_BHDHDN09 | 6 | 0 | 1 | New
HOUETARHNBHDHDN09_OLDI_FBHWPEE01_D33 | Residential heating technology - Direct district heating substation - plus connection pipe - plus distribution (heating density: low ) - apartment complex - existing building - distributed level 0.33 | HOUDHD | HOUETARHN_OLDI_DMD | MKr20 | 2040 | 0.37779 | 0.0014865 | [6 empty] | ETA | I | OLD |  |  | RHNBHDHD | 2 | 0.33333 | HOUETARHNBHDHDN09_OLDI_FBHWPEE01 | 0.75 | HOUETARHNBHDHDN09_OLDI | HOUETARHNBHWPEE01_OLDI | BHWPEE01 | BHDHDN09 | ETA_OLDI | BHWPEE01_BHDHDN09 | 6 | 0 | 1 | New
HOUETARHNBHDHDN09_OLDI_FBHWPEE01_D33 | Residential heating technology - Direct district heating substation - plus connection pipe - plus distribution (heating density: low ) - apartment complex - existing building - distributed level 0.33 | HOUDHD | HOUETARHN_OLDI_DMD | MKr20 | 2050 | 0.36838 | 0.0014271 | [6 empty] | ETA | I | OLD |  |  | RHNBHDHD | 2 | 0.33333 | HOUETARHNBHDHDN09_OLDI_FBHWPEE01 | 0.75 | HOUETARHNBHDHDN09_OLDI | HOUETARHNBHWPEE01_OLDI | BHWPEE01 | BHDHDN09 | ETA_OLDI | BHWPEE01_BHDHDN09 | 6 | 0 | 1 | New
HOUETARHNBHDHDN07_OLDI_FBHWPEE01_D33 | Residential heating technology - Direct district heating substation - plus connection pipe - plus distribution (heating density: medium ) - apartment complex - existing building - distributed level 0.33 | HOUDHD | HOUETARHN_OLDI_DMD | MKr20 | 2020 | 0.34009 | 0.0015352 | [6 empty] | ETA | I | OLD |  |  | RHNBHDHD | 2 | 0.33333 | HOUETARHNBHDHDN07_OLDI_FBHWPEE01 | 0.75 | HOUETARHNBHDHDN07_OLDI | HOUETARHNBHWPEE01_OLDI | BHWPEE01 | BHDHDN07 | ETA_OLDI | BHWPEE01_BHDHDN07 | 6 | 0 | 1 | New
HOUETARHNBHDHDN07_OLDI_FBHWPEE01_D33 | Residential heating technology - Direct district heating substation - plus connection pipe - plus distribution (heating density: medium ) - apartment complex - existing building - distributed level 0.33 | HOUDHD | HOUETARHN_OLDI_DMD | MKr20 | 2025 | 0.33482 | 0.0015559 | [6 empty] | ETA | I | OLD |  |  | RHNBHDHD | 2 | 0.33333 | HOUETARHNBHDHDN07_OLDI_FBHWPEE01 | 0.75 | HOUETARHNBHDHDN07_OLDI | HOUETARHNBHWPEE01_OLDI | BHWPEE01 | BHDHDN07 | ETA_OLDI | BHWPEE01_BHDHDN07 | 6 | 0 | 1 | New
HOUETARHNBHDHDN07_OLDI_FBHWPEE01_D33 | Residential heating technology - Direct district heating substation - plus connection pipe - plus distribution (heating density: medium ) - apartment complex - existing building - distributed level 0.33 | HOUDHD | HOUETARHN_OLDI_DMD | MKr20 | 2030 | 0.32968 | 0.001533 | [6 empty] | ETA | I | OLD |  |  | RHNBHDHD | 2 | 0.33333 | HOUETARHNBHDHDN07_OLDI_FBHWPEE01 | 0.75 | HOUETARHNBHDHDN07_OLDI | HOUETARHNBHWPEE01_OLDI | BHWPEE01 | BHDHDN07 | ETA_OLDI | BHWPEE01_BHDHDN07 | 6 | 0 | 1 | New
HOUETARHNBHDHDN07_OLDI_FBHWPEE01_D33 | Residential heating technology - Direct district heating substation - plus connection pipe - plus distribution (heating density: medium ) - apartment complex - existing building - distributed level 0.33 | HOUDHD | HOUETARHN_OLDI_DMD | MKr20 | 2040 | 0.31978 | 0.0014865 | [6 empty] | ETA | I | OLD |  |  | RHNBHDHD | 2 | 0.33333 | HOUETARHNBHDHDN07_OLDI_FBHWPEE01 | 0.75 | HOUETARHNBHDHDN07_OLDI | HOUETARHNBHWPEE01_OLDI | BHWPEE01 | BHDHDN07 | ETA_OLDI | BHWPEE01_BHDHDN07 | 6 | 0 | 1 | New
HOUETARHNBHDHDN07_OLDI_FBHWPEE01_D33 | Residential heating technology - Direct district heating substation - plus connection pipe - plus distribution (heating density: medium ) - apartment complex - existing building - distributed level 0.33 | HOUDHD | HOUETARHN_OLDI_DMD | MKr20 | 2050 | 0.31036 | 0.0014271 | [6 empty] | ETA | I | OLD |  |  | RHNBHDHD | 2 | 0.33333 | HOUETARHNBHDHDN07_OLDI_FBHWPEE01 | 0.75 | HOUETARHNBHDHDN07_OLDI | HOUETARHNBHWPEE01_OLDI | BHWPEE01 | BHDHDN07 | ETA_OLDI | BHWPEE01_BHDHDN07 | 6 | 0 | 1 | New
HOUETARHNBHDHDN05_OLDI_FBHWPEE01_D33 | Residential heating technology - Direct district heating substation - plus connection pipe - plus distribution (heating density: high ) - apartment complex - existing building - distributed level 0.33 | HOUDHD | HOUETARHN_OLDI_DMD | MKr20 | 2020 | 0.28208 | 0.0015352 | [6 empty] | ETA | I | OLD |  |  | RHNBHDHD | 2 | 0.33333 | HOUETARHNBHDHDN05_OLDI_FBHWPEE01 | 0.75 | HOUETARHNBHDHDN05_OLDI | HOUETARHNBHWPEE01_OLDI | BHWPEE01 | BHDHDN05 | ETA_OLDI | BHWPEE01_BHDHDN05 | 6 | 0 | 1 | New
HOUETARHNBHDHDN05_OLDI_FBHWPEE01_D33 | Residential heating technology - Direct district heating substation - plus connection pipe - plus distribution (heating density: high ) - apartment complex - existing building - distributed level 0.33 | HOUDHD | HOUETARHN_OLDI_DMD | MKr20 | 2025 | 0.27681 | 0.0015559 | [6 empty] | ETA | I | OLD |  |  | RHNBHDHD | 2 | 0.33333 | HOUETARHNBHDHDN05_OLDI_FBHWPEE01 | 0.75 | HOUETARHNBHDHDN05_OLDI | HOUETARHNBHWPEE01_OLDI | BHWPEE01 | BHDHDN05 | ETA_OLDI | BHWPEE01_BHDHDN05 | 6 | 0 | 1 | New
HOUETARHNBHDHDN05_OLDI_FBHWPEE01_D33 | Residential heating technology - Direct district heating substation - plus connection pipe - plus distribution (heating density: high ) - apartment complex - existing building - distributed level 0.33 | HOUDHD | HOUETARHN_OLDI_DMD | MKr20 | 2030 | 0.27167 | 0.001533 | [6 empty] | ETA | I | OLD |  |  | RHNBHDHD | 2 | 0.33333 | HOUETARHNBHDHDN05_OLDI_FBHWPEE01 | 0.75 | HOUETARHNBHDHDN05_OLDI | HOUETARHNBHWPEE01_OLDI | BHWPEE01 | BHDHDN05 | ETA_OLDI | BHWPEE01_BHDHDN05 | 6 | 0 | 1 | New
HOUETARHNBHDHDN05_OLDI_FBHWPEE01_D33 | Residential heating technology - Direct district heating substation - plus connection pipe - plus distribution (heating density: high ) - apartment complex - existing building - distributed level 0.33 | HOUDHD | HOUETARHN_OLDI_DMD | MKr20 | 2040 | 0.26177 | 0.0014865 | [6 empty] | ETA | I | OLD |  |  | RHNBHDHD | 2 | 0.33333 | HOUETARHNBHDHDN05_OLDI_FBHWPEE01 | 0.75 | HOUETARHNBHDHDN05_OLDI | HOUETARHNBHWPEE01_OLDI | BHWPEE01 | BHDHDN05 | ETA_OLDI | BHWPEE01_BHDHDN05 | 6 | 0 | 1 | New
HOUETARHNBHDHDN05_OLDI_FBHWPEE01_D33 | Residential heating technology - Direct district heating substation - plus connection pipe - plus distribution (heating density: high ) - apartment complex - existing building - distributed level 0.33 | HOUDHD | HOUETARHN_OLDI_DMD | MKr20 | 2050 | 0.25235 | 0.0014271 | [6 empty] | ETA | I | OLD |  |  | RHNBHDHD | 2 | 0.33333 | HOUETARHNBHDHDN05_OLDI_FBHWPEE01 | 0.75 | HOUETARHNBHDHDN05_OLDI | HOUETARHNBHWPEE01_OLDI | BHWPEE01 | BHDHDN05 | ETA_OLDI | BHWPEE01_BHDHDN05 | 6 | 0 | 1 | New
HOUETARHNBHDHCN09_OLDI_FBHWPEE01_D33 | Residential heating technology - Direct district heating substation - plus connection pipe - plus distribution (heating density: low ) - apartment complex - existing building - distributed level 0.33 | HOUDHC | HOUETARHN_OLDI_DMD | MKr20 | 2020 | 0.39811 | 0.0015352 | [6 empty] | ETA | I | OLD |  |  | RHNBHDHC | 2 | 0.33333 | HOUETARHNBHDHCN09_OLDI_FBHWPEE01 | 0.75 | HOUETARHNBHDHCN09_OLDI | HOUETARHNBHWPEE01_OLDI | BHWPEE01 | BHDHCN09 | ETA_OLDI | BHWPEE01_BHDHCN09 | 6 | 0 | 1 | New
HOUETARHNBHDHCN09_OLDI_FBHWPEE01_D33 | Residential heating technology - Direct district heating substation - plus connection pipe - plus distribution (heating density: low ) - apartment complex - existing building - distributed level 0.33 | HOUDHC | HOUETARHN_OLDI_DMD | MKr20 | 2025 | 0.39284 | 0.0015559 | [6 empty] | ETA | I | OLD |  |  | RHNBHDHC | 2 | 0.33333 | HOUETARHNBHDHCN09_OLDI_FBHWPEE01 | 0.75 | HOUETARHNBHDHCN09_OLDI | HOUETARHNBHWPEE01_OLDI | BHWPEE01 | BHDHCN09 | ETA_OLDI | BHWPEE01_BHDHCN09 | 6 | 0 | 1 | New
HOUETARHNBHDHCN09_OLDI_FBHWPEE01_D33 | Residential heating technology - Direct district heating substation - plus connection pipe - plus distribution (heating density: low ) - apartment complex - existing building - distributed level 0.33 | HOUDHC | HOUETARHN_OLDI_DMD | MKr20 | 2030 | 0.3877 | 0.001533 | [6 empty] | ETA | I | OLD |  |  | RHNBHDHC | 2 | 0.33333 | HOUETARHNBHDHCN09_OLDI_FBHWPEE01 | 0.75 | HOUETARHNBHDHCN09_OLDI | HOUETARHNBHWPEE01_OLDI | BHWPEE01 | BHDHCN09 | ETA_OLDI | BHWPEE01_BHDHCN09 | 6 | 0 | 1 | New
HOUETARHNBHDHCN09_OLDI_FBHWPEE01_D33 | Residential heating technology - Direct district heating substation - plus connection pipe - plus distribution (heating density: low ) - apartment complex - existing building - distributed level 0.33 | HOUDHC | HOUETARHN_OLDI_DMD | MKr20 | 2040 | 0.37779 | 0.0014865 | [6 empty] | ETA | I | OLD |  |  | RHNBHDHC | 2 | 0.33333 | HOUETARHNBHDHCN09_OLDI_FBHWPEE01 | 0.75 | HOUETARHNBHDHCN09_OLDI | HOUETARHNBHWPEE01_OLDI | BHWPEE01 | BHDHCN09 | ETA_OLDI | BHWPEE01_BHDHCN09 | 6 | 0 | 1 | New
HOUETARHNBHDHCN09_OLDI_FBHWPEE01_D33 | Residential heating technology - Direct district heating substation - plus connection pipe - plus distribution (heating density: low ) - apartment complex - existing building - distributed level 0.33 | HOUDHC | HOUETARHN_OLDI_DMD | MKr20 | 2050 | 0.36838 | 0.0014271 | [6 empty] | ETA | I | OLD |  |  | RHNBHDHC | 2 | 0.33333 | HOUETARHNBHDHCN09_OLDI_FBHWPEE01 | 0.75 | HOUETARHNBHDHCN09_OLDI | HOUETARHNBHWPEE01_OLDI | BHWPEE01 | BHDHCN09 | ETA_OLDI | BHWPEE01_BHDHCN09 | 6 | 0 | 1 | New
HOUETARHNBHDHCN07_OLDI_FBHWPEE01_D33 | Residential heating technology - Direct district heating substation - plus connection pipe - plus distribution (heating density: medium ) - apartment complex - existing building - distributed level 0.33 | HOUDHC | HOUETARHN_OLDI_DMD | MKr20 | 2020 | 0.34009 | 0.0015352 | [6 empty] | ETA | I | OLD |  |  | RHNBHDHC | 2 | 0.33333 | HOUETARHNBHDHCN07_OLDI_FBHWPEE01 | 0.75 | HOUETARHNBHDHCN07_OLDI | HOUETARHNBHWPEE01_OLDI | BHWPEE01 | BHDHCN07 | ETA_OLDI | BHWPEE01_BHDHCN07 | 6 | 0 | 1 | New
HOUETARHNBHDHCN07_OLDI_FBHWPEE01_D33 | Residential heating technology - Direct district heating substation - plus connection pipe - plus distribution (heating density: medium ) - apartment complex - existing building - distributed level 0.33 | HOUDHC | HOUETARHN_OLDI_DMD | MKr20 | 2025 | 0.33482 | 0.0015559 | [6 empty] | ETA | I | OLD |  |  | RHNBHDHC | 2 | 0.33333 | HOUETARHNBHDHCN07_OLDI_FBHWPEE01 | 0.75 | HOUETARHNBHDHCN07_OLDI | HOUETARHNBHWPEE01_OLDI | BHWPEE01 | BHDHCN07 | ETA_OLDI | BHWPEE01_BHDHCN07 | 6 | 0 | 1 | New
HOUETARHNBHDHCN07_OLDI_FBHWPEE01_D33 | Residential heating technology - Direct district heating substation - plus connection pipe - plus distribution (heating density: medium ) - apartment complex - existing building - distributed level 0.33 | HOUDHC | HOUETARHN_OLDI_DMD | MKr20 | 2030 | 0.32968 | 0.001533 | [6 empty] | ETA | I | OLD |  |  | RHNBHDHC | 2 | 0.33333 | HOUETARHNBHDHCN07_OLDI_FBHWPEE01 | 0.75 | HOUETARHNBHDHCN07_OLDI | HOUETARHNBHWPEE01_OLDI | BHWPEE01 | BHDHCN07 | ETA_OLDI | BHWPEE01_BHDHCN07 | 6 | 0 | 1 | New
HOUETARHNBHDHCN07_OLDI_FBHWPEE01_D33 | Residential heating technology - Direct district heating substation - plus connection pipe - plus distribution (heating density: medium ) - apartment complex - existing building - distributed level 0.33 | HOUDHC | HOUETARHN_OLDI_DMD | MKr20 | 2040 | 0.31978 | 0.0014865 | [6 empty] | ETA | I | OLD |  |  | RHNBHDHC | 2 | 0.33333 | HOUETARHNBHDHCN07_OLDI_FBHWPEE01 | 0.75 | HOUETARHNBHDHCN07_OLDI | HOUETARHNBHWPEE01_OLDI | BHWPEE01 | BHDHCN07 | ETA_OLDI | BHWPEE01_BHDHCN07 | 6 | 0 | 1 | New
HOUETARHNBHDHCN07_OLDI_FBHWPEE01_D33 | Residential heating technology - Direct district heating substation - plus connection pipe - plus distribution (heating density: medium ) - apartment complex - existing building - distributed level 0.33 | HOUDHC | HOUETARHN_OLDI_DMD | MKr20 | 2050 | 0.31036 | 0.0014271 | [6 empty] | ETA | I | OLD |  |  | RHNBHDHC | 2 | 0.33333 | HOUETARHNBHDHCN07_OLDI_FBHWPEE01 | 0.75 | HOUETARHNBHDHCN07_OLDI | HOUETARHNBHWPEE01_OLDI | BHWPEE01 | BHDHCN07 | ETA_OLDI | BHWPEE01_BHDHCN07 | 6 | 0 | 1 | New
HOUETARHNBHDHCN05_OLDI_FBHWPEE01_D33 | Residential heating technology - Direct district heating substation - plus connection pipe - plus distribution (heating density: high ) - apartment complex - existing building - distributed level 0.33 | HOUDHC | HOUETARHN_OLDI_DMD | MKr20 | 2020 | 0.28208 | 0.0015352 | [6 empty] | ETA | I | OLD |  |  | RHNBHDHC | 2 | 0.33333 | HOUETARHNBHDHCN05_OLDI_FBHWPEE01 | 0.75 | HOUETARHNBHDHCN05_OLDI | HOUETARHNBHWPEE01_OLDI | BHWPEE01 | BHDHCN05 | ETA_OLDI | BHWPEE01_BHDHCN05 | 6 | 0 | 1 | New
HOUETARHNBHDHCN05_OLDI_FBHWPEE01_D33 | Residential heating technology - Direct district heating substation - plus connection pipe - plus distribution (heating density: high ) - apartment complex - existing building - distributed level 0.33 | HOUDHC | HOUETARHN_OLDI_DMD | MKr20 | 2025 | 0.27681 | 0.0015559 | [6 empty] | ETA | I | OLD |  |  | RHNBHDHC | 2 | 0.33333 | HOUETARHNBHDHCN05_OLDI_FBHWPEE01 | 0.75 | HOUETARHNBHDHCN05_OLDI | HOUETARHNBHWPEE01_OLDI | BHWPEE01 | BHDHCN05 | ETA_OLDI | BHWPEE01_BHDHCN05 | 6 | 0 | 1 | New
HOUETARHNBHDHCN05_OLDI_FBHWPEE01_D33 | Residential heating technology - Direct district heating substation - plus connection pipe - plus distribution (heating density: high ) - apartment complex - existing building - distributed level 0.33 | HOUDHC | HOUETARHN_OLDI_DMD | MKr20 | 2030 | 0.27167 | 0.001533 | [6 empty] | ETA | I | OLD |  |  | RHNBHDHC | 2 | 0.33333 | HOUETARHNBHDHCN05_OLDI_FBHWPEE01 | 0.75 | HOUETARHNBHDHCN05_OLDI | HOUETARHNBHWPEE01_OLDI | BHWPEE01 | BHDHCN05 | ETA_OLDI | BHWPEE01_BHDHCN05 | 6 | 0 | 1 | New
HOUETARHNBHDHCN05_OLDI_FBHWPEE01_D33 | Residential heating technology - Direct district heating substation - plus connection pipe - plus distribution (heating density: high ) - apartment complex - existing building - distributed level 0.33 | HOUDHC | HOUETARHN_OLDI_DMD | MKr20 | 2040 | 0.26177 | 0.0014865 | [6 empty] | ETA | I | OLD |  |  | RHNBHDHC | 2 | 0.33333 | HOUETARHNBHDHCN05_OLDI_FBHWPEE01 | 0.75 | HOUETARHNBHDHCN05_OLDI | HOUETARHNBHWPEE01_OLDI | BHWPEE01 | BHDHCN05 | ETA_OLDI | BHWPEE01_BHDHCN05 | 6 | 0 | 1 | New
HOUETARHNBHDHCN05_OLDI_FBHWPEE01_D33 | Residential heating technology - Direct district heating substation - plus connection pipe - plus distribution (heating density: high ) - apartment complex - existing building - distributed level 0.33 | HOUDHC | HOUETARHN_OLDI_DMD | MKr20 | 2050 | 0.25235 | 0.0014271 | [6 empty] | ETA | I | OLD |  |  | RHNBHDHC | 2 | 0.33333 | HOUETARHNBHDHCN05_OLDI_FBHWPEE01 | 0.75 | HOUETARHNBHDHCN05_OLDI | HOUETARHNBHWPEE01_OLDI | BHWPEE01 | BHDHCN05 | ETA_OLDI | BHWPEE01_BHDHCN05 | 6 | 0 | 1 | New
HOUPARRHNHPELCN07_OLDC_FBHWPEE01_D33 | Residential heating technology - Heat pump, Air-to-water, low-price product - single-family house - existing building - distributed level 0.33 | HOUELC, HOUAMB | HOUPARRHN_OLDC_DMD | MKr20 | 2020 | 8.4918 | 0.35537 | 0.32178 | [5 empty] | PAR | C | OLD | 3.1077 |  | RHNHPELC | 2 | 0.33333 | HOUPARRHNHPELCN07_OLDC_FBHWPEE01 | 0.75 | HOUPARRHNHPELCN07_OLDC | HOUPARRHNBHWPEE01_OLDC | BHWPEE01 | HPELCN07 | PAR_OLDC | BHWPEE01_HPELCN07 | 6 | 0 | 1 | New
HOUPARRHNHPELCN07_OLDC_FBHWPEE01_D33 | Residential heating technology - Heat pump, Air-to-water, low-price product - single-family house - existing building - distributed level 0.33 | HOUELC, HOUAMB | HOUPARRHN_OLDC_DMD | MKr20 | 2025 | 7.7685 | 0.27257 | 0.30646 | [5 empty] | PAR | C | OLD | 3.2631 |  | RHNHPELC | 2 | 0.33333 | HOUPARRHNHPELCN07_OLDC_FBHWPEE01 | 0.75 | HOUPARRHNHPELCN07_OLDC | HOUPARRHNBHWPEE01_OLDC | BHWPEE01 | HPELCN07 | PAR_OLDC | BHWPEE01_HPELCN07 | 6 | 0 | 1 | New
HOUPARRHNHPELCN07_OLDC_FBHWPEE01_D33 | Residential heating technology - Heat pump, Air-to-water, low-price product - single-family house - existing building - distributed level 0.33 | HOUELC, HOUAMB | HOUPARRHN_OLDC_DMD | MKr20 | 2030 | 7.0451 | 0.26933 | 0.29253 | [5 empty] | PAR | C | OLD | 3.4185 |  | RHNHPELC | 2 | 0.33333 | HOUPARRHNHPELCN07_OLDC_FBHWPEE01 | 0.75 | HOUPARRHNHPELCN07_OLDC | HOUPARRHNBHWPEE01_OLDC | BHWPEE01 | HPELCN07 | PAR_OLDC | BHWPEE01_HPELCN07 | 6 | 0 | 1 | New
HOUPARRHNHPELCN07_OLDC_FBHWPEE01_D33 | Residential heating technology - Heat pump, Air-to-water, low-price product - single-family house - existing building - distributed level 0.33 | HOUELC, HOUAMB | HOUPARRHN_OLDC_DMD | MKr20 | 2040 | 6.4688 | 0.26331 | 0.27981 | [5 empty] | PAR | C | OLD | 3.5738 |  | RHNHPELC | 2 | 0.33333 | HOUPARRHNHPELCN07_OLDC_FBHWPEE01 | 0.75 | HOUPARRHNHPELCN07_OLDC | HOUPARRHNBHWPEE01_OLDC | BHWPEE01 | HPELCN07 | PAR_OLDC | BHWPEE01_HPELCN07 | 6 | 0 | 1 | New
HOUPARRHNHPELCN07_OLDC_FBHWPEE01_D33 | Residential heating technology - Heat pump, Air-to-water, low-price product - single-family house - existing building - distributed level 0.33 | HOUELC, HOUAMB | HOUPARRHN_OLDC_DMD | MKr20 | 2050 | 5.8925 | 0.2573 | 0.27193 | [5 empty] | PAR | C | OLD | 3.6774 |  | RHNHPELC | 2 | 0.33333 | HOUPARRHNHPELCN07_OLDC_FBHWPEE01 | 0.75 | HOUPARRHNHPELCN07_OLDC | HOUPARRHNBHWPEE01_OLDC | BHWPEE01 | HPELCN07 | PAR_OLDC | BHWPEE01_HPELCN07 | 6 | 0 | 1 | New
HOUPARRHNHPELCN05_OLDC_FBHWPEE01_D33 | Residential heating technology - Heat pump, Air-to-water - leasing - single-family house - existing building - distributed level 0.33 | HOUELC, HOUAMB | HOUPARRHN_OLDC_DMD | MKr20 | 2020 | 5.4102 | 0.9839 | 0.30646 | [5 empty] | PAR | C | OLD | 3.2631 |  | RHNHPELC | 2 | 0.33333 | HOUPARRHNHPELCN05_OLDC_FBHWPEE01 | 0.75 | HOUPARRHNHPELCN05_OLDC | HOUPARRHNBHWPEE01_OLDC | BHWPEE01 | HPELCN05 | PAR_OLDC | BHWPEE01_HPELCN05 | 6 | 0 | 1 | New
HOUPARRHNHPELCN05_OLDC_FBHWPEE01_D33 | Residential heating technology - Heat pump, Air-to-water - leasing - single-family house - existing building - distributed level 0.33 | HOUELC, HOUAMB | HOUPARRHN_OLDC_DMD | MKr20 | 2025 | 4.9903 | 0.84862 | 0.29253 | [5 empty] | PAR | C | OLD | 3.4185 |  | RHNHPELC | 2 | 0.33333 | HOUPARRHNHPELCN05_OLDC_FBHWPEE01 | 0.75 | HOUPARRHNHPELCN05_OLDC | HOUPARRHNBHWPEE01_OLDC | BHWPEE01 | HPELCN05 | PAR_OLDC | BHWPEE01_HPELCN05 | 6 | 0 | 1 | New
HOUPARRHNHPELCN05_OLDC_FBHWPEE01_D33 | Residential heating technology - Heat pump, Air-to-water - leasing - single-family house - existing building - distributed level 0.33 | HOUELC, HOUAMB | HOUPARRHN_OLDC_DMD | MKr20 | 2030 | 4.5704 | 0.79289 | 0.27981 | [5 empty] | PAR | C | OLD | 3.5738 |  | RHNHPELC | 2 | 0.33333 | HOUPARRHNHPELCN05_OLDC_FBHWPEE01 | 0.75 | HOUPARRHNHPELCN05_OLDC | HOUPARRHNBHWPEE01_OLDC | BHWPEE01 | HPELCN05 | PAR_OLDC | BHWPEE01_HPELCN05 | 6 | 0 | 1 | New
HOUPARRHNHPELCN05_OLDC_FBHWPEE01_D33 | Residential heating technology - Heat pump, Air-to-water - leasing - single-family house - existing building - distributed level 0.33 | HOUELC, HOUAMB | HOUPARRHN_OLDC_DMD | MKr20 | 2040 | 4.2298 | 0.74431 | 0.26815 | [5 empty] | PAR | C | OLD | 3.7292 |  | RHNHPELC | 2 | 0.33333 | HOUPARRHNHPELCN05_OLDC_FBHWPEE01 | 0.75 | HOUPARRHNHPELCN05_OLDC | HOUPARRHNBHWPEE01_OLDC | BHWPEE01 | HPELCN05 | PAR_OLDC | BHWPEE01_HPELCN05 | 6 | 0 | 1 | New
HOUPARRHNHPELCN05_OLDC_FBHWPEE01_D33 | Residential heating technology - Heat pump, Air-to-water - leasing - single-family house - existing building - distributed level 0.33 | HOUELC, HOUAMB | HOUPARRHN_OLDC_DMD | MKr20 | 2050 | 3.8893 | 0.69572 | 0.26091 | [5 empty] | PAR | C | OLD | 3.8328 |  | RHNHPELC | 2 | 0.33333 | HOUPARRHNHPELCN05_OLDC_FBHWPEE01 | 0.75 | HOUPARRHNHPELCN05_OLDC | HOUPARRHNBHWPEE01_OLDC | BHWPEE01 | HPELCN05 | PAR_OLDC | BHWPEE01_HPELCN05 | 6 | 0 | 1 | New
HOUPARRHNHPELCN04_OLDC_FBHWPEE01_D33 | Residential heating technology - Heat pump, Ground source - single-family house - existing building - distributed level 0.33 | HOUELC, HOUAMB | HOUPARRHN_OLDC_DMD | MKr20 | 2020 | 14.3298 | 0.28377 | 0.27981 | [5 empty] | PAR | C | OLD | 3.5738 |  | RHNHPELC | 2 | 0.33333 | HOUPARRHNHPELCN04_OLDC_FBHWPEE01 | 0.75 | HOUPARRHNHPELCN04_OLDC | HOUPARRHNBHWPEE01_OLDC | BHWPEE01 | HPELCN04 | PAR_OLDC | BHWPEE01_HPELCN04 | 6 | 0 | 1 | New
HOUPARRHNHPELCN04_OLDC_FBHWPEE01_D33 | Residential heating technology - Heat pump, Ground source - single-family house - existing building - distributed level 0.33 | HOUELC, HOUAMB | HOUPARRHN_OLDC_DMD | MKr20 | 2025 | 13.6133 | 0.20097 | 0.27193 | [5 empty] | PAR | C | OLD | 3.6774 |  | RHNHPELC | 2 | 0.33333 | HOUPARRHNHPELCN04_OLDC_FBHWPEE01 | 0.75 | HOUPARRHNHPELCN04_OLDC | HOUPARRHNBHWPEE01_OLDC | BHWPEE01 | HPELCN04 | PAR_OLDC | BHWPEE01_HPELCN04 | 6 | 0 | 1 | New
HOUPARRHNHPELCN04_OLDC_FBHWPEE01_D33 | Residential heating technology - Heat pump, Ground source - single-family house - existing building - distributed level 0.33 | HOUELC, HOUAMB | HOUPARRHN_OLDC_DMD | MKr20 | 2030 | 12.8968 | 0.19772 | 0.26448 | [5 empty] | PAR | C | OLD | 3.781 |  | RHNHPELC | 2 | 0.33333 | HOUPARRHNHPELCN04_OLDC_FBHWPEE01 | 0.75 | HOUPARRHNHPELCN04_OLDC | HOUPARRHNBHWPEE01_OLDC | BHWPEE01 | HPELCN04 | PAR_OLDC | BHWPEE01_HPELCN04 | 6 | 0 | 1 | New
HOUPARRHNHPELCN04_OLDC_FBHWPEE01_D33 | Residential heating technology - Heat pump, Ground source - single-family house - existing building - distributed level 0.33 | HOUELC, HOUAMB | HOUPARRHN_OLDC_DMD | MKr20 | 2040 | 12.252 | 0.19171 | 0.25404 | [5 empty] | PAR | C | OLD | 3.9364 |  | RHNHPELC | 2 | 0.33333 | HOUPARRHNHPELCN04_OLDC_FBHWPEE01 | 0.75 | HOUPARRHNHPELCN04_OLDC | HOUPARRHNBHWPEE01_OLDC | BHWPEE01 | HPELCN04 | PAR_OLDC | BHWPEE01_HPELCN04 | 6 | 0 | 1 | New
HOUPARRHNHPELCN04_OLDC_FBHWPEE01_D33 | Residential heating technology - Heat pump, Ground source - single-family house - existing building - distributed level 0.33 | HOUELC, HOUAMB | HOUPARRHN_OLDC_DMD | MKr20 | 2050 | 11.6072 | 0.18569 | 0.25074 | [5 empty] | PAR | C | OLD | 3.9882 |  | RHNHPELC | 2 | 0.33333 | HOUPARRHNHPELCN04_OLDC_FBHWPEE01 | 0.75 | HOUPARRHNHPELCN04_OLDC | HOUPARRHNBHWPEE01_OLDC | BHWPEE01 | HPELCN04 | PAR_OLDC | BHWPEE01_HPELCN04 | 6 | 0 | 1 | New
HOUPARRHNHPELCN03_OLDC_FBHWPEE01_D33 | Residential heating technology - Heat pump, Air-to-water - single-family house - existing building - distributed level 0.33 | HOUELC, HOUAMB | HOUPARRHN_OLDC_DMD | MKr20 | 2020 | 10.8203 | 0.30764 | 0.30646 | [5 empty] | PAR | C | OLD | 3.2631 |  | RHNHPELC | 2 | 0.33333 | HOUPARRHNHPELCN03_OLDC_FBHWPEE01 | 0.75 | HOUPARRHNHPELCN03_OLDC | HOUPARRHNBHWPEE01_OLDC | BHWPEE01 | HPELCN03 | PAR_OLDC | BHWPEE01_HPELCN03 | 6 | 0 | 1 | New
HOUPARRHNHPELCN03_OLDC_FBHWPEE01_D33 | Residential heating technology - Heat pump, Air-to-water - single-family house - existing building - distributed level 0.33 | HOUELC, HOUAMB | HOUPARRHN_OLDC_DMD | MKr20 | 2025 | 9.9805 | 0.22483 | 0.29253 | [5 empty] | PAR | C | OLD | 3.4185 |  | RHNHPELC | 2 | 0.33333 | HOUPARRHNHPELCN03_OLDC_FBHWPEE01 | 0.75 | HOUPARRHNHPELCN03_OLDC | HOUPARRHNBHWPEE01_OLDC | BHWPEE01 | HPELCN03 | PAR_OLDC | BHWPEE01_HPELCN03 | 6 | 0 | 1 | New
HOUPARRHNHPELCN03_OLDC_FBHWPEE01_D33 | Residential heating technology - Heat pump, Air-to-water - single-family house - existing building - distributed level 0.33 | HOUELC, HOUAMB | HOUPARRHN_OLDC_DMD | MKr20 | 2030 | 9.1408 | 0.22159 | 0.27981 | [5 empty] | PAR | C | OLD | 3.5738 |  | RHNHPELC | 2 | 0.33333 | HOUPARRHNHPELCN03_OLDC_FBHWPEE01 | 0.75 | HOUPARRHNHPELCN03_OLDC | HOUPARRHNBHWPEE01_OLDC | BHWPEE01 | HPELCN03 | PAR_OLDC | BHWPEE01_HPELCN03 | 6 | 0 | 1 | New
HOUPARRHNHPELCN03_OLDC_FBHWPEE01_D33 | Residential heating technology - Heat pump, Air-to-water - single-family house - existing building - distributed level 0.33 | HOUELC, HOUAMB | HOUPARRHN_OLDC_DMD | MKr20 | 2040 | 8.4597 | 0.21558 | 0.26815 | [5 empty] | PAR | C | OLD | 3.7292 |  | RHNHPELC | 2 | 0.33333 | HOUPARRHNHPELCN03_OLDC_FBHWPEE01 | 0.75 | HOUPARRHNHPELCN03_OLDC | HOUPARRHNBHWPEE01_OLDC | BHWPEE01 | HPELCN03 | PAR_OLDC | BHWPEE01_HPELCN03 | 6 | 0 | 1 | New
HOUPARRHNHPELCN03_OLDC_FBHWPEE01_D33 | Residential heating technology - Heat pump, Air-to-water - single-family house - existing building - distributed level 0.33 | HOUELC, HOUAMB | HOUPARRHN_OLDC_DMD | MKr20 | 2050 | 7.7786 | 0.20956 | 0.26091 | [5 empty] | PAR | C | OLD | 3.8328 |  | RHNHPELC | 2 | 0.33333 | HOUPARRHNHPELCN03_OLDC_FBHWPEE01 | 0.75 | HOUPARRHNHPELCN03_OLDC | HOUPARRHNBHWPEE01_OLDC | BHWPEE01 | HPELCN03 | PAR_OLDC | BHWPEE01_HPELCN03 | 6 | 0 | 1 | New
HOUPARRHNHPELCN02_OLDC_FBHWPEE01_D33 | Residential heating technology - Heat pump, Air-to-air - single-family house - existing building - distributed level 0.33 | HOUELC, HOUAMB | HOUPARRHN_OLDC_DMD | MKr20 | 2020 | 1.9871 | 0.15994 | 0.19904 | [5 empty] | PAR | C | OLD | 5.0241 |  | RHNHPELC | 2 | 0.33333 | HOUPARRHNHPELCN02_OLDC_FBHWPEE01 | 0.75 | HOUPARRHNHPELCN02_OLDC | HOUPARRHNBHWPEE01_OLDC | BHWPEE01 | HPELCN02 | PAR_OLDC | BHWPEE01_HPELCN02 | 5 | 0 | 1.1 | Unlikely
HOUPARRHNHPELCN02_OLDC_FBHWPEE01_D33 | Residential heating technology - Heat pump, Air-to-air - single-family house - existing building - distributed level 0.33 | HOUELC, HOUAMB | HOUPARRHN_OLDC_DMD | MKr20 | 2025 | 1.9385 | 0.10866 | 0.18928 | [5 empty] | PAR | C | OLD | 5.2831 |  | RHNHPELC | 2 | 0.33333 | HOUPARRHNHPELCN02_OLDC_FBHWPEE01 | 0.75 | HOUPARRHNHPELCN02_OLDC | HOUPARRHNBHWPEE01_OLDC | BHWPEE01 | HPELCN02 | PAR_OLDC | BHWPEE01_HPELCN02 | 5 | 0 | 1.1 | Unlikely
HOUPARRHNHPELCN02_OLDC_FBHWPEE01_D33 | Residential heating technology - Heat pump, Air-to-air - single-family house - existing building - distributed level 0.33 | HOUELC, HOUAMB | HOUPARRHN_OLDC_DMD | MKr20 | 2030 | 1.8899 | 0.10666 | 0.18214 | [5 empty] | PAR | C | OLD | 5.4902 |  | RHNHPELC | 2 | 0.33333 | HOUPARRHNHPELCN02_OLDC_FBHWPEE01 | 0.75 | HOUPARRHNHPELCN02_OLDC | HOUPARRHNBHWPEE01_OLDC | BHWPEE01 | HPELCN02 | PAR_OLDC | BHWPEE01_HPELCN02 | 5 | 0 | 1.1 | Unlikely
HOUPARRHNHPELCN02_OLDC_FBHWPEE01_D33 | Residential heating technology - Heat pump, Air-to-air - single-family house - existing building - distributed level 0.33 | HOUELC, HOUAMB | HOUPARRHN_OLDC_DMD | MKr20 | 2040 | 1.7998 | 0.10293 | 0.17552 | [5 empty] | PAR | C | OLD | 5.6974 |  | RHNHPELC | 2 | 0.33333 | HOUPARRHNHPELCN02_OLDC_FBHWPEE01 | 0.75 | HOUPARRHNHPELCN02_OLDC | HOUPARRHNBHWPEE01_OLDC | BHWPEE01 | HPELCN02 | PAR_OLDC | BHWPEE01_HPELCN02 | 5 | 0 | 1.1 | Unlikely
HOUPARRHNHPELCN02_OLDC_FBHWPEE01_D33 | Residential heating technology - Heat pump, Air-to-air - single-family house - existing building - distributed level 0.33 | HOUELC, HOUAMB | HOUPARRHN_OLDC_DMD | MKr20 | 2050 | 1.7097 | 0.099207 | 0.17238 | [5 empty] | PAR | C | OLD | 5.801 |  | RHNHPELC | 2 | 0.33333 | HOUPARRHNHPELCN02_OLDC_FBHWPEE01 | 0.75 | HOUPARRHNHPELCN02_OLDC | HOUPARRHNBHWPEE01_OLDC | BHWPEE01 | HPELCN02 | PAR_OLDC | BHWPEE01_HPELCN02 | 5 | 0 | 1.1 | Unlikely
HOUPARRHNDIELCN06_OLDC_FBHWPEE01_D33 | Residential heating technology - Electric heating - electric panel from Bauhaus - single-family house - new building - distributed level 0.33 | HOUELC | HOUPARRHN_OLDC_DMD | MKr20 | 2020 | 0.56157 | 0 | [6 empty] | PAR | C | OLD |  |  | RHNDIELC | 2 | 0.33333 | HOUPARRHNDIELCN06_OLDC_FBHWPEE01 | 0.75 | HOUPARRHNDIELCN06_OLDC | HOUPARRHNBHWPEE01_OLDC | BHWPEE01 | DIELCN06 | PAR_OLDC | BHWPEE01_DIELCN06 | 5 | 0 | 1.1 | Unlikely
HOUPARRHNDIELCN06_OLDC_FBHWPEE01_D33 | Residential heating technology - Electric heating - electric panel from Bauhaus - single-family house - new building - distributed level 0.33 | HOUELC | HOUPARRHN_OLDC_DMD | MKr20 | 2025 | 0.56157 | 0 | [6 empty] | PAR | C | OLD |  |  | RHNDIELC | 2 | 0.33333 | HOUPARRHNDIELCN06_OLDC_FBHWPEE01 | 0.75 | HOUPARRHNDIELCN06_OLDC | HOUPARRHNBHWPEE01_OLDC | BHWPEE01 | DIELCN06 | PAR_OLDC | BHWPEE01_DIELCN06 | 5 | 0 | 1.1 | Unlikely
HOUPARRHNDIELCN06_OLDC_FBHWPEE01_D33 | Residential heating technology - Electric heating - electric panel from Bauhaus - single-family house - new building - distributed level 0.33 | HOUELC | HOUPARRHN_OLDC_DMD | MKr20 | 2030 | 0.56157 | 0 | [6 empty] | PAR | C | OLD |  |  | RHNDIELC | 2 | 0.33333 | HOUPARRHNDIELCN06_OLDC_FBHWPEE01 | 0.75 | HOUPARRHNDIELCN06_OLDC | HOUPARRHNBHWPEE01_OLDC | BHWPEE01 | DIELCN06 | PAR_OLDC | BHWPEE01_DIELCN06 | 5 | 0 | 1.1 | Unlikely
HOUPARRHNDIELCN06_OLDC_FBHWPEE01_D33 | Residential heating technology - Electric heating - electric panel from Bauhaus - single-family house - new building - distributed level 0.33 | HOUELC | HOUPARRHN_OLDC_DMD | MKr20 | 2040 | 0.56157 | 0 | [6 empty] | PAR | C | OLD |  |  | RHNDIELC | 2 | 0.33333 | HOUPARRHNDIELCN06_OLDC_FBHWPEE01 | 0.75 | HOUPARRHNDIELCN06_OLDC | HOUPARRHNBHWPEE01_OLDC | BHWPEE01 | DIELCN06 | PAR_OLDC | BHWPEE01_DIELCN06 | 5 | 0 | 1.1 | Unlikely
HOUPARRHNDIELCN06_OLDC_FBHWPEE01_D33 | Residential heating technology - Electric heating - electric panel from Bauhaus - single-family house - new building - distributed level 0.33 | HOUELC | HOUPARRHN_OLDC_DMD | MKr20 | 2050 | 0.56157 | 0 | [6 empty] | PAR | C | OLD |  |  | RHNDIELC | 2 | 0.33333 | HOUPARRHNDIELCN06_OLDC_FBHWPEE01 | 0.75 | HOUPARRHNDIELCN06_OLDC | HOUPARRHNBHWPEE01_OLDC | BHWPEE01 | DIELCN06 | PAR_OLDC | BHWPEE01_DIELCN06 | 5 | 0 | 1.1 | Unlikely
HOUPARRHNDIELCN01_OLDC_FBHWPEE01_D33 | Residential heating technology - Electric heating - single-family house - new building - distributed level 0.33 | HOUELC | HOUPARRHN_OLDC_DMD | MKr20 | 2020 | 6.8232 | 0.055321 | [6 empty] | PAR | C | OLD |  |  | RHNDIELC | 2 | 0.33333 | HOUPARRHNDIELCN01_OLDC_FBHWPEE01 | 0.75 | HOUPARRHNDIELCN01_OLDC | HOUPARRHNBHWPEE01_OLDC | BHWPEE01 | DIELCN01 | PAR_OLDC | BHWPEE01_DIELCN01 | 5 | 0 | 1.1 | Unlikely
HOUPARRHNDIELCN01_OLDC_FBHWPEE01_D33 | Residential heating technology - Electric heating - single-family house - new building - distributed level 0.33 | HOUELC | HOUPARRHN_OLDC_DMD | MKr20 | 2025 | 6.6543 | 0.055321 | [6 empty] | PAR | C | OLD |  |  | RHNDIELC | 2 | 0.33333 | HOUPARRHNDIELCN01_OLDC_FBHWPEE01 | 0.75 | HOUPARRHNDIELCN01_OLDC | HOUPARRHNBHWPEE01_OLDC | BHWPEE01 | DIELCN01 | PAR_OLDC | BHWPEE01_DIELCN01 | 5 | 0 | 1.1 | Unlikely
HOUPARRHNDIELCN01_OLDC_FBHWPEE01_D33 | Residential heating technology - Electric heating - single-family house - new building - distributed level 0.33 | HOUELC | HOUPARRHN_OLDC_DMD | MKr20 | 2030 | 6.4896 | 0.053016 | [6 empty] | PAR | C | OLD |  |  | RHNDIELC | 2 | 0.33333 | HOUPARRHNDIELCN01_OLDC_FBHWPEE01 | 0.75 | HOUPARRHNDIELCN01_OLDC | HOUPARRHNBHWPEE01_OLDC | BHWPEE01 | DIELCN01 | PAR_OLDC | BHWPEE01_DIELCN01 | 5 | 0 | 1.1 | Unlikely
HOUPARRHNDIELCN01_OLDC_FBHWPEE01_D33 | Residential heating technology - Electric heating - single-family house - new building - distributed level 0.33 | HOUELC | HOUPARRHN_OLDC_DMD | MKr20 | 2040 | 6.1723 | 0.050711 | [6 empty] | PAR | C | OLD |  |  | RHNDIELC | 2 | 0.33333 | HOUPARRHNDIELCN01_OLDC_FBHWPEE01 | 0.75 | HOUPARRHNDIELCN01_OLDC | HOUPARRHNBHWPEE01_OLDC | BHWPEE01 | DIELCN01 | PAR_OLDC | BHWPEE01_DIELCN01 | 5 | 0 | 1.1 | Unlikely
HOUPARRHNDIELCN01_OLDC_FBHWPEE01_D33 | Residential heating technology - Electric heating - single-family house - new building - distributed level 0.33 | HOUELC | HOUPARRHN_OLDC_DMD | MKr20 | 2050 | 5.8706 | 0.048406 | [6 empty] | PAR | C | OLD |  |  | RHNDIELC | 2 | 0.33333 | HOUPARRHNDIELCN01_OLDC_FBHWPEE01 | 0.75 | HOUPARRHNDIELCN01_OLDC | HOUPARRHNBHWPEE01_OLDC | BHWPEE01 | DIELCN01 | PAR_OLDC | BHWPEE01_DIELCN01 | 5 | 0 | 1.1 | Unlikely
HOUPARRHNBHWPEN01_OLDC_FBHWPEE01_D33 | Residential heating technology - Biomass boiler, automatic stoking , wood pellets or wood chips - single-family house - existing building - distributed level 0.33 | HOUWPE | HOUPARRHN_OLDC_DMD | MKr20 | 2020 | 3.0275 | 0.25872 |  | 25 | 14 | 70 | 2 | 4 | PAR | C | OLD |  |  | RHNBHWPE | 2 | 0.33333 | HOUPARRHNBHWPEN01_OLDC_FBHWPEE01 | 0.75 | HOUPARRHNBHWPEN01_OLDC | HOUPARRHNBHWPEE01_OLDC | BHWPEE01 | BHWPEN01 | PAR_OLDC | BHWPEE01_BHWPEN01 | 2 | 0 | 0.9 | Same
HOUPARRHNBHWPEN01_OLDC_FBHWPEE01_D33 | Residential heating technology - Biomass boiler, automatic stoking , wood pellets or wood chips - single-family house - existing building - distributed level 0.33 | HOUWPE | HOUPARRHN_OLDC_DMD | MKr20 | 2025 | 2.9526 | 0.25425 |  | 25 | 14 | 60 | 2 | 4 | PAR | C | OLD |  |  | RHNBHWPE | 2 | 0.33333 | HOUPARRHNBHWPEN01_OLDC_FBHWPEE01 | 0.75 | HOUPARRHNBHWPEN01_OLDC | HOUPARRHNBHWPEE01_OLDC | BHWPEE01 | BHWPEN01 | PAR_OLDC | BHWPEE01_BHWPEN01 | 2 | 0 | 0.9 | Same
HOUPARRHNBHWPEN01_OLDC_FBHWPEE01_D33 | Residential heating technology - Biomass boiler, automatic stoking , wood pellets or wood chips - single-family house - existing building - distributed level 0.33 | HOUWPE | HOUPARRHN_OLDC_DMD | MKr20 | 2030 | 2.8795 | 0.25086 |  | 25 | 11 | 50 | 1 | 4 | PAR | C | OLD |  |  | RHNBHWPE | 2 | 0.33333 | HOUPARRHNBHWPEN01_OLDC_FBHWPEE01 | 0.75 | HOUPARRHNBHWPEN01_OLDC | HOUPARRHNBHWPEE01_OLDC | BHWPEE01 | BHWPEN01 | PAR_OLDC | BHWPEE01_BHWPEN01 | 2 | 0 | 0.9 | Same
HOUPARRHNBHWPEN01_OLDC_FBHWPEE01_D33 | Residential heating technology - Biomass boiler, automatic stoking , wood pellets or wood chips - single-family house - existing building - distributed level 0.33 | HOUWPE | HOUPARRHN_OLDC_DMD | MKr20 | 2040 | 2.7387 | 0.23976 |  | 25 | 9 | 45 | 1 | 4 | PAR | C | OLD |  |  | RHNBHWPE | 2 | 0.33333 | HOUPARRHNBHWPEN01_OLDC_FBHWPEE01 | 0.75 | HOUPARRHNBHWPEN01_OLDC | HOUPARRHNBHWPEE01_OLDC | BHWPEE01 | BHWPEN01 | PAR_OLDC | BHWPEE01_BHWPEN01 | 2 | 0 | 0.9 | Same
HOUPARRHNBHWPEN01_OLDC_FBHWPEE01_D33 | Residential heating technology - Biomass boiler, automatic stoking , wood pellets or wood chips - single-family house - existing building - distributed level 0.33 | HOUWPE | HOUPARRHN_OLDC_DMD | MKr20 | 2050 | 3.256 | 0.28643 |  | 25 | 9 | 40 | 0 | 4 | PAR | C | OLD |  |  | RHNBHWPE | 2 | 0.33333 | HOUPARRHNBHWPEN01_OLDC_FBHWPEE01 | 0.75 | HOUPARRHNBHWPEN01_OLDC | HOUPARRHNBHWPEE01_OLDC | BHWPEE01 | BHWPEN01 | PAR_OLDC | BHWPEE01_BHWPEN01 | 2 | 0 | 0.9 | Same
HOUPARRHNBHSOLN01_OLDC_FBHWPEE01_D33 | Residential heating technology - Solar heating system - single-family house - existing building - distributed level 0.33 | HOUSOL | HOUPARRHN_OLDC_DMD | MKr20 | 2020 | 7.498 | 0.086357 | [6 empty] | PAR | C | OLD |  |  | RHNBHSOL | 2 | 0.33333 | HOUPARRHNBHSOLN01_OLDC_FBHWPEE01 | 0.75 | HOUPARRHNBHSOLN01_OLDC | HOUPARRHNBHWPEE01_OLDC | BHWPEE01 | BHSOLN01 | PAR_OLDC | BHWPEE01_BHSOLN01 | 5 | 0 | 1.1 | Unlikely
HOUPARRHNBHSOLN01_OLDC_FBHWPEE01_D33 | Residential heating technology - Solar heating system - single-family house - existing building - distributed level 0.33 | HOUSOL | HOUPARRHN_OLDC_DMD | MKr20 | 2025 | 7.3124 | 0.081089 | [6 empty] | PAR | C | OLD |  |  | RHNBHSOL | 2 | 0.33333 | HOUPARRHNBHSOLN01_OLDC_FBHWPEE01 | 0.75 | HOUPARRHNBHSOLN01_OLDC | HOUPARRHNBHWPEE01_OLDC | BHWPEE01 | BHSOLN01 | PAR_OLDC | BHWPEE01_BHSOLN01 | 5 | 0 | 1.1 | Unlikely
HOUPARRHNBHSOLN01_OLDC_FBHWPEE01_D33 | Residential heating technology - Solar heating system - single-family house - existing building - distributed level 0.33 | HOUSOL | HOUPARRHN_OLDC_DMD | MKr20 | 2030 | 7.1315 | 0.079113 | [6 empty] | PAR | C | OLD |  |  | RHNBHSOL | 2 | 0.33333 | HOUPARRHNBHSOLN01_OLDC_FBHWPEE01 | 0.75 | HOUPARRHNBHSOLN01_OLDC | HOUPARRHNBHWPEE01_OLDC | BHWPEE01 | BHSOLN01 | PAR_OLDC | BHWPEE01_BHSOLN01 | 5 | 0 | 1.1 | Unlikely
HOUPARRHNBHSOLN01_OLDC_FBHWPEE01_D33 | Residential heating technology - Solar heating system - single-family house - existing building - distributed level 0.33 | HOUSOL | HOUPARRHN_OLDC_DMD | MKr20 | 2040 | 6.7828 | 0.074832 | [6 empty] | PAR | C | OLD |  |  | RHNBHSOL | 2 | 0.33333 | HOUPARRHNBHSOLN01_OLDC_FBHWPEE01 | 0.75 | HOUPARRHNBHSOLN01_OLDC | HOUPARRHNBHWPEE01_OLDC | BHWPEE01 | BHSOLN01 | PAR_OLDC | BHWPEE01_BHSOLN01 | 5 | 0 | 1.1 | Unlikely
HOUPARRHNBHSOLN01_OLDC_FBHWPEE01_D33 | Residential heating technology - Solar heating system - single-family house - existing building - distributed level 0.33 | HOUSOL | HOUPARRHN_OLDC_DMD | MKr20 | 2050 | 6.4512 | 0.070551 | [6 empty] | PAR | C | OLD |  |  | RHNBHSOL | 2 | 0.33333 | HOUPARRHNBHSOLN01_OLDC_FBHWPEE01 | 0.75 | HOUPARRHNBHSOLN01_OLDC | HOUPARRHNBHWPEE01_OLDC | BHWPEE01 | BHSOLN01 | PAR_OLDC | BHWPEE01_BHSOLN01 | 5 | 0 | 1.1 | Unlikely
HOUPARRHNBHDHCN03_OLDC_FBHWPEE01_D33 | Residential heating technology - Direct district heating substation - plus connection pipe - single-family house - existing building - distributed level 0.33 | HOUDHC | HOUPARRHN_OLDC_DMD | MKr20 | 2020 | 2.7489 | 0.028099 | [6 empty] | PAR | C | OLD |  |  | RHNBHDHC | 2 | 0.33333 | HOUPARRHNBHDHCN03_OLDC_FBHWPEE01 | 0.75 | HOUPARRHNBHDHCN03_OLDC | HOUPARRHNBHWPEE01_OLDC | BHWPEE01 | BHDHCN03 | PAR_OLDC | BHWPEE01_BHDHCN03 | 6 | 0 | 1 | New
HOUPARRHNBHDHCN03_OLDC_FBHWPEE01_D33 | Residential heating technology - Direct district heating substation - plus connection pipe - single-family house - existing building - distributed level 0.33 | HOUDHC | HOUPARRHN_OLDC_DMD | MKr20 | 2025 | 2.717 | 0.027891 | [6 empty] | PAR | C | OLD |  |  | RHNBHDHC | 2 | 0.33333 | HOUPARRHNBHDHCN03_OLDC_FBHWPEE01 | 0.75 | HOUPARRHNBHDHCN03_OLDC | HOUPARRHNBHWPEE01_OLDC | BHWPEE01 | BHDHCN03 | PAR_OLDC | BHWPEE01_BHDHCN03 | 6 | 0 | 1 | New
HOUPARRHNBHDHCN03_OLDC_FBHWPEE01_D33 | Residential heating technology - Direct district heating substation - plus connection pipe - single-family house - existing building - distributed level 0.33 | HOUDHC | HOUPARRHN_OLDC_DMD | MKr20 | 2030 | 2.6904 | 0.027393 | [6 empty] | PAR | C | OLD |  |  | RHNBHDHC | 2 | 0.33333 | HOUPARRHNBHDHCN03_OLDC_FBHWPEE01 | 0.75 | HOUPARRHNBHDHCN03_OLDC | HOUPARRHNBHWPEE01_OLDC | BHWPEE01 | BHDHCN03 | PAR_OLDC | BHWPEE01_BHDHCN03 | 6 | 0 | 1 | New
HOUPARRHNBHDHCN03_OLDC_FBHWPEE01_D33 | Residential heating technology - Direct district heating substation - plus connection pipe - single-family house - existing building - distributed level 0.33 | HOUDHC | HOUPARRHN_OLDC_DMD | MKr20 | 2040 | 2.6425 | 0.026213 | [6 empty] | PAR | C | OLD |  |  | RHNBHDHC | 2 | 0.33333 | HOUPARRHNBHDHCN03_OLDC_FBHWPEE01 | 0.75 | HOUPARRHNBHDHCN03_OLDC | HOUPARRHNBHWPEE01_OLDC | BHWPEE01 | BHDHCN03 | PAR_OLDC | BHWPEE01_BHDHCN03 | 6 | 0 | 1 | New
HOUPARRHNBHDHCN03_OLDC_FBHWPEE01_D33 | Residential heating technology - Direct district heating substation - plus connection pipe - single-family house - existing building - distributed level 0.33 | HOUDHC | HOUPARRHN_OLDC_DMD | MKr20 | 2050 | 2.5894 | 0.024497 | [6 empty] | PAR | C | OLD |  |  | RHNBHDHC | 2 | 0.33333 | HOUPARRHNBHDHCN03_OLDC_FBHWPEE01 | 0.75 | HOUPARRHNBHDHCN03_OLDC | HOUPARRHNBHWPEE01_OLDC | BHWPEE01 | BHDHCN03 | PAR_OLDC | BHWPEE01_BHDHCN03 | 6 | 0 | 1 | New
HOUPARRHNHPELCN07_OLDD_FBHWPEE01_D33 | Residential heating technology - Heat pump, Air-to-water, low-price product - single-family house - existing building - distributed level 0.33 | HOUELC, HOUAMB | HOUPARRHN_OLDD_DMD | MKr20 | 2020 | 8.4918 | 0.35537 | 0.32178 | [5 empty] | PAR | D | OLD | 3.1077 |  | RHNHPELC | 2 | 0.33333 | HOUPARRHNHPELCN07_OLDD_FBHWPEE01 | 0.75 | HOUPARRHNHPELCN07_OLDD | HOUPARRHNBHWPEE01_OLDD | BHWPEE01 | HPELCN07 | PAR_OLDD | BHWPEE01_HPELCN07 | 6 | 0 | 1 | New
HOUPARRHNHPELCN07_OLDD_FBHWPEE01_D33 | Residential heating technology - Heat pump, Air-to-water, low-price product - single-family house - existing building - distributed level 0.33 | HOUELC, HOUAMB | HOUPARRHN_OLDD_DMD | MKr20 | 2025 | 7.7685 | 0.27257 | 0.30646 | [5 empty] | PAR | D | OLD | 3.2631 |  | RHNHPELC | 2 | 0.33333 | HOUPARRHNHPELCN07_OLDD_FBHWPEE01 | 0.75 | HOUPARRHNHPELCN07_OLDD | HOUPARRHNBHWPEE01_OLDD | BHWPEE01 | HPELCN07 | PAR_OLDD | BHWPEE01_HPELCN07 | 6 | 0 | 1 | New
HOUPARRHNHPELCN07_OLDD_FBHWPEE01_D33 | Residential heating technology - Heat pump, Air-to-water, low-price product - single-family house - existing building - distributed level 0.33 | HOUELC, HOUAMB | HOUPARRHN_OLDD_DMD | MKr20 | 2030 | 7.0451 | 0.26933 | 0.29253 | [5 empty] | PAR | D | OLD | 3.4185 |  | RHNHPELC | 2 | 0.33333 | HOUPARRHNHPELCN07_OLDD_FBHWPEE01 | 0.75 | HOUPARRHNHPELCN07_OLDD | HOUPARRHNBHWPEE01_OLDD | BHWPEE01 | HPELCN07 | PAR_OLDD | BHWPEE01_HPELCN07 | 6 | 0 | 1 | New
HOUPARRHNHPELCN07_OLDD_FBHWPEE01_D33 | Residential heating technology - Heat pump, Air-to-water, low-price product - single-family house - existing building - distributed level 0.33 | HOUELC, HOUAMB | HOUPARRHN_OLDD_DMD | MKr20 | 2040 | 6.4688 | 0.26331 | 0.27981 | [5 empty] | PAR | D | OLD | 3.5738 |  | RHNHPELC | 2 | 0.33333 | HOUPARRHNHPELCN07_OLDD_FBHWPEE01 | 0.75 | HOUPARRHNHPELCN07_OLDD | HOUPARRHNBHWPEE01_OLDD | BHWPEE01 | HPELCN07 | PAR_OLDD | BHWPEE01_HPELCN07 | 6 | 0 | 1 | New
HOUPARRHNHPELCN07_OLDD_FBHWPEE01_D33 | Residential heating technology - Heat pump, Air-to-water, low-price product - single-family house - existing building - distributed level 0.33 | HOUELC, HOUAMB | HOUPARRHN_OLDD_DMD | MKr20 | 2050 | 5.8925 | 0.2573 | 0.27193 | [5 empty] | PAR | D | OLD | 3.6774 |  | RHNHPELC | 2 | 0.33333 | HOUPARRHNHPELCN07_OLDD_FBHWPEE01 | 0.75 | HOUPARRHNHPELCN07_OLDD | HOUPARRHNBHWPEE01_OLDD | BHWPEE01 | HPELCN07 | PAR_OLDD | BHWPEE01_HPELCN07 | 6 | 0 | 1 | New
HOUPARRHNHPELCN05_OLDD_FBHWPEE01_D33 | Residential heating technology - Heat pump, Air-to-water - leasing - single-family house - existing building - distributed level 0.33 | HOUELC, HOUAMB | HOUPARRHN_OLDD_DMD | MKr20 | 2020 | 5.4102 | 0.9839 | 0.30646 | [5 empty] | PAR | D | OLD | 3.2631 |  | RHNHPELC | 2 | 0.33333 | HOUPARRHNHPELCN05_OLDD_FBHWPEE01 | 0.75 | HOUPARRHNHPELCN05_OLDD | HOUPARRHNBHWPEE01_OLDD | BHWPEE01 | HPELCN05 | PAR_OLDD | BHWPEE01_HPELCN05 | 6 | 0 | 1 | New
HOUPARRHNHPELCN05_OLDD_FBHWPEE01_D33 | Residential heating technology - Heat pump, Air-to-water - leasing - single-family house - existing building - distributed level 0.33 | HOUELC, HOUAMB | HOUPARRHN_OLDD_DMD | MKr20 | 2025 | 4.9903 | 0.84862 | 0.29253 | [5 empty] | PAR | D | OLD | 3.4185 |  | RHNHPELC | 2 | 0.33333 | HOUPARRHNHPELCN05_OLDD_FBHWPEE01 | 0.75 | HOUPARRHNHPELCN05_OLDD | HOUPARRHNBHWPEE01_OLDD | BHWPEE01 | HPELCN05 | PAR_OLDD | BHWPEE01_HPELCN05 | 6 | 0 | 1 | New
HOUPARRHNHPELCN05_OLDD_FBHWPEE01_D33 | Residential heating technology - Heat pump, Air-to-water - leasing - single-family house - existing building - distributed level 0.33 | HOUELC, HOUAMB | HOUPARRHN_OLDD_DMD | MKr20 | 2030 | 4.5704 | 0.79289 | 0.27981 | [5 empty] | PAR | D | OLD | 3.5738 |  | RHNHPELC | 2 | 0.33333 | HOUPARRHNHPELCN05_OLDD_FBHWPEE01 | 0.75 | HOUPARRHNHPELCN05_OLDD | HOUPARRHNBHWPEE01_OLDD | BHWPEE01 | HPELCN05 | PAR_OLDD | BHWPEE01_HPELCN05 | 6 | 0 | 1 | New
HOUPARRHNHPELCN05_OLDD_FBHWPEE01_D33 | Residential heating technology - Heat pump, Air-to-water - leasing - single-family house - existing building - distributed level 0.33 | HOUELC, HOUAMB | HOUPARRHN_OLDD_DMD | MKr20 | 2040 | 4.2298 | 0.74431 | 0.26815 | [5 empty] | PAR | D | OLD | 3.7292 |  | RHNHPELC | 2 | 0.33333 | HOUPARRHNHPELCN05_OLDD_FBHWPEE01 | 0.75 | HOUPARRHNHPELCN05_OLDD | HOUPARRHNBHWPEE01_OLDD | BHWPEE01 | HPELCN05 | PAR_OLDD | BHWPEE01_HPELCN05 | 6 | 0 | 1 | New
HOUPARRHNHPELCN05_OLDD_FBHWPEE01_D33 | Residential heating technology - Heat pump, Air-to-water - leasing - single-family house - existing building - distributed level 0.33 | HOUELC, HOUAMB | HOUPARRHN_OLDD_DMD | MKr20 | 2050 | 3.8893 | 0.69572 | 0.26091 | [5 empty] | PAR | D | OLD | 3.8328 |  | RHNHPELC | 2 | 0.33333 | HOUPARRHNHPELCN05_OLDD_FBHWPEE01 | 0.75 | HOUPARRHNHPELCN05_OLDD | HOUPARRHNBHWPEE01_OLDD | BHWPEE01 | HPELCN05 | PAR_OLDD | BHWPEE01_HPELCN05 | 6 | 0 | 1 | New
HOUPARRHNHPELCN04_OLDD_FBHWPEE01_D33 | Residential heating technology - Heat pump, Ground source - single-family house - existing building - distributed level 0.33 | HOUELC, HOUAMB | HOUPARRHN_OLDD_DMD | MKr20 | 2020 | 14.3298 | 0.28377 | 0.27981 | [5 empty] | PAR | D | OLD | 3.5738 |  | RHNHPELC | 2 | 0.33333 | HOUPARRHNHPELCN04_OLDD_FBHWPEE01 | 0.75 | HOUPARRHNHPELCN04_OLDD | HOUPARRHNBHWPEE01_OLDD | BHWPEE01 | HPELCN04 | PAR_OLDD | BHWPEE01_HPELCN04 | 6 | 0 | 1 | New
HOUPARRHNHPELCN04_OLDD_FBHWPEE01_D33 | Residential heating technology - Heat pump, Ground source - single-family house - existing building - distributed level 0.33 | HOUELC, HOUAMB | HOUPARRHN_OLDD_DMD | MKr20 | 2025 | 13.6133 | 0.20097 | 0.27193 | [5 empty] | PAR | D | OLD | 3.6774 |  | RHNHPELC | 2 | 0.33333 | HOUPARRHNHPELCN04_OLDD_FBHWPEE01 | 0.75 | HOUPARRHNHPELCN04_OLDD | HOUPARRHNBHWPEE01_OLDD | BHWPEE01 | HPELCN04 | PAR_OLDD | BHWPEE01_HPELCN04 | 6 | 0 | 1 | New
HOUPARRHNHPELCN04_OLDD_FBHWPEE01_D33 | Residential heating technology - Heat pump, Ground source - single-family house - existing building - distributed level 0.33 | HOUELC, HOUAMB | HOUPARRHN_OLDD_DMD | MKr20 | 2030 | 12.8968 | 0.19772 | 0.26448 | [5 empty] | PAR | D | OLD | 3.781 |  | RHNHPELC | 2 | 0.33333 | HOUPARRHNHPELCN04_OLDD_FBHWPEE01 | 0.75 | HOUPARRHNHPELCN04_OLDD | HOUPARRHNBHWPEE01_OLDD | BHWPEE01 | HPELCN04 | PAR_OLDD | BHWPEE01_HPELCN04 | 6 | 0 | 1 | New
HOUPARRHNHPELCN04_OLDD_FBHWPEE01_D33 | Residential heating technology - Heat pump, Ground source - single-family house - existing building - distributed level 0.33 | HOUELC, HOUAMB | HOUPARRHN_OLDD_DMD | MKr20 | 2040 | 12.252 | 0.19171 | 0.25404 | [5 empty] | PAR | D | OLD | 3.9364 |  | RHNHPELC | 2 | 0.33333 | HOUPARRHNHPELCN04_OLDD_FBHWPEE01 | 0.75 | HOUPARRHNHPELCN04_OLDD | HOUPARRHNBHWPEE01_OLDD | BHWPEE01 | HPELCN04 | PAR_OLDD | BHWPEE01_HPELCN04 | 6 | 0 | 1 | New
HOUPARRHNHPELCN04_OLDD_FBHWPEE01_D33 | Residential heating technology - Heat pump, Ground source - single-family house - existing building - distributed level 0.33 | HOUELC, HOUAMB | HOUPARRHN_OLDD_DMD | MKr20 | 2050 | 11.6072 | 0.18569 | 0.25074 | [5 empty] | PAR | D | OLD | 3.9882 |  | RHNHPELC | 2 | 0.33333 | HOUPARRHNHPELCN04_OLDD_FBHWPEE01 | 0.75 | HOUPARRHNHPELCN04_OLDD | HOUPARRHNBHWPEE01_OLDD | BHWPEE01 | HPELCN04 | PAR_OLDD | BHWPEE01_HPELCN04 | 6 | 0 | 1 | New
HOUPARRHNHPELCN03_OLDD_FBHWPEE01_D33 | Residential heating technology - Heat pump, Air-to-water - single-family house - existing building - distributed level 0.33 | HOUELC, HOUAMB | HOUPARRHN_OLDD_DMD | MKr20 | 2020 | 10.8203 | 0.30764 | 0.30646 | [5 empty] | PAR | D | OLD | 3.2631 |  | RHNHPELC | 2 | 0.33333 | HOUPARRHNHPELCN03_OLDD_FBHWPEE01 | 0.75 | HOUPARRHNHPELCN03_OLDD | HOUPARRHNBHWPEE01_OLDD | BHWPEE01 | HPELCN03 | PAR_OLDD | BHWPEE01_HPELCN03 | 6 | 0 | 1 | New
HOUPARRHNHPELCN03_OLDD_FBHWPEE01_D33 | Residential heating technology - Heat pump, Air-to-water - single-family house - existing building - distributed level 0.33 | HOUELC, HOUAMB | HOUPARRHN_OLDD_DMD | MKr20 | 2025 | 9.9805 | 0.22483 | 0.29253 | [5 empty] | PAR | D | OLD | 3.4185 |  | RHNHPELC | 2 | 0.33333 | HOUPARRHNHPELCN03_OLDD_FBHWPEE01 | 0.75 | HOUPARRHNHPELCN03_OLDD | HOUPARRHNBHWPEE01_OLDD | BHWPEE01 | HPELCN03 | PAR_OLDD | BHWPEE01_HPELCN03 | 6 | 0 | 1 | New
HOUPARRHNHPELCN03_OLDD_FBHWPEE01_D33 | Residential heating technology - Heat pump, Air-to-water - single-family house - existing building - distributed level 0.33 | HOUELC, HOUAMB | HOUPARRHN_OLDD_DMD | MKr20 | 2030 | 9.1408 | 0.22159 | 0.27981 | [5 empty] | PAR | D | OLD | 3.5738 |  | RHNHPELC | 2 | 0.33333 | HOUPARRHNHPELCN03_OLDD_FBHWPEE01 | 0.75 | HOUPARRHNHPELCN03_OLDD | HOUPARRHNBHWPEE01_OLDD | BHWPEE01 | HPELCN03 | PAR_OLDD | BHWPEE01_HPELCN03 | 6 | 0 | 1 | New
HOUPARRHNHPELCN03_OLDD_FBHWPEE01_D33 | Residential heating technology - Heat pump, Air-to-water - single-family house - existing building - distributed level 0.33 | HOUELC, HOUAMB | HOUPARRHN_OLDD_DMD | MKr20 | 2040 | 8.4597 | 0.21558 | 0.26815 | [5 empty] | PAR | D | OLD | 3.7292 |  | RHNHPELC | 2 | 0.33333 | HOUPARRHNHPELCN03_OLDD_FBHWPEE01 | 0.75 | HOUPARRHNHPELCN03_OLDD | HOUPARRHNBHWPEE01_OLDD | BHWPEE01 | HPELCN03 | PAR_OLDD | BHWPEE01_HPELCN03 | 6 | 0 | 1 | New
HOUPARRHNHPELCN03_OLDD_FBHWPEE01_D33 | Residential heating technology - Heat pump, Air-to-water - single-family house - existing building - distributed level 0.33 | HOUELC, HOUAMB | HOUPARRHN_OLDD_DMD | MKr20 | 2050 | 7.7786 | 0.20956 | 0.26091 | [5 empty] | PAR | D | OLD | 3.8328 |  | RHNHPELC | 2 | 0.33333 | HOUPARRHNHPELCN03_OLDD_FBHWPEE01 | 0.75 | HOUPARRHNHPELCN03_OLDD | HOUPARRHNBHWPEE01_OLDD | BHWPEE01 | HPELCN03 | PAR_OLDD | BHWPEE01_HPELCN03 | 6 | 0 | 1 | New
HOUPARRHNHPELCN02_OLDD_FBHWPEE01_D33 | Residential heating technology - Heat pump, Air-to-air - single-family house - existing building - distributed level 0.33 | HOUELC, HOUAMB | HOUPARRHN_OLDD_DMD | MKr20 | 2020 | 1.9871 | 0.15994 | 0.19904 | [5 empty] | PAR | D | OLD | 5.0241 |  | RHNHPELC | 2 | 0.33333 | HOUPARRHNHPELCN02_OLDD_FBHWPEE01 | 0.75 | HOUPARRHNHPELCN02_OLDD | HOUPARRHNBHWPEE01_OLDD | BHWPEE01 | HPELCN02 | PAR_OLDD | BHWPEE01_HPELCN02 | 5 | 0 | 1.1 | Unlikely
HOUPARRHNHPELCN02_OLDD_FBHWPEE01_D33 | Residential heating technology - Heat pump, Air-to-air - single-family house - existing building - distributed level 0.33 | HOUELC, HOUAMB | HOUPARRHN_OLDD_DMD | MKr20 | 2025 | 1.9385 | 0.10866 | 0.18928 | [5 empty] | PAR | D | OLD | 5.2831 |  | RHNHPELC | 2 | 0.33333 | HOUPARRHNHPELCN02_OLDD_FBHWPEE01 | 0.75 | HOUPARRHNHPELCN02_OLDD | HOUPARRHNBHWPEE01_OLDD | BHWPEE01 | HPELCN02 | PAR_OLDD | BHWPEE01_HPELCN02 | 5 | 0 | 1.1 | Unlikely
HOUPARRHNHPELCN02_OLDD_FBHWPEE01_D33 | Residential heating technology - Heat pump, Air-to-air - single-family house - existing building - distributed level 0.33 | HOUELC, HOUAMB | HOUPARRHN_OLDD_DMD | MKr20 | 2030 | 1.8899 | 0.10666 | 0.18214 | [5 empty] | PAR | D | OLD | 5.4902 |  | RHNHPELC | 2 | 0.33333 | HOUPARRHNHPELCN02_OLDD_FBHWPEE01 | 0.75 | HOUPARRHNHPELCN02_OLDD | HOUPARRHNBHWPEE01_OLDD | BHWPEE01 | HPELCN02 | PAR_OLDD | BHWPEE01_HPELCN02 | 5 | 0 | 1.1 | Unlikely
HOUPARRHNHPELCN02_OLDD_FBHWPEE01_D33 | Residential heating technology - Heat pump, Air-to-air - single-family house - existing building - distributed level 0.33 | HOUELC, HOUAMB | HOUPARRHN_OLDD_DMD | MKr20 | 2040 | 1.7998 | 0.10293 | 0.17552 | [5 empty] | PAR | D | OLD | 5.6974 |  | RHNHPELC | 2 | 0.33333 | HOUPARRHNHPELCN02_OLDD_FBHWPEE01 | 0.75 | HOUPARRHNHPELCN02_OLDD | HOUPARRHNBHWPEE01_OLDD | BHWPEE01 | HPELCN02 | PAR_OLDD | BHWPEE01_HPELCN02 | 5 | 0 | 1.1 | Unlikely
HOUPARRHNHPELCN02_OLDD_FBHWPEE01_D33 | Residential heating technology - Heat pump, Air-to-air - single-family house - existing building - distributed level 0.33 | HOUELC, HOUAMB | HOUPARRHN_OLDD_DMD | MKr20 | 2050 | 1.7097 | 0.099207 | 0.17238 | [5 empty] | PAR | D | OLD | 5.801 |  | RHNHPELC | 2 | 0.33333 | HOUPARRHNHPELCN02_OLDD_FBHWPEE01 | 0.75 | HOUPARRHNHPELCN02_OLDD | HOUPARRHNBHWPEE01_OLDD | BHWPEE01 | HPELCN02 | PAR_OLDD | BHWPEE01_HPELCN02 | 5 | 0 | 1.1 | Unlikely
HOUPARRHNDIELCN06_OLDD_FBHWPEE01_D33 | Residential heating technology - Electric heating - electric panel from Bauhaus - single-family house - new building - distributed level 0.33 | HOUELC | HOUPARRHN_OLDD_DMD | MKr20 | 2020 | 0.56157 | 0 | [6 empty] | PAR | D | OLD |  |  | RHNDIELC | 2 | 0.33333 | HOUPARRHNDIELCN06_OLDD_FBHWPEE01 | 0.75 | HOUPARRHNDIELCN06_OLDD | HOUPARRHNBHWPEE01_OLDD | BHWPEE01 | DIELCN06 | PAR_OLDD | BHWPEE01_DIELCN06 | 5 | 0 | 1.1 | Unlikely
HOUPARRHNDIELCN06_OLDD_FBHWPEE01_D33 | Residential heating technology - Electric heating - electric panel from Bauhaus - single-family house - new building - distributed level 0.33 | HOUELC | HOUPARRHN_OLDD_DMD | MKr20 | 2025 | 0.56157 | 0 | [6 empty] | PAR | D | OLD |  |  | RHNDIELC | 2 | 0.33333 | HOUPARRHNDIELCN06_OLDD_FBHWPEE01 | 0.75 | HOUPARRHNDIELCN06_OLDD | HOUPARRHNBHWPEE01_OLDD | BHWPEE01 | DIELCN06 | PAR_OLDD | BHWPEE01_DIELCN06 | 5 | 0 | 1.1 | Unlikely
HOUPARRHNDIELCN06_OLDD_FBHWPEE01_D33 | Residential heating technology - Electric heating - electric panel from Bauhaus - single-family house - new building - distributed level 0.33 | HOUELC | HOUPARRHN_OLDD_DMD | MKr20 | 2030 | 0.56157 | 0 | [6 empty] | PAR | D | OLD |  |  | RHNDIELC | 2 | 0.33333 | HOUPARRHNDIELCN06_OLDD_FBHWPEE01 | 0.75 | HOUPARRHNDIELCN06_OLDD | HOUPARRHNBHWPEE01_OLDD | BHWPEE01 | DIELCN06 | PAR_OLDD | BHWPEE01_DIELCN06 | 5 | 0 | 1.1 | Unlikely
HOUPARRHNDIELCN06_OLDD_FBHWPEE01_D33 | Residential heating technology - Electric heating - electric panel from Bauhaus - single-family house - new building - distributed level 0.33 | HOUELC | HOUPARRHN_OLDD_DMD | MKr20 | 2040 | 0.56157 | 0 | [6 empty] | PAR | D | OLD |  |  | RHNDIELC | 2 | 0.33333 | HOUPARRHNDIELCN06_OLDD_FBHWPEE01 | 0.75 | HOUPARRHNDIELCN06_OLDD | HOUPARRHNBHWPEE01_OLDD | BHWPEE01 | DIELCN06 | PAR_OLDD | BHWPEE01_DIELCN06 | 5 | 0 | 1.1 | Unlikely
HOUPARRHNDIELCN06_OLDD_FBHWPEE01_D33 | Residential heating technology - Electric heating - electric panel from Bauhaus - single-family house - new building - distributed level 0.33 | HOUELC | HOUPARRHN_OLDD_DMD | MKr20 | 2050 | 0.56157 | 0 | [6 empty] | PAR | D | OLD |  |  | RHNDIELC | 2 | 0.33333 | HOUPARRHNDIELCN06_OLDD_FBHWPEE01 | 0.75 | HOUPARRHNDIELCN06_OLDD | HOUPARRHNBHWPEE01_OLDD | BHWPEE01 | DIELCN06 | PAR_OLDD | BHWPEE01_DIELCN06 | 5 | 0 | 1.1 | Unlikely
HOUPARRHNDIELCN01_OLDD_FBHWPEE01_D33 | Residential heating technology - Electric heating - single-family house - new building - distributed level 0.33 | HOUELC | HOUPARRHN_OLDD_DMD | MKr20 | 2020 | 6.8232 | 0.055321 | [6 empty] | PAR | D | OLD |  |  | RHNDIELC | 2 | 0.33333 | HOUPARRHNDIELCN01_OLDD_FBHWPEE01 | 0.75 | HOUPARRHNDIELCN01_OLDD | HOUPARRHNBHWPEE01_OLDD | BHWPEE01 | DIELCN01 | PAR_OLDD | BHWPEE01_DIELCN01 | 5 | 0 | 1.1 | Unlikely
HOUPARRHNDIELCN01_OLDD_FBHWPEE01_D33 | Residential heating technology - Electric heating - single-family house - new building - distributed level 0.33 | HOUELC | HOUPARRHN_OLDD_DMD | MKr20 | 2025 | 6.6543 | 0.055321 | [6 empty] | PAR | D | OLD |  |  | RHNDIELC | 2 | 0.33333 | HOUPARRHNDIELCN01_OLDD_FBHWPEE01 | 0.75 | HOUPARRHNDIELCN01_OLDD | HOUPARRHNBHWPEE01_OLDD | BHWPEE01 | DIELCN01 | PAR_OLDD | BHWPEE01_DIELCN01 | 5 | 0 | 1.1 | Unlikely
HOUPARRHNDIELCN01_OLDD_FBHWPEE01_D33 | Residential heating technology - Electric heating - single-family house - new building - distributed level 0.33 | HOUELC | HOUPARRHN_OLDD_DMD | MKr20 | 2030 | 6.4896 | 0.053016 | [6 empty] | PAR | D | OLD |  |  | RHNDIELC | 2 | 0.33333 | HOUPARRHNDIELCN01_OLDD_FBHWPEE01 | 0.75 | HOUPARRHNDIELCN01_OLDD | HOUPARRHNBHWPEE01_OLDD | BHWPEE01 | DIELCN01 | PAR_OLDD | BHWPEE01_DIELCN01 | 5 | 0 | 1.1 | Unlikely
HOUPARRHNDIELCN01_OLDD_FBHWPEE01_D33 | Residential heating technology - Electric heating - single-family house - new building - distributed level 0.33 | HOUELC | HOUPARRHN_OLDD_DMD | MKr20 | 2040 | 6.1723 | 0.050711 | [6 empty] | PAR | D | OLD |  |  | RHNDIELC | 2 | 0.33333 | HOUPARRHNDIELCN01_OLDD_FBHWPEE01 | 0.75 | HOUPARRHNDIELCN01_OLDD | HOUPARRHNBHWPEE01_OLDD | BHWPEE01 | DIELCN01 | PAR_OLDD | BHWPEE01_DIELCN01 | 5 | 0 | 1.1 | Unlikely
HOUPARRHNDIELCN01_OLDD_FBHWPEE01_D33 | Residential heating technology - Electric heating - single-family house - new building - distributed level 0.33 | HOUELC | HOUPARRHN_OLDD_DMD | MKr20 | 2050 | 5.8706 | 0.048406 | [6 empty] | PAR | D | OLD |  |  | RHNDIELC | 2 | 0.33333 | HOUPARRHNDIELCN01_OLDD_FBHWPEE01 | 0.75 | HOUPARRHNDIELCN01_OLDD | HOUPARRHNBHWPEE01_OLDD | BHWPEE01 | DIELCN01 | PAR_OLDD | BHWPEE01_DIELCN01 | 5 | 0 | 1.1 | Unlikely
HOUPARRHNBHWPEN01_OLDD_FBHWPEE01_D33 | Residential heating technology - Biomass boiler, automatic stoking , wood pellets or wood chips - single-family house - existing building - distributed level 0.33 | HOUWPE | HOUPARRHN_OLDD_DMD | MKr20 | 2020 | 3.0275 | 0.25872 |  | 25 | 14 | 70 | 2 | 4 | PAR | D | OLD |  |  | RHNBHWPE | 2 | 0.33333 | HOUPARRHNBHWPEN01_OLDD_FBHWPEE01 | 0.75 | HOUPARRHNBHWPEN01_OLDD | HOUPARRHNBHWPEE01_OLDD | BHWPEE01 | BHWPEN01 | PAR_OLDD | BHWPEE01_BHWPEN01 | 2 | 0 | 0.9 | Same
HOUPARRHNBHWPEN01_OLDD_FBHWPEE01_D33 | Residential heating technology - Biomass boiler, automatic stoking , wood pellets or wood chips - single-family house - existing building - distributed level 0.33 | HOUWPE | HOUPARRHN_OLDD_DMD | MKr20 | 2025 | 2.9526 | 0.25425 |  | 25 | 14 | 60 | 2 | 4 | PAR | D | OLD |  |  | RHNBHWPE | 2 | 0.33333 | HOUPARRHNBHWPEN01_OLDD_FBHWPEE01 | 0.75 | HOUPARRHNBHWPEN01_OLDD | HOUPARRHNBHWPEE01_OLDD | BHWPEE01 | BHWPEN01 | PAR_OLDD | BHWPEE01_BHWPEN01 | 2 | 0 | 0.9 | Same
HOUPARRHNBHWPEN01_OLDD_FBHWPEE01_D33 | Residential heating technology - Biomass boiler, automatic stoking , wood pellets or wood chips - single-family house - existing building - distributed level 0.33 | HOUWPE | HOUPARRHN_OLDD_DMD | MKr20 | 2030 | 2.8795 | 0.25086 |  | 25 | 11 | 50 | 1 | 4 | PAR | D | OLD |  |  | RHNBHWPE | 2 | 0.33333 | HOUPARRHNBHWPEN01_OLDD_FBHWPEE01 | 0.75 | HOUPARRHNBHWPEN01_OLDD | HOUPARRHNBHWPEE01_OLDD | BHWPEE01 | BHWPEN01 | PAR_OLDD | BHWPEE01_BHWPEN01 | 2 | 0 | 0.9 | Same
HOUPARRHNBHWPEN01_OLDD_FBHWPEE01_D33 | Residential heating technology - Biomass boiler, automatic stoking , wood pellets or wood chips - single-family house - existing building - distributed level 0.33 | HOUWPE | HOUPARRHN_OLDD_DMD | MKr20 | 2040 | 2.7387 | 0.23976 |  | 25 | 9 | 45 | 1 | 4 | PAR | D | OLD |  |  | RHNBHWPE | 2 | 0.33333 | HOUPARRHNBHWPEN01_OLDD_FBHWPEE01 | 0.75 | HOUPARRHNBHWPEN01_OLDD | HOUPARRHNBHWPEE01_OLDD | BHWPEE01 | BHWPEN01 | PAR_OLDD | BHWPEE01_BHWPEN01 | 2 | 0 | 0.9 | Same
HOUPARRHNBHWPEN01_OLDD_FBHWPEE01_D33 | Residential heating technology - Biomass boiler, automatic stoking , wood pellets or wood chips - single-family house - existing building - distributed level 0.33 | HOUWPE | HOUPARRHN_OLDD_DMD | MKr20 | 2050 | 3.256 | 0.28643 |  | 25 | 9 | 40 | 0 | 4 | PAR | D | OLD |  |  | RHNBHWPE | 2 | 0.33333 | HOUPARRHNBHWPEN01_OLDD_FBHWPEE01 | 0.75 | HOUPARRHNBHWPEN01_OLDD | HOUPARRHNBHWPEE01_OLDD | BHWPEE01 | BHWPEN01 | PAR_OLDD | BHWPEE01_BHWPEN01 | 2 | 0 | 0.9 | Same
HOUPARRHNBHSOLN01_OLDD_FBHWPEE01_D33 | Residential heating technology - Solar heating system - single-family house - existing building - distributed level 0.33 | HOUSOL | HOUPARRHN_OLDD_DMD | MKr20 | 2020 | 7.498 | 0.086357 | [6 empty] | PAR | D | OLD |  |  | RHNBHSOL | 2 | 0.33333 | HOUPARRHNBHSOLN01_OLDD_FBHWPEE01 | 0.75 | HOUPARRHNBHSOLN01_OLDD | HOUPARRHNBHWPEE01_OLDD | BHWPEE01 | BHSOLN01 | PAR_OLDD | BHWPEE01_BHSOLN01 | 5 | 0 | 1.1 | Unlikely
HOUPARRHNBHSOLN01_OLDD_FBHWPEE01_D33 | Residential heating technology - Solar heating system - single-family house - existing building - distributed level 0.33 | HOUSOL | HOUPARRHN_OLDD_DMD | MKr20 | 2025 | 7.3124 | 0.081089 | [6 empty] | PAR | D | OLD |  |  | RHNBHSOL | 2 | 0.33333 | HOUPARRHNBHSOLN01_OLDD_FBHWPEE01 | 0.75 | HOUPARRHNBHSOLN01_OLDD | HOUPARRHNBHWPEE01_OLDD | BHWPEE01 | BHSOLN01 | PAR_OLDD | BHWPEE01_BHSOLN01 | 5 | 0 | 1.1 | Unlikely
HOUPARRHNBHSOLN01_OLDD_FBHWPEE01_D33 | Residential heating technology - Solar heating system - single-family house - existing building - distributed level 0.33 | HOUSOL | HOUPARRHN_OLDD_DMD | MKr20 | 2030 | 7.1315 | 0.079113 | [6 empty] | PAR | D | OLD |  |  | RHNBHSOL | 2 | 0.33333 | HOUPARRHNBHSOLN01_OLDD_FBHWPEE01 | 0.75 | HOUPARRHNBHSOLN01_OLDD | HOUPARRHNBHWPEE01_OLDD | BHWPEE01 | BHSOLN01 | PAR_OLDD | BHWPEE01_BHSOLN01 | 5 | 0 | 1.1 | Unlikely
HOUPARRHNBHSOLN01_OLDD_FBHWPEE01_D33 | Residential heating technology - Solar heating system - single-family house - existing building - distributed level 0.33 | HOUSOL | HOUPARRHN_OLDD_DMD | MKr20 | 2040 | 6.7828 | 0.074832 | [6 empty] | PAR | D | OLD |  |  | RHNBHSOL | 2 | 0.33333 | HOUPARRHNBHSOLN01_OLDD_FBHWPEE01 | 0.75 | HOUPARRHNBHSOLN01_OLDD | HOUPARRHNBHWPEE01_OLDD | BHWPEE01 | BHSOLN01 | PAR_OLDD | BHWPEE01_BHSOLN01 | 5 | 0 | 1.1 | Unlikely
HOUPARRHNBHSOLN01_OLDD_FBHWPEE01_D33 | Residential heating technology - Solar heating system - single-family house - existing building - distributed level 0.33 | HOUSOL | HOUPARRHN_OLDD_DMD | MKr20 | 2050 | 6.4512 | 0.070551 | [6 empty] | PAR | D | OLD |  |  | RHNBHSOL | 2 | 0.33333 | HOUPARRHNBHSOLN01_OLDD_FBHWPEE01 | 0.75 | HOUPARRHNBHSOLN01_OLDD | HOUPARRHNBHWPEE01_OLDD | BHWPEE01 | BHSOLN01 | PAR_OLDD | BHWPEE01_BHSOLN01 | 5 | 0 | 1.1 | Unlikely
HOUPARRHNBHDHDN03_OLDD_FBHWPEE01_D33 | Residential heating technology - Direct district heating substation - plus connection pipe - single-family house - existing building - distributed level 0.33 | HOUDHD | HOUPARRHN_OLDD_DMD | MKr20 | 2020 | 2.7489 | 0.028099 | [6 empty] | PAR | D | OLD |  |  | RHNBHDHD | 2 | 0.33333 | HOUPARRHNBHDHDN03_OLDD_FBHWPEE01 | 0.75 | HOUPARRHNBHDHDN03_OLDD | HOUPARRHNBHWPEE01_OLDD | BHWPEE01 | BHDHDN03 | PAR_OLDD | BHWPEE01_BHDHDN03 | 6 | 0 | 1 | New
HOUPARRHNBHDHDN03_OLDD_FBHWPEE01_D33 | Residential heating technology - Direct district heating substation - plus connection pipe - single-family house - existing building - distributed level 0.33 | HOUDHD | HOUPARRHN_OLDD_DMD | MKr20 | 2025 | 2.717 | 0.027891 | [6 empty] | PAR | D | OLD |  |  | RHNBHDHD | 2 | 0.33333 | HOUPARRHNBHDHDN03_OLDD_FBHWPEE01 | 0.75 | HOUPARRHNBHDHDN03_OLDD | HOUPARRHNBHWPEE01_OLDD | BHWPEE01 | BHDHDN03 | PAR_OLDD | BHWPEE01_BHDHDN03 | 6 | 0 | 1 | New
HOUPARRHNBHDHDN03_OLDD_FBHWPEE01_D33 | Residential heating technology - Direct district heating substation - plus connection pipe - single-family house - existing building - distributed level 0.33 | HOUDHD | HOUPARRHN_OLDD_DMD | MKr20 | 2030 | 2.6904 | 0.027393 | [6 empty] | PAR | D | OLD |  |  | RHNBHDHD | 2 | 0.33333 | HOUPARRHNBHDHDN03_OLDD_FBHWPEE01 | 0.75 | HOUPARRHNBHDHDN03_OLDD | HOUPARRHNBHWPEE01_OLDD | BHWPEE01 | BHDHDN03 | PAR_OLDD | BHWPEE01_BHDHDN03 | 6 | 0 | 1 | New
HOUPARRHNBHDHDN03_OLDD_FBHWPEE01_D33 | Residential heating technology - Direct district heating substation - plus connection pipe - single-family house - existing building - distributed level 0.33 | HOUDHD | HOUPARRHN_OLDD_DMD | MKr20 | 2040 | 2.6425 | 0.026213 | [6 empty] | PAR | D | OLD |  |  | RHNBHDHD | 2 | 0.33333 | HOUPARRHNBHDHDN03_OLDD_FBHWPEE01 | 0.75 | HOUPARRHNBHDHDN03_OLDD | HOUPARRHNBHWPEE01_OLDD | BHWPEE01 | BHDHDN03 | PAR_OLDD | BHWPEE01_BHDHDN03 | 6 | 0 | 1 | New
HOUPARRHNBHDHDN03_OLDD_FBHWPEE01_D33 | Residential heating technology - Direct district heating substation - plus connection pipe - single-family house - existing building - distributed level 0.33 | HOUDHD | HOUPARRHN_OLDD_DMD | MKr20 | 2050 | 2.5894 | 0.024497 | [6 empty] | PAR | D | OLD |  |  | RHNBHDHD | 2 | 0.33333 | HOUPARRHNBHDHDN03_OLDD_FBHWPEE01 | 0.75 | HOUPARRHNBHDHDN03_OLDD | HOUPARRHNBHWPEE01_OLDD | BHWPEE01 | BHDHDN03 | PAR_OLDD | BHWPEE01_BHDHDN03 | 6 | 0 | 1 | New
HOUPARRHNHPELCN07_OLDI_FBHWPEE01_D33 | Residential heating technology - Heat pump, Air-to-water, low-price product - single-family house - existing building - distributed level 0.33 | HOUELC, HOUAMB | HOUPARRHN_OLDI_DMD | MKr20 | 2020 | 8.4918 | 0.35537 | 0.32178 | [5 empty] | PAR | I | OLD | 3.1077 |  | RHNHPELC | 2 | 0.33333 | HOUPARRHNHPELCN07_OLDI_FBHWPEE01 | 0.75 | HOUPARRHNHPELCN07_OLDI | HOUPARRHNBHWPEE01_OLDI | BHWPEE01 | HPELCN07 | PAR_OLDI | BHWPEE01_HPELCN07 | 6 | 0 | 1 | New
HOUPARRHNHPELCN07_OLDI_FBHWPEE01_D33 | Residential heating technology - Heat pump, Air-to-water, low-price product - single-family house - existing building - distributed level 0.33 | HOUELC, HOUAMB | HOUPARRHN_OLDI_DMD | MKr20 | 2025 | 7.7685 | 0.27257 | 0.30646 | [5 empty] | PAR | I | OLD | 3.2631 |  | RHNHPELC | 2 | 0.33333 | HOUPARRHNHPELCN07_OLDI_FBHWPEE01 | 0.75 | HOUPARRHNHPELCN07_OLDI | HOUPARRHNBHWPEE01_OLDI | BHWPEE01 | HPELCN07 | PAR_OLDI | BHWPEE01_HPELCN07 | 6 | 0 | 1 | New
HOUPARRHNHPELCN07_OLDI_FBHWPEE01_D33 | Residential heating technology - Heat pump, Air-to-water, low-price product - single-family house - existing building - distributed level 0.33 | HOUELC, HOUAMB | HOUPARRHN_OLDI_DMD | MKr20 | 2030 | 7.0451 | 0.26933 | 0.29253 | [5 empty] | PAR | I | OLD | 3.4185 |  | RHNHPELC | 2 | 0.33333 | HOUPARRHNHPELCN07_OLDI_FBHWPEE01 | 0.75 | HOUPARRHNHPELCN07_OLDI | HOUPARRHNBHWPEE01_OLDI | BHWPEE01 | HPELCN07 | PAR_OLDI | BHWPEE01_HPELCN07 | 6 | 0 | 1 | New
HOUPARRHNHPELCN07_OLDI_FBHWPEE01_D33 | Residential heating technology - Heat pump, Air-to-water, low-price product - single-family house - existing building - distributed level 0.33 | HOUELC, HOUAMB | HOUPARRHN_OLDI_DMD | MKr20 | 2040 | 6.4688 | 0.26331 | 0.27981 | [5 empty] | PAR | I | OLD | 3.5738 |  | RHNHPELC | 2 | 0.33333 | HOUPARRHNHPELCN07_OLDI_FBHWPEE01 | 0.75 | HOUPARRHNHPELCN07_OLDI | HOUPARRHNBHWPEE01_OLDI | BHWPEE01 | HPELCN07 | PAR_OLDI | BHWPEE01_HPELCN07 | 6 | 0 | 1 | New
HOUPARRHNHPELCN07_OLDI_FBHWPEE01_D33 | Residential heating technology - Heat pump, Air-to-water, low-price product - single-family house - existing building - distributed level 0.33 | HOUELC, HOUAMB | HOUPARRHN_OLDI_DMD | MKr20 | 2050 | 5.8925 | 0.2573 | 0.27193 | [5 empty] | PAR | I | OLD | 3.6774 |  | RHNHPELC | 2 | 0.33333 | HOUPARRHNHPELCN07_OLDI_FBHWPEE01 | 0.75 | HOUPARRHNHPELCN07_OLDI | HOUPARRHNBHWPEE01_OLDI | BHWPEE01 | HPELCN07 | PAR_OLDI | BHWPEE01_HPELCN07 | 6 | 0 | 1 | New
HOUPARRHNHPELCN05_OLDI_FBHWPEE01_D33 | Residential heating technology - Heat pump, Air-to-water - leasing - single-family house - existing building - distributed level 0.33 | HOUELC, HOUAMB | HOUPARRHN_OLDI_DMD | MKr20 | 2020 | 5.4102 | 0.9839 | 0.30646 | [5 empty] | PAR | I | OLD | 3.2631 |  | RHNHPELC | 2 | 0.33333 | HOUPARRHNHPELCN05_OLDI_FBHWPEE01 | 0.75 | HOUPARRHNHPELCN05_OLDI | HOUPARRHNBHWPEE01_OLDI | BHWPEE01 | HPELCN05 | PAR_OLDI | BHWPEE01_HPELCN05 | 6 | 0 | 1 | New
HOUPARRHNHPELCN05_OLDI_FBHWPEE01_D33 | Residential heating technology - Heat pump, Air-to-water - leasing - single-family house - existing building - distributed level 0.33 | HOUELC, HOUAMB | HOUPARRHN_OLDI_DMD | MKr20 | 2025 | 4.9903 | 0.84862 | 0.29253 | [5 empty] | PAR | I | OLD | 3.4185 |  | RHNHPELC | 2 | 0.33333 | HOUPARRHNHPELCN05_OLDI_FBHWPEE01 | 0.75 | HOUPARRHNHPELCN05_OLDI | HOUPARRHNBHWPEE01_OLDI | BHWPEE01 | HPELCN05 | PAR_OLDI | BHWPEE01_HPELCN05 | 6 | 0 | 1 | New
HOUPARRHNHPELCN05_OLDI_FBHWPEE01_D33 | Residential heating technology - Heat pump, Air-to-water - leasing - single-family house - existing building - distributed level 0.33 | HOUELC, HOUAMB | HOUPARRHN_OLDI_DMD | MKr20 | 2030 | 4.5704 | 0.79289 | 0.27981 | [5 empty] | PAR | I | OLD | 3.5738 |  | RHNHPELC | 2 | 0.33333 | HOUPARRHNHPELCN05_OLDI_FBHWPEE01 | 0.75 | HOUPARRHNHPELCN05_OLDI | HOUPARRHNBHWPEE01_OLDI | BHWPEE01 | HPELCN05 | PAR_OLDI | BHWPEE01_HPELCN05 | 6 | 0 | 1 | New
HOUPARRHNHPELCN05_OLDI_FBHWPEE01_D33 | Residential heating technology - Heat pump, Air-to-water - leasing - single-family house - existing building - distributed level 0.33 | HOUELC, HOUAMB | HOUPARRHN_OLDI_DMD | MKr20 | 2040 | 4.2298 | 0.74431 | 0.26815 | [5 empty] | PAR | I | OLD | 3.7292 |  | RHNHPELC | 2 | 0.33333 | HOUPARRHNHPELCN05_OLDI_FBHWPEE01 | 0.75 | HOUPARRHNHPELCN05_OLDI | HOUPARRHNBHWPEE01_OLDI | BHWPEE01 | HPELCN05 | PAR_OLDI | BHWPEE01_HPELCN05 | 6 | 0 | 1 | New
HOUPARRHNHPELCN05_OLDI_FBHWPEE01_D33 | Residential heating technology - Heat pump, Air-to-water - leasing - single-family house - existing building - distributed level 0.33 | HOUELC, HOUAMB | HOUPARRHN_OLDI_DMD | MKr20 | 2050 | 3.8893 | 0.69572 | 0.26091 | [5 empty] | PAR | I | OLD | 3.8328 |  | RHNHPELC | 2 | 0.33333 | HOUPARRHNHPELCN05_OLDI_FBHWPEE01 | 0.75 | HOUPARRHNHPELCN05_OLDI | HOUPARRHNBHWPEE01_OLDI | BHWPEE01 | HPELCN05 | PAR_OLDI | BHWPEE01_HPELCN05 | 6 | 0 | 1 | New
HOUPARRHNHPELCN04_OLDI_FBHWPEE01_D33 | Residential heating technology - Heat pump, Ground source - single-family house - existing building - distributed level 0.33 | HOUELC, HOUAMB | HOUPARRHN_OLDI_DMD | MKr20 | 2020 | 14.3298 | 0.28377 | 0.27981 | [5 empty] | PAR | I | OLD | 3.5738 |  | RHNHPELC | 2 | 0.33333 | HOUPARRHNHPELCN04_OLDI_FBHWPEE01 | 0.75 | HOUPARRHNHPELCN04_OLDI | HOUPARRHNBHWPEE01_OLDI | BHWPEE01 | HPELCN04 | PAR_OLDI | BHWPEE01_HPELCN04 | 6 | 0 | 1 | New
HOUPARRHNHPELCN04_OLDI_FBHWPEE01_D33 | Residential heating technology - Heat pump, Ground source - single-family house - existing building - distributed level 0.33 | HOUELC, HOUAMB | HOUPARRHN_OLDI_DMD | MKr20 | 2025 | 13.6133 | 0.20097 | 0.27193 | [5 empty] | PAR | I | OLD | 3.6774 |  | RHNHPELC | 2 | 0.33333 | HOUPARRHNHPELCN04_OLDI_FBHWPEE01 | 0.75 | HOUPARRHNHPELCN04_OLDI | HOUPARRHNBHWPEE01_OLDI | BHWPEE01 | HPELCN04 | PAR_OLDI | BHWPEE01_HPELCN04 | 6 | 0 | 1 | New
HOUPARRHNHPELCN04_OLDI_FBHWPEE01_D33 | Residential heating technology - Heat pump, Ground source - single-family house - existing building - distributed level 0.33 | HOUELC, HOUAMB | HOUPARRHN_OLDI_DMD | MKr20 | 2030 | 12.8968 | 0.19772 | 0.26448 | [5 empty] | PAR | I | OLD | 3.781 |  | RHNHPELC | 2 | 0.33333 | HOUPARRHNHPELCN04_OLDI_FBHWPEE01 | 0.75 | HOUPARRHNHPELCN04_OLDI | HOUPARRHNBHWPEE01_OLDI | BHWPEE01 | HPELCN04 | PAR_OLDI | BHWPEE01_HPELCN04 | 6 | 0 | 1 | New
HOUPARRHNHPELCN04_OLDI_FBHWPEE01_D33 | Residential heating technology - Heat pump, Ground source - single-family house - existing building - distributed level 0.33 | HOUELC, HOUAMB | HOUPARRHN_OLDI_DMD | MKr20 | 2040 | 12.252 | 0.19171 | 0.25404 | [5 empty] | PAR | I | OLD | 3.9364 |  | RHNHPELC | 2 | 0.33333 | HOUPARRHNHPELCN04_OLDI_FBHWPEE01 | 0.75 | HOUPARRHNHPELCN04_OLDI | HOUPARRHNBHWPEE01_OLDI | BHWPEE01 | HPELCN04 | PAR_OLDI | BHWPEE01_HPELCN04 | 6 | 0 | 1 | New
HOUPARRHNHPELCN04_OLDI_FBHWPEE01_D33 | Residential heating technology - Heat pump, Ground source - single-family house - existing building - distributed level 0.33 | HOUELC, HOUAMB | HOUPARRHN_OLDI_DMD | MKr20 | 2050 | 11.6072 | 0.18569 | 0.25074 | [5 empty] | PAR | I | OLD | 3.9882 |  | RHNHPELC | 2 | 0.33333 | HOUPARRHNHPELCN04_OLDI_FBHWPEE01 | 0.75 | HOUPARRHNHPELCN04_OLDI | HOUPARRHNBHWPEE01_OLDI | BHWPEE01 | HPELCN04 | PAR_OLDI | BHWPEE01_HPELCN04 | 6 | 0 | 1 | New
HOUPARRHNHPELCN03_OLDI_FBHWPEE01_D33 | Residential heating technology - Heat pump, Air-to-water - single-family house - existing building - distributed level 0.33 | HOUELC, HOUAMB | HOUPARRHN_OLDI_DMD | MKr20 | 2020 | 10.8203 | 0.30764 | 0.30646 | [5 empty] | PAR | I | OLD | 3.2631 |  | RHNHPELC | 2 | 0.33333 | HOUPARRHNHPELCN03_OLDI_FBHWPEE01 | 0.75 | HOUPARRHNHPELCN03_OLDI | HOUPARRHNBHWPEE01_OLDI | BHWPEE01 | HPELCN03 | PAR_OLDI | BHWPEE01_HPELCN03 | 6 | 0 | 1 | New
HOUPARRHNHPELCN03_OLDI_FBHWPEE01_D33 | Residential heating technology - Heat pump, Air-to-water - single-family house - existing building - distributed level 0.33 | HOUELC, HOUAMB | HOUPARRHN_OLDI_DMD | MKr20 | 2025 | 9.9805 | 0.22483 | 0.29253 | [5 empty] | PAR | I | OLD | 3.4185 |  | RHNHPELC | 2 | 0.33333 | HOUPARRHNHPELCN03_OLDI_FBHWPEE01 | 0.75 | HOUPARRHNHPELCN03_OLDI | HOUPARRHNBHWPEE01_OLDI | BHWPEE01 | HPELCN03 | PAR_OLDI | BHWPEE01_HPELCN03 | 6 | 0 | 1 | New
HOUPARRHNHPELCN03_OLDI_FBHWPEE01_D33 | Residential heating technology - Heat pump, Air-to-water - single-family house - existing building - distributed level 0.33 | HOUELC, HOUAMB | HOUPARRHN_OLDI_DMD | MKr20 | 2030 | 9.1408 | 0.22159 | 0.27981 | [5 empty] | PAR | I | OLD | 3.5738 |  | RHNHPELC | 2 | 0.33333 | HOUPARRHNHPELCN03_OLDI_FBHWPEE01 | 0.75 | HOUPARRHNHPELCN03_OLDI | HOUPARRHNBHWPEE01_OLDI | BHWPEE01 | HPELCN03 | PAR_OLDI | BHWPEE01_HPELCN03 | 6 | 0 | 1 | New
HOUPARRHNHPELCN03_OLDI_FBHWPEE01_D33 | Residential heating technology - Heat pump, Air-to-water - single-family house - existing building - distributed level 0.33 | HOUELC, HOUAMB | HOUPARRHN_OLDI_DMD | MKr20 | 2040 | 8.4597 | 0.21558 | 0.26815 | [5 empty] | PAR | I | OLD | 3.7292 |  | RHNHPELC | 2 | 0.33333 | HOUPARRHNHPELCN03_OLDI_FBHWPEE01 | 0.75 | HOUPARRHNHPELCN03_OLDI | HOUPARRHNBHWPEE01_OLDI | BHWPEE01 | HPELCN03 | PAR_OLDI | BHWPEE01_HPELCN03 | 6 | 0 | 1 | New
HOUPARRHNHPELCN03_OLDI_FBHWPEE01_D33 | Residential heating technology - Heat pump, Air-to-water - single-family house - existing building - distributed level 0.33 | HOUELC, HOUAMB | HOUPARRHN_OLDI_DMD | MKr20 | 2050 | 7.7786 | 0.20956 | 0.26091 | [5 empty] | PAR | I | OLD | 3.8328 |  | RHNHPELC | 2 | 0.33333 | HOUPARRHNHPELCN03_OLDI_FBHWPEE01 | 0.75 | HOUPARRHNHPELCN03_OLDI | HOUPARRHNBHWPEE01_OLDI | BHWPEE01 | HPELCN03 | PAR_OLDI | BHWPEE01_HPELCN03 | 6 | 0 | 1 | New
HOUPARRHNHPELCN02_OLDI_FBHWPEE01_D33 | Residential heating technology - Heat pump, Air-to-air - single-family house - existing building - distributed level 0.33 | HOUELC, HOUAMB | HOUPARRHN_OLDI_DMD | MKr20 | 2020 | 1.9871 | 0.15994 | 0.19904 | [5 empty] | PAR | I | OLD | 5.0241 |  | RHNHPELC | 2 | 0.33333 | HOUPARRHNHPELCN02_OLDI_FBHWPEE01 | 0.75 | HOUPARRHNHPELCN02_OLDI | HOUPARRHNBHWPEE01_OLDI | BHWPEE01 | HPELCN02 | PAR_OLDI | BHWPEE01_HPELCN02 | 5 | 0 | 1.1 | Unlikely
HOUPARRHNHPELCN02_OLDI_FBHWPEE01_D33 | Residential heating technology - Heat pump, Air-to-air - single-family house - existing building - distributed level 0.33 | HOUELC, HOUAMB | HOUPARRHN_OLDI_DMD | MKr20 | 2025 | 1.9385 | 0.10866 | 0.18928 | [5 empty] | PAR | I | OLD | 5.2831 |  | RHNHPELC | 2 | 0.33333 | HOUPARRHNHPELCN02_OLDI_FBHWPEE01 | 0.75 | HOUPARRHNHPELCN02_OLDI | HOUPARRHNBHWPEE01_OLDI | BHWPEE01 | HPELCN02 | PAR_OLDI | BHWPEE01_HPELCN02 | 5 | 0 | 1.1 | Unlikely
HOUPARRHNHPELCN02_OLDI_FBHWPEE01_D33 | Residential heating technology - Heat pump, Air-to-air - single-family house - existing building - distributed level 0.33 | HOUELC, HOUAMB | HOUPARRHN_OLDI_DMD | MKr20 | 2030 | 1.8899 | 0.10666 | 0.18214 | [5 empty] | PAR | I | OLD | 5.4902 |  | RHNHPELC | 2 | 0.33333 | HOUPARRHNHPELCN02_OLDI_FBHWPEE01 | 0.75 | HOUPARRHNHPELCN02_OLDI | HOUPARRHNBHWPEE01_OLDI | BHWPEE01 | HPELCN02 | PAR_OLDI | BHWPEE01_HPELCN02 | 5 | 0 | 1.1 | Unlikely
HOUPARRHNHPELCN02_OLDI_FBHWPEE01_D33 | Residential heating technology - Heat pump, Air-to-air - single-family house - existing building - distributed level 0.33 | HOUELC, HOUAMB | HOUPARRHN_OLDI_DMD | MKr20 | 2040 | 1.7998 | 0.10293 | 0.17552 | [5 empty] | PAR | I | OLD | 5.6974 |  | RHNHPELC | 2 | 0.33333 | HOUPARRHNHPELCN02_OLDI_FBHWPEE01 | 0.75 | HOUPARRHNHPELCN02_OLDI | HOUPARRHNBHWPEE01_OLDI | BHWPEE01 | HPELCN02 | PAR_OLDI | BHWPEE01_HPELCN02 | 5 | 0 | 1.1 | Unlikely
HOUPARRHNHPELCN02_OLDI_FBHWPEE01_D33 | Residential heating technology - Heat pump, Air-to-air - single-family house - existing building - distributed level 0.33 | HOUELC, HOUAMB | HOUPARRHN_OLDI_DMD | MKr20 | 2050 | 1.7097 | 0.099207 | 0.17238 | [5 empty] | PAR | I | OLD | 5.801 |  | RHNHPELC | 2 | 0.33333 | HOUPARRHNHPELCN02_OLDI_FBHWPEE01 | 0.75 | HOUPARRHNHPELCN02_OLDI | HOUPARRHNBHWPEE01_OLDI | BHWPEE01 | HPELCN02 | PAR_OLDI | BHWPEE01_HPELCN02 | 5 | 0 | 1.1 | Unlikely
HOUPARRHNDIELCN06_OLDI_FBHWPEE01_D33 | Residential heating technology - Electric heating - electric panel from Bauhaus - single-family house - new building - distributed level 0.33 | HOUELC | HOUPARRHN_OLDI_DMD | MKr20 | 2020 | 0.56157 | 0 | [6 empty] | PAR | I | OLD |  |  | RHNDIELC | 2 | 0.33333 | HOUPARRHNDIELCN06_OLDI_FBHWPEE01 | 0.75 | HOUPARRHNDIELCN06_OLDI | HOUPARRHNBHWPEE01_OLDI | BHWPEE01 | DIELCN06 | PAR_OLDI | BHWPEE01_DIELCN06 | 5 | 0 | 1.1 | Unlikely
HOUPARRHNDIELCN06_OLDI_FBHWPEE01_D33 | Residential heating technology - Electric heating - electric panel from Bauhaus - single-family house - new building - distributed level 0.33 | HOUELC | HOUPARRHN_OLDI_DMD | MKr20 | 2025 | 0.56157 | 0 | [6 empty] | PAR | I | OLD |  |  | RHNDIELC | 2 | 0.33333 | HOUPARRHNDIELCN06_OLDI_FBHWPEE01 | 0.75 | HOUPARRHNDIELCN06_OLDI | HOUPARRHNBHWPEE01_OLDI | BHWPEE01 | DIELCN06 | PAR_OLDI | BHWPEE01_DIELCN06 | 5 | 0 | 1.1 | Unlikely
HOUPARRHNDIELCN06_OLDI_FBHWPEE01_D33 | Residential heating technology - Electric heating - electric panel from Bauhaus - single-family house - new building - distributed level 0.33 | HOUELC | HOUPARRHN_OLDI_DMD | MKr20 | 2030 | 0.56157 | 0 | [6 empty] | PAR | I | OLD |  |  | RHNDIELC | 2 | 0.33333 | HOUPARRHNDIELCN06_OLDI_FBHWPEE01 | 0.75 | HOUPARRHNDIELCN06_OLDI | HOUPARRHNBHWPEE01_OLDI | BHWPEE01 | DIELCN06 | PAR_OLDI | BHWPEE01_DIELCN06 | 5 | 0 | 1.1 | Unlikely
HOUPARRHNDIELCN06_OLDI_FBHWPEE01_D33 | Residential heating technology - Electric heating - electric panel from Bauhaus - single-family house - new building - distributed level 0.33 | HOUELC | HOUPARRHN_OLDI_DMD | MKr20 | 2040 | 0.56157 | 0 | [6 empty] | PAR | I | OLD |  |  | RHNDIELC | 2 | 0.33333 | HOUPARRHNDIELCN06_OLDI_FBHWPEE01 | 0.75 | HOUPARRHNDIELCN06_OLDI | HOUPARRHNBHWPEE01_OLDI | BHWPEE01 | DIELCN06 | PAR_OLDI | BHWPEE01_DIELCN06 | 5 | 0 | 1.1 | Unlikely
HOUPARRHNDIELCN06_OLDI_FBHWPEE01_D33 | Residential heating technology - Electric heating - electric panel from Bauhaus - single-family house - new building - distributed level 0.33 | HOUELC | HOUPARRHN_OLDI_DMD | MKr20 | 2050 | 0.56157 | 0 | [6 empty] | PAR | I | OLD |  |  | RHNDIELC | 2 | 0.33333 | HOUPARRHNDIELCN06_OLDI_FBHWPEE01 | 0.75 | HOUPARRHNDIELCN06_OLDI | HOUPARRHNBHWPEE01_OLDI | BHWPEE01 | DIELCN06 | PAR_OLDI | BHWPEE01_DIELCN06 | 5 | 0 | 1.1 | Unlikely
HOUPARRHNDIELCN01_OLDI_FBHWPEE01_D33 | Residential heating technology - Electric heating - single-family house - new building - distributed level 0.33 | HOUELC | HOUPARRHN_OLDI_DMD | MKr20 | 2020 | 6.8232 | 0.055321 | [6 empty] | PAR | I | OLD |  |  | RHNDIELC | 2 | 0.33333 | HOUPARRHNDIELCN01_OLDI_FBHWPEE01 | 0.75 | HOUPARRHNDIELCN01_OLDI | HOUPARRHNBHWPEE01_OLDI | BHWPEE01 | DIELCN01 | PAR_OLDI | BHWPEE01_DIELCN01 | 5 | 0 | 1.1 | Unlikely
HOUPARRHNDIELCN01_OLDI_FBHWPEE01_D33 | Residential heating technology - Electric heating - single-family house - new building - distributed level 0.33 | HOUELC | HOUPARRHN_OLDI_DMD | MKr20 | 2025 | 6.6543 | 0.055321 | [6 empty] | PAR | I | OLD |  |  | RHNDIELC | 2 | 0.33333 | HOUPARRHNDIELCN01_OLDI_FBHWPEE01 | 0.75 | HOUPARRHNDIELCN01_OLDI | HOUPARRHNBHWPEE01_OLDI | BHWPEE01 | DIELCN01 | PAR_OLDI | BHWPEE01_DIELCN01 | 5 | 0 | 1.1 | Unlikely
HOUPARRHNDIELCN01_OLDI_FBHWPEE01_D33 | Residential heating technology - Electric heating - single-family house - new building - distributed level 0.33 | HOUELC | HOUPARRHN_OLDI_DMD | MKr20 | 2030 | 6.4896 | 0.053016 | [6 empty] | PAR | I | OLD |  |  | RHNDIELC | 2 | 0.33333 | HOUPARRHNDIELCN01_OLDI_FBHWPEE01 | 0.75 | HOUPARRHNDIELCN01_OLDI | HOUPARRHNBHWPEE01_OLDI | BHWPEE01 | DIELCN01 | PAR_OLDI | BHWPEE01_DIELCN01 | 5 | 0 | 1.1 | Unlikely
HOUPARRHNDIELCN01_OLDI_FBHWPEE01_D33 | Residential heating technology - Electric heating - single-family house - new building - distributed level 0.33 | HOUELC | HOUPARRHN_OLDI_DMD | MKr20 | 2040 | 6.1723 | 0.050711 | [6 empty] | PAR | I | OLD |  |  | RHNDIELC | 2 | 0.33333 | HOUPARRHNDIELCN01_OLDI_FBHWPEE01 | 0.75 | HOUPARRHNDIELCN01_OLDI | HOUPARRHNBHWPEE01_OLDI | BHWPEE01 | DIELCN01 | PAR_OLDI | BHWPEE01_DIELCN01 | 5 | 0 | 1.1 | Unlikely
HOUPARRHNDIELCN01_OLDI_FBHWPEE01_D33 | Residential heating technology - Electric heating - single-family house - new building - distributed level 0.33 | HOUELC | HOUPARRHN_OLDI_DMD | MKr20 | 2050 | 5.8706 | 0.048406 | [6 empty] | PAR | I | OLD |  |  | RHNDIELC | 2 | 0.33333 | HOUPARRHNDIELCN01_OLDI_FBHWPEE01 | 0.75 | HOUPARRHNDIELCN01_OLDI | HOUPARRHNBHWPEE01_OLDI | BHWPEE01 | DIELCN01 | PAR_OLDI | BHWPEE01_DIELCN01 | 5 | 0 | 1.1 | Unlikely
HOUPARRHNBHWPEN01_OLDI_FBHWPEE01_D33 | Residential heating technology - Biomass boiler, automatic stoking , wood pellets or wood chips - single-family house - existing building - distributed level 0.33 | HOUWPE | HOUPARRHN_OLDI_DMD | MKr20 | 2020 | 3.0275 | 0.25872 |  | 25 | 14 | 70 | 2 | 4 | PAR | I | OLD |  |  | RHNBHWPE | 2 | 0.33333 | HOUPARRHNBHWPEN01_OLDI_FBHWPEE01 | 0.75 | HOUPARRHNBHWPEN01_OLDI | HOUPARRHNBHWPEE01_OLDI | BHWPEE01 | BHWPEN01 | PAR_OLDI | BHWPEE01_BHWPEN01 | 2 | 0 | 0.9 | Same
HOUPARRHNBHWPEN01_OLDI_FBHWPEE01_D33 | Residential heating technology - Biomass boiler, automatic stoking , wood pellets or wood chips - single-family house - existing building - distributed level 0.33 | HOUWPE | HOUPARRHN_OLDI_DMD | MKr20 | 2025 | 2.9526 | 0.25425 |  | 25 | 14 | 60 | 2 | 4 | PAR | I | OLD |  |  | RHNBHWPE | 2 | 0.33333 | HOUPARRHNBHWPEN01_OLDI_FBHWPEE01 | 0.75 | HOUPARRHNBHWPEN01_OLDI | HOUPARRHNBHWPEE01_OLDI | BHWPEE01 | BHWPEN01 | PAR_OLDI | BHWPEE01_BHWPEN01 | 2 | 0 | 0.9 | Same
HOUPARRHNBHWPEN01_OLDI_FBHWPEE01_D33 | Residential heating technology - Biomass boiler, automatic stoking , wood pellets or wood chips - single-family house - existing building - distributed level 0.33 | HOUWPE | HOUPARRHN_OLDI_DMD | MKr20 | 2030 | 2.8795 | 0.25086 |  | 25 | 11 | 50 | 1 | 4 | PAR | I | OLD |  |  | RHNBHWPE | 2 | 0.33333 | HOUPARRHNBHWPEN01_OLDI_FBHWPEE01 | 0.75 | HOUPARRHNBHWPEN01_OLDI | HOUPARRHNBHWPEE01_OLDI | BHWPEE01 | BHWPEN01 | PAR_OLDI | BHWPEE01_BHWPEN01 | 2 | 0 | 0.9 | Same
HOUPARRHNBHWPEN01_OLDI_FBHWPEE01_D33 | Residential heating technology - Biomass boiler, automatic stoking , wood pellets or wood chips - single-family house - existing building - distributed level 0.33 | HOUWPE | HOUPARRHN_OLDI_DMD | MKr20 | 2040 | 2.7387 | 0.23976 |  | 25 | 9 | 45 | 1 | 4 | PAR | I | OLD |  |  | RHNBHWPE | 2 | 0.33333 | HOUPARRHNBHWPEN01_OLDI_FBHWPEE01 | 0.75 | HOUPARRHNBHWPEN01_OLDI | HOUPARRHNBHWPEE01_OLDI | BHWPEE01 | BHWPEN01 | PAR_OLDI | BHWPEE01_BHWPEN01 | 2 | 0 | 0.9 | Same
HOUPARRHNBHWPEN01_OLDI_FBHWPEE01_D33 | Residential heating technology - Biomass boiler, automatic stoking , wood pellets or wood chips - single-family house - existing building - distributed level 0.33 | HOUWPE | HOUPARRHN_OLDI_DMD | MKr20 | 2050 | 3.256 | 0.28643 |  | 25 | 9 | 40 | 0 | 4 | PAR | I | OLD |  |  | RHNBHWPE | 2 | 0.33333 | HOUPARRHNBHWPEN01_OLDI_FBHWPEE01 | 0.75 | HOUPARRHNBHWPEN01_OLDI | HOUPARRHNBHWPEE01_OLDI | BHWPEE01 | BHWPEN01 | PAR_OLDI | BHWPEE01_BHWPEN01 | 2 | 0 | 0.9 | Same
HOUPARRHNBHSOLN01_OLDI_FBHWPEE01_D33 | Residential heating technology - Solar heating system - single-family house - existing building - distributed level 0.33 | HOUSOL | HOUPARRHN_OLDI_DMD | MKr20 | 2020 | 7.498 | 0.086357 | [6 empty] | PAR | I | OLD |  |  | RHNBHSOL | 2 | 0.33333 | HOUPARRHNBHSOLN01_OLDI_FBHWPEE01 | 0.75 | HOUPARRHNBHSOLN01_OLDI | HOUPARRHNBHWPEE01_OLDI | BHWPEE01 | BHSOLN01 | PAR_OLDI | BHWPEE01_BHSOLN01 | 5 | 0 | 1.1 | Unlikely
HOUPARRHNBHSOLN01_OLDI_FBHWPEE01_D33 | Residential heating technology - Solar heating system - single-family house - existing building - distributed level 0.33 | HOUSOL | HOUPARRHN_OLDI_DMD | MKr20 | 2025 | 7.3124 | 0.081089 | [6 empty] | PAR | I | OLD |  |  | RHNBHSOL | 2 | 0.33333 | HOUPARRHNBHSOLN01_OLDI_FBHWPEE01 | 0.75 | HOUPARRHNBHSOLN01_OLDI | HOUPARRHNBHWPEE01_OLDI | BHWPEE01 | BHSOLN01 | PAR_OLDI | BHWPEE01_BHSOLN01 | 5 | 0 | 1.1 | Unlikely
HOUPARRHNBHSOLN01_OLDI_FBHWPEE01_D33 | Residential heating technology - Solar heating system - single-family house - existing building - distributed level 0.33 | HOUSOL | HOUPARRHN_OLDI_DMD | MKr20 | 2030 | 7.1315 | 0.079113 | [6 empty] | PAR | I | OLD |  |  | RHNBHSOL | 2 | 0.33333 | HOUPARRHNBHSOLN01_OLDI_FBHWPEE01 | 0.75 | HOUPARRHNBHSOLN01_OLDI | HOUPARRHNBHWPEE01_OLDI | BHWPEE01 | BHSOLN01 | PAR_OLDI | BHWPEE01_BHSOLN01 | 5 | 0 | 1.1 | Unlikely
HOUPARRHNBHSOLN01_OLDI_FBHWPEE01_D33 | Residential heating technology - Solar heating system - single-family house - existing building - distributed level 0.33 | HOUSOL | HOUPARRHN_OLDI_DMD | MKr20 | 2040 | 6.7828 | 0.074832 | [6 empty] | PAR | I | OLD |  |  | RHNBHSOL | 2 | 0.33333 | HOUPARRHNBHSOLN01_OLDI_FBHWPEE01 | 0.75 | HOUPARRHNBHSOLN01_OLDI | HOUPARRHNBHWPEE01_OLDI | BHWPEE01 | BHSOLN01 | PAR_OLDI | BHWPEE01_BHSOLN01 | 5 | 0 | 1.1 | Unlikely
HOUPARRHNBHSOLN01_OLDI_FBHWPEE01_D33 | Residential heating technology - Solar heating system - single-family house - existing building - distributed level 0.33 | HOUSOL | HOUPARRHN_OLDI_DMD | MKr20 | 2050 | 6.4512 | 0.070551 | [6 empty] | PAR | I | OLD |  |  | RHNBHSOL | 2 | 0.33333 | HOUPARRHNBHSOLN01_OLDI_FBHWPEE01 | 0.75 | HOUPARRHNBHSOLN01_OLDI | HOUPARRHNBHWPEE01_OLDI | BHWPEE01 | BHSOLN01 | PAR_OLDI | BHWPEE01_BHSOLN01 | 5 | 0 | 1.1 | Unlikely
HOUPARRHNBHDHDN09_OLDI_FBHWPEE01_D33 | Residential heating technology - Direct district heating substation - plus connection pipe - plus distribution (heating density: low ) - single-family house - existing building - distributed level 0.33 | HOUDHD | HOUPARRHN_OLDI_DMD | MKr20 | 2020 | 9.7088 | 0.028099 | [6 empty] | PAR | I | OLD |  |  | RHNBHDHD | 2 | 0.33333 | HOUPARRHNBHDHDN09_OLDI_FBHWPEE01 | 0.75 | HOUPARRHNBHDHDN09_OLDI | HOUPARRHNBHWPEE01_OLDI | BHWPEE01 | BHDHDN09 | PAR_OLDI | BHWPEE01_BHDHDN09 | 6 | 0 | 1 | New
HOUPARRHNBHDHDN09_OLDI_FBHWPEE01_D33 | Residential heating technology - Direct district heating substation - plus connection pipe - plus distribution (heating density: low ) - single-family house - existing building - distributed level 0.33 | HOUDHD | HOUPARRHN_OLDI_DMD | MKr20 | 2025 | 9.6743 | 0.027891 | [6 empty] | PAR | I | OLD |  |  | RHNBHDHD | 2 | 0.33333 | HOUPARRHNBHDHDN09_OLDI_FBHWPEE01 | 0.75 | HOUPARRHNBHDHDN09_OLDI | HOUPARRHNBHWPEE01_OLDI | BHWPEE01 | BHDHDN09 | PAR_OLDI | BHWPEE01_BHDHDN09 | 6 | 0 | 1 | New
HOUPARRHNBHDHDN09_OLDI_FBHWPEE01_D33 | Residential heating technology - Direct district heating substation - plus connection pipe - plus distribution (heating density: low ) - single-family house - existing building - distributed level 0.33 | HOUDHD | HOUPARRHN_OLDI_DMD | MKr20 | 2030 | 9.6454 | 0.027393 | [6 empty] | PAR | I | OLD |  |  | RHNBHDHD | 2 | 0.33333 | HOUPARRHNBHDHDN09_OLDI_FBHWPEE01 | 0.75 | HOUPARRHNBHDHDN09_OLDI | HOUPARRHNBHWPEE01_OLDI | BHWPEE01 | BHDHDN09 | PAR_OLDI | BHWPEE01_BHDHDN09 | 6 | 0 | 1 | New
HOUPARRHNBHDHDN09_OLDI_FBHWPEE01_D33 | Residential heating technology - Direct district heating substation - plus connection pipe - plus distribution (heating density: low ) - single-family house - existing building - distributed level 0.33 | HOUDHD | HOUPARRHN_OLDI_DMD | MKr20 | 2040 | 9.5936 | 0.026213 | [6 empty] | PAR | I | OLD |  |  | RHNBHDHD | 2 | 0.33333 | HOUPARRHNBHDHDN09_OLDI_FBHWPEE01 | 0.75 | HOUPARRHNBHDHDN09_OLDI | HOUPARRHNBHWPEE01_OLDI | BHWPEE01 | BHDHDN09 | PAR_OLDI | BHWPEE01_BHDHDN09 | 6 | 0 | 1 | New
HOUPARRHNBHDHDN09_OLDI_FBHWPEE01_D33 | Residential heating technology - Direct district heating substation - plus connection pipe - plus distribution (heating density: low ) - single-family house - existing building - distributed level 0.33 | HOUDHD | HOUPARRHN_OLDI_DMD | MKr20 | 2050 | 9.5359 | 0.024497 | [6 empty] | PAR | I | OLD |  |  | RHNBHDHD | 2 | 0.33333 | HOUPARRHNBHDHDN09_OLDI_FBHWPEE01 | 0.75 | HOUPARRHNBHDHDN09_OLDI | HOUPARRHNBHWPEE01_OLDI | BHWPEE01 | BHDHDN09 | PAR_OLDI | BHWPEE01_BHDHDN09 | 6 | 0 | 1 | New
HOUPARRHNBHDHDN07_OLDI_FBHWPEE01_D33 | Residential heating technology - Direct district heating substation - plus connection pipe - plus distribution (heating density: medium ) - single-family house - existing building - distributed level 0.33 | HOUDHD | HOUPARRHN_OLDI_DMD | MKr20 | 2020 | 3.9075 | 0.028099 | [6 empty] | PAR | I | OLD |  |  | RHNBHDHD | 2 | 0.33333 | HOUPARRHNBHDHDN07_OLDI_FBHWPEE01 | 0.75 | HOUPARRHNBHDHDN07_OLDI | HOUPARRHNBHWPEE01_OLDI | BHWPEE01 | BHDHDN07 | PAR_OLDI | BHWPEE01_BHDHDN07 | 6 | 0 | 1 | New
HOUPARRHNBHDHDN07_OLDI_FBHWPEE01_D33 | Residential heating technology - Direct district heating substation - plus connection pipe - plus distribution (heating density: medium ) - single-family house - existing building - distributed level 0.33 | HOUDHD | HOUPARRHN_OLDI_DMD | MKr20 | 2025 | 3.8729 | 0.027891 | [6 empty] | PAR | I | OLD |  |  | RHNBHDHD | 2 | 0.33333 | HOUPARRHNBHDHDN07_OLDI_FBHWPEE01 | 0.75 | HOUPARRHNBHDHDN07_OLDI | HOUPARRHNBHWPEE01_OLDI | BHWPEE01 | BHDHDN07 | PAR_OLDI | BHWPEE01_BHDHDN07 | 6 | 0 | 1 | New
HOUPARRHNBHDHDN07_OLDI_FBHWPEE01_D33 | Residential heating technology - Direct district heating substation - plus connection pipe - plus distribution (heating density: medium ) - single-family house - existing building - distributed level 0.33 | HOUDHD | HOUPARRHN_OLDI_DMD | MKr20 | 2030 | 3.8441 | 0.027393 | [6 empty] | PAR | I | OLD |  |  | RHNBHDHD | 2 | 0.33333 | HOUPARRHNBHDHDN07_OLDI_FBHWPEE01 | 0.75 | HOUPARRHNBHDHDN07_OLDI | HOUPARRHNBHWPEE01_OLDI | BHWPEE01 | BHDHDN07 | PAR_OLDI | BHWPEE01_BHDHDN07 | 6 | 0 | 1 | New
HOUPARRHNBHDHDN07_OLDI_FBHWPEE01_D33 | Residential heating technology - Direct district heating substation - plus connection pipe - plus distribution (heating density: medium ) - single-family house - existing building - distributed level 0.33 | HOUDHD | HOUPARRHN_OLDI_DMD | MKr20 | 2040 | 3.7922 | 0.026213 | [6 empty] | PAR | I | OLD |  |  | RHNBHDHD | 2 | 0.33333 | HOUPARRHNBHDHDN07_OLDI_FBHWPEE01 | 0.75 | HOUPARRHNBHDHDN07_OLDI | HOUPARRHNBHWPEE01_OLDI | BHWPEE01 | BHDHDN07 | PAR_OLDI | BHWPEE01_BHDHDN07 | 6 | 0 | 1 | New
HOUPARRHNBHDHDN07_OLDI_FBHWPEE01_D33 | Residential heating technology - Direct district heating substation - plus connection pipe - plus distribution (heating density: medium ) - single-family house - existing building - distributed level 0.33 | HOUDHD | HOUPARRHN_OLDI_DMD | MKr20 | 2050 | 3.7346 | 0.024497 | [6 empty] | PAR | I | OLD |  |  | RHNBHDHD | 2 | 0.33333 | HOUPARRHNBHDHDN07_OLDI_FBHWPEE01 | 0.75 | HOUPARRHNBHDHDN07_OLDI | HOUPARRHNBHWPEE01_OLDI | BHWPEE01 | BHDHDN07 | PAR_OLDI | BHWPEE01_BHDHDN07 | 6 | 0 | 1 | New
HOUPARRHNBHDHDN05_OLDI_FBHWPEE01_D33 | Residential heating technology - Direct district heating substation - plus connection pipe - plus distribution (heating density: high ) - single-family house - existing building - distributed level 0.33 | HOUDHD | HOUPARRHN_OLDI_DMD | MKr20 | 2020 | 2.9793 | 0.028099 | [6 empty] | PAR | I | OLD |  |  | RHNBHDHD | 2 | 0.33333 | HOUPARRHNBHDHDN05_OLDI_FBHWPEE01 | 0.75 | HOUPARRHNBHDHDN05_OLDI | HOUPARRHNBHWPEE01_OLDI | BHWPEE01 | BHDHDN05 | PAR_OLDI | BHWPEE01_BHDHDN05 | 6 | 0 | 1 | New
HOUPARRHNBHDHDN05_OLDI_FBHWPEE01_D33 | Residential heating technology - Direct district heating substation - plus connection pipe - plus distribution (heating density: high ) - single-family house - existing building - distributed level 0.33 | HOUDHD | HOUPARRHN_OLDI_DMD | MKr20 | 2025 | 2.9447 | 0.027891 | [6 empty] | PAR | I | OLD |  |  | RHNBHDHD | 2 | 0.33333 | HOUPARRHNBHDHDN05_OLDI_FBHWPEE01 | 0.75 | HOUPARRHNBHDHDN05_OLDI | HOUPARRHNBHWPEE01_OLDI | BHWPEE01 | BHDHDN05 | PAR_OLDI | BHWPEE01_BHDHDN05 | 6 | 0 | 1 | New
HOUPARRHNBHDHDN05_OLDI_FBHWPEE01_D33 | Residential heating technology - Direct district heating substation - plus connection pipe - plus distribution (heating density: high ) - single-family house - existing building - distributed level 0.33 | HOUDHD | HOUPARRHN_OLDI_DMD | MKr20 | 2030 | 2.9159 | 0.027393 | [6 empty] | PAR | I | OLD |  |  | RHNBHDHD | 2 | 0.33333 | HOUPARRHNBHDHDN05_OLDI_FBHWPEE01 | 0.75 | HOUPARRHNBHDHDN05_OLDI | HOUPARRHNBHWPEE01_OLDI | BHWPEE01 | BHDHDN05 | PAR_OLDI | BHWPEE01_BHDHDN05 | 6 | 0 | 1 | New
HOUPARRHNBHDHDN05_OLDI_FBHWPEE01_D33 | Residential heating technology - Direct district heating substation - plus connection pipe - plus distribution (heating density: high ) - single-family house - existing building - distributed level 0.33 | HOUDHD | HOUPARRHN_OLDI_DMD | MKr20 | 2040 | 2.864 | 0.026213 | [6 empty] | PAR | I | OLD |  |  | RHNBHDHD | 2 | 0.33333 | HOUPARRHNBHDHDN05_OLDI_FBHWPEE01 | 0.75 | HOUPARRHNBHDHDN05_OLDI | HOUPARRHNBHWPEE01_OLDI | BHWPEE01 | BHDHDN05 | PAR_OLDI | BHWPEE01_BHDHDN05 | 6 | 0 | 1 | New
HOUPARRHNBHDHDN05_OLDI_FBHWPEE01_D33 | Residential heating technology - Direct district heating substation - plus connection pipe - plus distribution (heating density: high ) - single-family house - existing building - distributed level 0.33 | HOUDHD | HOUPARRHN_OLDI_DMD | MKr20 | 2050 | 2.8064 | 0.024497 | [6 empty] | PAR | I | OLD |  |  | RHNBHDHD | 2 | 0.33333 | HOUPARRHNBHDHDN05_OLDI_FBHWPEE01 | 0.75 | HOUPARRHNBHDHDN05_OLDI | HOUPARRHNBHWPEE01_OLDI | BHWPEE01 | BHDHDN05 | PAR_OLDI | BHWPEE01_BHDHDN05 | 6 | 0 | 1 | New
HOUPARRHNBHDHCN09_OLDI_FBHWPEE01_D33 | Residential heating technology - Direct district heating substation - plus connection pipe - plus distribution (heating density: low ) - single-family house - existing building - distributed level 0.33 | HOUDHC | HOUPARRHN_OLDI_DMD | MKr20 | 2020 | 9.7088 | 0.028099 | [6 empty] | PAR | I | OLD |  |  | RHNBHDHC | 2 | 0.33333 | HOUPARRHNBHDHCN09_OLDI_FBHWPEE01 | 0.75 | HOUPARRHNBHDHCN09_OLDI | HOUPARRHNBHWPEE01_OLDI | BHWPEE01 | BHDHCN09 | PAR_OLDI | BHWPEE01_BHDHCN09 | 6 | 0 | 1 | New
HOUPARRHNBHDHCN09_OLDI_FBHWPEE01_D33 | Residential heating technology - Direct district heating substation - plus connection pipe - plus distribution (heating density: low ) - single-family house - existing building - distributed level 0.33 | HOUDHC | HOUPARRHN_OLDI_DMD | MKr20 | 2025 | 9.6743 | 0.027891 | [6 empty] | PAR | I | OLD |  |  | RHNBHDHC | 2 | 0.33333 | HOUPARRHNBHDHCN09_OLDI_FBHWPEE01 | 0.75 | HOUPARRHNBHDHCN09_OLDI | HOUPARRHNBHWPEE01_OLDI | BHWPEE01 | BHDHCN09 | PAR_OLDI | BHWPEE01_BHDHCN09 | 6 | 0 | 1 | New
HOUPARRHNBHDHCN09_OLDI_FBHWPEE01_D33 | Residential heating technology - Direct district heating substation - plus connection pipe - plus distribution (heating density: low ) - single-family house - existing building - distributed level 0.33 | HOUDHC | HOUPARRHN_OLDI_DMD | MKr20 | 2030 | 9.6454 | 0.027393 | [6 empty] | PAR | I | OLD |  |  | RHNBHDHC | 2 | 0.33333 | HOUPARRHNBHDHCN09_OLDI_FBHWPEE01 | 0.75 | HOUPARRHNBHDHCN09_OLDI | HOUPARRHNBHWPEE01_OLDI | BHWPEE01 | BHDHCN09 | PAR_OLDI | BHWPEE01_BHDHCN09 | 6 | 0 | 1 | New
HOUPARRHNBHDHCN09_OLDI_FBHWPEE01_D33 | Residential heating technology - Direct district heating substation - plus connection pipe - plus distribution (heating density: low ) - single-family house - existing building - distributed level 0.33 | HOUDHC | HOUPARRHN_OLDI_DMD | MKr20 | 2040 | 9.5936 | 0.026213 | [6 empty] | PAR | I | OLD |  |  | RHNBHDHC | 2 | 0.33333 | HOUPARRHNBHDHCN09_OLDI_FBHWPEE01 | 0.75 | HOUPARRHNBHDHCN09_OLDI | HOUPARRHNBHWPEE01_OLDI | BHWPEE01 | BHDHCN09 | PAR_OLDI | BHWPEE01_BHDHCN09 | 6 | 0 | 1 | New
HOUPARRHNBHDHCN09_OLDI_FBHWPEE01_D33 | Residential heating technology - Direct district heating substation - plus connection pipe - plus distribution (heating density: low ) - single-family house - existing building - distributed level 0.33 | HOUDHC | HOUPARRHN_OLDI_DMD | MKr20 | 2050 | 9.5359 | 0.024497 | [6 empty] | PAR | I | OLD |  |  | RHNBHDHC | 2 | 0.33333 | HOUPARRHNBHDHCN09_OLDI_FBHWPEE01 | 0.75 | HOUPARRHNBHDHCN09_OLDI | HOUPARRHNBHWPEE01_OLDI | BHWPEE01 | BHDHCN09 | PAR_OLDI | BHWPEE01_BHDHCN09 | 6 | 0 | 1 | New
HOUPARRHNBHDHCN07_OLDI_FBHWPEE01_D33 | Residential heating technology - Direct district heating substation - plus connection pipe - plus distribution (heating density: medium ) - single-family house - existing building - distributed level 0.33 | HOUDHC | HOUPARRHN_OLDI_DMD | MKr20 | 2020 | 3.9075 | 0.028099 | [6 empty] | PAR | I | OLD |  |  | RHNBHDHC | 2 | 0.33333 | HOUPARRHNBHDHCN07_OLDI_FBHWPEE01 | 0.75 | HOUPARRHNBHDHCN07_OLDI | HOUPARRHNBHWPEE01_OLDI | BHWPEE01 | BHDHCN07 | PAR_OLDI | BHWPEE01_BHDHCN07 | 6 | 0 | 1 | New
HOUPARRHNBHDHCN07_OLDI_FBHWPEE01_D33 | Residential heating technology - Direct district heating substation - plus connection pipe - plus distribution (heating density: medium ) - single-family house - existing building - distributed level 0.33 | HOUDHC | HOUPARRHN_OLDI_DMD | MKr20 | 2025 | 3.8729 | 0.027891 | [6 empty] | PAR | I | OLD |  |  | RHNBHDHC | 2 | 0.33333 | HOUPARRHNBHDHCN07_OLDI_FBHWPEE01 | 0.75 | HOUPARRHNBHDHCN07_OLDI | HOUPARRHNBHWPEE01_OLDI | BHWPEE01 | BHDHCN07 | PAR_OLDI | BHWPEE01_BHDHCN07 | 6 | 0 | 1 | New
HOUPARRHNBHDHCN07_OLDI_FBHWPEE01_D33 | Residential heating technology - Direct district heating substation - plus connection pipe - plus distribution (heating density: medium ) - single-family house - existing building - distributed level 0.33 | HOUDHC | HOUPARRHN_OLDI_DMD | MKr20 | 2030 | 3.8441 | 0.027393 | [6 empty] | PAR | I | OLD |  |  | RHNBHDHC | 2 | 0.33333 | HOUPARRHNBHDHCN07_OLDI_FBHWPEE01 | 0.75 | HOUPARRHNBHDHCN07_OLDI | HOUPARRHNBHWPEE01_OLDI | BHWPEE01 | BHDHCN07 | PAR_OLDI | BHWPEE01_BHDHCN07 | 6 | 0 | 1 | New
HOUPARRHNBHDHCN07_OLDI_FBHWPEE01_D33 | Residential heating technology - Direct district heating substation - plus connection pipe - plus distribution (heating density: medium ) - single-family house - existing building - distributed level 0.33 | HOUDHC | HOUPARRHN_OLDI_DMD | MKr20 | 2040 | 3.7922 | 0.026213 | [6 empty] | PAR | I | OLD |  |  | RHNBHDHC | 2 | 0.33333 | HOUPARRHNBHDHCN07_OLDI_FBHWPEE01 | 0.75 | HOUPARRHNBHDHCN07_OLDI | HOUPARRHNBHWPEE01_OLDI | BHWPEE01 | BHDHCN07 | PAR_OLDI | BHWPEE01_BHDHCN07 | 6 | 0 | 1 | New
HOUPARRHNBHDHCN07_OLDI_FBHWPEE01_D33 | Residential heating technology - Direct district heating substation - plus connection pipe - plus distribution (heating density: medium ) - single-family house - existing building - distributed level 0.33 | HOUDHC | HOUPARRHN_OLDI_DMD | MKr20 | 2050 | 3.7346 | 0.024497 | [6 empty] | PAR | I | OLD |  |  | RHNBHDHC | 2 | 0.33333 | HOUPARRHNBHDHCN07_OLDI_FBHWPEE01 | 0.75 | HOUPARRHNBHDHCN07_OLDI | HOUPARRHNBHWPEE01_OLDI | BHWPEE01 | BHDHCN07 | PAR_OLDI | BHWPEE01_BHDHCN07 | 6 | 0 | 1 | New
HOUPARRHNBHDHCN05_OLDI_FBHWPEE01_D33 | Residential heating technology - Direct district heating substation - plus connection pipe - plus distribution (heating density: high ) - single-family house - existing building - distributed level 0.33 | HOUDHC | HOUPARRHN_OLDI_DMD | MKr20 | 2020 | 2.9793 | 0.028099 | [6 empty] | PAR | I | OLD |  |  | RHNBHDHC | 2 | 0.33333 | HOUPARRHNBHDHCN05_OLDI_FBHWPEE01 | 0.75 | HOUPARRHNBHDHCN05_OLDI | HOUPARRHNBHWPEE01_OLDI | BHWPEE01 | BHDHCN05 | PAR_OLDI | BHWPEE01_BHDHCN05 | 6 | 0 | 1 | New
HOUPARRHNBHDHCN05_OLDI_FBHWPEE01_D33 | Residential heating technology - Direct district heating substation - plus connection pipe - plus distribution (heating density: high ) - single-family house - existing building - distributed level 0.33 | HOUDHC | HOUPARRHN_OLDI_DMD | MKr20 | 2025 | 2.9447 | 0.027891 | [6 empty] | PAR | I | OLD |  |  | RHNBHDHC | 2 | 0.33333 | HOUPARRHNBHDHCN05_OLDI_FBHWPEE01 | 0.75 | HOUPARRHNBHDHCN05_OLDI | HOUPARRHNBHWPEE01_OLDI | BHWPEE01 | BHDHCN05 | PAR_OLDI | BHWPEE01_BHDHCN05 | 6 | 0 | 1 | New
HOUPARRHNBHDHCN05_OLDI_FBHWPEE01_D33 | Residential heating technology - Direct district heating substation - plus connection pipe - plus distribution (heating density: high ) - single-family house - existing building - distributed level 0.33 | HOUDHC | HOUPARRHN_OLDI_DMD | MKr20 | 2030 | 2.9159 | 0.027393 | [6 empty] | PAR | I | OLD |  |  | RHNBHDHC | 2 | 0.33333 | HOUPARRHNBHDHCN05_OLDI_FBHWPEE01 | 0.75 | HOUPARRHNBHDHCN05_OLDI | HOUPARRHNBHWPEE01_OLDI | BHWPEE01 | BHDHCN05 | PAR_OLDI | BHWPEE01_BHDHCN05 | 6 | 0 | 1 | New
HOUPARRHNBHDHCN05_OLDI_FBHWPEE01_D33 | Residential heating technology - Direct district heating substation - plus connection pipe - plus distribution (heating density: high ) - single-family house - existing building - distributed level 0.33 | HOUDHC | HOUPARRHN_OLDI_DMD | MKr20 | 2040 | 2.864 | 0.026213 | [6 empty] | PAR | I | OLD |  |  | RHNBHDHC | 2 | 0.33333 | HOUPARRHNBHDHCN05_OLDI_FBHWPEE01 | 0.75 | HOUPARRHNBHDHCN05_OLDI | HOUPARRHNBHWPEE01_OLDI | BHWPEE01 | BHDHCN05 | PAR_OLDI | BHWPEE01_BHDHCN05 | 6 | 0 | 1 | New
HOUPARRHNBHDHCN05_OLDI_FBHWPEE01_D33 | Residential heating technology - Direct district heating substation - plus connection pipe - plus distribution (heating density: high ) - single-family house - existing building - distributed level 0.33 | HOUDHC | HOUPARRHN_OLDI_DMD | MKr20 | 2050 | 2.8064 | 0.024497 | [6 empty] | PAR | I | OLD |  |  | RHNBHDHC | 2 | 0.33333 | HOUPARRHNBHDHCN05_OLDI_FBHWPEE01 | 0.75 | HOUPARRHNBHDHCN05_OLDI | HOUPARRHNBHWPEE01_OLDI | BHWPEE01 | BHDHCN05 | PAR_OLDI | BHWPEE01_BHDHCN05 | 6 | 0 | 1 | New
HOUPARRHNHPELCN05_NEWI_D33 | Residential heating technology - Heat pump, Air-to-water - leasing - single-family house - new building - distributed level 0.33 | HOUELC, HOUAMB | HOUPARRHN_NEWI_DMD | MKr20 | 2020 | 4.1983 | 0.90796 | 0.32724 | [5 empty] | PAR | I | NEW | 3.0559 |  | RHNHPELC | 2 | 0.33333 | HOUPARRHNHPELCN05_NEWI
HOUPARRHNHPELCN05_NEWI_D33 | Residential heating technology - Heat pump, Air-to-water - leasing - single-family house - new building - distributed level 0.33 | HOUELC, HOUAMB | HOUPARRHN_NEWI_DMD | MKr20 | 2025 | 3.9605 | 0.76232 | 0.3114 | [5 empty] | PAR | I | NEW | 3.2113 |  | RHNHPELC | 2 | 0.33333 | HOUPARRHNHPELCN05_NEWI
HOUPARRHNHPELCN05_NEWI_D33 | Residential heating technology - Heat pump, Air-to-water - leasing - single-family house - new building - distributed level 0.33 | HOUELC, HOUAMB | HOUPARRHN_NEWI_DMD | MKr20 | 2030 | 3.7228 | 0.72806 | 0.29703 | [5 empty] | PAR | I | NEW | 3.3667 |  | RHNHPELC | 2 | 0.33333 | HOUPARRHNHPELCN05_NEWI
HOUPARRHNHPELCN05_NEWI_D33 | Residential heating technology - Heat pump, Air-to-water - leasing - single-family house - new building - distributed level 0.33 | HOUELC, HOUAMB | HOUPARRHN_NEWI_DMD | MKr20 | 2040 | 3.513 | 0.69341 | 0.28393 | [5 empty] | PAR | I | NEW | 3.522 |  | RHNHPELC | 2 | 0.33333 | HOUPARRHNHPELCN05_NEWI
HOUPARRHNHPELCN05_NEWI_D33 | Residential heating technology - Heat pump, Air-to-water - leasing - single-family house - new building - distributed level 0.33 | HOUELC, HOUAMB | HOUPARRHN_NEWI_DMD | MKr20 | 2050 | 3.3032 | 0.65876 | 0.27581 | [5 empty] | PAR | I | NEW | 3.6256 |  | RHNHPELC | 2 | 0.33333 | HOUPARRHNHPELCN05_NEWI
HOUPARRHNHPELCN05_NEWD_D33 | Residential heating technology - Heat pump, Air-to-water - leasing - single-family house - new building - distributed level 0.33 | HOUELC, HOUAMB | HOUPARRHN_NEWD_DMD | MKr20 | 2020 | 4.1983 | 0.90796 | 0.32724 | [5 empty] | PAR | D | NEW | 3.0559 |  | RHNHPELC | 2 | 0.33333 | HOUPARRHNHPELCN05_NEWD
HOUPARRHNHPELCN05_NEWD_D33 | Residential heating technology - Heat pump, Air-to-water - leasing - single-family house - new building - distributed level 0.33 | HOUELC, HOUAMB | HOUPARRHN_NEWD_DMD | MKr20 | 2025 | 3.9605 | 0.76232 | 0.3114 | [5 empty] | PAR | D | NEW | 3.2113 |  | RHNHPELC | 2 | 0.33333 | HOUPARRHNHPELCN05_NEWD
HOUPARRHNHPELCN05_NEWD_D33 | Residential heating technology - Heat pump, Air-to-water - leasing - single-family house - new building - distributed level 0.33 | HOUELC, HOUAMB | HOUPARRHN_NEWD_DMD | MKr20 | 2030 | 3.7228 | 0.72806 | 0.29703 | [5 empty] | PAR | D | NEW | 3.3667 |  | RHNHPELC | 2 | 0.33333 | HOUPARRHNHPELCN05_NEWD
HOUPARRHNHPELCN05_NEWD_D33 | Residential heating technology - Heat pump, Air-to-water - leasing - single-family house - new building - distributed level 0.33 | HOUELC, HOUAMB | HOUPARRHN_NEWD_DMD | MKr20 | 2040 | 3.513 | 0.69341 | 0.28393 | [5 empty] | PAR | D | NEW | 3.522 |  | RHNHPELC | 2 | 0.33333 | HOUPARRHNHPELCN05_NEWD
HOUPARRHNHPELCN05_NEWD_D33 | Residential heating technology - Heat pump, Air-to-water - leasing - single-family house - new building - distributed level 0.33 | HOUELC, HOUAMB | HOUPARRHN_NEWD_DMD | MKr20 | 2050 | 3.3032 | 0.65876 | 0.27581 | [5 empty] | PAR | D | NEW | 3.6256 |  | RHNHPELC | 2 | 0.33333 | HOUPARRHNHPELCN05_NEWD
HOUPARRHNHPELCN05_NEWC_D33 | Residential heating technology - Heat pump, Air-to-water - leasing - single-family house - new building - distributed level 0.33 | HOUELC, HOUAMB | HOUPARRHN_NEWC_DMD | MKr20 | 2020 | 4.1983 | 0.90796 | 0.32724 | [5 empty] | PAR | C | NEW | 3.0559 |  | RHNHPELC | 2 | 0.33333 | HOUPARRHNHPELCN05_NEWC
HOUPARRHNHPELCN05_NEWC_D33 | Residential heating technology - Heat pump, Air-to-water - leasing - single-family house - new building - distributed level 0.33 | HOUELC, HOUAMB | HOUPARRHN_NEWC_DMD | MKr20 | 2025 | 3.9605 | 0.76232 | 0.3114 | [5 empty] | PAR | C | NEW | 3.2113 |  | RHNHPELC | 2 | 0.33333 | HOUPARRHNHPELCN05_NEWC
HOUPARRHNHPELCN05_NEWC_D33 | Residential heating technology - Heat pump, Air-to-water - leasing - single-family house - new building - distributed level 0.33 | HOUELC, HOUAMB | HOUPARRHN_NEWC_DMD | MKr20 | 2030 | 3.7228 | 0.72806 | 0.29703 | [5 empty] | PAR | C | NEW | 3.3667 |  | RHNHPELC | 2 | 0.33333 | HOUPARRHNHPELCN05_NEWC
HOUPARRHNHPELCN05_NEWC_D33 | Residential heating technology - Heat pump, Air-to-water - leasing - single-family house - new building - distributed level 0.33 | HOUELC, HOUAMB | HOUPARRHN_NEWC_DMD | MKr20 | 2040 | 3.513 | 0.69341 | 0.28393 | [5 empty] | PAR | C | NEW | 3.522 |  | RHNHPELC | 2 | 0.33333 | HOUPARRHNHPELCN05_NEWC
HOUPARRHNHPELCN05_NEWC_D33 | Residential heating technology - Heat pump, Air-to-water - leasing - single-family house - new building - distributed level 0.33 | HOUELC, HOUAMB | HOUPARRHN_NEWC_DMD | MKr20 | 2050 | 3.3032 | 0.65876 | 0.27581 | [5 empty] | PAR | C | NEW | 3.6256 |  | RHNHPELC | 2 | 0.33333 | HOUPARRHNHPELCN05_NEWC
HOUPARRHNHPELCN04_NEWI_D33 | Residential heating technology - Heat pump, Ground source - single-family house - new building - distributed level 0.33 | HOUELC, HOUAMB | HOUPARRHN_NEWI_DMD | MKr20 | 2020 | 13.3663 | 0.37993 | 0.29703 | [5 empty] | PAR | I | NEW | 3.3667 |  | RHNHPELC | 2 | 0.33333 | HOUPARRHNHPELCN04_NEWI
HOUPARRHNHPELCN04_NEWI_D33 | Residential heating technology - Heat pump, Ground source - single-family house - new building - distributed level 0.33 | HOUELC, HOUAMB | HOUPARRHN_NEWI_DMD | MKr20 | 2025 | 12.6979 | 0.26401 | 0.28816 | [5 empty] | PAR | I | NEW | 3.4702 |  | RHNHPELC | 2 | 0.33333 | HOUPARRHNHPELCN04_NEWI
HOUPARRHNHPELCN04_NEWI_D33 | Residential heating technology - Heat pump, Ground source - single-family house - new building - distributed level 0.33 | HOUELC, HOUAMB | HOUPARRHN_NEWI_DMD | MKr20 | 2030 | 12.0296 | 0.25947 | 0.27981 | [5 empty] | PAR | I | NEW | 3.5738 |  | RHNHPELC | 2 | 0.33333 | HOUPARRHNHPELCN04_NEWI
HOUPARRHNHPELCN04_NEWI_D33 | Residential heating technology - Heat pump, Ground source - single-family house - new building - distributed level 0.33 | HOUELC, HOUAMB | HOUPARRHN_NEWI_DMD | MKr20 | 2040 | 11.4281 | 0.25105 | 0.26815 | [5 empty] | PAR | I | NEW | 3.7292 |  | RHNHPELC | 2 | 0.33333 | HOUPARRHNHPELCN04_NEWI
HOUPARRHNHPELCN04_NEWI_D33 | Residential heating technology - Heat pump, Ground source - single-family house - new building - distributed level 0.33 | HOUELC, HOUAMB | HOUPARRHN_NEWI_DMD | MKr20 | 2050 | 10.8267 | 0.24263 | 0.25743 | [5 empty] | PAR | I | NEW | 3.8846 |  | RHNHPELC | 2 | 0.33333 | HOUPARRHNHPELCN04_NEWI
HOUPARRHNHPELCN04_NEWD_D33 | Residential heating technology - Heat pump, Ground source - single-family house - new building - distributed level 0.33 | HOUELC, HOUAMB | HOUPARRHN_NEWD_DMD | MKr20 | 2020 | 13.3663 | 0.37993 | 0.29703 | [5 empty] | PAR | D | NEW | 3.3667 |  | RHNHPELC | 2 | 0.33333 | HOUPARRHNHPELCN04_NEWD
HOUPARRHNHPELCN04_NEWD_D33 | Residential heating technology - Heat pump, Ground source - single-family house - new building - distributed level 0.33 | HOUELC, HOUAMB | HOUPARRHN_NEWD_DMD | MKr20 | 2025 | 12.6979 | 0.26401 | 0.28816 | [5 empty] | PAR | D | NEW | 3.4702 |  | RHNHPELC | 2 | 0.33333 | HOUPARRHNHPELCN04_NEWD
HOUPARRHNHPELCN04_NEWD_D33 | Residential heating technology - Heat pump, Ground source - single-family house - new building - distributed level 0.33 | HOUELC, HOUAMB | HOUPARRHN_NEWD_DMD | MKr20 | 2030 | 12.0296 | 0.25947 | 0.27981 | [5 empty] | PAR | D | NEW | 3.5738 |  | RHNHPELC | 2 | 0.33333 | HOUPARRHNHPELCN04_NEWD
HOUPARRHNHPELCN04_NEWD_D33 | Residential heating technology - Heat pump, Ground source - single-family house - new building - distributed level 0.33 | HOUELC, HOUAMB | HOUPARRHN_NEWD_DMD | MKr20 | 2040 | 11.4281 | 0.25105 | 0.26815 | [5 empty] | PAR | D | NEW | 3.7292 |  | RHNHPELC | 2 | 0.33333 | HOUPARRHNHPELCN04_NEWD
HOUPARRHNHPELCN04_NEWD_D33 | Residential heating technology - Heat pump, Ground source - single-family house - new building - distributed level 0.33 | HOUELC, HOUAMB | HOUPARRHN_NEWD_DMD | MKr20 | 2050 | 10.8267 | 0.24263 | 0.25743 | [5 empty] | PAR | D | NEW | 3.8846 |  | RHNHPELC | 2 | 0.33333 | HOUPARRHNHPELCN04_NEWD
HOUPARRHNHPELCN04_NEWC_D33 | Residential heating technology - Heat pump, Ground source - single-family house - new building - distributed level 0.33 | HOUELC, HOUAMB | HOUPARRHN_NEWC_DMD | MKr20 | 2020 | 13.3663 | 0.37993 | 0.29703 | [5 empty] | PAR | C | NEW | 3.3667 |  | RHNHPELC | 2 | 0.33333 | HOUPARRHNHPELCN04_NEWC
HOUPARRHNHPELCN04_NEWC_D33 | Residential heating technology - Heat pump, Ground source - single-family house - new building - distributed level 0.33 | HOUELC, HOUAMB | HOUPARRHN_NEWC_DMD | MKr20 | 2025 | 12.6979 | 0.26401 | 0.28816 | [5 empty] | PAR | C | NEW | 3.4702 |  | RHNHPELC | 2 | 0.33333 | HOUPARRHNHPELCN04_NEWC
HOUPARRHNHPELCN04_NEWC_D33 | Residential heating technology - Heat pump, Ground source - single-family house - new building - distributed level 0.33 | HOUELC, HOUAMB | HOUPARRHN_NEWC_DMD | MKr20 | 2030 | 12.0296 | 0.25947 | 0.27981 | [5 empty] | PAR | C | NEW | 3.5738 |  | RHNHPELC | 2 | 0.33333 | HOUPARRHNHPELCN04_NEWC
HOUPARRHNHPELCN04_NEWC_D33 | Residential heating technology - Heat pump, Ground source - single-family house - new building - distributed level 0.33 | HOUELC, HOUAMB | HOUPARRHN_NEWC_DMD | MKr20 | 2040 | 11.4281 | 0.25105 | 0.26815 | [5 empty] | PAR | C | NEW | 3.7292 |  | RHNHPELC | 2 | 0.33333 | HOUPARRHNHPELCN04_NEWC
HOUPARRHNHPELCN04_NEWC_D33 | Residential heating technology - Heat pump, Ground source - single-family house - new building - distributed level 0.33 | HOUELC, HOUAMB | HOUPARRHN_NEWC_DMD | MKr20 | 2050 | 10.8267 | 0.24263 | 0.25743 | [5 empty] | PAR | C | NEW | 3.8846 |  | RHNHPELC | 2 | 0.33333 | HOUPARRHNHPELCN04_NEWC
HOUPARRHNHPELCN03_NEWI_D33 | Residential heating technology - Heat pump, Air-to-water - single-family house - new building - distributed level 0.33 | HOUELC, HOUAMB | HOUPARRHN_NEWI_DMD | MKr20 | 2020 | 8.3966 | 0.38317 | 0.32724 | [5 empty] | PAR | I | NEW | 3.0559 |  | RHNHPELC | 2 | 0.33333 | HOUPARRHNHPELCN03_NEWI
HOUPARRHNHPELCN03_NEWI_D33 | Residential heating technology - Heat pump, Air-to-water - single-family house - new building - distributed level 0.33 | HOUELC, HOUAMB | HOUPARRHN_NEWI_DMD | MKr20 | 2025 | 7.9211 | 0.26725 | 0.3114 | [5 empty] | PAR | I | NEW | 3.2113 |  | RHNHPELC | 2 | 0.33333 | HOUPARRHNHPELCN03_NEWI
HOUPARRHNHPELCN03_NEWI_D33 | Residential heating technology - Heat pump, Air-to-water - single-family house - new building - distributed level 0.33 | HOUELC, HOUAMB | HOUPARRHN_NEWI_DMD | MKr20 | 2030 | 7.4456 | 0.26271 | 0.29703 | [5 empty] | PAR | I | NEW | 3.3667 |  | RHNHPELC | 2 | 0.33333 | HOUPARRHNHPELCN03_NEWI
HOUPARRHNHPELCN03_NEWI_D33 | Residential heating technology - Heat pump, Air-to-water - single-family house - new building - distributed level 0.33 | HOUELC, HOUAMB | HOUPARRHN_NEWI_DMD | MKr20 | 2040 | 7.0259 | 0.25429 | 0.28393 | [5 empty] | PAR | I | NEW | 3.522 |  | RHNHPELC | 2 | 0.33333 | HOUPARRHNHPELCN03_NEWI
HOUPARRHNHPELCN03_NEWI_D33 | Residential heating technology - Heat pump, Air-to-water - single-family house - new building - distributed level 0.33 | HOUELC, HOUAMB | HOUPARRHN_NEWI_DMD | MKr20 | 2050 | 6.6063 | 0.24587 | 0.27581 | [5 empty] | PAR | I | NEW | 3.6256 |  | RHNHPELC | 2 | 0.33333 | HOUPARRHNHPELCN03_NEWI
HOUPARRHNHPELCN03_NEWD_D33 | Residential heating technology - Heat pump, Air-to-water - single-family house - new building - distributed level 0.33 | HOUELC, HOUAMB | HOUPARRHN_NEWD_DMD | MKr20 | 2020 | 8.3966 | 0.38317 | 0.32724 | [5 empty] | PAR | D | NEW | 3.0559 |  | RHNHPELC | 2 | 0.33333 | HOUPARRHNHPELCN03_NEWD
HOUPARRHNHPELCN03_NEWD_D33 | Residential heating technology - Heat pump, Air-to-water - single-family house - new building - distributed level 0.33 | HOUELC, HOUAMB | HOUPARRHN_NEWD_DMD | MKr20 | 2025 | 7.9211 | 0.26725 | 0.3114 | [5 empty] | PAR | D | NEW | 3.2113 |  | RHNHPELC | 2 | 0.33333 | HOUPARRHNHPELCN03_NEWD
HOUPARRHNHPELCN03_NEWD_D33 | Residential heating technology - Heat pump, Air-to-water - single-family house - new building - distributed level 0.33 | HOUELC, HOUAMB | HOUPARRHN_NEWD_DMD | MKr20 | 2030 | 7.4456 | 0.26271 | 0.29703 | [5 empty] | PAR | D | NEW | 3.3667 |  | RHNHPELC | 2 | 0.33333 | HOUPARRHNHPELCN03_NEWD
HOUPARRHNHPELCN03_NEWD_D33 | Residential heating technology - Heat pump, Air-to-water - single-family house - new building - distributed level 0.33 | HOUELC, HOUAMB | HOUPARRHN_NEWD_DMD | MKr20 | 2040 | 7.0259 | 0.25429 | 0.28393 | [5 empty] | PAR | D | NEW | 3.522 |  | RHNHPELC | 2 | 0.33333 | HOUPARRHNHPELCN03_NEWD
HOUPARRHNHPELCN03_NEWD_D33 | Residential heating technology - Heat pump, Air-to-water - single-family house - new building - distributed level 0.33 | HOUELC, HOUAMB | HOUPARRHN_NEWD_DMD | MKr20 | 2050 | 6.6063 | 0.24587 | 0.27581 | [5 empty] | PAR | D | NEW | 3.6256 |  | RHNHPELC | 2 | 0.33333 | HOUPARRHNHPELCN03_NEWD
HOUPARRHNHPELCN03_NEWC_D33 | Residential heating technology - Heat pump, Air-to-water - single-family house - new building - distributed level 0.33 | HOUELC, HOUAMB | HOUPARRHN_NEWC_DMD | MKr20 | 2020 | 8.3966 | 0.38317 | 0.32724 | [5 empty] | PAR | C | NEW | 3.0559 |  | RHNHPELC | 2 | 0.33333 | HOUPARRHNHPELCN03_NEWC
HOUPARRHNHPELCN03_NEWC_D33 | Residential heating technology - Heat pump, Air-to-water - single-family house - new building - distributed level 0.33 | HOUELC, HOUAMB | HOUPARRHN_NEWC_DMD | MKr20 | 2025 | 7.9211 | 0.26725 | 0.3114 | [5 empty] | PAR | C | NEW | 3.2113 |  | RHNHPELC | 2 | 0.33333 | HOUPARRHNHPELCN03_NEWC
HOUPARRHNHPELCN03_NEWC_D33 | Residential heating technology - Heat pump, Air-to-water - single-family house - new building - distributed level 0.33 | HOUELC, HOUAMB | HOUPARRHN_NEWC_DMD | MKr20 | 2030 | 7.4456 | 0.26271 | 0.29703 | [5 empty] | PAR | C | NEW | 3.3667 |  | RHNHPELC | 2 | 0.33333 | HOUPARRHNHPELCN03_NEWC
HOUPARRHNHPELCN03_NEWC_D33 | Residential heating technology - Heat pump, Air-to-water - single-family house - new building - distributed level 0.33 | HOUELC, HOUAMB | HOUPARRHN_NEWC_DMD | MKr20 | 2040 | 7.0259 | 0.25429 | 0.28393 | [5 empty] | PAR | C | NEW | 3.522 |  | RHNHPELC | 2 | 0.33333 | HOUPARRHNHPELCN03_NEWC
HOUPARRHNHPELCN03_NEWC_D33 | Residential heating technology - Heat pump, Air-to-water - single-family house - new building - distributed level 0.33 | HOUELC, HOUAMB | HOUPARRHN_NEWC_DMD | MKr20 | 2050 | 6.6063 | 0.24587 | 0.27581 | [5 empty] | PAR | C | NEW | 3.6256 |  | RHNHPELC | 2 | 0.33333 | HOUPARRHNHPELCN03_NEWC
HOUPARRHNHPELCN02_NEWI_D33 | Residential heating technology - Heat pump, Air-to-air - single-family house - new building - distributed level 0.33 | HOUELC, HOUAMB | HOUPARRHN_NEWI_DMD | MKr20 | 2020 | 3.0815 | 0.41584 | 0.20986 | [5 empty] | PAR | I | NEW | 4.7651 |  | RHNHPELC | 2 | 0.33333 | HOUPARRHNHPELCN02_NEWI
HOUPARRHNHPELCN02_NEWI_D33 | Residential heating technology - Heat pump, Air-to-air - single-family house - new building - distributed level 0.33 | HOUELC, HOUAMB | HOUPARRHN_NEWI_DMD | MKr20 | 2025 | 3.0062 | 0.28253 | 0.19904 | [5 empty] | PAR | I | NEW | 5.0241 |  | RHNHPELC | 2 | 0.33333 | HOUPARRHNHPELCN02_NEWI
HOUPARRHNHPELCN02_NEWI_D33 | Residential heating technology - Heat pump, Air-to-air - single-family house - new building - distributed level 0.33 | HOUELC, HOUAMB | HOUPARRHN_NEWI_DMD | MKr20 | 2030 | 2.9309 | 0.27731 | 0.19116 | [5 empty] | PAR | I | NEW | 5.2313 |  | RHNHPELC | 2 | 0.33333 | HOUPARRHNHPELCN02_NEWI
HOUPARRHNHPELCN02_NEWI_D33 | Residential heating technology - Heat pump, Air-to-air - single-family house - new building - distributed level 0.33 | HOUELC, HOUAMB | HOUPARRHN_NEWI_DMD | MKr20 | 2040 | 2.7911 | 0.26762 | 0.18388 | [5 empty] | PAR | I | NEW | 5.4384 |  | RHNHPELC | 2 | 0.33333 | HOUPARRHNHPELCN02_NEWI
HOUPARRHNHPELCN02_NEWI_D33 | Residential heating technology - Heat pump, Air-to-air - single-family house - new building - distributed level 0.33 | HOUELC, HOUAMB | HOUPARRHN_NEWI_DMD | MKr20 | 2050 | 2.6513 | 0.25794 | 0.18214 | [5 empty] | PAR | I | NEW | 5.4902 |  | RHNHPELC | 2 | 0.33333 | HOUPARRHNHPELCN02_NEWI
HOUPARRHNHPELCN02_NEWD_D33 | Residential heating technology - Heat pump, Air-to-air - single-family house - new building - distributed level 0.33 | HOUELC, HOUAMB | HOUPARRHN_NEWD_DMD | MKr20 | 2020 | 3.0815 | 0.41584 | 0.20986 | [5 empty] | PAR | D | NEW | 4.7651 |  | RHNHPELC | 2 | 0.33333 | HOUPARRHNHPELCN02_NEWD
HOUPARRHNHPELCN02_NEWD_D33 | Residential heating technology - Heat pump, Air-to-air - single-family house - new building - distributed level 0.33 | HOUELC, HOUAMB | HOUPARRHN_NEWD_DMD | MKr20 | 2025 | 3.0062 | 0.28253 | 0.19904 | [5 empty] | PAR | D | NEW | 5.0241 |  | RHNHPELC | 2 | 0.33333 | HOUPARRHNHPELCN02_NEWD
HOUPARRHNHPELCN02_NEWD_D33 | Residential heating technology - Heat pump, Air-to-air - single-family house - new building - distributed level 0.33 | HOUELC, HOUAMB | HOUPARRHN_NEWD_DMD | MKr20 | 2030 | 2.9309 | 0.27731 | 0.19116 | [5 empty] | PAR | D | NEW | 5.2313 |  | RHNHPELC | 2 | 0.33333 | HOUPARRHNHPELCN02_NEWD
HOUPARRHNHPELCN02_NEWD_D33 | Residential heating technology - Heat pump, Air-to-air - single-family house - new building - distributed level 0.33 | HOUELC, HOUAMB | HOUPARRHN_NEWD_DMD | MKr20 | 2040 | 2.7911 | 0.26762 | 0.18388 | [5 empty] | PAR | D | NEW | 5.4384 |  | RHNHPELC | 2 | 0.33333 | HOUPARRHNHPELCN02_NEWD
HOUPARRHNHPELCN02_NEWD_D33 | Residential heating technology - Heat pump, Air-to-air - single-family house - new building - distributed level 0.33 | HOUELC, HOUAMB | HOUPARRHN_NEWD_DMD | MKr20 | 2050 | 2.6513 | 0.25794 | 0.18214 | [5 empty] | PAR | D | NEW | 5.4902 |  | RHNHPELC | 2 | 0.33333 | HOUPARRHNHPELCN02_NEWD
HOUPARRHNHPELCN02_NEWC_D33 | Residential heating technology - Heat pump, Air-to-air - single-family house - new building - distributed level 0.33 | HOUELC, HOUAMB | HOUPARRHN_NEWC_DMD | MKr20 | 2020 | 3.0815 | 0.41584 | 0.20986 | [5 empty] | PAR | C | NEW | 4.7651 |  | RHNHPELC | 2 | 0.33333 | HOUPARRHNHPELCN02_NEWC
HOUPARRHNHPELCN02_NEWC_D33 | Residential heating technology - Heat pump, Air-to-air - single-family house - new building - distributed level 0.33 | HOUELC, HOUAMB | HOUPARRHN_NEWC_DMD | MKr20 | 2025 | 3.0062 | 0.28253 | 0.19904 | [5 empty] | PAR | C | NEW | 5.0241 |  | RHNHPELC | 2 | 0.33333 | HOUPARRHNHPELCN02_NEWC
HOUPARRHNHPELCN02_NEWC_D33 | Residential heating technology - Heat pump, Air-to-air - single-family house - new building - distributed level 0.33 | HOUELC, HOUAMB | HOUPARRHN_NEWC_DMD | MKr20 | 2030 | 2.9309 | 0.27731 | 0.19116 | [5 empty] | PAR | C | NEW | 5.2313 |  | RHNHPELC | 2 | 0.33333 | HOUPARRHNHPELCN02_NEWC
HOUPARRHNHPELCN02_NEWC_D33 | Residential heating technology - Heat pump, Air-to-air - single-family house - new building - distributed level 0.33 | HOUELC, HOUAMB | HOUPARRHN_NEWC_DMD | MKr20 | 2040 | 2.7911 | 0.26762 | 0.18388 | [5 empty] | PAR | C | NEW | 5.4384 |  | RHNHPELC | 2 | 0.33333 | HOUPARRHNHPELCN02_NEWC
HOUPARRHNHPELCN02_NEWC_D33 | Residential heating technology - Heat pump, Air-to-air - single-family house - new building - distributed level 0.33 | HOUELC, HOUAMB | HOUPARRHN_NEWC_DMD | MKr20 | 2050 | 2.6513 | 0.25794 | 0.18214 | [5 empty] | PAR | C | NEW | 5.4902 |  | RHNHPELC | 2 | 0.33333 | HOUPARRHNHPELCN02_NEWC
HOUPARRHNDIELCN06_NEWI_D33 | Residential heating technology - Electric heating - electric panel from Bauhaus - single-family house - new building - distributed level 0.33 | HOUELC | HOUPARRHN_NEWI_DMD | MKr20 | 2020 | 0.51052 | 0 | [6 empty] | PAR | I | NEW |  |  | RHNDIELC | 2 | 0.33333 | HOUPARRHNDIELCN06_NEWI
HOUPARRHNDIELCN06_NEWI_D33 | Residential heating technology - Electric heating - electric panel from Bauhaus - single-family house - new building - distributed level 0.33 | HOUELC | HOUPARRHN_NEWI_DMD | MKr20 | 2025 | 0.51052 | 0 | [6 empty] | PAR | I | NEW |  |  | RHNDIELC | 2 | 0.33333 | HOUPARRHNDIELCN06_NEWI
HOUPARRHNDIELCN06_NEWI_D33 | Residential heating technology - Electric heating - electric panel from Bauhaus - single-family house - new building - distributed level 0.33 | HOUELC | HOUPARRHN_NEWI_DMD | MKr20 | 2030 | 0.51052 | 0 | [6 empty] | PAR | I | NEW |  |  | RHNDIELC | 2 | 0.33333 | HOUPARRHNDIELCN06_NEWI
HOUPARRHNDIELCN06_NEWI_D33 | Residential heating technology - Electric heating - electric panel from Bauhaus - single-family house - new building - distributed level 0.33 | HOUELC | HOUPARRHN_NEWI_DMD | MKr20 | 2040 | 0.51052 | 0 | [6 empty] | PAR | I | NEW |  |  | RHNDIELC | 2 | 0.33333 | HOUPARRHNDIELCN06_NEWI
HOUPARRHNDIELCN06_NEWI_D33 | Residential heating technology - Electric heating - electric panel from Bauhaus - single-family house - new building - distributed level 0.33 | HOUELC | HOUPARRHN_NEWI_DMD | MKr20 | 2050 | 0.51052 | 0 | [6 empty] | PAR | I | NEW |  |  | RHNDIELC | 2 | 0.33333 | HOUPARRHNDIELCN06_NEWI
HOUPARRHNDIELCN06_NEWD_D33 | Residential heating technology - Electric heating - electric panel from Bauhaus - single-family house - new building - distributed level 0.33 | HOUELC | HOUPARRHN_NEWD_DMD | MKr20 | 2020 | 0.51052 | 0 | [6 empty] | PAR | D | NEW |  |  | RHNDIELC | 2 | 0.33333 | HOUPARRHNDIELCN06_NEWD
HOUPARRHNDIELCN06_NEWD_D33 | Residential heating technology - Electric heating - electric panel from Bauhaus - single-family house - new building - distributed level 0.33 | HOUELC | HOUPARRHN_NEWD_DMD | MKr20 | 2025 | 0.51052 | 0 | [6 empty] | PAR | D | NEW |  |  | RHNDIELC | 2 | 0.33333 | HOUPARRHNDIELCN06_NEWD
HOUPARRHNDIELCN06_NEWD_D33 | Residential heating technology - Electric heating - electric panel from Bauhaus - single-family house - new building - distributed level 0.33 | HOUELC | HOUPARRHN_NEWD_DMD | MKr20 | 2030 | 0.51052 | 0 | [6 empty] | PAR | D | NEW |  |  | RHNDIELC | 2 | 0.33333 | HOUPARRHNDIELCN06_NEWD
HOUPARRHNDIELCN06_NEWD_D33 | Residential heating technology - Electric heating - electric panel from Bauhaus - single-family house - new building - distributed level 0.33 | HOUELC | HOUPARRHN_NEWD_DMD | MKr20 | 2040 | 0.51052 | 0 | [6 empty] | PAR | D | NEW |  |  | RHNDIELC | 2 | 0.33333 | HOUPARRHNDIELCN06_NEWD
HOUPARRHNDIELCN06_NEWD_D33 | Residential heating technology - Electric heating - electric panel from Bauhaus - single-family house - new building - distributed level 0.33 | HOUELC | HOUPARRHN_NEWD_DMD | MKr20 | 2050 | 0.51052 | 0 | [6 empty] | PAR | D | NEW |  |  | RHNDIELC | 2 | 0.33333 | HOUPARRHNDIELCN06_NEWD
HOUPARRHNDIELCN06_NEWC_D33 | Residential heating technology - Electric heating - electric panel from Bauhaus - single-family house - new building - distributed level 0.33 | HOUELC | HOUPARRHN_NEWC_DMD | MKr20 | 2020 | 0.51052 | 0 | [6 empty] | PAR | C | NEW |  |  | RHNDIELC | 2 | 0.33333 | HOUPARRHNDIELCN06_NEWC
HOUPARRHNDIELCN06_NEWC_D33 | Residential heating technology - Electric heating - electric panel from Bauhaus - single-family house - new building - distributed level 0.33 | HOUELC | HOUPARRHN_NEWC_DMD | MKr20 | 2025 | 0.51052 | 0 | [6 empty] | PAR | C | NEW |  |  | RHNDIELC | 2 | 0.33333 | HOUPARRHNDIELCN06_NEWC
HOUPARRHNDIELCN06_NEWC_D33 | Residential heating technology - Electric heating - electric panel from Bauhaus - single-family house - new building - distributed level 0.33 | HOUELC | HOUPARRHN_NEWC_DMD | MKr20 | 2030 | 0.51052 | 0 | [6 empty] | PAR | C | NEW |  |  | RHNDIELC | 2 | 0.33333 | HOUPARRHNDIELCN06_NEWC
HOUPARRHNDIELCN06_NEWC_D33 | Residential heating technology - Electric heating - electric panel from Bauhaus - single-family house - new building - distributed level 0.33 | HOUELC | HOUPARRHN_NEWC_DMD | MKr20 | 2040 | 0.51052 | 0 | [6 empty] | PAR | C | NEW |  |  | RHNDIELC | 2 | 0.33333 | HOUPARRHNDIELCN06_NEWC
HOUPARRHNDIELCN06_NEWC_D33 | Residential heating technology - Electric heating - electric panel from Bauhaus - single-family house - new building - distributed level 0.33 | HOUELC | HOUPARRHN_NEWC_DMD | MKr20 | 2050 | 0.51052 | 0 | [6 empty] | PAR | C | NEW |  |  | RHNDIELC | 2 | 0.33333 | HOUPARRHNDIELCN06_NEWC
HOUPARRHNDIELCN01_NEWI_D33 | Residential heating technology - Electric heating - single-family house - new building - distributed level 0.33 | HOUELC | HOUPARRHN_NEWI_DMD | MKr20 | 2020 | 6.2029 | 0.055321 | [6 empty] | PAR | I | NEW |  |  | RHNDIELC | 2 | 0.33333 | HOUPARRHNDIELCN01_NEWI
HOUPARRHNDIELCN01_NEWI_D33 | Residential heating technology - Electric heating - single-family house - new building - distributed level 0.33 | HOUELC | HOUPARRHN_NEWI_DMD | MKr20 | 2025 | 6.0494 | 0.055321 | [6 empty] | PAR | I | NEW |  |  | RHNDIELC | 2 | 0.33333 | HOUPARRHNDIELCN01_NEWI
HOUPARRHNDIELCN01_NEWI_D33 | Residential heating technology - Electric heating - single-family house - new building - distributed level 0.33 | HOUELC | HOUPARRHN_NEWI_DMD | MKr20 | 2030 | 5.8997 | 0.053016 | [6 empty] | PAR | I | NEW |  |  | RHNDIELC | 2 | 0.33333 | HOUPARRHNDIELCN01_NEWI
HOUPARRHNDIELCN01_NEWI_D33 | Residential heating technology - Electric heating - single-family house - new building - distributed level 0.33 | HOUELC | HOUPARRHN_NEWI_DMD | MKr20 | 2040 | 5.6112 | 0.050711 | [6 empty] | PAR | I | NEW |  |  | RHNDIELC | 2 | 0.33333 | HOUPARRHNDIELCN01_NEWI
HOUPARRHNDIELCN01_NEWI_D33 | Residential heating technology - Electric heating - single-family house - new building - distributed level 0.33 | HOUELC | HOUPARRHN_NEWI_DMD | MKr20 | 2050 | 5.3369 | 0.048406 | [6 empty] | PAR | I | NEW |  |  | RHNDIELC | 2 | 0.33333 | HOUPARRHNDIELCN01_NEWI
HOUPARRHNDIELCN01_NEWD_D33 | Residential heating technology - Electric heating - single-family house - new building - distributed level 0.33 | HOUELC | HOUPARRHN_NEWD_DMD | MKr20 | 2020 | 6.2029 | 0.055321 | [6 empty] | PAR | D | NEW |  |  | RHNDIELC | 2 | 0.33333 | HOUPARRHNDIELCN01_NEWD
HOUPARRHNDIELCN01_NEWD_D33 | Residential heating technology - Electric heating - single-family house - new building - distributed level 0.33 | HOUELC | HOUPARRHN_NEWD_DMD | MKr20 | 2025 | 6.0494 | 0.055321 | [6 empty] | PAR | D | NEW |  |  | RHNDIELC | 2 | 0.33333 | HOUPARRHNDIELCN01_NEWD
HOUPARRHNDIELCN01_NEWD_D33 | Residential heating technology - Electric heating - single-family house - new building - distributed level 0.33 | HOUELC | HOUPARRHN_NEWD_DMD | MKr20 | 2030 | 5.8997 | 0.053016 | [6 empty] | PAR | D | NEW |  |  | RHNDIELC | 2 | 0.33333 | HOUPARRHNDIELCN01_NEWD
HOUPARRHNDIELCN01_NEWD_D33 | Residential heating technology - Electric heating - single-family house - new building - distributed level 0.33 | HOUELC | HOUPARRHN_NEWD_DMD | MKr20 | 2040 | 5.6112 | 0.050711 | [6 empty] | PAR | D | NEW |  |  | RHNDIELC | 2 | 0.33333 | HOUPARRHNDIELCN01_NEWD
HOUPARRHNDIELCN01_NEWD_D33 | Residential heating technology - Electric heating - single-family house - new building - distributed level 0.33 | HOUELC | HOUPARRHN_NEWD_DMD | MKr20 | 2050 | 5.3369 | 0.048406 | [6 empty] | PAR | D | NEW |  |  | RHNDIELC | 2 | 0.33333 | HOUPARRHNDIELCN01_NEWD
HOUPARRHNDIELCN01_NEWC_D33 | Residential heating technology - Electric heating - single-family house - new building - distributed level 0.33 | HOUELC | HOUPARRHN_NEWC_DMD | MKr20 | 2020 | 6.2029 | 0.055321 | [6 empty] | PAR | C | NEW |  |  | RHNDIELC | 2 | 0.33333 | HOUPARRHNDIELCN01_NEWC
HOUPARRHNDIELCN01_NEWC_D33 | Residential heating technology - Electric heating - single-family house - new building - distributed level 0.33 | HOUELC | HOUPARRHN_NEWC_DMD | MKr20 | 2025 | 6.0494 | 0.055321 | [6 empty] | PAR | C | NEW |  |  | RHNDIELC | 2 | 0.33333 | HOUPARRHNDIELCN01_NEWC
HOUPARRHNDIELCN01_NEWC_D33 | Residential heating technology - Electric heating - single-family house - new building - distributed level 0.33 | HOUELC | HOUPARRHN_NEWC_DMD | MKr20 | 2030 | 5.8997 | 0.053016 | [6 empty] | PAR | C | NEW |  |  | RHNDIELC | 2 | 0.33333 | HOUPARRHNDIELCN01_NEWC
HOUPARRHNDIELCN01_NEWC_D33 | Residential heating technology - Electric heating - single-family house - new building - distributed level 0.33 | HOUELC | HOUPARRHN_NEWC_DMD | MKr20 | 2040 | 5.6112 | 0.050711 | [6 empty] | PAR | C | NEW |  |  | RHNDIELC | 2 | 0.33333 | HOUPARRHNDIELCN01_NEWC
HOUPARRHNDIELCN01_NEWC_D33 | Residential heating technology - Electric heating - single-family house - new building - distributed level 0.33 | HOUELC | HOUPARRHN_NEWC_DMD | MKr20 | 2050 | 5.3369 | 0.048406 | [6 empty] | PAR | C | NEW |  |  | RHNDIELC | 2 | 0.33333 | HOUPARRHNDIELCN01_NEWC
HOUPARRHNBHWPEN01_NEWI_D33 | Residential heating technology - Biomass boiler, automatic stoking , wood pellets or wood chips - single-family house - new building - distributed level 0.33 | HOUWPE | HOUPARRHN_NEWI_DMD | MKr20 | 2020 | 3.2501 | 0.25957 |  | 25 | 14 | 70 | 2 | 4 | PAR | I | NEW |  |  | RHNBHWPE | 2 | 0.33333 | HOUPARRHNBHWPEN01_NEWI
HOUPARRHNBHWPEN01_NEWI_D33 | Residential heating technology - Biomass boiler, automatic stoking , wood pellets or wood chips - single-family house - new building - distributed level 0.33 | HOUWPE | HOUPARRHN_NEWI_DMD | MKr20 | 2025 | 3.9621 | 0.31831 |  | 25 | 14 | 60 | 2 | 4 | PAR | I | NEW |  |  | RHNBHWPE | 2 | 0.33333 | HOUPARRHNBHWPEN01_NEWI
HOUPARRHNBHWPEN01_NEWI_D33 | Residential heating technology - Biomass boiler, automatic stoking , wood pellets or wood chips - single-family house - new building - distributed level 0.33 | HOUWPE | HOUPARRHN_NEWI_DMD | MKr20 | 2030 | 3.864 | 0.31336 |  | 25 | 11 | 50 | 1 | 4 | PAR | I | NEW |  |  | RHNBHWPE | 2 | 0.33333 | HOUPARRHNBHWPEN01_NEWI
HOUPARRHNBHWPEN01_NEWI_D33 | Residential heating technology - Biomass boiler, automatic stoking , wood pellets or wood chips - single-family house - new building - distributed level 0.33 | HOUWPE | HOUPARRHN_NEWI_DMD | MKr20 | 2040 | 3.6751 | 0.29921 |  | 25 | 9 | 45 | 1 | 4 | PAR | I | NEW |  |  | RHNBHWPE | 2 | 0.33333 | HOUPARRHNBHWPEN01_NEWI
HOUPARRHNBHWPEN01_NEWI_D33 | Residential heating technology - Biomass boiler, automatic stoking , wood pellets or wood chips - single-family house - new building - distributed level 0.33 | HOUWPE | HOUPARRHN_NEWI_DMD | MKr20 | 2050 | 3.4955 | 0.28567 |  | 25 | 9 | 40 | 0 | 4 | PAR | I | NEW |  |  | RHNBHWPE | 2 | 0.33333 | HOUPARRHNBHWPEN01_NEWI
HOUPARRHNBHWPEN01_NEWD_D33 | Residential heating technology - Biomass boiler, automatic stoking , wood pellets or wood chips - single-family house - new building - distributed level 0.33 | HOUWPE | HOUPARRHN_NEWD_DMD | MKr20 | 2020 | 3.2501 | 0.25957 |  | 25 | 14 | 70 | 2 | 4 | PAR | D | NEW |  |  | RHNBHWPE | 2 | 0.33333 | HOUPARRHNBHWPEN01_NEWD
HOUPARRHNBHWPEN01_NEWD_D33 | Residential heating technology - Biomass boiler, automatic stoking , wood pellets or wood chips - single-family house - new building - distributed level 0.33 | HOUWPE | HOUPARRHN_NEWD_DMD | MKr20 | 2025 | 3.9621 | 0.31831 |  | 25 | 14 | 60 | 2 | 4 | PAR | D | NEW |  |  | RHNBHWPE | 2 | 0.33333 | HOUPARRHNBHWPEN01_NEWD
HOUPARRHNBHWPEN01_NEWD_D33 | Residential heating technology - Biomass boiler, automatic stoking , wood pellets or wood chips - single-family house - new building - distributed level 0.33 | HOUWPE | HOUPARRHN_NEWD_DMD | MKr20 | 2030 | 3.864 | 0.31336 |  | 25 | 11 | 50 | 1 | 4 | PAR | D | NEW |  |  | RHNBHWPE | 2 | 0.33333 | HOUPARRHNBHWPEN01_NEWD
HOUPARRHNBHWPEN01_NEWD_D33 | Residential heating technology - Biomass boiler, automatic stoking , wood pellets or wood chips - single-family house - new building - distributed level 0.33 | HOUWPE | HOUPARRHN_NEWD_DMD | MKr20 | 2040 | 3.6751 | 0.29921 |  | 25 | 9 | 45 | 1 | 4 | PAR | D | NEW |  |  | RHNBHWPE | 2 | 0.33333 | HOUPARRHNBHWPEN01_NEWD
HOUPARRHNBHWPEN01_NEWD_D33 | Residential heating technology - Biomass boiler, automatic stoking , wood pellets or wood chips - single-family house - new building - distributed level 0.33 | HOUWPE | HOUPARRHN_NEWD_DMD | MKr20 | 2050 | 3.4955 | 0.28567 |  | 25 | 9 | 40 | 0 | 4 | PAR | D | NEW |  |  | RHNBHWPE | 2 | 0.33333 | HOUPARRHNBHWPEN01_NEWD
HOUPARRHNBHWPEN01_NEWC_D33 | Residential heating technology - Biomass boiler, automatic stoking , wood pellets or wood chips - single-family house - new building - distributed level 0.33 | HOUWPE | HOUPARRHN_NEWC_DMD | MKr20 | 2020 | 3.2501 | 0.25957 |  | 25 | 14 | 70 | 2 | 4 | PAR | C | NEW |  |  | RHNBHWPE | 2 | 0.33333 | HOUPARRHNBHWPEN01_NEWC
HOUPARRHNBHWPEN01_NEWC_D33 | Residential heating technology - Biomass boiler, automatic stoking , wood pellets or wood chips - single-family house - new building - distributed level 0.33 | HOUWPE | HOUPARRHN_NEWC_DMD | MKr20 | 2025 | 3.9621 | 0.31831 |  | 25 | 14 | 60 | 2 | 4 | PAR | C | NEW |  |  | RHNBHWPE | 2 | 0.33333 | HOUPARRHNBHWPEN01_NEWC
HOUPARRHNBHWPEN01_NEWC_D33 | Residential heating technology - Biomass boiler, automatic stoking , wood pellets or wood chips - single-family house - new building - distributed level 0.33 | HOUWPE | HOUPARRHN_NEWC_DMD | MKr20 | 2030 | 3.864 | 0.31336 |  | 25 | 11 | 50 | 1 | 4 | PAR | C | NEW |  |  | RHNBHWPE | 2 | 0.33333 | HOUPARRHNBHWPEN01_NEWC
HOUPARRHNBHWPEN01_NEWC_D33 | Residential heating technology - Biomass boiler, automatic stoking , wood pellets or wood chips - single-family house - new building - distributed level 0.33 | HOUWPE | HOUPARRHN_NEWC_DMD | MKr20 | 2040 | 3.6751 | 0.29921 |  | 25 | 9 | 45 | 1 | 4 | PAR | C | NEW |  |  | RHNBHWPE | 2 | 0.33333 | HOUPARRHNBHWPEN01_NEWC
HOUPARRHNBHWPEN01_NEWC_D33 | Residential heating technology - Biomass boiler, automatic stoking , wood pellets or wood chips - single-family house - new building - distributed level 0.33 | HOUWPE | HOUPARRHN_NEWC_DMD | MKr20 | 2050 | 3.4955 | 0.28567 |  | 25 | 9 | 40 | 0 | 4 | PAR | C | NEW |  |  | RHNBHWPE | 2 | 0.33333 | HOUPARRHNBHWPEN01_NEWC
HOUPARRHNBHSOLN01_NEWI_D33 | Residential heating technology - Solar heating system - single-family house - new building - distributed level 0.33 | HOUSOL | HOUPARRHN_NEWI_DMD | MKr20 | 2020 | 3.9515 | 0.10941 | [6 empty] | PAR | I | NEW |  |  | RHNBHSOL | 2 | 0.33333 | HOUPARRHNBHSOLN01_NEWI
HOUPARRHNBHSOLN01_NEWI_D33 | Residential heating technology - Solar heating system - single-family house - new building - distributed level 0.33 | HOUSOL | HOUPARRHN_NEWI_DMD | MKr20 | 2025 | 3.7046 | 0.10743 | [6 empty] | PAR | I | NEW |  |  | RHNBHSOL | 2 | 0.33333 | HOUPARRHNBHSOLN01_NEWI
HOUPARRHNBHSOLN01_NEWI_D33 | Residential heating technology - Solar heating system - single-family house - new building - distributed level 0.33 | HOUSOL | HOUPARRHN_NEWI_DMD | MKr20 | 2030 | 3.4576 | 0.1071 | [6 empty] | PAR | I | NEW |  |  | RHNBHSOL | 2 | 0.33333 | HOUPARRHNBHSOLN01_NEWI
HOUPARRHNBHSOLN01_NEWI_D33 | Residential heating technology - Solar heating system - single-family house - new building - distributed level 0.33 | HOUSOL | HOUPARRHN_NEWI_DMD | MKr20 | 2040 | 3.2929 | 0.10282 | [6 empty] | PAR | I | NEW |  |  | RHNBHSOL | 2 | 0.33333 | HOUPARRHNBHSOLN01_NEWI
HOUPARRHNBHSOLN01_NEWI_D33 | Residential heating technology - Solar heating system - single-family house - new building - distributed level 0.33 | HOUSOL | HOUPARRHN_NEWI_DMD | MKr20 | 2050 | 3.1283 | 0.098541 | [6 empty] | PAR | I | NEW |  |  | RHNBHSOL | 2 | 0.33333 | HOUPARRHNBHSOLN01_NEWI
HOUPARRHNBHSOLN01_NEWD_D33 | Residential heating technology - Solar heating system - single-family house - new building - distributed level 0.33 | HOUSOL | HOUPARRHN_NEWD_DMD | MKr20 | 2020 | 3.9515 | 0.10941 | [6 empty] | PAR | D | NEW |  |  | RHNBHSOL | 2 | 0.33333 | HOUPARRHNBHSOLN01_NEWD
HOUPARRHNBHSOLN01_NEWD_D33 | Residential heating technology - Solar heating system - single-family house - new building - distributed level 0.33 | HOUSOL | HOUPARRHN_NEWD_DMD | MKr20 | 2025 | 3.7046 | 0.10743 | [6 empty] | PAR | D | NEW |  |  | RHNBHSOL | 2 | 0.33333 | HOUPARRHNBHSOLN01_NEWD
HOUPARRHNBHSOLN01_NEWD_D33 | Residential heating technology - Solar heating system - single-family house - new building - distributed level 0.33 | HOUSOL | HOUPARRHN_NEWD_DMD | MKr20 | 2030 | 3.4576 | 0.1071 | [6 empty] | PAR | D | NEW |  |  | RHNBHSOL | 2 | 0.33333 | HOUPARRHNBHSOLN01_NEWD
HOUPARRHNBHSOLN01_NEWD_D33 | Residential heating technology - Solar heating system - single-family house - new building - distributed level 0.33 | HOUSOL | HOUPARRHN_NEWD_DMD | MKr20 | 2040 | 3.2929 | 0.10282 | [6 empty] | PAR | D | NEW |  |  | RHNBHSOL | 2 | 0.33333 | HOUPARRHNBHSOLN01_NEWD
HOUPARRHNBHSOLN01_NEWD_D33 | Residential heating technology - Solar heating system - single-family house - new building - distributed level 0.33 | HOUSOL | HOUPARRHN_NEWD_DMD | MKr20 | 2050 | 3.1283 | 0.098541 | [6 empty] | PAR | D | NEW |  |  | RHNBHSOL | 2 | 0.33333 | HOUPARRHNBHSOLN01_NEWD
HOUPARRHNBHSOLN01_NEWC_D33 | Residential heating technology - Solar heating system - single-family house - new building - distributed level 0.33 | HOUSOL | HOUPARRHN_NEWC_DMD | MKr20 | 2020 | 3.9515 | 0.10941 | [6 empty] | PAR | C | NEW |  |  | RHNBHSOL | 2 | 0.33333 | HOUPARRHNBHSOLN01_NEWC
HOUPARRHNBHSOLN01_NEWC_D33 | Residential heating technology - Solar heating system - single-family house - new building - distributed level 0.33 | HOUSOL | HOUPARRHN_NEWC_DMD | MKr20 | 2025 | 3.7046 | 0.10743 | [6 empty] | PAR | C | NEW |  |  | RHNBHSOL | 2 | 0.33333 | HOUPARRHNBHSOLN01_NEWC
HOUPARRHNBHSOLN01_NEWC_D33 | Residential heating technology - Solar heating system - single-family house - new building - distributed level 0.33 | HOUSOL | HOUPARRHN_NEWC_DMD | MKr20 | 2030 | 3.4576 | 0.1071 | [6 empty] | PAR | C | NEW |  |  | RHNBHSOL | 2 | 0.33333 | HOUPARRHNBHSOLN01_NEWC
HOUPARRHNBHSOLN01_NEWC_D33 | Residential heating technology - Solar heating system - single-family house - new building - distributed level 0.33 | HOUSOL | HOUPARRHN_NEWC_DMD | MKr20 | 2040 | 3.2929 | 0.10282 | [6 empty] | PAR | C | NEW |  |  | RHNBHSOL | 2 | 0.33333 | HOUPARRHNBHSOLN01_NEWC
HOUPARRHNBHSOLN01_NEWC_D33 | Residential heating technology - Solar heating system - single-family house - new building - distributed level 0.33 | HOUSOL | HOUPARRHN_NEWC_DMD | MKr20 | 2050 | 3.1283 | 0.098541 | [6 empty] | PAR | C | NEW |  |  | RHNBHSOL | 2 | 0.33333 | HOUPARRHNBHSOLN01_NEWC
HOUPARRHNBHGASN03_NEWI_D33 | Residential heating technology - Natural gas boiler - plus connection pipe - single-family house - new building - distributed level 0.33 | HOUGAS | HOUPARRHN_NEWI_DMD | MKr20 | 2020 | 2.9143 | 0.09463 |  | 0.43 | 0.1 | 20.4 | 1 | 1 | PAR | I | NEW |  |  | RHNBHGAS | 2 | 0.33333 | HOUPARRHNBHGASN03_NEWI
HOUPARRHNBHGASN03_NEWI_D33 | Residential heating technology - Natural gas boiler - plus connection pipe - single-family house - new building - distributed level 0.33 | HOUGAS | HOUPARRHN_NEWI_DMD | MKr20 | 2025 | 2.8666 | 0.093032 |  | 0.43 | 0.1 | 20.4 | 1 | 1 | PAR | I | NEW |  |  | RHNBHGAS | 2 | 0.33333 | HOUPARRHNBHGASN03_NEWI
HOUPARRHNBHGASN03_NEWI_D33 | Residential heating technology - Natural gas boiler - plus connection pipe - single-family house - new building - distributed level 0.33 | HOUGAS | HOUPARRHN_NEWI_DMD | MKr20 | 2030 | 2.8201 | 0.092235 |  | 0.43 | 0.1 | 20.4 | 1 | 1 | PAR | I | NEW |  |  | RHNBHGAS | 2 | 0.33333 | HOUPARRHNBHGASN03_NEWI
HOUPARRHNBHGASN03_NEWI_D33 | Residential heating technology - Natural gas boiler - plus connection pipe - single-family house - new building - distributed level 0.33 | HOUGAS | HOUPARRHN_NEWI_DMD | MKr20 | 2040 | 2.7305 | 0.087206 |  | 0.43 | 0.1 | 20.4 | 1 | 1 | PAR | I | NEW |  |  | RHNBHGAS | 2 | 0.33333 | HOUPARRHNBHGASN03_NEWI
HOUPARRHNBHGASN03_NEWI_D33 | Residential heating technology - Natural gas boiler - plus connection pipe - single-family house - new building - distributed level 0.33 | HOUGAS | HOUPARRHN_NEWI_DMD | MKr20 | 2050 | 2.6453 | 0.084074 |  | 0.43 | 0.1 | 20.4 | 1 | 1 | PAR | I | NEW |  |  | RHNBHGAS | 2 | 0.33333 | HOUPARRHNBHGASN03_NEWI
HOUPARRHNBHGASN03_NEWD_D33 | Residential heating technology - Natural gas boiler - plus connection pipe - single-family house - new building - distributed level 0.33 | HOUGAS | HOUPARRHN_NEWD_DMD | MKr20 | 2020 | 2.9143 | 0.09463 |  | 0.43 | 0.1 | 20.4 | 1 | 1 | PAR | D | NEW |  |  | RHNBHGAS | 2 | 0.33333 | HOUPARRHNBHGASN03_NEWD
HOUPARRHNBHGASN03_NEWD_D33 | Residential heating technology - Natural gas boiler - plus connection pipe - single-family house - new building - distributed level 0.33 | HOUGAS | HOUPARRHN_NEWD_DMD | MKr20 | 2025 | 2.8666 | 0.093032 |  | 0.43 | 0.1 | 20.4 | 1 | 1 | PAR | D | NEW |  |  | RHNBHGAS | 2 | 0.33333 | HOUPARRHNBHGASN03_NEWD
HOUPARRHNBHGASN03_NEWD_D33 | Residential heating technology - Natural gas boiler - plus connection pipe - single-family house - new building - distributed level 0.33 | HOUGAS | HOUPARRHN_NEWD_DMD | MKr20 | 2030 | 2.8201 | 0.092235 |  | 0.43 | 0.1 | 20.4 | 1 | 1 | PAR | D | NEW |  |  | RHNBHGAS | 2 | 0.33333 | HOUPARRHNBHGASN03_NEWD
HOUPARRHNBHGASN03_NEWD_D33 | Residential heating technology - Natural gas boiler - plus connection pipe - single-family house - new building - distributed level 0.33 | HOUGAS | HOUPARRHN_NEWD_DMD | MKr20 | 2040 | 2.7305 | 0.087206 |  | 0.43 | 0.1 | 20.4 | 1 | 1 | PAR | D | NEW |  |  | RHNBHGAS | 2 | 0.33333 | HOUPARRHNBHGASN03_NEWD
HOUPARRHNBHGASN03_NEWD_D33 | Residential heating technology - Natural gas boiler - plus connection pipe - single-family house - new building - distributed level 0.33 | HOUGAS | HOUPARRHN_NEWD_DMD | MKr20 | 2050 | 2.6453 | 0.084074 |  | 0.43 | 0.1 | 20.4 | 1 | 1 | PAR | D | NEW |  |  | RHNBHGAS | 2 | 0.33333 | HOUPARRHNBHGASN03_NEWD
HOUPARRHNBHGASN03_NEWC_D33 | Residential heating technology - Natural gas boiler - plus connection pipe - single-family house - new building - distributed level 0.33 | HOUGAS | HOUPARRHN_NEWC_DMD | MKr20 | 2020 | 2.9143 | 0.09463 |  | 0.43 | 0.1 | 20.4 | 1 | 1 | PAR | C | NEW |  |  | RHNBHGAS | 2 | 0.33333 | HOUPARRHNBHGASN03_NEWC
HOUPARRHNBHGASN03_NEWC_D33 | Residential heating technology - Natural gas boiler - plus connection pipe - single-family house - new building - distributed level 0.33 | HOUGAS | HOUPARRHN_NEWC_DMD | MKr20 | 2025 | 2.8666 | 0.093032 |  | 0.43 | 0.1 | 20.4 | 1 | 1 | PAR | C | NEW |  |  | RHNBHGAS | 2 | 0.33333 | HOUPARRHNBHGASN03_NEWC
HOUPARRHNBHGASN03_NEWC_D33 | Residential heating technology - Natural gas boiler - plus connection pipe - single-family house - new building - distributed level 0.33 | HOUGAS | HOUPARRHN_NEWC_DMD | MKr20 | 2030 | 2.8201 | 0.092235 |  | 0.43 | 0.1 | 20.4 | 1 | 1 | PAR | C | NEW |  |  | RHNBHGAS | 2 | 0.33333 | HOUPARRHNBHGASN03_NEWC
HOUPARRHNBHGASN03_NEWC_D33 | Residential heating technology - Natural gas boiler - plus connection pipe - single-family house - new building - distributed level 0.33 | HOUGAS | HOUPARRHN_NEWC_DMD | MKr20 | 2040 | 2.7305 | 0.087206 |  | 0.43 | 0.1 | 20.4 | 1 | 1 | PAR | C | NEW |  |  | RHNBHGAS | 2 | 0.33333 | HOUPARRHNBHGASN03_NEWC
HOUPARRHNBHGASN03_NEWC_D33 | Residential heating technology - Natural gas boiler - plus connection pipe - single-family house - new building - distributed level 0.33 | HOUGAS | HOUPARRHN_NEWC_DMD | MKr20 | 2050 | 2.6453 | 0.084074 |  | 0.43 | 0.1 | 20.4 | 1 | 1 | PAR | C | NEW |  |  | RHNBHGAS | 2 | 0.33333 | HOUPARRHNBHGASN03_NEWC
HOUPARRHNBHDHDN09_NEWI_D33 | Residential heating technology - Direct district heating substation - plus connection pipe - plus distribution (heating density: low ) - single-family house - new building - distributed level 0.33 | HOUDHD | HOUPARRHN_NEWI_DMD | MKr20 | 2020 | 9.7088 | 0.028099 | [6 empty] | PAR | I | NEW |  |  | RHNBHDHD | 2 | 0.33333 | HOUPARRHNBHDHDN09_NEWI
HOUPARRHNBHDHDN09_NEWI_D33 | Residential heating technology - Direct district heating substation - plus connection pipe - plus distribution (heating density: low ) - single-family house - new building - distributed level 0.33 | HOUDHD | HOUPARRHN_NEWI_DMD | MKr20 | 2025 | 9.6743 | 0.027891 | [6 empty] | PAR | I | NEW |  |  | RHNBHDHD | 2 | 0.33333 | HOUPARRHNBHDHDN09_NEWI
HOUPARRHNBHDHDN09_NEWI_D33 | Residential heating technology - Direct district heating substation - plus connection pipe - plus distribution (heating density: low ) - single-family house - new building - distributed level 0.33 | HOUDHD | HOUPARRHN_NEWI_DMD | MKr20 | 2030 | 9.6454 | 0.027393 | [6 empty] | PAR | I | NEW |  |  | RHNBHDHD | 2 | 0.33333 | HOUPARRHNBHDHDN09_NEWI
HOUPARRHNBHDHDN09_NEWI_D33 | Residential heating technology - Direct district heating substation - plus connection pipe - plus distribution (heating density: low ) - single-family house - new building - distributed level 0.33 | HOUDHD | HOUPARRHN_NEWI_DMD | MKr20 | 2040 | 9.5936 | 0.026213 | [6 empty] | PAR | I | NEW |  |  | RHNBHDHD | 2 | 0.33333 | HOUPARRHNBHDHDN09_NEWI
HOUPARRHNBHDHDN09_NEWI_D33 | Residential heating technology - Direct district heating substation - plus connection pipe - plus distribution (heating density: low ) - single-family house - new building - distributed level 0.33 | HOUDHD | HOUPARRHN_NEWI_DMD | MKr20 | 2050 | 9.5359 | 0.024497 | [6 empty] | PAR | I | NEW |  |  | RHNBHDHD | 2 | 0.33333 | HOUPARRHNBHDHDN09_NEWI
HOUPARRHNBHDHDN07_NEWI_D33 | Residential heating technology - Direct district heating substation - plus connection pipe - plus distribution (heating density: medium ) - single-family house - new building - distributed level 0.33 | HOUDHD | HOUPARRHN_NEWI_DMD | MKr20 | 2020 | 3.9075 | 0.028099 | [6 empty] | PAR | I | NEW |  |  | RHNBHDHD | 2 | 0.33333 | HOUPARRHNBHDHDN07_NEWI
HOUPARRHNBHDHDN07_NEWI_D33 | Residential heating technology - Direct district heating substation - plus connection pipe - plus distribution (heating density: medium ) - single-family house - new building - distributed level 0.33 | HOUDHD | HOUPARRHN_NEWI_DMD | MKr20 | 2025 | 3.8729 | 0.027891 | [6 empty] | PAR | I | NEW |  |  | RHNBHDHD | 2 | 0.33333 | HOUPARRHNBHDHDN07_NEWI
HOUPARRHNBHDHDN07_NEWI_D33 | Residential heating technology - Direct district heating substation - plus connection pipe - plus distribution (heating density: medium ) - single-family house - new building - distributed level 0.33 | HOUDHD | HOUPARRHN_NEWI_DMD | MKr20 | 2030 | 3.8441 | 0.027393 | [6 empty] | PAR | I | NEW |  |  | RHNBHDHD | 2 | 0.33333 | HOUPARRHNBHDHDN07_NEWI
HOUPARRHNBHDHDN07_NEWI_D33 | Residential heating technology - Direct district heating substation - plus connection pipe - plus distribution (heating density: medium ) - single-family house - new building - distributed level 0.33 | HOUDHD | HOUPARRHN_NEWI_DMD | MKr20 | 2040 | 3.7922 | 0.026213 | [6 empty] | PAR | I | NEW |  |  | RHNBHDHD | 2 | 0.33333 | HOUPARRHNBHDHDN07_NEWI
HOUPARRHNBHDHDN07_NEWI_D33 | Residential heating technology - Direct district heating substation - plus connection pipe - plus distribution (heating density: medium ) - single-family house - new building - distributed level 0.33 | HOUDHD | HOUPARRHN_NEWI_DMD | MKr20 | 2050 | 3.7346 | 0.024497 | [6 empty] | PAR | I | NEW |  |  | RHNBHDHD | 2 | 0.33333 | HOUPARRHNBHDHDN07_NEWI
HOUPARRHNBHDHDN05_NEWI_D33 | Residential heating technology - Direct district heating substation - plus connection pipe - plus distribution (heating density: high ) - single-family house - new building - distributed level 0.33 | HOUDHD | HOUPARRHN_NEWI_DMD | MKr20 | 2020 | 2.9793 | 0.028099 | [6 empty] | PAR | I | NEW |  |  | RHNBHDHD | 2 | 0.33333 | HOUPARRHNBHDHDN05_NEWI
HOUPARRHNBHDHDN05_NEWI_D33 | Residential heating technology - Direct district heating substation - plus connection pipe - plus distribution (heating density: high ) - single-family house - new building - distributed level 0.33 | HOUDHD | HOUPARRHN_NEWI_DMD | MKr20 | 2025 | 2.9447 | 0.027891 | [6 empty] | PAR | I | NEW |  |  | RHNBHDHD | 2 | 0.33333 | HOUPARRHNBHDHDN05_NEWI
HOUPARRHNBHDHDN05_NEWI_D33 | Residential heating technology - Direct district heating substation - plus connection pipe - plus distribution (heating density: high ) - single-family house - new building - distributed level 0.33 | HOUDHD | HOUPARRHN_NEWI_DMD | MKr20 | 2030 | 2.9159 | 0.027393 | [6 empty] | PAR | I | NEW |  |  | RHNBHDHD | 2 | 0.33333 | HOUPARRHNBHDHDN05_NEWI
HOUPARRHNBHDHDN05_NEWI_D33 | Residential heating technology - Direct district heating substation - plus connection pipe - plus distribution (heating density: high ) - single-family house - new building - distributed level 0.33 | HOUDHD | HOUPARRHN_NEWI_DMD | MKr20 | 2040 | 2.864 | 0.026213 | [6 empty] | PAR | I | NEW |  |  | RHNBHDHD | 2 | 0.33333 | HOUPARRHNBHDHDN05_NEWI
HOUPARRHNBHDHDN05_NEWI_D33 | Residential heating technology - Direct district heating substation - plus connection pipe - plus distribution (heating density: high ) - single-family house - new building - distributed level 0.33 | HOUDHD | HOUPARRHN_NEWI_DMD | MKr20 | 2050 | 2.8064 | 0.024497 | [6 empty] | PAR | I | NEW |  |  | RHNBHDHD | 2 | 0.33333 | HOUPARRHNBHDHDN05_NEWI
HOUPARRHNBHDHDN03_NEWD_D33 | Residential heating technology - Direct district heating substation - plus connection pipe - single-family house - new building - distributed level 0.33 | HOUDHD | HOUPARRHN_NEWD_DMD | MKr20 | 2020 | 2.7489 | 0.028099 | [6 empty] | PAR | D | NEW |  |  | RHNBHDHD | 2 | 0.33333 | HOUPARRHNBHDHDN03_NEWD
HOUPARRHNBHDHDN03_NEWD_D33 | Residential heating technology - Direct district heating substation - plus connection pipe - single-family house - new building - distributed level 0.33 | HOUDHD | HOUPARRHN_NEWD_DMD | MKr20 | 2025 | 2.717 | 0.027891 | [6 empty] | PAR | D | NEW |  |  | RHNBHDHD | 2 | 0.33333 | HOUPARRHNBHDHDN03_NEWD
HOUPARRHNBHDHDN03_NEWD_D33 | Residential heating technology - Direct district heating substation - plus connection pipe - single-family house - new building - distributed level 0.33 | HOUDHD | HOUPARRHN_NEWD_DMD | MKr20 | 2030 | 2.6904 | 0.027393 | [6 empty] | PAR | D | NEW |  |  | RHNBHDHD | 2 | 0.33333 | HOUPARRHNBHDHDN03_NEWD
HOUPARRHNBHDHDN03_NEWD_D33 | Residential heating technology - Direct district heating substation - plus connection pipe - single-family house - new building - distributed level 0.33 | HOUDHD | HOUPARRHN_NEWD_DMD | MKr20 | 2040 | 2.6425 | 0.026213 | [6 empty] | PAR | D | NEW |  |  | RHNBHDHD | 2 | 0.33333 | HOUPARRHNBHDHDN03_NEWD
HOUPARRHNBHDHDN03_NEWD_D33 | Residential heating technology - Direct district heating substation - plus connection pipe - single-family house - new building - distributed level 0.33 | HOUDHD | HOUPARRHN_NEWD_DMD | MKr20 | 2050 | 2.5894 | 0.024497 | [6 empty] | PAR | D | NEW |  |  | RHNBHDHD | 2 | 0.33333 | HOUPARRHNBHDHDN03_NEWD
HOUPARRHNBHDHCN09_NEWI_D33 | Residential heating technology - Direct district heating substation - plus connection pipe - plus distribution (heating density: low ) - single-family house - new building - distributed level 0.33 | HOUDHC | HOUPARRHN_NEWI_DMD | MKr20 | 2020 | 9.7088 | 0.028099 | [6 empty] | PAR | I | NEW |  |  | RHNBHDHC | 2 | 0.33333 | HOUPARRHNBHDHCN09_NEWI
HOUPARRHNBHDHCN09_NEWI_D33 | Residential heating technology - Direct district heating substation - plus connection pipe - plus distribution (heating density: low ) - single-family house - new building - distributed level 0.33 | HOUDHC | HOUPARRHN_NEWI_DMD | MKr20 | 2025 | 9.6743 | 0.027891 | [6 empty] | PAR | I | NEW |  |  | RHNBHDHC | 2 | 0.33333 | HOUPARRHNBHDHCN09_NEWI
HOUPARRHNBHDHCN09_NEWI_D33 | Residential heating technology - Direct district heating substation - plus connection pipe - plus distribution (heating density: low ) - single-family house - new building - distributed level 0.33 | HOUDHC | HOUPARRHN_NEWI_DMD | MKr20 | 2030 | 9.6454 | 0.027393 | [6 empty] | PAR | I | NEW |  |  | RHNBHDHC | 2 | 0.33333 | HOUPARRHNBHDHCN09_NEWI
HOUPARRHNBHDHCN09_NEWI_D33 | Residential heating technology - Direct district heating substation - plus connection pipe - plus distribution (heating density: low ) - single-family house - new building - distributed level 0.33 | HOUDHC | HOUPARRHN_NEWI_DMD | MKr20 | 2040 | 9.5936 | 0.026213 | [6 empty] | PAR | I | NEW |  |  | RHNBHDHC | 2 | 0.33333 | HOUPARRHNBHDHCN09_NEWI
HOUPARRHNBHDHCN09_NEWI_D33 | Residential heating technology - Direct district heating substation - plus connection pipe - plus distribution (heating density: low ) - single-family house - new building - distributed level 0.33 | HOUDHC | HOUPARRHN_NEWI_DMD | MKr20 | 2050 | 9.5359 | 0.024497 | [6 empty] | PAR | I | NEW |  |  | RHNBHDHC | 2 | 0.33333 | HOUPARRHNBHDHCN09_NEWI
HOUPARRHNBHDHCN07_NEWI_D33 | Residential heating technology - Direct district heating substation - plus connection pipe - plus distribution (heating density: medium ) - single-family house - new building - distributed level 0.33 | HOUDHC | HOUPARRHN_NEWI_DMD | MKr20 | 2020 | 3.9075 | 0.028099 | [6 empty] | PAR | I | NEW |  |  | RHNBHDHC | 2 | 0.33333 | HOUPARRHNBHDHCN07_NEWI
HOUPARRHNBHDHCN07_NEWI_D33 | Residential heating technology - Direct district heating substation - plus connection pipe - plus distribution (heating density: medium ) - single-family house - new building - distributed level 0.33 | HOUDHC | HOUPARRHN_NEWI_DMD | MKr20 | 2025 | 3.8729 | 0.027891 | [6 empty] | PAR | I | NEW |  |  | RHNBHDHC | 2 | 0.33333 | HOUPARRHNBHDHCN07_NEWI
HOUPARRHNBHDHCN07_NEWI_D33 | Residential heating technology - Direct district heating substation - plus connection pipe - plus distribution (heating density: medium ) - single-family house - new building - distributed level 0.33 | HOUDHC | HOUPARRHN_NEWI_DMD | MKr20 | 2030 | 3.8441 | 0.027393 | [6 empty] | PAR | I | NEW |  |  | RHNBHDHC | 2 | 0.33333 | HOUPARRHNBHDHCN07_NEWI
HOUPARRHNBHDHCN07_NEWI_D33 | Residential heating technology - Direct district heating substation - plus connection pipe - plus distribution (heating density: medium ) - single-family house - new building - distributed level 0.33 | HOUDHC | HOUPARRHN_NEWI_DMD | MKr20 | 2040 | 3.7922 | 0.026213 | [6 empty] | PAR | I | NEW |  |  | RHNBHDHC | 2 | 0.33333 | HOUPARRHNBHDHCN07_NEWI
HOUPARRHNBHDHCN07_NEWI_D33 | Residential heating technology - Direct district heating substation - plus connection pipe - plus distribution (heating density: medium ) - single-family house - new building - distributed level 0.33 | HOUDHC | HOUPARRHN_NEWI_DMD | MKr20 | 2050 | 3.7346 | 0.024497 | [6 empty] | PAR | I | NEW |  |  | RHNBHDHC | 2 | 0.33333 | HOUPARRHNBHDHCN07_NEWI
HOUPARRHNBHDHCN05_NEWI_D33 | Residential heating technology - Direct district heating substation - plus connection pipe - plus distribution (heating density: high ) - single-family house - new building - distributed level 0.33 | HOUDHC | HOUPARRHN_NEWI_DMD | MKr20 | 2020 | 2.9793 | 0.028099 | [6 empty] | PAR | I | NEW |  |  | RHNBHDHC | 2 | 0.33333 | HOUPARRHNBHDHCN05_NEWI
HOUPARRHNBHDHCN05_NEWI_D33 | Residential heating technology - Direct district heating substation - plus connection pipe - plus distribution (heating density: high ) - single-family house - new building - distributed level 0.33 | HOUDHC | HOUPARRHN_NEWI_DMD | MKr20 | 2025 | 2.9447 | 0.027891 | [6 empty] | PAR | I | NEW |  |  | RHNBHDHC | 2 | 0.33333 | HOUPARRHNBHDHCN05_NEWI
HOUPARRHNBHDHCN05_NEWI_D33 | Residential heating technology - Direct district heating substation - plus connection pipe - plus distribution (heating density: high ) - single-family house - new building - distributed level 0.33 | HOUDHC | HOUPARRHN_NEWI_DMD | MKr20 | 2030 | 2.9159 | 0.027393 | [6 empty] | PAR | I | NEW |  |  | RHNBHDHC | 2 | 0.33333 | HOUPARRHNBHDHCN05_NEWI
HOUPARRHNBHDHCN05_NEWI_D33 | Residential heating technology - Direct district heating substation - plus connection pipe - plus distribution (heating density: high ) - single-family house - new building - distributed level 0.33 | HOUDHC | HOUPARRHN_NEWI_DMD | MKr20 | 2040 | 2.864 | 0.026213 | [6 empty] | PAR | I | NEW |  |  | RHNBHDHC | 2 | 0.33333 | HOUPARRHNBHDHCN05_NEWI
HOUPARRHNBHDHCN05_NEWI_D33 | Residential heating technology - Direct district heating substation - plus connection pipe - plus distribution (heating density: high ) - single-family house - new building - distributed level 0.33 | HOUDHC | HOUPARRHN_NEWI_DMD | MKr20 | 2050 | 2.8064 | 0.024497 | [6 empty] | PAR | I | NEW |  |  | RHNBHDHC | 2 | 0.33333 | HOUPARRHNBHDHCN05_NEWI
HOUPARRHNBHDHCN03_NEWC_D33 | Residential heating technology - Direct district heating substation - plus connection pipe - single-family house - new building - distributed level 0.33 | HOUDHC | HOUPARRHN_NEWC_DMD | MKr20 | 2020 | 2.7489 | 0.028099 | [6 empty] | PAR | C | NEW |  |  | RHNBHDHC | 2 | 0.33333 | HOUPARRHNBHDHCN03_NEWC
HOUPARRHNBHDHCN03_NEWC_D33 | Residential heating technology - Direct district heating substation - plus connection pipe - single-family house - new building - distributed level 0.33 | HOUDHC | HOUPARRHN_NEWC_DMD | MKr20 | 2025 | 2.717 | 0.027891 | [6 empty] | PAR | C | NEW |  |  | RHNBHDHC | 2 | 0.33333 | HOUPARRHNBHDHCN03_NEWC
HOUPARRHNBHDHCN03_NEWC_D33 | Residential heating technology - Direct district heating substation - plus connection pipe - single-family house - new building - distributed level 0.33 | HOUDHC | HOUPARRHN_NEWC_DMD | MKr20 | 2030 | 2.6904 | 0.027393 | [6 empty] | PAR | C | NEW |  |  | RHNBHDHC | 2 | 0.33333 | HOUPARRHNBHDHCN03_NEWC
HOUPARRHNBHDHCN03_NEWC_D33 | Residential heating technology - Direct district heating substation - plus connection pipe - single-family house - new building - distributed level 0.33 | HOUDHC | HOUPARRHN_NEWC_DMD | MKr20 | 2040 | 2.6425 | 0.026213 | [6 empty] | PAR | C | NEW |  |  | RHNBHDHC | 2 | 0.33333 | HOUPARRHNBHDHCN03_NEWC
HOUPARRHNBHDHCN03_NEWC_D33 | Residential heating technology - Direct district heating substation - plus connection pipe - single-family house - new building - distributed level 0.33 | HOUDHC | HOUPARRHN_NEWC_DMD | MKr20 | 2050 | 2.5894 | 0.024497 | [6 empty] | PAR | C | NEW |  |  | RHNBHDHC | 2 | 0.33333 | HOUPARRHNBHDHCN03_NEWC
HOUETARHNHPELCN05_NEWI_D33 | Residential heating technology - Heat pump, Air-to-water - leasing - apartment complex - new building - distributed level 0.33 | HOUELC, HOUAMB | HOUETARHN_NEWI_DMD | MKr20 | 2020 | 2.6686 | 0.36341 | 0.35104 | [5 empty] | ETA | I | NEW | 2.8487 |  | RHNHPELC | 2 | 0.33333 | HOUETARHNHPELCN05_NEWI
HOUETARHNHPELCN05_NEWI_D33 | Residential heating technology - Heat pump, Air-to-water - leasing - apartment complex - new building - distributed level 0.33 | HOUELC, HOUAMB | HOUETARHN_NEWI_DMD | MKr20 | 2025 | 2.3852 | 0.33426 | 0.33288 | [5 empty] | ETA | I | NEW | 3.0041 |  | RHNHPELC | 2 | 0.33333 | HOUETARHNHPELCN05_NEWI
HOUETARHNHPELCN05_NEWI_D33 | Residential heating technology - Heat pump, Air-to-water - leasing - apartment complex - new building - distributed level 0.33 | HOUELC, HOUAMB | HOUETARHN_NEWI_DMD | MKr20 | 2030 | 2.1018 | 0.30507 | 0.32178 | [5 empty] | ETA | I | NEW | 3.1077 |  | RHNHPELC | 2 | 0.33333 | HOUETARHNHPELCN05_NEWI
HOUETARHNHPELCN05_NEWI_D33 | Residential heating technology - Heat pump, Air-to-water - leasing - apartment complex - new building - distributed level 0.33 | HOUELC, HOUAMB | HOUETARHN_NEWI_DMD | MKr20 | 2040 | 1.8792 | 0.28089 | 0.30646 | [5 empty] | ETA | I | NEW | 3.2631 |  | RHNHPELC | 2 | 0.33333 | HOUETARHNHPELCN05_NEWI
HOUETARHNHPELCN05_NEWI_D33 | Residential heating technology - Heat pump, Air-to-water - leasing - apartment complex - new building - distributed level 0.33 | HOUELC, HOUAMB | HOUETARHN_NEWI_DMD | MKr20 | 2050 | 1.6567 | 0.25693 | 0.29703 | [5 empty] | ETA | I | NEW | 3.3667 |  | RHNHPELC | 2 | 0.33333 | HOUETARHNHPELCN05_NEWI
HOUETARHNHPELCN05_NEWD_D33 | Residential heating technology - Heat pump, Air-to-water - leasing - apartment complex - new building - distributed level 0.33 | HOUELC, HOUAMB | HOUETARHN_NEWD_DMD | MKr20 | 2020 | 2.6686 | 0.36341 | 0.35104 | [5 empty] | ETA | D | NEW | 2.8487 |  | RHNHPELC | 2 | 0.33333 | HOUETARHNHPELCN05_NEWD
HOUETARHNHPELCN05_NEWD_D33 | Residential heating technology - Heat pump, Air-to-water - leasing - apartment complex - new building - distributed level 0.33 | HOUELC, HOUAMB | HOUETARHN_NEWD_DMD | MKr20 | 2025 | 2.3852 | 0.33426 | 0.33288 | [5 empty] | ETA | D | NEW | 3.0041 |  | RHNHPELC | 2 | 0.33333 | HOUETARHNHPELCN05_NEWD
HOUETARHNHPELCN05_NEWD_D33 | Residential heating technology - Heat pump, Air-to-water - leasing - apartment complex - new building - distributed level 0.33 | HOUELC, HOUAMB | HOUETARHN_NEWD_DMD | MKr20 | 2030 | 2.1018 | 0.30507 | 0.32178 | [5 empty] | ETA | D | NEW | 3.1077 |  | RHNHPELC | 2 | 0.33333 | HOUETARHNHPELCN05_NEWD
HOUETARHNHPELCN05_NEWD_D33 | Residential heating technology - Heat pump, Air-to-water - leasing - apartment complex - new building - distributed level 0.33 | HOUELC, HOUAMB | HOUETARHN_NEWD_DMD | MKr20 | 2040 | 1.8792 | 0.28089 | 0.30646 | [5 empty] | ETA | D | NEW | 3.2631 |  | RHNHPELC | 2 | 0.33333 | HOUETARHNHPELCN05_NEWD
HOUETARHNHPELCN05_NEWD_D33 | Residential heating technology - Heat pump, Air-to-water - leasing - apartment complex - new building - distributed level 0.33 | HOUELC, HOUAMB | HOUETARHN_NEWD_DMD | MKr20 | 2050 | 1.6567 | 0.25693 | 0.29703 | [5 empty] | ETA | D | NEW | 3.3667 |  | RHNHPELC | 2 | 0.33333 | HOUETARHNHPELCN05_NEWD
HOUETARHNHPELCN05_NEWC_D33 | Residential heating technology - Heat pump, Air-to-water - leasing - apartment complex - new building - distributed level 0.33 | HOUELC, HOUAMB | HOUETARHN_NEWC_DMD | MKr20 | 2020 | 2.6686 | 0.36341 | 0.35104 | [5 empty] | ETA | C | NEW | 2.8487 |  | RHNHPELC | 2 | 0.33333 | HOUETARHNHPELCN05_NEWC
HOUETARHNHPELCN05_NEWC_D33 | Residential heating technology - Heat pump, Air-to-water - leasing - apartment complex - new building - distributed level 0.33 | HOUELC, HOUAMB | HOUETARHN_NEWC_DMD | MKr20 | 2025 | 2.3852 | 0.33426 | 0.33288 | [5 empty] | ETA | C | NEW | 3.0041 |  | RHNHPELC | 2 | 0.33333 | HOUETARHNHPELCN05_NEWC
HOUETARHNHPELCN05_NEWC_D33 | Residential heating technology - Heat pump, Air-to-water - leasing - apartment complex - new building - distributed level 0.33 | HOUELC, HOUAMB | HOUETARHN_NEWC_DMD | MKr20 | 2030 | 2.1018 | 0.30507 | 0.32178 | [5 empty] | ETA | C | NEW | 3.1077 |  | RHNHPELC | 2 | 0.33333 | HOUETARHNHPELCN05_NEWC
HOUETARHNHPELCN05_NEWC_D33 | Residential heating technology - Heat pump, Air-to-water - leasing - apartment complex - new building - distributed level 0.33 | HOUELC, HOUAMB | HOUETARHN_NEWC_DMD | MKr20 | 2040 | 1.8792 | 0.28089 | 0.30646 | [5 empty] | ETA | C | NEW | 3.2631 |  | RHNHPELC | 2 | 0.33333 | HOUETARHNHPELCN05_NEWC
HOUETARHNHPELCN05_NEWC_D33 | Residential heating technology - Heat pump, Air-to-water - leasing - apartment complex - new building - distributed level 0.33 | HOUELC, HOUAMB | HOUETARHN_NEWC_DMD | MKr20 | 2050 | 1.6567 | 0.25693 | 0.29703 | [5 empty] | ETA | C | NEW | 3.3667 |  | RHNHPELC | 2 | 0.33333 | HOUETARHNHPELCN05_NEWC
HOUETARHNHPELCN04_NEWI_D33 | Residential heating technology - Heat pump, Ground source - apartment complex - new building - distributed level 0.33 | HOUELC, HOUAMB | HOUETARHN_NEWI_DMD | MKr20 | 2020 | 5.0588 | 0.066698 | 0.33288 | [5 empty] | ETA | I | NEW | 3.0041 |  | RHNHPELC | 2 | 0.33333 | HOUETARHNHPELCN04_NEWI
HOUETARHNHPELCN04_NEWI_D33 | Residential heating technology - Heat pump, Ground source - apartment complex - new building - distributed level 0.33 | HOUELC, HOUAMB | HOUETARHN_NEWI_DMD | MKr20 | 2025 | 4.6793 | 0.065884 | 0.32178 | [5 empty] | ETA | I | NEW | 3.1077 |  | RHNHPELC | 2 | 0.33333 | HOUETARHNHPELCN04_NEWI
HOUETARHNHPELCN04_NEWI_D33 | Residential heating technology - Heat pump, Ground source - apartment complex - new building - distributed level 0.33 | HOUELC, HOUAMB | HOUETARHN_NEWI_DMD | MKr20 | 2030 | 4.2999 | 0.065035 | 0.3114 | [5 empty] | ETA | I | NEW | 3.2113 |  | RHNHPELC | 2 | 0.33333 | HOUETARHNHPELCN04_NEWI
HOUETARHNHPELCN04_NEWI_D33 | Residential heating technology - Heat pump, Ground source - apartment complex - new building - distributed level 0.33 | HOUELC, HOUAMB | HOUETARHN_NEWI_DMD | MKr20 | 2040 | 3.9774 | 0.063114 | 0.29703 | [5 empty] | ETA | I | NEW | 3.3667 |  | RHNHPELC | 2 | 0.33333 | HOUETARHNHPELCN04_NEWI
HOUETARHNHPELCN04_NEWI_D33 | Residential heating technology - Heat pump, Ground source - apartment complex - new building - distributed level 0.33 | HOUELC, HOUAMB | HOUETARHN_NEWI_DMD | MKr20 | 2050 | 3.655 | 0.061411 | 0.28393 | [5 empty] | ETA | I | NEW | 3.522 |  | RHNHPELC | 2 | 0.33333 | HOUETARHNHPELCN04_NEWI
HOUETARHNHPELCN04_NEWD_D33 | Residential heating technology - Heat pump, Ground source - apartment complex - new building - distributed level 0.33 | HOUELC, HOUAMB | HOUETARHN_NEWD_DMD | MKr20 | 2020 | 5.0588 | 0.066698 | 0.33288 | [5 empty] | ETA | D | NEW | 3.0041 |  | RHNHPELC | 2 | 0.33333 | HOUETARHNHPELCN04_NEWD
HOUETARHNHPELCN04_NEWD_D33 | Residential heating technology - Heat pump, Ground source - apartment complex - new building - distributed level 0.33 | HOUELC, HOUAMB | HOUETARHN_NEWD_DMD | MKr20 | 2025 | 4.6793 | 0.065884 | 0.32178 | [5 empty] | ETA | D | NEW | 3.1077 |  | RHNHPELC | 2 | 0.33333 | HOUETARHNHPELCN04_NEWD
HOUETARHNHPELCN04_NEWD_D33 | Residential heating technology - Heat pump, Ground source - apartment complex - new building - distributed level 0.33 | HOUELC, HOUAMB | HOUETARHN_NEWD_DMD | MKr20 | 2030 | 4.2999 | 0.065035 | 0.3114 | [5 empty] | ETA | D | NEW | 3.2113 |  | RHNHPELC | 2 | 0.33333 | HOUETARHNHPELCN04_NEWD
HOUETARHNHPELCN04_NEWD_D33 | Residential heating technology - Heat pump, Ground source - apartment complex - new building - distributed level 0.33 | HOUELC, HOUAMB | HOUETARHN_NEWD_DMD | MKr20 | 2040 | 3.9774 | 0.063114 | 0.29703 | [5 empty] | ETA | D | NEW | 3.3667 |  | RHNHPELC | 2 | 0.33333 | HOUETARHNHPELCN04_NEWD
HOUETARHNHPELCN04_NEWD_D33 | Residential heating technology - Heat pump, Ground source - apartment complex - new building - distributed level 0.33 | HOUELC, HOUAMB | HOUETARHN_NEWD_DMD | MKr20 | 2050 | 3.655 | 0.061411 | 0.28393 | [5 empty] | ETA | D | NEW | 3.522 |  | RHNHPELC | 2 | 0.33333 | HOUETARHNHPELCN04_NEWD
HOUETARHNHPELCN04_NEWC_D33 | Residential heating technology - Heat pump, Ground source - apartment complex - new building - distributed level 0.33 | HOUELC, HOUAMB | HOUETARHN_NEWC_DMD | MKr20 | 2020 | 5.0588 | 0.066698 | 0.33288 | [5 empty] | ETA | C | NEW | 3.0041 |  | RHNHPELC | 2 | 0.33333 | HOUETARHNHPELCN04_NEWC
HOUETARHNHPELCN04_NEWC_D33 | Residential heating technology - Heat pump, Ground source - apartment complex - new building - distributed level 0.33 | HOUELC, HOUAMB | HOUETARHN_NEWC_DMD | MKr20 | 2025 | 4.6793 | 0.065884 | 0.32178 | [5 empty] | ETA | C | NEW | 3.1077 |  | RHNHPELC | 2 | 0.33333 | HOUETARHNHPELCN04_NEWC
HOUETARHNHPELCN04_NEWC_D33 | Residential heating technology - Heat pump, Ground source - apartment complex - new building - distributed level 0.33 | HOUELC, HOUAMB | HOUETARHN_NEWC_DMD | MKr20 | 2030 | 4.2999 | 0.065035 | 0.3114 | [5 empty] | ETA | C | NEW | 3.2113 |  | RHNHPELC | 2 | 0.33333 | HOUETARHNHPELCN04_NEWC
HOUETARHNHPELCN04_NEWC_D33 | Residential heating technology - Heat pump, Ground source - apartment complex - new building - distributed level 0.33 | HOUELC, HOUAMB | HOUETARHN_NEWC_DMD | MKr20 | 2040 | 3.9774 | 0.063114 | 0.29703 | [5 empty] | ETA | C | NEW | 3.3667 |  | RHNHPELC | 2 | 0.33333 | HOUETARHNHPELCN04_NEWC
HOUETARHNHPELCN04_NEWC_D33 | Residential heating technology - Heat pump, Ground source - apartment complex - new building - distributed level 0.33 | HOUELC, HOUAMB | HOUETARHN_NEWC_DMD | MKr20 | 2050 | 3.655 | 0.061411 | 0.28393 | [5 empty] | ETA | C | NEW | 3.522 |  | RHNHPELC | 2 | 0.33333 | HOUETARHNHPELCN04_NEWC
HOUETARHNHPELCN03_NEWI_D33 | Residential heating technology - Heat pump, Air-to-water - apartment complex - new building - distributed level 0.33 | HOUELC, HOUAMB | HOUETARHN_NEWI_DMD | MKr20 | 2020 | 5.3372 | 0.096553 | 0.35104 | [5 empty] | ETA | I | NEW | 2.8487 |  | RHNHPELC | 2 | 0.33333 | HOUETARHNHPELCN03_NEWI
HOUETARHNHPELCN03_NEWI_D33 | Residential heating technology - Heat pump, Air-to-water - apartment complex - new building - distributed level 0.33 | HOUELC, HOUAMB | HOUETARHN_NEWI_DMD | MKr20 | 2025 | 4.7704 | 0.095739 | 0.33288 | [5 empty] | ETA | I | NEW | 3.0041 |  | RHNHPELC | 2 | 0.33333 | HOUETARHNHPELCN03_NEWI
HOUETARHNHPELCN03_NEWI_D33 | Residential heating technology - Heat pump, Air-to-water - apartment complex - new building - distributed level 0.33 | HOUELC, HOUAMB | HOUETARHN_NEWI_DMD | MKr20 | 2030 | 4.2036 | 0.09489 | 0.32178 | [5 empty] | ETA | I | NEW | 3.1077 |  | RHNHPELC | 2 | 0.33333 | HOUETARHNHPELCN03_NEWI
HOUETARHNHPELCN03_NEWI_D33 | Residential heating technology - Heat pump, Air-to-water - apartment complex - new building - distributed level 0.33 | HOUELC, HOUAMB | HOUETARHN_NEWI_DMD | MKr20 | 2040 | 3.7585 | 0.092969 | 0.30646 | [5 empty] | ETA | I | NEW | 3.2631 |  | RHNHPELC | 2 | 0.33333 | HOUETARHNHPELCN03_NEWI
HOUETARHNHPELCN03_NEWI_D33 | Residential heating technology - Heat pump, Air-to-water - apartment complex - new building - distributed level 0.33 | HOUELC, HOUAMB | HOUETARHN_NEWI_DMD | MKr20 | 2050 | 3.3133 | 0.091265 | 0.29703 | [5 empty] | ETA | I | NEW | 3.3667 |  | RHNHPELC | 2 | 0.33333 | HOUETARHNHPELCN03_NEWI
HOUETARHNHPELCN03_NEWD_D33 | Residential heating technology - Heat pump, Air-to-water - apartment complex - new building - distributed level 0.33 | HOUELC, HOUAMB | HOUETARHN_NEWD_DMD | MKr20 | 2020 | 5.3372 | 0.096553 | 0.35104 | [5 empty] | ETA | D | NEW | 2.8487 |  | RHNHPELC | 2 | 0.33333 | HOUETARHNHPELCN03_NEWD
HOUETARHNHPELCN03_NEWD_D33 | Residential heating technology - Heat pump, Air-to-water - apartment complex - new building - distributed level 0.33 | HOUELC, HOUAMB | HOUETARHN_NEWD_DMD | MKr20 | 2025 | 4.7704 | 0.095739 | 0.33288 | [5 empty] | ETA | D | NEW | 3.0041 |  | RHNHPELC | 2 | 0.33333 | HOUETARHNHPELCN03_NEWD
HOUETARHNHPELCN03_NEWD_D33 | Residential heating technology - Heat pump, Air-to-water - apartment complex - new building - distributed level 0.33 | HOUELC, HOUAMB | HOUETARHN_NEWD_DMD | MKr20 | 2030 | 4.2036 | 0.09489 | 0.32178 | [5 empty] | ETA | D | NEW | 3.1077 |  | RHNHPELC | 2 | 0.33333 | HOUETARHNHPELCN03_NEWD
HOUETARHNHPELCN03_NEWD_D33 | Residential heating technology - Heat pump, Air-to-water - apartment complex - new building - distributed level 0.33 | HOUELC, HOUAMB | HOUETARHN_NEWD_DMD | MKr20 | 2040 | 3.7585 | 0.092969 | 0.30646 | [5 empty] | ETA | D | NEW | 3.2631 |  | RHNHPELC | 2 | 0.33333 | HOUETARHNHPELCN03_NEWD
HOUETARHNHPELCN03_NEWD_D33 | Residential heating technology - Heat pump, Air-to-water - apartment complex - new building - distributed level 0.33 | HOUELC, HOUAMB | HOUETARHN_NEWD_DMD | MKr20 | 2050 | 3.3133 | 0.091265 | 0.29703 | [5 empty] | ETA | D | NEW | 3.3667 |  | RHNHPELC | 2 | 0.33333 | HOUETARHNHPELCN03_NEWD
HOUETARHNHPELCN03_NEWC_D33 | Residential heating technology - Heat pump, Air-to-water - apartment complex - new building - distributed level 0.33 | HOUELC, HOUAMB | HOUETARHN_NEWC_DMD | MKr20 | 2020 | 5.3372 | 0.096553 | 0.35104 | [5 empty] | ETA | C | NEW | 2.8487 |  | RHNHPELC | 2 | 0.33333 | HOUETARHNHPELCN03_NEWC
HOUETARHNHPELCN03_NEWC_D33 | Residential heating technology - Heat pump, Air-to-water - apartment complex - new building - distributed level 0.33 | HOUELC, HOUAMB | HOUETARHN_NEWC_DMD | MKr20 | 2025 | 4.7704 | 0.095739 | 0.33288 | [5 empty] | ETA | C | NEW | 3.0041 |  | RHNHPELC | 2 | 0.33333 | HOUETARHNHPELCN03_NEWC
HOUETARHNHPELCN03_NEWC_D33 | Residential heating technology - Heat pump, Air-to-water - apartment complex - new building - distributed level 0.33 | HOUELC, HOUAMB | HOUETARHN_NEWC_DMD | MKr20 | 2030 | 4.2036 | 0.09489 | 0.32178 | [5 empty] | ETA | C | NEW | 3.1077 |  | RHNHPELC | 2 | 0.33333 | HOUETARHNHPELCN03_NEWC
HOUETARHNHPELCN03_NEWC_D33 | Residential heating technology - Heat pump, Air-to-water - apartment complex - new building - distributed level 0.33 | HOUELC, HOUAMB | HOUETARHN_NEWC_DMD | MKr20 | 2040 | 3.7585 | 0.092969 | 0.30646 | [5 empty] | ETA | C | NEW | 3.2631 |  | RHNHPELC | 2 | 0.33333 | HOUETARHNHPELCN03_NEWC
HOUETARHNHPELCN03_NEWC_D33 | Residential heating technology - Heat pump, Air-to-water - apartment complex - new building - distributed level 0.33 | HOUELC, HOUAMB | HOUETARHN_NEWC_DMD | MKr20 | 2050 | 3.3133 | 0.091265 | 0.29703 | [5 empty] | ETA | C | NEW | 3.3667 |  | RHNHPELC | 2 | 0.33333 | HOUETARHNHPELCN03_NEWC
HOUETARHNHPELCN02_NEWI_D33 | Residential heating technology - Heat pump, Air-to-air - single-family house - new building - distributed level 0.33 | HOUELC, HOUAMB | HOUETARHN_NEWI_DMD | MKr20 | 2020 | 3.0815 | 0.41584 | 0.20986 | [5 empty] | ETA | I | NEW | 4.7651 |  | RHNHPELC | 2 | 0.33333 | HOUETARHNHPELCN02_NEWI
HOUETARHNHPELCN02_NEWI_D33 | Residential heating technology - Heat pump, Air-to-air - single-family house - new building - distributed level 0.33 | HOUELC, HOUAMB | HOUETARHN_NEWI_DMD | MKr20 | 2025 | 3.0062 | 0.28253 | 0.19904 | [5 empty] | ETA | I | NEW | 5.0241 |  | RHNHPELC | 2 | 0.33333 | HOUETARHNHPELCN02_NEWI
HOUETARHNHPELCN02_NEWI_D33 | Residential heating technology - Heat pump, Air-to-air - single-family house - new building - distributed level 0.33 | HOUELC, HOUAMB | HOUETARHN_NEWI_DMD | MKr20 | 2030 | 2.9309 | 0.27731 | 0.19116 | [5 empty] | ETA | I | NEW | 5.2313 |  | RHNHPELC | 2 | 0.33333 | HOUETARHNHPELCN02_NEWI
HOUETARHNHPELCN02_NEWI_D33 | Residential heating technology - Heat pump, Air-to-air - single-family house - new building - distributed level 0.33 | HOUELC, HOUAMB | HOUETARHN_NEWI_DMD | MKr20 | 2040 | 2.7911 | 0.26762 | 0.18388 | [5 empty] | ETA | I | NEW | 5.4384 |  | RHNHPELC | 2 | 0.33333 | HOUETARHNHPELCN02_NEWI
HOUETARHNHPELCN02_NEWI_D33 | Residential heating technology - Heat pump, Air-to-air - single-family house - new building - distributed level 0.33 | HOUELC, HOUAMB | HOUETARHN_NEWI_DMD | MKr20 | 2050 | 2.6513 | 0.25794 | 0.18214 | [5 empty] | ETA | I | NEW | 5.4902 |  | RHNHPELC | 2 | 0.33333 | HOUETARHNHPELCN02_NEWI
HOUETARHNHPELCN02_NEWD_D33 | Residential heating technology - Heat pump, Air-to-air - single-family house - new building - distributed level 0.33 | HOUELC, HOUAMB | HOUETARHN_NEWD_DMD | MKr20 | 2020 | 3.0815 | 0.41584 | 0.20986 | [5 empty] | ETA | D | NEW | 4.7651 |  | RHNHPELC | 2 | 0.33333 | HOUETARHNHPELCN02_NEWD
HOUETARHNHPELCN02_NEWD_D33 | Residential heating technology - Heat pump, Air-to-air - single-family house - new building - distributed level 0.33 | HOUELC, HOUAMB | HOUETARHN_NEWD_DMD | MKr20 | 2025 | 3.0062 | 0.28253 | 0.19904 | [5 empty] | ETA | D | NEW | 5.0241 |  | RHNHPELC | 2 | 0.33333 | HOUETARHNHPELCN02_NEWD
HOUETARHNHPELCN02_NEWD_D33 | Residential heating technology - Heat pump, Air-to-air - single-family house - new building - distributed level 0.33 | HOUELC, HOUAMB | HOUETARHN_NEWD_DMD | MKr20 | 2030 | 2.9309 | 0.27731 | 0.19116 | [5 empty] | ETA | D | NEW | 5.2313 |  | RHNHPELC | 2 | 0.33333 | HOUETARHNHPELCN02_NEWD
HOUETARHNHPELCN02_NEWD_D33 | Residential heating technology - Heat pump, Air-to-air - single-family house - new building - distributed level 0.33 | HOUELC, HOUAMB | HOUETARHN_NEWD_DMD | MKr20 | 2040 | 2.7911 | 0.26762 | 0.18388 | [5 empty] | ETA | D | NEW | 5.4384 |  | RHNHPELC | 2 | 0.33333 | HOUETARHNHPELCN02_NEWD
HOUETARHNHPELCN02_NEWD_D33 | Residential heating technology - Heat pump, Air-to-air - single-family house - new building - distributed level 0.33 | HOUELC, HOUAMB | HOUETARHN_NEWD_DMD | MKr20 | 2050 | 2.6513 | 0.25794 | 0.18214 | [5 empty] | ETA | D | NEW | 5.4902 |  | RHNHPELC | 2 | 0.33333 | HOUETARHNHPELCN02_NEWD
HOUETARHNHPELCN02_NEWC_D33 | Residential heating technology - Heat pump, Air-to-air - single-family house - new building - distributed level 0.33 | HOUELC, HOUAMB | HOUETARHN_NEWC_DMD | MKr20 | 2020 | 3.0815 | 0.41584 | 0.20986 | [5 empty] | ETA | C | NEW | 4.7651 |  | RHNHPELC | 2 | 0.33333 | HOUETARHNHPELCN02_NEWC
HOUETARHNHPELCN02_NEWC_D33 | Residential heating technology - Heat pump, Air-to-air - single-family house - new building - distributed level 0.33 | HOUELC, HOUAMB | HOUETARHN_NEWC_DMD | MKr20 | 2025 | 3.0062 | 0.28253 | 0.19904 | [5 empty] | ETA | C | NEW | 5.0241 |  | RHNHPELC | 2 | 0.33333 | HOUETARHNHPELCN02_NEWC
HOUETARHNHPELCN02_NEWC_D33 | Residential heating technology - Heat pump, Air-to-air - single-family house - new building - distributed level 0.33 | HOUELC, HOUAMB | HOUETARHN_NEWC_DMD | MKr20 | 2030 | 2.9309 | 0.27731 | 0.19116 | [5 empty] | ETA | C | NEW | 5.2313 |  | RHNHPELC | 2 | 0.33333 | HOUETARHNHPELCN02_NEWC
HOUETARHNHPELCN02_NEWC_D33 | Residential heating technology - Heat pump, Air-to-air - single-family house - new building - distributed level 0.33 | HOUELC, HOUAMB | HOUETARHN_NEWC_DMD | MKr20 | 2040 | 2.7911 | 0.26762 | 0.18388 | [5 empty] | ETA | C | NEW | 5.4384 |  | RHNHPELC | 2 | 0.33333 | HOUETARHNHPELCN02_NEWC
HOUETARHNHPELCN02_NEWC_D33 | Residential heating technology - Heat pump, Air-to-air - single-family house - new building - distributed level 0.33 | HOUELC, HOUAMB | HOUETARHN_NEWC_DMD | MKr20 | 2050 | 2.6513 | 0.25794 | 0.18214 | [5 empty] | ETA | C | NEW | 5.4902 |  | RHNHPELC | 2 | 0.33333 | HOUETARHNHPELCN02_NEWC
HOUETARHNDIELCN06_NEWI_D33 | Residential heating technology - Electric heating - electric panel from Bauhaus - apartment complex - new building - distributed level 0.33 | HOUELC | HOUETARHN_NEWI_DMD | MKr20 | 2020 | 0.51052 | 0 | [6 empty] | ETA | I | NEW |  |  | RHNDIELC | 2 | 0.33333 | HOUETARHNDIELCN06_NEWI
HOUETARHNDIELCN06_NEWI_D33 | Residential heating technology - Electric heating - electric panel from Bauhaus - apartment complex - new building - distributed level 0.33 | HOUELC | HOUETARHN_NEWI_DMD | MKr20 | 2025 | 0.51052 | 0 | [6 empty] | ETA | I | NEW |  |  | RHNDIELC | 2 | 0.33333 | HOUETARHNDIELCN06_NEWI
HOUETARHNDIELCN06_NEWI_D33 | Residential heating technology - Electric heating - electric panel from Bauhaus - apartment complex - new building - distributed level 0.33 | HOUELC | HOUETARHN_NEWI_DMD | MKr20 | 2030 | 0.51052 | 0 | [6 empty] | ETA | I | NEW |  |  | RHNDIELC | 2 | 0.33333 | HOUETARHNDIELCN06_NEWI
HOUETARHNDIELCN06_NEWI_D33 | Residential heating technology - Electric heating - electric panel from Bauhaus - apartment complex - new building - distributed level 0.33 | HOUELC | HOUETARHN_NEWI_DMD | MKr20 | 2040 | 0.51052 | 0 | [6 empty] | ETA | I | NEW |  |  | RHNDIELC | 2 | 0.33333 | HOUETARHNDIELCN06_NEWI
HOUETARHNDIELCN06_NEWI_D33 | Residential heating technology - Electric heating - electric panel from Bauhaus - apartment complex - new building - distributed level 0.33 | HOUELC | HOUETARHN_NEWI_DMD | MKr20 | 2050 | 0.51052 | 0 | [6 empty] | ETA | I | NEW |  |  | RHNDIELC | 2 | 0.33333 | HOUETARHNDIELCN06_NEWI
HOUETARHNDIELCN06_NEWD_D33 | Residential heating technology - Electric heating - electric panel from Bauhaus - apartment complex - new building - distributed level 0.33 | HOUELC | HOUETARHN_NEWD_DMD | MKr20 | 2020 | 0.51052 | 0 | [6 empty] | ETA | D | NEW |  |  | RHNDIELC | 2 | 0.33333 | HOUETARHNDIELCN06_NEWD
HOUETARHNDIELCN06_NEWD_D33 | Residential heating technology - Electric heating - electric panel from Bauhaus - apartment complex - new building - distributed level 0.33 | HOUELC | HOUETARHN_NEWD_DMD | MKr20 | 2025 | 0.51052 | 0 | [6 empty] | ETA | D | NEW |  |  | RHNDIELC | 2 | 0.33333 | HOUETARHNDIELCN06_NEWD
HOUETARHNDIELCN06_NEWD_D33 | Residential heating technology - Electric heating - electric panel from Bauhaus - apartment complex - new building - distributed level 0.33 | HOUELC | HOUETARHN_NEWD_DMD | MKr20 | 2030 | 0.51052 | 0 | [6 empty] | ETA | D | NEW |  |  | RHNDIELC | 2 | 0.33333 | HOUETARHNDIELCN06_NEWD
HOUETARHNDIELCN06_NEWD_D33 | Residential heating technology - Electric heating - electric panel from Bauhaus - apartment complex - new building - distributed level 0.33 | HOUELC | HOUETARHN_NEWD_DMD | MKr20 | 2040 | 0.51052 | 0 | [6 empty] | ETA | D | NEW |  |  | RHNDIELC | 2 | 0.33333 | HOUETARHNDIELCN06_NEWD
HOUETARHNDIELCN06_NEWD_D33 | Residential heating technology - Electric heating - electric panel from Bauhaus - apartment complex - new building - distributed level 0.33 | HOUELC | HOUETARHN_NEWD_DMD | MKr20 | 2050 | 0.51052 | 0 | [6 empty] | ETA | D | NEW |  |  | RHNDIELC | 2 | 0.33333 | HOUETARHNDIELCN06_NEWD
HOUETARHNDIELCN06_NEWC_D33 | Residential heating technology - Electric heating - electric panel from Bauhaus - apartment complex - new building - distributed level 0.33 | HOUELC | HOUETARHN_NEWC_DMD | MKr20 | 2020 | 0.51052 | 0 | [6 empty] | ETA | C | NEW |  |  | RHNDIELC | 2 | 0.33333 | HOUETARHNDIELCN06_NEWC
HOUETARHNDIELCN06_NEWC_D33 | Residential heating technology - Electric heating - electric panel from Bauhaus - apartment complex - new building - distributed level 0.33 | HOUELC | HOUETARHN_NEWC_DMD | MKr20 | 2025 | 0.51052 | 0 | [6 empty] | ETA | C | NEW |  |  | RHNDIELC | 2 | 0.33333 | HOUETARHNDIELCN06_NEWC
HOUETARHNDIELCN06_NEWC_D33 | Residential heating technology - Electric heating - electric panel from Bauhaus - apartment complex - new building - distributed level 0.33 | HOUELC | HOUETARHN_NEWC_DMD | MKr20 | 2030 | 0.51052 | 0 | [6 empty] | ETA | C | NEW |  |  | RHNDIELC | 2 | 0.33333 | HOUETARHNDIELCN06_NEWC
HOUETARHNDIELCN06_NEWC_D33 | Residential heating technology - Electric heating - electric panel from Bauhaus - apartment complex - new building - distributed level 0.33 | HOUELC | HOUETARHN_NEWC_DMD | MKr20 | 2040 | 0.51052 | 0 | [6 empty] | ETA | C | NEW |  |  | RHNDIELC | 2 | 0.33333 | HOUETARHNDIELCN06_NEWC
HOUETARHNDIELCN06_NEWC_D33 | Residential heating technology - Electric heating - electric panel from Bauhaus - apartment complex - new building - distributed level 0.33 | HOUELC | HOUETARHN_NEWC_DMD | MKr20 | 2050 | 0.51052 | 0 | [6 empty] | ETA | C | NEW |  |  | RHNDIELC | 2 | 0.33333 | HOUETARHNDIELCN06_NEWC
HOUETARHNDIELCN01_NEWI_D33 | Residential heating technology - Electric heating - apartment complex - new building - distributed level 0.33 | HOUELC | HOUETARHN_NEWI_DMD | MKr20 | 2020 | 4.7417 | 0.0021178 | [6 empty] | ETA | I | NEW |  |  | RHNDIELC | 2 | 0.33333 | HOUETARHNDIELCN01_NEWI
HOUETARHNDIELCN01_NEWI_D33 | Residential heating technology - Electric heating - apartment complex - new building - distributed level 0.33 | HOUELC | HOUETARHN_NEWI_DMD | MKr20 | 2025 | 4.6243 | 0.0020313 | [6 empty] | ETA | I | NEW |  |  | RHNDIELC | 2 | 0.33333 | HOUETARHNDIELCN01_NEWI
HOUETARHNDIELCN01_NEWI_D33 | Residential heating technology - Electric heating - apartment complex - new building - distributed level 0.33 | HOUELC | HOUETARHN_NEWI_DMD | MKr20 | 2030 | 4.5098 | 0.0019881 | [6 empty] | ETA | I | NEW |  |  | RHNDIELC | 2 | 0.33333 | HOUETARHNDIELCN01_NEWI
HOUETARHNDIELCN01_NEWI_D33 | Residential heating technology - Electric heating - apartment complex - new building - distributed level 0.33 | HOUELC | HOUETARHN_NEWI_DMD | MKr20 | 2040 | 4.2893 | 0.0019017 | [6 empty] | ETA | I | NEW |  |  | RHNDIELC | 2 | 0.33333 | HOUETARHNDIELCN01_NEWI
HOUETARHNDIELCN01_NEWI_D33 | Residential heating technology - Electric heating - apartment complex - new building - distributed level 0.33 | HOUELC | HOUETARHN_NEWI_DMD | MKr20 | 2050 | 4.0796 | 0.0018152 | [6 empty] | ETA | I | NEW |  |  | RHNDIELC | 2 | 0.33333 | HOUETARHNDIELCN01_NEWI
HOUETARHNDIELCN01_NEWD_D33 | Residential heating technology - Electric heating - apartment complex - new building - distributed level 0.33 | HOUELC | HOUETARHN_NEWD_DMD | MKr20 | 2020 | 4.7417 | 0.0021178 | [6 empty] | ETA | D | NEW |  |  | RHNDIELC | 2 | 0.33333 | HOUETARHNDIELCN01_NEWD
HOUETARHNDIELCN01_NEWD_D33 | Residential heating technology - Electric heating - apartment complex - new building - distributed level 0.33 | HOUELC | HOUETARHN_NEWD_DMD | MKr20 | 2025 | 4.6243 | 0.0020313 | [6 empty] | ETA | D | NEW |  |  | RHNDIELC | 2 | 0.33333 | HOUETARHNDIELCN01_NEWD
HOUETARHNDIELCN01_NEWD_D33 | Residential heating technology - Electric heating - apartment complex - new building - distributed level 0.33 | HOUELC | HOUETARHN_NEWD_DMD | MKr20 | 2030 | 4.5098 | 0.0019881 | [6 empty] | ETA | D | NEW |  |  | RHNDIELC | 2 | 0.33333 | HOUETARHNDIELCN01_NEWD
HOUETARHNDIELCN01_NEWD_D33 | Residential heating technology - Electric heating - apartment complex - new building - distributed level 0.33 | HOUELC | HOUETARHN_NEWD_DMD | MKr20 | 2040 | 4.2893 | 0.0019017 | [6 empty] | ETA | D | NEW |  |  | RHNDIELC | 2 | 0.33333 | HOUETARHNDIELCN01_NEWD
HOUETARHNDIELCN01_NEWD_D33 | Residential heating technology - Electric heating - apartment complex - new building - distributed level 0.33 | HOUELC | HOUETARHN_NEWD_DMD | MKr20 | 2050 | 4.0796 | 0.0018152 | [6 empty] | ETA | D | NEW |  |  | RHNDIELC | 2 | 0.33333 | HOUETARHNDIELCN01_NEWD
HOUETARHNDIELCN01_NEWC_D33 | Residential heating technology - Electric heating - apartment complex - new building - distributed level 0.33 | HOUELC | HOUETARHN_NEWC_DMD | MKr20 | 2020 | 4.7417 | 0.0021178 | [6 empty] | ETA | C | NEW |  |  | RHNDIELC | 2 | 0.33333 | HOUETARHNDIELCN01_NEWC
HOUETARHNDIELCN01_NEWC_D33 | Residential heating technology - Electric heating - apartment complex - new building - distributed level 0.33 | HOUELC | HOUETARHN_NEWC_DMD | MKr20 | 2025 | 4.6243 | 0.0020313 | [6 empty] | ETA | C | NEW |  |  | RHNDIELC | 2 | 0.33333 | HOUETARHNDIELCN01_NEWC
HOUETARHNDIELCN01_NEWC_D33 | Residential heating technology - Electric heating - apartment complex - new building - distributed level 0.33 | HOUELC | HOUETARHN_NEWC_DMD | MKr20 | 2030 | 4.5098 | 0.0019881 | [6 empty] | ETA | C | NEW |  |  | RHNDIELC | 2 | 0.33333 | HOUETARHNDIELCN01_NEWC
HOUETARHNDIELCN01_NEWC_D33 | Residential heating technology - Electric heating - apartment complex - new building - distributed level 0.33 | HOUELC | HOUETARHN_NEWC_DMD | MKr20 | 2040 | 4.2893 | 0.0019017 | [6 empty] | ETA | C | NEW |  |  | RHNDIELC | 2 | 0.33333 | HOUETARHNDIELCN01_NEWC
HOUETARHNDIELCN01_NEWC_D33 | Residential heating technology - Electric heating - apartment complex - new building - distributed level 0.33 | HOUELC | HOUETARHN_NEWC_DMD | MKr20 | 2050 | 4.0796 | 0.0018152 | [6 empty] | ETA | C | NEW |  |  | RHNDIELC | 2 | 0.33333 | HOUETARHNDIELCN01_NEWC
HOUETARHNBHWPEN01_NEWI_D33 | Residential heating technology - Biomass boiler, automatic stoking , wood pellets or wood chips - apartment complex - new building - distributed level 0.33 | HOUWPE | HOUETARHN_NEWI_DMD | MKr20 | 2020 | 2.2907 | 0.043212 |  | 25 | 14 | 70 | 2 | 4 | ETA | I | NEW |  |  | RHNBHWPE | 2 | 0.33333 | HOUETARHNBHWPEN01_NEWI
HOUETARHNBHWPEN01_NEWI_D33 | Residential heating technology - Biomass boiler, automatic stoking , wood pellets or wood chips - apartment complex - new building - distributed level 0.33 | HOUWPE | HOUETARHN_NEWI_DMD | MKr20 | 2025 | 2.234 | 0.04284 |  | 25 | 14 | 60 | 2 | 4 | ETA | I | NEW |  |  | RHNBHWPE | 2 | 0.33333 | HOUETARHNBHWPEN01_NEWI
HOUETARHNBHWPEN01_NEWI_D33 | Residential heating technology - Biomass boiler, automatic stoking , wood pellets or wood chips - apartment complex - new building - distributed level 0.33 | HOUWPE | HOUETARHN_NEWI_DMD | MKr20 | 2030 | 2.1787 | 0.042833 |  | 25 | 11 | 50 | 1 | 4 | ETA | I | NEW |  |  | RHNBHWPE | 2 | 0.33333 | HOUETARHNBHWPEN01_NEWI
HOUETARHNBHWPEN01_NEWI_D33 | Residential heating technology - Biomass boiler, automatic stoking , wood pellets or wood chips - apartment complex - new building - distributed level 0.33 | HOUWPE | HOUETARHN_NEWI_DMD | MKr20 | 2040 | 2.0721 | 0.041234 |  | 25 | 9 | 45 | 1 | 4 | ETA | I | NEW |  |  | RHNBHWPE | 2 | 0.33333 | HOUETARHNBHWPEN01_NEWI
HOUETARHNBHWPEN01_NEWI_D33 | Residential heating technology - Biomass boiler, automatic stoking , wood pellets or wood chips - apartment complex - new building - distributed level 0.33 | HOUWPE | HOUETARHN_NEWI_DMD | MKr20 | 2050 | 1.9708 | 0.039616 |  | 25 | 9 | 40 | 0 | 4 | ETA | I | NEW |  |  | RHNBHWPE | 2 | 0.33333 | HOUETARHNBHWPEN01_NEWI
HOUETARHNBHWPEN01_NEWD_D33 | Residential heating technology - Biomass boiler, automatic stoking , wood pellets or wood chips - apartment complex - new building - distributed level 0.33 | HOUWPE | HOUETARHN_NEWD_DMD | MKr20 | 2020 | 2.2907 | 0.043212 |  | 25 | 14 | 70 | 2 | 4 | ETA | D | NEW |  |  | RHNBHWPE | 2 | 0.33333 | HOUETARHNBHWPEN01_NEWD
HOUETARHNBHWPEN01_NEWD_D33 | Residential heating technology - Biomass boiler, automatic stoking , wood pellets or wood chips - apartment complex - new building - distributed level 0.33 | HOUWPE | HOUETARHN_NEWD_DMD | MKr20 | 2025 | 2.234 | 0.04284 |  | 25 | 14 | 60 | 2 | 4 | ETA | D | NEW |  |  | RHNBHWPE | 2 | 0.33333 | HOUETARHNBHWPEN01_NEWD
HOUETARHNBHWPEN01_NEWD_D33 | Residential heating technology - Biomass boiler, automatic stoking , wood pellets or wood chips - apartment complex - new building - distributed level 0.33 | HOUWPE | HOUETARHN_NEWD_DMD | MKr20 | 2030 | 2.1787 | 0.042833 |  | 25 | 11 | 50 | 1 | 4 | ETA | D | NEW |  |  | RHNBHWPE | 2 | 0.33333 | HOUETARHNBHWPEN01_NEWD
HOUETARHNBHWPEN01_NEWD_D33 | Residential heating technology - Biomass boiler, automatic stoking , wood pellets or wood chips - apartment complex - new building - distributed level 0.33 | HOUWPE | HOUETARHN_NEWD_DMD | MKr20 | 2040 | 2.0721 | 0.041234 |  | 25 | 9 | 45 | 1 | 4 | ETA | D | NEW |  |  | RHNBHWPE | 2 | 0.33333 | HOUETARHNBHWPEN01_NEWD
HOUETARHNBHWPEN01_NEWD_D33 | Residential heating technology - Biomass boiler, automatic stoking , wood pellets or wood chips - apartment complex - new building - distributed level 0.33 | HOUWPE | HOUETARHN_NEWD_DMD | MKr20 | 2050 | 1.9708 | 0.039616 |  | 25 | 9 | 40 | 0 | 4 | ETA | D | NEW |  |  | RHNBHWPE | 2 | 0.33333 | HOUETARHNBHWPEN01_NEWD
HOUETARHNBHWPEN01_NEWC_D33 | Residential heating technology - Biomass boiler, automatic stoking , wood pellets or wood chips - apartment complex - new building - distributed level 0.33 | HOUWPE | HOUETARHN_NEWC_DMD | MKr20 | 2020 | 2.2907 | 0.043212 |  | 25 | 14 | 70 | 2 | 4 | ETA | C | NEW |  |  | RHNBHWPE | 2 | 0.33333 | HOUETARHNBHWPEN01_NEWC
HOUETARHNBHWPEN01_NEWC_D33 | Residential heating technology - Biomass boiler, automatic stoking , wood pellets or wood chips - apartment complex - new building - distributed level 0.33 | HOUWPE | HOUETARHN_NEWC_DMD | MKr20 | 2025 | 2.234 | 0.04284 |  | 25 | 14 | 60 | 2 | 4 | ETA | C | NEW |  |  | RHNBHWPE | 2 | 0.33333 | HOUETARHNBHWPEN01_NEWC
HOUETARHNBHWPEN01_NEWC_D33 | Residential heating technology - Biomass boiler, automatic stoking , wood pellets or wood chips - apartment complex - new building - distributed level 0.33 | HOUWPE | HOUETARHN_NEWC_DMD | MKr20 | 2030 | 2.1787 | 0.042833 |  | 25 | 11 | 50 | 1 | 4 | ETA | C | NEW |  |  | RHNBHWPE | 2 | 0.33333 | HOUETARHNBHWPEN01_NEWC
HOUETARHNBHWPEN01_NEWC_D33 | Residential heating technology - Biomass boiler, automatic stoking , wood pellets or wood chips - apartment complex - new building - distributed level 0.33 | HOUWPE | HOUETARHN_NEWC_DMD | MKr20 | 2040 | 2.0721 | 0.041234 |  | 25 | 9 | 45 | 1 | 4 | ETA | C | NEW |  |  | RHNBHWPE | 2 | 0.33333 | HOUETARHNBHWPEN01_NEWC
HOUETARHNBHWPEN01_NEWC_D33 | Residential heating technology - Biomass boiler, automatic stoking , wood pellets or wood chips - apartment complex - new building - distributed level 0.33 | HOUWPE | HOUETARHN_NEWC_DMD | MKr20 | 2050 | 1.9708 | 0.039616 |  | 25 | 9 | 40 | 0 | 4 | ETA | C | NEW |  |  | RHNBHWPE | 2 | 0.33333 | HOUETARHNBHWPEN01_NEWC
HOUETARHNBHSOLN01_NEWI_D33 | Residential heating technology - Solar heating system - apartment complex - new building - distributed level 0.33 | HOUSOL | HOUETARHN_NEWI_DMD | MKr20 | 2020 | 4.0009 | 0.020449 | [6 empty] | ETA | I | NEW |  |  | RHNBHSOL | 2 | 0.33333 | HOUETARHNBHSOLN01_NEWI
HOUETARHNBHSOLN01_NEWI_D33 | Residential heating technology - Solar heating system - apartment complex - new building - distributed level 0.33 | HOUSOL | HOUETARHN_NEWI_DMD | MKr20 | 2025 | 3.828 | 0.023709 | [6 empty] | ETA | I | NEW |  |  | RHNBHSOL | 2 | 0.33333 | HOUETARHNBHSOLN01_NEWI
HOUETARHNBHSOLN01_NEWI_D33 | Residential heating technology - Solar heating system - apartment complex - new building - distributed level 0.33 | HOUSOL | HOUETARHN_NEWI_DMD | MKr20 | 2030 | 3.6552 | 0.025907 | [6 empty] | ETA | I | NEW |  |  | RHNBHSOL | 2 | 0.33333 | HOUETARHNBHSOLN01_NEWI
HOUETARHNBHSOLN01_NEWI_D33 | Residential heating technology - Solar heating system - apartment complex - new building - distributed level 0.33 | HOUSOL | HOUETARHN_NEWI_DMD | MKr20 | 2040 | 3.4823 | 0.024858 | [6 empty] | ETA | I | NEW |  |  | RHNBHSOL | 2 | 0.33333 | HOUETARHNBHSOLN01_NEWI
HOUETARHNBHSOLN01_NEWI_D33 | Residential heating technology - Solar heating system - apartment complex - new building - distributed level 0.33 | HOUSOL | HOUETARHN_NEWI_DMD | MKr20 | 2050 | 3.3094 | 0.024006 | [6 empty] | ETA | I | NEW |  |  | RHNBHSOL | 2 | 0.33333 | HOUETARHNBHSOLN01_NEWI
HOUETARHNBHSOLN01_NEWD_D33 | Residential heating technology - Solar heating system - apartment complex - new building - distributed level 0.33 | HOUSOL | HOUETARHN_NEWD_DMD | MKr20 | 2020 | 4.0009 | 0.020449 | [6 empty] | ETA | D | NEW |  |  | RHNBHSOL | 2 | 0.33333 | HOUETARHNBHSOLN01_NEWD
HOUETARHNBHSOLN01_NEWD_D33 | Residential heating technology - Solar heating system - apartment complex - new building - distributed level 0.33 | HOUSOL | HOUETARHN_NEWD_DMD | MKr20 | 2025 | 3.828 | 0.023709 | [6 empty] | ETA | D | NEW |  |  | RHNBHSOL | 2 | 0.33333 | HOUETARHNBHSOLN01_NEWD
HOUETARHNBHSOLN01_NEWD_D33 | Residential heating technology - Solar heating system - apartment complex - new building - distributed level 0.33 | HOUSOL | HOUETARHN_NEWD_DMD | MKr20 | 2030 | 3.6552 | 0.025907 | [6 empty] | ETA | D | NEW |  |  | RHNBHSOL | 2 | 0.33333 | HOUETARHNBHSOLN01_NEWD
HOUETARHNBHSOLN01_NEWD_D33 | Residential heating technology - Solar heating system - apartment complex - new building - distributed level 0.33 | HOUSOL | HOUETARHN_NEWD_DMD | MKr20 | 2040 | 3.4823 | 0.024858 | [6 empty] | ETA | D | NEW |  |  | RHNBHSOL | 2 | 0.33333 | HOUETARHNBHSOLN01_NEWD
HOUETARHNBHSOLN01_NEWD_D33 | Residential heating technology - Solar heating system - apartment complex - new building - distributed level 0.33 | HOUSOL | HOUETARHN_NEWD_DMD | MKr20 | 2050 | 3.3094 | 0.024006 | [6 empty] | ETA | D | NEW |  |  | RHNBHSOL | 2 | 0.33333 | HOUETARHNBHSOLN01_NEWD
HOUETARHNBHSOLN01_NEWC_D33 | Residential heating technology - Solar heating system - apartment complex - new building - distributed level 0.33 | HOUSOL | HOUETARHN_NEWC_DMD | MKr20 | 2020 | 4.0009 | 0.020449 | [6 empty] | ETA | C | NEW |  |  | RHNBHSOL | 2 | 0.33333 | HOUETARHNBHSOLN01_NEWC
HOUETARHNBHSOLN01_NEWC_D33 | Residential heating technology - Solar heating system - apartment complex - new building - distributed level 0.33 | HOUSOL | HOUETARHN_NEWC_DMD | MKr20 | 2025 | 3.828 | 0.023709 | [6 empty] | ETA | C | NEW |  |  | RHNBHSOL | 2 | 0.33333 | HOUETARHNBHSOLN01_NEWC
HOUETARHNBHSOLN01_NEWC_D33 | Residential heating technology - Solar heating system - apartment complex - new building - distributed level 0.33 | HOUSOL | HOUETARHN_NEWC_DMD | MKr20 | 2030 | 3.6552 | 0.025907 | [6 empty] | ETA | C | NEW |  |  | RHNBHSOL | 2 | 0.33333 | HOUETARHNBHSOLN01_NEWC
HOUETARHNBHSOLN01_NEWC_D33 | Residential heating technology - Solar heating system - apartment complex - new building - distributed level 0.33 | HOUSOL | HOUETARHN_NEWC_DMD | MKr20 | 2040 | 3.4823 | 0.024858 | [6 empty] | ETA | C | NEW |  |  | RHNBHSOL | 2 | 0.33333 | HOUETARHNBHSOLN01_NEWC
HOUETARHNBHSOLN01_NEWC_D33 | Residential heating technology - Solar heating system - apartment complex - new building - distributed level 0.33 | HOUSOL | HOUETARHN_NEWC_DMD | MKr20 | 2050 | 3.3094 | 0.024006 | [6 empty] | ETA | C | NEW |  |  | RHNBHSOL | 2 | 0.33333 | HOUETARHNBHSOLN01_NEWC
HOUETARHNBHGASN03_NEWI_D33 | Residential heating technology - Natural gas boiler - plus connection pipe - apartment complex - new building - distributed level 0.33 | HOUGAS | HOUETARHN_NEWI_DMD | MKr20 | 2020 | 1.0667 | 0.02878 |  | 0.43 | 0.1 | 20.4 | 1 | 1 | ETA | I | NEW |  |  | RHNBHGAS | 2 | 0.33333 | HOUETARHNBHGASN03_NEWI
HOUETARHNBHGASN03_NEWI_D33 | Residential heating technology - Natural gas boiler - plus connection pipe - apartment complex - new building - distributed level 0.33 | HOUGAS | HOUETARHN_NEWI_DMD | MKr20 | 2025 | 1.0424 | 0.028557 |  | 0.43 | 0.1 | 20.4 | 1 | 1 | ETA | I | NEW |  |  | RHNBHGAS | 2 | 0.33333 | HOUETARHNBHGASN03_NEWI
HOUETARHNBHGASN03_NEWI_D33 | Residential heating technology - Natural gas boiler - plus connection pipe - apartment complex - new building - distributed level 0.33 | HOUGAS | HOUETARHN_NEWI_DMD | MKr20 | 2030 | 1.0187 | 0.028294 |  | 0.43 | 0.1 | 20.4 | 1 | 1 | ETA | I | NEW |  |  | RHNBHGAS | 2 | 0.33333 | HOUETARHNBHGASN03_NEWI
HOUETARHNBHGASN03_NEWI_D33 | Residential heating technology - Natural gas boiler - plus connection pipe - apartment complex - new building - distributed level 0.33 | HOUGAS | HOUETARHN_NEWI_DMD | MKr20 | 2040 | 0.97316 | 0.027132 |  | 0.43 | 0.1 | 20.4 | 1 | 1 | ETA | I | NEW |  |  | RHNBHGAS | 2 | 0.33333 | HOUETARHNBHGASN03_NEWI
HOUETARHNBHGASN03_NEWI_D33 | Residential heating technology - Natural gas boiler - plus connection pipe - apartment complex - new building - distributed level 0.33 | HOUGAS | HOUETARHN_NEWI_DMD | MKr20 | 2050 | 0.92981 | 0.0077385 |  | 0.43 | 0.1 | 20.4 | 1 | 1 | ETA | I | NEW |  |  | RHNBHGAS | 2 | 0.33333 | HOUETARHNBHGASN03_NEWI
HOUETARHNBHGASN03_NEWD_D33 | Residential heating technology - Natural gas boiler - plus connection pipe - apartment complex - new building - distributed level 0.33 | HOUGAS | HOUETARHN_NEWD_DMD | MKr20 | 2020 | 1.0667 | 0.02878 |  | 0.43 | 0.1 | 20.4 | 1 | 1 | ETA | D | NEW |  |  | RHNBHGAS | 2 | 0.33333 | HOUETARHNBHGASN03_NEWD
HOUETARHNBHGASN03_NEWD_D33 | Residential heating technology - Natural gas boiler - plus connection pipe - apartment complex - new building - distributed level 0.33 | HOUGAS | HOUETARHN_NEWD_DMD | MKr20 | 2025 | 1.0424 | 0.028557 |  | 0.43 | 0.1 | 20.4 | 1 | 1 | ETA | D | NEW |  |  | RHNBHGAS | 2 | 0.33333 | HOUETARHNBHGASN03_NEWD
HOUETARHNBHGASN03_NEWD_D33 | Residential heating technology - Natural gas boiler - plus connection pipe - apartment complex - new building - distributed level 0.33 | HOUGAS | HOUETARHN_NEWD_DMD | MKr20 | 2030 | 1.0187 | 0.028294 |  | 0.43 | 0.1 | 20.4 | 1 | 1 | ETA | D | NEW |  |  | RHNBHGAS | 2 | 0.33333 | HOUETARHNBHGASN03_NEWD
HOUETARHNBHGASN03_NEWD_D33 | Residential heating technology - Natural gas boiler - plus connection pipe - apartment complex - new building - distributed level 0.33 | HOUGAS | HOUETARHN_NEWD_DMD | MKr20 | 2040 | 0.97316 | 0.027132 |  | 0.43 | 0.1 | 20.4 | 1 | 1 | ETA | D | NEW |  |  | RHNBHGAS | 2 | 0.33333 | HOUETARHNBHGASN03_NEWD
HOUETARHNBHGASN03_NEWD_D33 | Residential heating technology - Natural gas boiler - plus connection pipe - apartment complex - new building - distributed level 0.33 | HOUGAS | HOUETARHN_NEWD_DMD | MKr20 | 2050 | 0.92981 | 0.0077385 |  | 0.43 | 0.1 | 20.4 | 1 | 1 | ETA | D | NEW |  |  | RHNBHGAS | 2 | 0.33333 | HOUETARHNBHGASN03_NEWD
HOUETARHNBHGASN03_NEWC_D33 | Residential heating technology - Natural gas boiler - plus connection pipe - apartment complex - new building - distributed level 0.33 | HOUGAS | HOUETARHN_NEWC_DMD | MKr20 | 2020 | 1.0667 | 0.02878 |  | 0.43 | 0.1 | 20.4 | 1 | 1 | ETA | C | NEW |  |  | RHNBHGAS | 2 | 0.33333 | HOUETARHNBHGASN03_NEWC
HOUETARHNBHGASN03_NEWC_D33 | Residential heating technology - Natural gas boiler - plus connection pipe - apartment complex - new building - distributed level 0.33 | HOUGAS | HOUETARHN_NEWC_DMD | MKr20 | 2025 | 1.0424 | 0.028557 |  | 0.43 | 0.1 | 20.4 | 1 | 1 | ETA | C | NEW |  |  | RHNBHGAS | 2 | 0.33333 | HOUETARHNBHGASN03_NEWC
HOUETARHNBHGASN03_NEWC_D33 | Residential heating technology - Natural gas boiler - plus connection pipe - apartment complex - new building - distributed level 0.33 | HOUGAS | HOUETARHN_NEWC_DMD | MKr20 | 2030 | 1.0187 | 0.028294 |  | 0.43 | 0.1 | 20.4 | 1 | 1 | ETA | C | NEW |  |  | RHNBHGAS | 2 | 0.33333 | HOUETARHNBHGASN03_NEWC
HOUETARHNBHGASN03_NEWC_D33 | Residential heating technology - Natural gas boiler - plus connection pipe - apartment complex - new building - distributed level 0.33 | HOUGAS | HOUETARHN_NEWC_DMD | MKr20 | 2040 | 0.97316 | 0.027132 |  | 0.43 | 0.1 | 20.4 | 1 | 1 | ETA | C | NEW |  |  | RHNBHGAS | 2 | 0.33333 | HOUETARHNBHGASN03_NEWC
HOUETARHNBHGASN03_NEWC_D33 | Residential heating technology - Natural gas boiler - plus connection pipe - apartment complex - new building - distributed level 0.33 | HOUGAS | HOUETARHN_NEWC_DMD | MKr20 | 2050 | 0.92981 | 0.0077385 |  | 0.43 | 0.1 | 20.4 | 1 | 1 | ETA | C | NEW |  |  | RHNBHGAS | 2 | 0.33333 | HOUETARHNBHGASN03_NEWC
HOUETARHNBHDHDN09_NEWI_D33 | Residential heating technology - Direct district heating substation - plus connection pipe - plus distribution (heating density: low ) - apartment complex - new building - distributed level 0.33 | HOUDHD | HOUETARHN_NEWI_DMD | MKr20 | 2020 | 0.65627 | 0.0033193 | [6 empty] | ETA | I | NEW |  |  | RHNBHDHD | 2 | 0.33333 | HOUETARHNBHDHDN09_NEWI
HOUETARHNBHDHDN09_NEWI_D33 | Residential heating technology - Direct district heating substation - plus connection pipe - plus distribution (heating density: low ) - apartment complex - new building - distributed level 0.33 | HOUDHD | HOUETARHN_NEWI_DMD | MKr20 | 2025 | 0.64718 | 0.0033744 | [6 empty] | ETA | I | NEW |  |  | RHNBHDHD | 2 | 0.33333 | HOUETARHNBHDHDN09_NEWI
HOUETARHNBHDHDN09_NEWI_D33 | Residential heating technology - Direct district heating substation - plus connection pipe - plus distribution (heating density: low ) - apartment complex - new building - distributed level 0.33 | HOUDHD | HOUETARHN_NEWI_DMD | MKr20 | 2030 | 0.63831 | 0.0033789 | [6 empty] | ETA | I | NEW |  |  | RHNBHDHD | 2 | 0.33333 | HOUETARHNBHDHDN09_NEWI
HOUETARHNBHDHDN09_NEWI_D33 | Residential heating technology - Direct district heating substation - plus connection pipe - plus distribution (heating density: low ) - apartment complex - new building - distributed level 0.33 | HOUDHD | HOUETARHN_NEWI_DMD | MKr20 | 2040 | 0.62123 | 0.0033096 | [6 empty] | ETA | I | NEW |  |  | RHNBHDHD | 2 | 0.33333 | HOUETARHNBHDHDN09_NEWI
HOUETARHNBHDHDN09_NEWI_D33 | Residential heating technology - Direct district heating substation - plus connection pipe - plus distribution (heating density: low ) - apartment complex - new building - distributed level 0.33 | HOUDHD | HOUETARHN_NEWI_DMD | MKr20 | 2050 | 0.60498 | 0.0031356 | [6 empty] | ETA | I | NEW |  |  | RHNBHDHD | 2 | 0.33333 | HOUETARHNBHDHDN09_NEWI
HOUETARHNBHDHDN07_NEWI_D33 | Residential heating technology - Direct district heating substation - plus connection pipe - plus distribution (heating density: medium ) - apartment complex - new building - distributed level 0.33 | HOUDHD | HOUETARHN_NEWI_DMD | MKr20 | 2020 | 0.59826 | 0.0033193 | [6 empty] | ETA | I | NEW |  |  | RHNBHDHD | 2 | 0.33333 | HOUETARHNBHDHDN07_NEWI
HOUETARHNBHDHDN07_NEWI_D33 | Residential heating technology - Direct district heating substation - plus connection pipe - plus distribution (heating density: medium ) - apartment complex - new building - distributed level 0.33 | HOUDHD | HOUETARHN_NEWI_DMD | MKr20 | 2025 | 0.58917 | 0.0033744 | [6 empty] | ETA | I | NEW |  |  | RHNBHDHD | 2 | 0.33333 | HOUETARHNBHDHDN07_NEWI
HOUETARHNBHDHDN07_NEWI_D33 | Residential heating technology - Direct district heating substation - plus connection pipe - plus distribution (heating density: medium ) - apartment complex - new building - distributed level 0.33 | HOUDHD | HOUETARHN_NEWI_DMD | MKr20 | 2030 | 0.5803 | 0.0033789 | [6 empty] | ETA | I | NEW |  |  | RHNBHDHD | 2 | 0.33333 | HOUETARHNBHDHDN07_NEWI
HOUETARHNBHDHDN07_NEWI_D33 | Residential heating technology - Direct district heating substation - plus connection pipe - plus distribution (heating density: medium ) - apartment complex - new building - distributed level 0.33 | HOUDHD | HOUETARHN_NEWI_DMD | MKr20 | 2040 | 0.56322 | 0.0033096 | [6 empty] | ETA | I | NEW |  |  | RHNBHDHD | 2 | 0.33333 | HOUETARHNBHDHDN07_NEWI
HOUETARHNBHDHDN07_NEWI_D33 | Residential heating technology - Direct district heating substation - plus connection pipe - plus distribution (heating density: medium ) - apartment complex - new building - distributed level 0.33 | HOUDHD | HOUETARHN_NEWI_DMD | MKr20 | 2050 | 0.54697 | 0.0031356 | [6 empty] | ETA | I | NEW |  |  | RHNBHDHD | 2 | 0.33333 | HOUETARHNBHDHDN07_NEWI
HOUETARHNBHDHDN05_NEWI_D33 | Residential heating technology - Direct district heating substation - plus connection pipe - plus distribution (heating density: high ) - apartment complex - new building - distributed level 0.33 | HOUDHD | HOUETARHN_NEWI_DMD | MKr20 | 2020 | 0.54025 | 0.0033193 | [6 empty] | ETA | I | NEW |  |  | RHNBHDHD | 2 | 0.33333 | HOUETARHNBHDHDN05_NEWI
HOUETARHNBHDHDN05_NEWI_D33 | Residential heating technology - Direct district heating substation - plus connection pipe - plus distribution (heating density: high ) - apartment complex - new building - distributed level 0.33 | HOUDHD | HOUETARHN_NEWI_DMD | MKr20 | 2025 | 0.53116 | 0.0033744 | [6 empty] | ETA | I | NEW |  |  | RHNBHDHD | 2 | 0.33333 | HOUETARHNBHDHDN05_NEWI
HOUETARHNBHDHDN05_NEWI_D33 | Residential heating technology - Direct district heating substation - plus connection pipe - plus distribution (heating density: high ) - apartment complex - new building - distributed level 0.33 | HOUDHD | HOUETARHN_NEWI_DMD | MKr20 | 2030 | 0.52229 | 0.0033789 | [6 empty] | ETA | I | NEW |  |  | RHNBHDHD | 2 | 0.33333 | HOUETARHNBHDHDN05_NEWI
HOUETARHNBHDHDN05_NEWI_D33 | Residential heating technology - Direct district heating substation - plus connection pipe - plus distribution (heating density: high ) - apartment complex - new building - distributed level 0.33 | HOUDHD | HOUETARHN_NEWI_DMD | MKr20 | 2040 | 0.50521 | 0.0033096 | [6 empty] | ETA | I | NEW |  |  | RHNBHDHD | 2 | 0.33333 | HOUETARHNBHDHDN05_NEWI
HOUETARHNBHDHDN05_NEWI_D33 | Residential heating technology - Direct district heating substation - plus connection pipe - plus distribution (heating density: high ) - apartment complex - new building - distributed level 0.33 | HOUDHD | HOUETARHN_NEWI_DMD | MKr20 | 2050 | 0.48896 | 0.0031356 | [6 empty] | ETA | I | NEW |  |  | RHNBHDHD | 2 | 0.33333 | HOUETARHNBHDHDN05_NEWI
HOUETARHNBHDHDN03_NEWD_D33 | Residential heating technology - Direct district heating substation - plus connection pipe - apartment complex - new building - distributed level 0.33 | HOUDHD | HOUETARHN_NEWD_DMD | MKr20 | 2020 | 0.49847 | 0.0033193 | [6 empty] | ETA | D | NEW |  |  | RHNBHDHD | 2 | 0.33333 | HOUETARHNBHDHDN03_NEWD
HOUETARHNBHDHDN03_NEWD_D33 | Residential heating technology - Direct district heating substation - plus connection pipe - apartment complex - new building - distributed level 0.33 | HOUDHD | HOUETARHN_NEWD_DMD | MKr20 | 2025 | 0.49008 | 0.0033744 | [6 empty] | ETA | D | NEW |  |  | RHNBHDHD | 2 | 0.33333 | HOUETARHNBHDHDN03_NEWD
HOUETARHNBHDHDN03_NEWD_D33 | Residential heating technology - Direct district heating substation - plus connection pipe - apartment complex - new building - distributed level 0.33 | HOUDHD | HOUETARHN_NEWD_DMD | MKr20 | 2030 | 0.48189 | 0.0033789 | [6 empty] | ETA | D | NEW |  |  | RHNBHDHD | 2 | 0.33333 | HOUETARHNBHDHDN03_NEWD
HOUETARHNBHDHDN03_NEWD_D33 | Residential heating technology - Direct district heating substation - plus connection pipe - apartment complex - new building - distributed level 0.33 | HOUDHD | HOUETARHN_NEWD_DMD | MKr20 | 2040 | 0.46613 | 0.0033096 | [6 empty] | ETA | D | NEW |  |  | RHNBHDHD | 2 | 0.33333 | HOUETARHNBHDHDN03_NEWD
HOUETARHNBHDHDN03_NEWD_D33 | Residential heating technology - Direct district heating substation - plus connection pipe - apartment complex - new building - distributed level 0.33 | HOUDHD | HOUETARHN_NEWD_DMD | MKr20 | 2050 | 0.45114 | 0.0031356 | [6 empty] | ETA | D | NEW |  |  | RHNBHDHD | 2 | 0.33333 | HOUETARHNBHDHDN03_NEWD
HOUETARHNBHDHCN09_NEWI_D33 | Residential heating technology - Direct district heating substation - plus connection pipe - plus distribution (heating density: low ) - apartment complex - new building - distributed level 0.33 | HOUDHC | HOUETARHN_NEWI_DMD | MKr20 | 2020 | 0.65627 | 0.0033193 | [6 empty] | ETA | I | NEW |  |  | RHNBHDHC | 2 | 0.33333 | HOUETARHNBHDHCN09_NEWI
HOUETARHNBHDHCN09_NEWI_D33 | Residential heating technology - Direct district heating substation - plus connection pipe - plus distribution (heating density: low ) - apartment complex - new building - distributed level 0.33 | HOUDHC | HOUETARHN_NEWI_DMD | MKr20 | 2025 | 0.64718 | 0.0033744 | [6 empty] | ETA | I | NEW |  |  | RHNBHDHC | 2 | 0.33333 | HOUETARHNBHDHCN09_NEWI
HOUETARHNBHDHCN09_NEWI_D33 | Residential heating technology - Direct district heating substation - plus connection pipe - plus distribution (heating density: low ) - apartment complex - new building - distributed level 0.33 | HOUDHC | HOUETARHN_NEWI_DMD | MKr20 | 2030 | 0.63831 | 0.0033789 | [6 empty] | ETA | I | NEW |  |  | RHNBHDHC | 2 | 0.33333 | HOUETARHNBHDHCN09_NEWI
HOUETARHNBHDHCN09_NEWI_D33 | Residential heating technology - Direct district heating substation - plus connection pipe - plus distribution (heating density: low ) - apartment complex - new building - distributed level 0.33 | HOUDHC | HOUETARHN_NEWI_DMD | MKr20 | 2040 | 0.62123 | 0.0033096 | [6 empty] | ETA | I | NEW |  |  | RHNBHDHC | 2 | 0.33333 | HOUETARHNBHDHCN09_NEWI
HOUETARHNBHDHCN09_NEWI_D33 | Residential heating technology - Direct district heating substation - plus connection pipe - plus distribution (heating density: low ) - apartment complex - new building - distributed level 0.33 | HOUDHC | HOUETARHN_NEWI_DMD | MKr20 | 2050 | 0.60498 | 0.0031356 | [6 empty] | ETA | I | NEW |  |  | RHNBHDHC | 2 | 0.33333 | HOUETARHNBHDHCN09_NEWI
HOUETARHNBHDHCN07_NEWI_D33 | Residential heating technology - Direct district heating substation - plus connection pipe - plus distribution (heating density: medium ) - apartment complex - new building - distributed level 0.33 | HOUDHC | HOUETARHN_NEWI_DMD | MKr20 | 2020 | 0.59826 | 0.0033193 | [6 empty] | ETA | I | NEW |  |  | RHNBHDHC | 2 | 0.33333 | HOUETARHNBHDHCN07_NEWI
HOUETARHNBHDHCN07_NEWI_D33 | Residential heating technology - Direct district heating substation - plus connection pipe - plus distribution (heating density: medium ) - apartment complex - new building - distributed level 0.33 | HOUDHC | HOUETARHN_NEWI_DMD | MKr20 | 2025 | 0.58917 | 0.0033744 | [6 empty] | ETA | I | NEW |  |  | RHNBHDHC | 2 | 0.33333 | HOUETARHNBHDHCN07_NEWI
HOUETARHNBHDHCN07_NEWI_D33 | Residential heating technology - Direct district heating substation - plus connection pipe - plus distribution (heating density: medium ) - apartment complex - new building - distributed level 0.33 | HOUDHC | HOUETARHN_NEWI_DMD | MKr20 | 2030 | 0.5803 | 0.0033789 | [6 empty] | ETA | I | NEW |  |  | RHNBHDHC | 2 | 0.33333 | HOUETARHNBHDHCN07_NEWI
HOUETARHNBHDHCN07_NEWI_D33 | Residential heating technology - Direct district heating substation - plus connection pipe - plus distribution (heating density: medium ) - apartment complex - new building - distributed level 0.33 | HOUDHC | HOUETARHN_NEWI_DMD | MKr20 | 2040 | 0.56322 | 0.0033096 | [6 empty] | ETA | I | NEW |  |  | RHNBHDHC | 2 | 0.33333 | HOUETARHNBHDHCN07_NEWI
HOUETARHNBHDHCN07_NEWI_D33 | Residential heating technology - Direct district heating substation - plus connection pipe - plus distribution (heating density: medium ) - apartment complex - new building - distributed level 0.33 | HOUDHC | HOUETARHN_NEWI_DMD | MKr20 | 2050 | 0.54697 | 0.0031356 | [6 empty] | ETA | I | NEW |  |  | RHNBHDHC | 2 | 0.33333 | HOUETARHNBHDHCN07_NEWI
HOUETARHNBHDHCN05_NEWI_D33 | Residential heating technology - Direct district heating substation - plus connection pipe - plus distribution (heating density: high ) - apartment complex - new building - distributed level 0.33 | HOUDHC | HOUETARHN_NEWI_DMD | MKr20 | 2020 | 0.54025 | 0.0033193 | [6 empty] | ETA | I | NEW |  |  | RHNBHDHC | 2 | 0.33333 | HOUETARHNBHDHCN05_NEWI
HOUETARHNBHDHCN05_NEWI_D33 | Residential heating technology - Direct district heating substation - plus connection pipe - plus distribution (heating density: high ) - apartment complex - new building - distributed level 0.33 | HOUDHC | HOUETARHN_NEWI_DMD | MKr20 | 2025 | 0.53116 | 0.0033744 | [6 empty] | ETA | I | NEW |  |  | RHNBHDHC | 2 | 0.33333 | HOUETARHNBHDHCN05_NEWI
HOUETARHNBHDHCN05_NEWI_D33 | Residential heating technology - Direct district heating substation - plus connection pipe - plus distribution (heating density: high ) - apartment complex - new building - distributed level 0.33 | HOUDHC | HOUETARHN_NEWI_DMD | MKr20 | 2030 | 0.52229 | 0.0033789 | [6 empty] | ETA | I | NEW |  |  | RHNBHDHC | 2 | 0.33333 | HOUETARHNBHDHCN05_NEWI
HOUETARHNBHDHCN05_NEWI_D33 | Residential heating technology - Direct district heating substation - plus connection pipe - plus distribution (heating density: high ) - apartment complex - new building - distributed level 0.33 | HOUDHC | HOUETARHN_NEWI_DMD | MKr20 | 2040 | 0.50521 | 0.0033096 | [6 empty] | ETA | I | NEW |  |  | RHNBHDHC | 2 | 0.33333 | HOUETARHNBHDHCN05_NEWI
HOUETARHNBHDHCN05_NEWI_D33 | Residential heating technology - Direct district heating substation - plus connection pipe - plus distribution (heating density: high ) - apartment complex - new building - distributed level 0.33 | HOUDHC | HOUETARHN_NEWI_DMD | MKr20 | 2050 | 0.48896 | 0.0031356 | [6 empty] | ETA | I | NEW |  |  | RHNBHDHC | 2 | 0.33333 | HOUETARHNBHDHCN05_NEWI
HOUETARHNBHDHCN03_NEWC_D33 | Residential heating technology - Direct district heating substation - plus connection pipe - apartment complex - new building - distributed level 0.33 | HOUDHC | HOUETARHN_NEWC_DMD | MKr20 | 2020 | 0.49847 | 0.0033193 | [6 empty] | ETA | C | NEW |  |  | RHNBHDHC | 2 | 0.33333 | HOUETARHNBHDHCN03_NEWC
HOUETARHNBHDHCN03_NEWC_D33 | Residential heating technology - Direct district heating substation - plus connection pipe - apartment complex - new building - distributed level 0.33 | HOUDHC | HOUETARHN_NEWC_DMD | MKr20 | 2025 | 0.49008 | 0.0033744 | [6 empty] | ETA | C | NEW |  |  | RHNBHDHC | 2 | 0.33333 | HOUETARHNBHDHCN03_NEWC
HOUETARHNBHDHCN03_NEWC_D33 | Residential heating technology - Direct district heating substation - plus connection pipe - apartment complex - new building - distributed level 0.33 | HOUDHC | HOUETARHN_NEWC_DMD | MKr20 | 2030 | 0.48189 | 0.0033789 | [6 empty] | ETA | C | NEW |  |  | RHNBHDHC | 2 | 0.33333 | HOUETARHNBHDHCN03_NEWC
HOUETARHNBHDHCN03_NEWC_D33 | Residential heating technology - Direct district heating substation - plus connection pipe - apartment complex - new building - distributed level 0.33 | HOUDHC | HOUETARHN_NEWC_DMD | MKr20 | 2040 | 0.46613 | 0.0033096 | [6 empty] | ETA | C | NEW |  |  | RHNBHDHC | 2 | 0.33333 | HOUETARHNBHDHCN03_NEWC
HOUETARHNBHDHCN03_NEWC_D33 | Residential heating technology - Direct district heating substation - plus connection pipe - apartment complex - new building - distributed level 0.33 | HOUDHC | HOUETARHN_NEWC_DMD | MKr20 | 2050 | 0.45114 | 0.0031356 | [6 empty] | ETA | C | NEW |  |  | RHNBHDHC | 2 | 0.33333 | HOUETARHNBHDHCN03_NEWC
HOUPARRHNHPELCN07_OLDIEXT39_D33 | Residential heating technology - Heat pump, Air-to-water, low-price product - single-family house - existing building - distributed level 0.33 | HOUELC, HOUAMB | HOUPARRHN_OLDI_DMD | MKr20 | 2025 | 7.7685 | 0.27257 | 0.30646 | [5 empty] | PAR | I | OLD | 3.2631 |  | RHNHPELC | 2 | 0.33333 | HOUPARRHNHPELCN07_OLDIEXT39
HOUPARRHNHPELCN07_OLDIEXT39_D33 | Residential heating technology - Heat pump, Air-to-water, low-price product - single-family house - existing building - distributed level 0.33 | HOUELC, HOUAMB | HOUPARRHN_OLDI_DMD | MKr20 | 2030 | 7.0451 | 0.26933 | 0.29253 | [5 empty] | PAR | I | OLD | 3.4185 |  | RHNHPELC | 2 | 0.33333 | HOUPARRHNHPELCN07_OLDIEXT39
HOUPARRHNHPELCN07_OLDIEXT39_D33 | Residential heating technology - Heat pump, Air-to-water, low-price product - single-family house - existing building - distributed level 0.33 | HOUELC, HOUAMB | HOUPARRHN_OLDI_DMD | MKr20 | 2040 | 6.4688 | 0.26331 | 0.27981 | [5 empty] | PAR | I | OLD | 3.5738 |  | RHNHPELC | 2 | 0.33333 | HOUPARRHNHPELCN07_OLDIEXT39
HOUPARRHNHPELCN07_OLDIEXT39_D33 | Residential heating technology - Heat pump, Air-to-water, low-price product - single-family house - existing building - distributed level 0.33 | HOUELC, HOUAMB | HOUPARRHN_OLDI_DMD | MKr20 | 2050 | 5.8925 | 0.2573 | 0.27193 | [5 empty] | PAR | I | OLD | 3.6774 |  | RHNHPELC | 2 | 0.33333 | HOUPARRHNHPELCN07_OLDIEXT39
HOUPARRHNHPELCN07_OLDDEXT39_D33 | Residential heating technology - Heat pump, Air-to-water, low-price product - single-family house - existing building - distributed level 0.33 | HOUELC, HOUAMB | HOUPARRHN_OLDD_DMD | MKr20 | 2025 | 7.7685 | 0.27257 | 0.30646 | [5 empty] | PAR | D | OLD | 3.2631 |  | RHNHPELC | 2 | 0.33333 | HOUPARRHNHPELCN07_OLDDEXT39
HOUPARRHNHPELCN07_OLDDEXT39_D33 | Residential heating technology - Heat pump, Air-to-water, low-price product - single-family house - existing building - distributed level 0.33 | HOUELC, HOUAMB | HOUPARRHN_OLDD_DMD | MKr20 | 2030 | 7.0451 | 0.26933 | 0.29253 | [5 empty] | PAR | D | OLD | 3.4185 |  | RHNHPELC | 2 | 0.33333 | HOUPARRHNHPELCN07_OLDDEXT39
HOUPARRHNHPELCN07_OLDDEXT39_D33 | Residential heating technology - Heat pump, Air-to-water, low-price product - single-family house - existing building - distributed level 0.33 | HOUELC, HOUAMB | HOUPARRHN_OLDD_DMD | MKr20 | 2040 | 6.4688 | 0.26331 | 0.27981 | [5 empty] | PAR | D | OLD | 3.5738 |  | RHNHPELC | 2 | 0.33333 | HOUPARRHNHPELCN07_OLDDEXT39
HOUPARRHNHPELCN07_OLDDEXT39_D33 | Residential heating technology - Heat pump, Air-to-water, low-price product - single-family house - existing building - distributed level 0.33 | HOUELC, HOUAMB | HOUPARRHN_OLDD_DMD | MKr20 | 2050 | 5.8925 | 0.2573 | 0.27193 | [5 empty] | PAR | D | OLD | 3.6774 |  | RHNHPELC | 2 | 0.33333 | HOUPARRHNHPELCN07_OLDDEXT39
HOUPARRHNHPELCN07_OLDCEXT39_D33 | Residential heating technology - Heat pump, Air-to-water, low-price product - single-family house - existing building - distributed level 0.33 | HOUELC, HOUAMB | HOUPARRHN_OLDC_DMD | MKr20 | 2025 | 7.7685 | 0.27257 | 0.30646 | [5 empty] | PAR | C | OLD | 3.2631 |  | RHNHPELC | 2 | 0.33333 | HOUPARRHNHPELCN07_OLDCEXT39
HOUPARRHNHPELCN07_OLDCEXT39_D33 | Residential heating technology - Heat pump, Air-to-water, low-price product - single-family house - existing building - distributed level 0.33 | HOUELC, HOUAMB | HOUPARRHN_OLDC_DMD | MKr20 | 2030 | 7.0451 | 0.26933 | 0.29253 | [5 empty] | PAR | C | OLD | 3.4185 |  | RHNHPELC | 2 | 0.33333 | HOUPARRHNHPELCN07_OLDCEXT39
HOUPARRHNHPELCN07_OLDCEXT39_D33 | Residential heating technology - Heat pump, Air-to-water, low-price product - single-family house - existing building - distributed level 0.33 | HOUELC, HOUAMB | HOUPARRHN_OLDC_DMD | MKr20 | 2040 | 6.4688 | 0.26331 | 0.27981 | [5 empty] | PAR | C | OLD | 3.5738 |  | RHNHPELC | 2 | 0.33333 | HOUPARRHNHPELCN07_OLDCEXT39
HOUPARRHNHPELCN07_OLDCEXT39_D33 | Residential heating technology - Heat pump, Air-to-water, low-price product - single-family house - existing building - distributed level 0.33 | HOUELC, HOUAMB | HOUPARRHN_OLDC_DMD | MKr20 | 2050 | 5.8925 | 0.2573 | 0.27193 | [5 empty] | PAR | C | OLD | 3.6774 |  | RHNHPELC | 2 | 0.33333 | HOUPARRHNHPELCN07_OLDCEXT39
HOUPARRHNHPELCN05_OLDIEXT39_D33 | Residential heating technology - Heat pump, Air-to-water - leasing - single-family house - existing building - distributed level 0.33 | HOUELC, HOUAMB | HOUPARRHN_OLDI_DMD | MKr20 | 2025 | 4.9903 | 0.84862 | 0.29253 | [5 empty] | PAR | I | OLD | 3.4185 |  | RHNHPELC | 2 | 0.33333 | HOUPARRHNHPELCN05_OLDIEXT39
HOUPARRHNHPELCN05_OLDIEXT39_D33 | Residential heating technology - Heat pump, Air-to-water - leasing - single-family house - existing building - distributed level 0.33 | HOUELC, HOUAMB | HOUPARRHN_OLDI_DMD | MKr20 | 2030 | 4.5704 | 0.79289 | 0.27981 | [5 empty] | PAR | I | OLD | 3.5738 |  | RHNHPELC | 2 | 0.33333 | HOUPARRHNHPELCN05_OLDIEXT39
HOUPARRHNHPELCN05_OLDIEXT39_D33 | Residential heating technology - Heat pump, Air-to-water - leasing - single-family house - existing building - distributed level 0.33 | HOUELC, HOUAMB | HOUPARRHN_OLDI_DMD | MKr20 | 2040 | 4.2298 | 0.74431 | 0.26815 | [5 empty] | PAR | I | OLD | 3.7292 |  | RHNHPELC | 2 | 0.33333 | HOUPARRHNHPELCN05_OLDIEXT39
HOUPARRHNHPELCN05_OLDIEXT39_D33 | Residential heating technology - Heat pump, Air-to-water - leasing - single-family house - existing building - distributed level 0.33 | HOUELC, HOUAMB | HOUPARRHN_OLDI_DMD | MKr20 | 2050 | 3.8893 | 0.69572 | 0.26091 | [5 empty] | PAR | I | OLD | 3.8328 |  | RHNHPELC | 2 | 0.33333 | HOUPARRHNHPELCN05_OLDIEXT39
HOUPARRHNHPELCN05_OLDDEXT39_D33 | Residential heating technology - Heat pump, Air-to-water - leasing - single-family house - existing building - distributed level 0.33 | HOUELC, HOUAMB | HOUPARRHN_OLDD_DMD | MKr20 | 2025 | 4.9903 | 0.84862 | 0.29253 | [5 empty] | PAR | D | OLD | 3.4185 |  | RHNHPELC | 2 | 0.33333 | HOUPARRHNHPELCN05_OLDDEXT39
HOUPARRHNHPELCN05_OLDDEXT39_D33 | Residential heating technology - Heat pump, Air-to-water - leasing - single-family house - existing building - distributed level 0.33 | HOUELC, HOUAMB | HOUPARRHN_OLDD_DMD | MKr20 | 2030 | 4.5704 | 0.79289 | 0.27981 | [5 empty] | PAR | D | OLD | 3.5738 |  | RHNHPELC | 2 | 0.33333 | HOUPARRHNHPELCN05_OLDDEXT39
HOUPARRHNHPELCN05_OLDDEXT39_D33 | Residential heating technology - Heat pump, Air-to-water - leasing - single-family house - existing building - distributed level 0.33 | HOUELC, HOUAMB | HOUPARRHN_OLDD_DMD | MKr20 | 2040 | 4.2298 | 0.74431 | 0.26815 | [5 empty] | PAR | D | OLD | 3.7292 |  | RHNHPELC | 2 | 0.33333 | HOUPARRHNHPELCN05_OLDDEXT39
HOUPARRHNHPELCN05_OLDDEXT39_D33 | Residential heating technology - Heat pump, Air-to-water - leasing - single-family house - existing building - distributed level 0.33 | HOUELC, HOUAMB | HOUPARRHN_OLDD_DMD | MKr20 | 2050 | 3.8893 | 0.69572 | 0.26091 | [5 empty] | PAR | D | OLD | 3.8328 |  | RHNHPELC | 2 | 0.33333 | HOUPARRHNHPELCN05_OLDDEXT39
HOUPARRHNHPELCN05_OLDCEXT39_D33 | Residential heating technology - Heat pump, Air-to-water - leasing - single-family house - existing building - distributed level 0.33 | HOUELC, HOUAMB | HOUPARRHN_OLDC_DMD | MKr20 | 2025 | 4.9903 | 0.84862 | 0.29253 | [5 empty] | PAR | C | OLD | 3.4185 |  | RHNHPELC | 2 | 0.33333 | HOUPARRHNHPELCN05_OLDCEXT39
HOUPARRHNHPELCN05_OLDCEXT39_D33 | Residential heating technology - Heat pump, Air-to-water - leasing - single-family house - existing building - distributed level 0.33 | HOUELC, HOUAMB | HOUPARRHN_OLDC_DMD | MKr20 | 2030 | 4.5704 | 0.79289 | 0.27981 | [5 empty] | PAR | C | OLD | 3.5738 |  | RHNHPELC | 2 | 0.33333 | HOUPARRHNHPELCN05_OLDCEXT39
HOUPARRHNHPELCN05_OLDCEXT39_D33 | Residential heating technology - Heat pump, Air-to-water - leasing - single-family house - existing building - distributed level 0.33 | HOUELC, HOUAMB | HOUPARRHN_OLDC_DMD | MKr20 | 2040 | 4.2298 | 0.74431 | 0.26815 | [5 empty] | PAR | C | OLD | 3.7292 |  | RHNHPELC | 2 | 0.33333 | HOUPARRHNHPELCN05_OLDCEXT39
HOUPARRHNHPELCN05_OLDCEXT39_D33 | Residential heating technology - Heat pump, Air-to-water - leasing - single-family house - existing building - distributed level 0.33 | HOUELC, HOUAMB | HOUPARRHN_OLDC_DMD | MKr20 | 2050 | 3.8893 | 0.69572 | 0.26091 | [5 empty] | PAR | C | OLD | 3.8328 |  | RHNHPELC | 2 | 0.33333 | HOUPARRHNHPELCN05_OLDCEXT39
HOUPARRHNHPELCN04_OLDIEXT39_D33 | Residential heating technology - Heat pump, Ground source - single-family house - existing building - distributed level 0.33 | HOUELC, HOUAMB | HOUPARRHN_OLDI_DMD | MKr20 | 2025 | 13.6133 | 0.20097 | 0.27193 | [5 empty] | PAR | I | OLD | 3.6774 |  | RHNHPELC | 2 | 0.33333 | HOUPARRHNHPELCN04_OLDIEXT39
HOUPARRHNHPELCN04_OLDIEXT39_D33 | Residential heating technology - Heat pump, Ground source - single-family house - existing building - distributed level 0.33 | HOUELC, HOUAMB | HOUPARRHN_OLDI_DMD | MKr20 | 2030 | 12.8968 | 0.19772 | 0.26448 | [5 empty] | PAR | I | OLD | 3.781 |  | RHNHPELC | 2 | 0.33333 | HOUPARRHNHPELCN04_OLDIEXT39
HOUPARRHNHPELCN04_OLDIEXT39_D33 | Residential heating technology - Heat pump, Ground source - single-family house - existing building - distributed level 0.33 | HOUELC, HOUAMB | HOUPARRHN_OLDI_DMD | MKr20 | 2040 | 12.252 | 0.19171 | 0.25404 | [5 empty] | PAR | I | OLD | 3.9364 |  | RHNHPELC | 2 | 0.33333 | HOUPARRHNHPELCN04_OLDIEXT39
HOUPARRHNHPELCN04_OLDIEXT39_D33 | Residential heating technology - Heat pump, Ground source - single-family house - existing building - distributed level 0.33 | HOUELC, HOUAMB | HOUPARRHN_OLDI_DMD | MKr20 | 2050 | 11.6072 | 0.18569 | 0.25074 | [5 empty] | PAR | I | OLD | 3.9882 |  | RHNHPELC | 2 | 0.33333 | HOUPARRHNHPELCN04_OLDIEXT39
HOUPARRHNHPELCN04_OLDDEXT39_D33 | Residential heating technology - Heat pump, Ground source - single-family house - existing building - distributed level 0.33 | HOUELC, HOUAMB | HOUPARRHN_OLDD_DMD | MKr20 | 2025 | 13.6133 | 0.20097 | 0.27193 | [5 empty] | PAR | D | OLD | 3.6774 |  | RHNHPELC | 2 | 0.33333 | HOUPARRHNHPELCN04_OLDDEXT39
HOUPARRHNHPELCN04_OLDDEXT39_D33 | Residential heating technology - Heat pump, Ground source - single-family house - existing building - distributed level 0.33 | HOUELC, HOUAMB | HOUPARRHN_OLDD_DMD | MKr20 | 2030 | 12.8968 | 0.19772 | 0.26448 | [5 empty] | PAR | D | OLD | 3.781 |  | RHNHPELC | 2 | 0.33333 | HOUPARRHNHPELCN04_OLDDEXT39
HOUPARRHNHPELCN04_OLDDEXT39_D33 | Residential heating technology - Heat pump, Ground source - single-family house - existing building - distributed level 0.33 | HOUELC, HOUAMB | HOUPARRHN_OLDD_DMD | MKr20 | 2040 | 12.252 | 0.19171 | 0.25404 | [5 empty] | PAR | D | OLD | 3.9364 |  | RHNHPELC | 2 | 0.33333 | HOUPARRHNHPELCN04_OLDDEXT39
HOUPARRHNHPELCN04_OLDDEXT39_D33 | Residential heating technology - Heat pump, Ground source - single-family house - existing building - distributed level 0.33 | HOUELC, HOUAMB | HOUPARRHN_OLDD_DMD | MKr20 | 2050 | 11.6072 | 0.18569 | 0.25074 | [5 empty] | PAR | D | OLD | 3.9882 |  | RHNHPELC | 2 | 0.33333 | HOUPARRHNHPELCN04_OLDDEXT39
HOUPARRHNHPELCN04_OLDCEXT39_D33 | Residential heating technology - Heat pump, Ground source - single-family house - existing building - distributed level 0.33 | HOUELC, HOUAMB | HOUPARRHN_OLDC_DMD | MKr20 | 2025 | 13.6133 | 0.20097 | 0.27193 | [5 empty] | PAR | C | OLD | 3.6774 |  | RHNHPELC | 2 | 0.33333 | HOUPARRHNHPELCN04_OLDCEXT39
HOUPARRHNHPELCN04_OLDCEXT39_D33 | Residential heating technology - Heat pump, Ground source - single-family house - existing building - distributed level 0.33 | HOUELC, HOUAMB | HOUPARRHN_OLDC_DMD | MKr20 | 2030 | 12.8968 | 0.19772 | 0.26448 | [5 empty] | PAR | C | OLD | 3.781 |  | RHNHPELC | 2 | 0.33333 | HOUPARRHNHPELCN04_OLDCEXT39
HOUPARRHNHPELCN04_OLDCEXT39_D33 | Residential heating technology - Heat pump, Ground source - single-family house - existing building - distributed level 0.33 | HOUELC, HOUAMB | HOUPARRHN_OLDC_DMD | MKr20 | 2040 | 12.252 | 0.19171 | 0.25404 | [5 empty] | PAR | C | OLD | 3.9364 |  | RHNHPELC | 2 | 0.33333 | HOUPARRHNHPELCN04_OLDCEXT39
HOUPARRHNHPELCN04_OLDCEXT39_D33 | Residential heating technology - Heat pump, Ground source - single-family house - existing building - distributed level 0.33 | HOUELC, HOUAMB | HOUPARRHN_OLDC_DMD | MKr20 | 2050 | 11.6072 | 0.18569 | 0.25074 | [5 empty] | PAR | C | OLD | 3.9882 |  | RHNHPELC | 2 | 0.33333 | HOUPARRHNHPELCN04_OLDCEXT39
HOUPARRHNHPELCN03_OLDIEXT39_D33 | Residential heating technology - Heat pump, Air-to-water - single-family house - existing building - distributed level 0.33 | HOUELC, HOUAMB | HOUPARRHN_OLDI_DMD | MKr20 | 2025 | 9.9805 | 0.22483 | 0.29253 | [5 empty] | PAR | I | OLD | 3.4185 |  | RHNHPELC | 2 | 0.33333 | HOUPARRHNHPELCN03_OLDIEXT39
HOUPARRHNHPELCN03_OLDIEXT39_D33 | Residential heating technology - Heat pump, Air-to-water - single-family house - existing building - distributed level 0.33 | HOUELC, HOUAMB | HOUPARRHN_OLDI_DMD | MKr20 | 2030 | 9.1408 | 0.22159 | 0.27981 | [5 empty] | PAR | I | OLD | 3.5738 |  | RHNHPELC | 2 | 0.33333 | HOUPARRHNHPELCN03_OLDIEXT39
HOUPARRHNHPELCN03_OLDIEXT39_D33 | Residential heating technology - Heat pump, Air-to-water - single-family house - existing building - distributed level 0.33 | HOUELC, HOUAMB | HOUPARRHN_OLDI_DMD | MKr20 | 2040 | 8.4597 | 0.21558 | 0.26815 | [5 empty] | PAR | I | OLD | 3.7292 |  | RHNHPELC | 2 | 0.33333 | HOUPARRHNHPELCN03_OLDIEXT39
HOUPARRHNHPELCN03_OLDIEXT39_D33 | Residential heating technology - Heat pump, Air-to-water - single-family house - existing building - distributed level 0.33 | HOUELC, HOUAMB | HOUPARRHN_OLDI_DMD | MKr20 | 2050 | 7.7786 | 0.20956 | 0.26091 | [5 empty] | PAR | I | OLD | 3.8328 |  | RHNHPELC | 2 | 0.33333 | HOUPARRHNHPELCN03_OLDIEXT39
HOUPARRHNHPELCN03_OLDDEXT39_D33 | Residential heating technology - Heat pump, Air-to-water - single-family house - existing building - distributed level 0.33 | HOUELC, HOUAMB | HOUPARRHN_OLDD_DMD | MKr20 | 2025 | 9.9805 | 0.22483 | 0.29253 | [5 empty] | PAR | D | OLD | 3.4185 |  | RHNHPELC | 2 | 0.33333 | HOUPARRHNHPELCN03_OLDDEXT39
HOUPARRHNHPELCN03_OLDDEXT39_D33 | Residential heating technology - Heat pump, Air-to-water - single-family house - existing building - distributed level 0.33 | HOUELC, HOUAMB | HOUPARRHN_OLDD_DMD | MKr20 | 2030 | 9.1408 | 0.22159 | 0.27981 | [5 empty] | PAR | D | OLD | 3.5738 |  | RHNHPELC | 2 | 0.33333 | HOUPARRHNHPELCN03_OLDDEXT39
HOUPARRHNHPELCN03_OLDDEXT39_D33 | Residential heating technology - Heat pump, Air-to-water - single-family house - existing building - distributed level 0.33 | HOUELC, HOUAMB | HOUPARRHN_OLDD_DMD | MKr20 | 2040 | 8.4597 | 0.21558 | 0.26815 | [5 empty] | PAR | D | OLD | 3.7292 |  | RHNHPELC | 2 | 0.33333 | HOUPARRHNHPELCN03_OLDDEXT39
HOUPARRHNHPELCN03_OLDDEXT39_D33 | Residential heating technology - Heat pump, Air-to-water - single-family house - existing building - distributed level 0.33 | HOUELC, HOUAMB | HOUPARRHN_OLDD_DMD | MKr20 | 2050 | 7.7786 | 0.20956 | 0.26091 | [5 empty] | PAR | D | OLD | 3.8328 |  | RHNHPELC | 2 | 0.33333 | HOUPARRHNHPELCN03_OLDDEXT39
HOUPARRHNHPELCN03_OLDCEXT39_D33 | Residential heating technology - Heat pump, Air-to-water - single-family house - existing building - distributed level 0.33 | HOUELC, HOUAMB | HOUPARRHN_OLDC_DMD | MKr20 | 2025 | 9.9805 | 0.22483 | 0.29253 | [5 empty] | PAR | C | OLD | 3.4185 |  | RHNHPELC | 2 | 0.33333 | HOUPARRHNHPELCN03_OLDCEXT39
HOUPARRHNHPELCN03_OLDCEXT39_D33 | Residential heating technology - Heat pump, Air-to-water - single-family house - existing building - distributed level 0.33 | HOUELC, HOUAMB | HOUPARRHN_OLDC_DMD | MKr20 | 2030 | 9.1408 | 0.22159 | 0.27981 | [5 empty] | PAR | C | OLD | 3.5738 |  | RHNHPELC | 2 | 0.33333 | HOUPARRHNHPELCN03_OLDCEXT39
HOUPARRHNHPELCN03_OLDCEXT39_D33 | Residential heating technology - Heat pump, Air-to-water - single-family house - existing building - distributed level 0.33 | HOUELC, HOUAMB | HOUPARRHN_OLDC_DMD | MKr20 | 2040 | 8.4597 | 0.21558 | 0.26815 | [5 empty] | PAR | C | OLD | 3.7292 |  | RHNHPELC | 2 | 0.33333 | HOUPARRHNHPELCN03_OLDCEXT39
HOUPARRHNHPELCN03_OLDCEXT39_D33 | Residential heating technology - Heat pump, Air-to-water - single-family house - existing building - distributed level 0.33 | HOUELC, HOUAMB | HOUPARRHN_OLDC_DMD | MKr20 | 2050 | 7.7786 | 0.20956 | 0.26091 | [5 empty] | PAR | C | OLD | 3.8328 |  | RHNHPELC | 2 | 0.33333 | HOUPARRHNHPELCN03_OLDCEXT39
HOUPARRHNHPELCN02_OLDIEXT39_D33 | Residential heating technology - Heat pump, Air-to-air - single-family house - existing building - distributed level 0.33 | HOUELC, HOUAMB | HOUPARRHN_OLDI_DMD | MKr20 | 2025 | 1.7623 | 0.10866 | 0.18928 | [5 empty] | PAR | I | OLD | 5.2831 |  | RHNHPELC | 2 | 0.33333 | HOUPARRHNHPELCN02_OLDIEXT39
HOUPARRHNHPELCN02_OLDIEXT39_D33 | Residential heating technology - Heat pump, Air-to-air - single-family house - existing building - distributed level 0.33 | HOUELC, HOUAMB | HOUPARRHN_OLDI_DMD | MKr20 | 2030 | 1.7181 | 0.10666 | 0.18214 | [5 empty] | PAR | I | OLD | 5.4902 |  | RHNHPELC | 2 | 0.33333 | HOUPARRHNHPELCN02_OLDIEXT39
HOUPARRHNHPELCN02_OLDIEXT39_D33 | Residential heating technology - Heat pump, Air-to-air - single-family house - existing building - distributed level 0.33 | HOUELC, HOUAMB | HOUPARRHN_OLDI_DMD | MKr20 | 2040 | 1.6362 | 0.10293 | 0.17552 | [5 empty] | PAR | I | OLD | 5.6974 |  | RHNHPELC | 2 | 0.33333 | HOUPARRHNHPELCN02_OLDIEXT39
HOUPARRHNHPELCN02_OLDIEXT39_D33 | Residential heating technology - Heat pump, Air-to-air - single-family house - existing building - distributed level 0.33 | HOUELC, HOUAMB | HOUPARRHN_OLDI_DMD | MKr20 | 2050 | 1.5542 | 0.099207 | 0.17238 | [5 empty] | PAR | I | OLD | 5.801 |  | RHNHPELC | 2 | 0.33333 | HOUPARRHNHPELCN02_OLDIEXT39
HOUPARRHNHPELCN02_OLDDEXT39_D33 | Residential heating technology - Heat pump, Air-to-air - single-family house - existing building - distributed level 0.33 | HOUELC, HOUAMB | HOUPARRHN_OLDD_DMD | MKr20 | 2025 | 1.7623 | 0.10866 | 0.18928 | [5 empty] | PAR | D | OLD | 5.2831 |  | RHNHPELC | 2 | 0.33333 | HOUPARRHNHPELCN02_OLDDEXT39
HOUPARRHNHPELCN02_OLDDEXT39_D33 | Residential heating technology - Heat pump, Air-to-air - single-family house - existing building - distributed level 0.33 | HOUELC, HOUAMB | HOUPARRHN_OLDD_DMD | MKr20 | 2030 | 1.7181 | 0.10666 | 0.18214 | [5 empty] | PAR | D | OLD | 5.4902 |  | RHNHPELC | 2 | 0.33333 | HOUPARRHNHPELCN02_OLDDEXT39
HOUPARRHNHPELCN02_OLDDEXT39_D33 | Residential heating technology - Heat pump, Air-to-air - single-family house - existing building - distributed level 0.33 | HOUELC, HOUAMB | HOUPARRHN_OLDD_DMD | MKr20 | 2040 | 1.6362 | 0.10293 | 0.17552 | [5 empty] | PAR | D | OLD | 5.6974 |  | RHNHPELC | 2 | 0.33333 | HOUPARRHNHPELCN02_OLDDEXT39
HOUPARRHNHPELCN02_OLDDEXT39_D33 | Residential heating technology - Heat pump, Air-to-air - single-family house - existing building - distributed level 0.33 | HOUELC, HOUAMB | HOUPARRHN_OLDD_DMD | MKr20 | 2050 | 1.5542 | 0.099207 | 0.17238 | [5 empty] | PAR | D | OLD | 5.801 |  | RHNHPELC | 2 | 0.33333 | HOUPARRHNHPELCN02_OLDDEXT39
HOUPARRHNHPELCN02_OLDCEXT39_D33 | Residential heating technology - Heat pump, Air-to-air - single-family house - existing building - distributed level 0.33 | HOUELC, HOUAMB | HOUPARRHN_OLDC_DMD | MKr20 | 2025 | 1.7623 | 0.10866 | 0.18928 | [5 empty] | PAR | C | OLD | 5.2831 |  | RHNHPELC | 2 | 0.33333 | HOUPARRHNHPELCN02_OLDCEXT39
HOUPARRHNHPELCN02_OLDCEXT39_D33 | Residential heating technology - Heat pump, Air-to-air - single-family house - existing building - distributed level 0.33 | HOUELC, HOUAMB | HOUPARRHN_OLDC_DMD | MKr20 | 2030 | 1.7181 | 0.10666 | 0.18214 | [5 empty] | PAR | C | OLD | 5.4902 |  | RHNHPELC | 2 | 0.33333 | HOUPARRHNHPELCN02_OLDCEXT39
HOUPARRHNHPELCN02_OLDCEXT39_D33 | Residential heating technology - Heat pump, Air-to-air - single-family house - existing building - distributed level 0.33 | HOUELC, HOUAMB | HOUPARRHN_OLDC_DMD | MKr20 | 2040 | 1.6362 | 0.10293 | 0.17552 | [5 empty] | PAR | C | OLD | 5.6974 |  | RHNHPELC | 2 | 0.33333 | HOUPARRHNHPELCN02_OLDCEXT39
HOUPARRHNHPELCN02_OLDCEXT39_D33 | Residential heating technology - Heat pump, Air-to-air - single-family house - existing building - distributed level 0.33 | HOUELC, HOUAMB | HOUPARRHN_OLDC_DMD | MKr20 | 2050 | 1.5542 | 0.099207 | 0.17238 | [5 empty] | PAR | C | OLD | 5.801 |  | RHNHPELC | 2 | 0.33333 | HOUPARRHNHPELCN02_OLDCEXT39
HOUPARRHNDIELCN06_OLDIEXT39_D33 | Residential heating technology - Electric heating - electric panel from Bauhaus - single-family house - new building - distributed level 0.33 | HOUELC | HOUPARRHN_OLDI_DMD | MKr20 | 2025 | 0.51052 | 0 | [6 empty] | PAR | I | OLD |  |  | RHNDIELC | 2 | 0.33333 | HOUPARRHNDIELCN06_OLDIEXT39
HOUPARRHNDIELCN06_OLDIEXT39_D33 | Residential heating technology - Electric heating - electric panel from Bauhaus - single-family house - new building - distributed level 0.33 | HOUELC | HOUPARRHN_OLDI_DMD | MKr20 | 2030 | 0.51052 | 0 | [6 empty] | PAR | I | OLD |  |  | RHNDIELC | 2 | 0.33333 | HOUPARRHNDIELCN06_OLDIEXT39
HOUPARRHNDIELCN06_OLDIEXT39_D33 | Residential heating technology - Electric heating - electric panel from Bauhaus - single-family house - new building - distributed level 0.33 | HOUELC | HOUPARRHN_OLDI_DMD | MKr20 | 2040 | 0.51052 | 0 | [6 empty] | PAR | I | OLD |  |  | RHNDIELC | 2 | 0.33333 | HOUPARRHNDIELCN06_OLDIEXT39
HOUPARRHNDIELCN06_OLDIEXT39_D33 | Residential heating technology - Electric heating - electric panel from Bauhaus - single-family house - new building - distributed level 0.33 | HOUELC | HOUPARRHN_OLDI_DMD | MKr20 | 2050 | 0.51052 | 0 | [6 empty] | PAR | I | OLD |  |  | RHNDIELC | 2 | 0.33333 | HOUPARRHNDIELCN06_OLDIEXT39
HOUPARRHNDIELCN06_OLDDEXT39_D33 | Residential heating technology - Electric heating - electric panel from Bauhaus - single-family house - new building - distributed level 0.33 | HOUELC | HOUPARRHN_OLDD_DMD | MKr20 | 2025 | 0.51052 | 0 | [6 empty] | PAR | D | OLD |  |  | RHNDIELC | 2 | 0.33333 | HOUPARRHNDIELCN06_OLDDEXT39
HOUPARRHNDIELCN06_OLDDEXT39_D33 | Residential heating technology - Electric heating - electric panel from Bauhaus - single-family house - new building - distributed level 0.33 | HOUELC | HOUPARRHN_OLDD_DMD | MKr20 | 2030 | 0.51052 | 0 | [6 empty] | PAR | D | OLD |  |  | RHNDIELC | 2 | 0.33333 | HOUPARRHNDIELCN06_OLDDEXT39
HOUPARRHNDIELCN06_OLDDEXT39_D33 | Residential heating technology - Electric heating - electric panel from Bauhaus - single-family house - new building - distributed level 0.33 | HOUELC | HOUPARRHN_OLDD_DMD | MKr20 | 2040 | 0.51052 | 0 | [6 empty] | PAR | D | OLD |  |  | RHNDIELC | 2 | 0.33333 | HOUPARRHNDIELCN06_OLDDEXT39
HOUPARRHNDIELCN06_OLDDEXT39_D33 | Residential heating technology - Electric heating - electric panel from Bauhaus - single-family house - new building - distributed level 0.33 | HOUELC | HOUPARRHN_OLDD_DMD | MKr20 | 2050 | 0.51052 | 0 | [6 empty] | PAR | D | OLD |  |  | RHNDIELC | 2 | 0.33333 | HOUPARRHNDIELCN06_OLDDEXT39
HOUPARRHNDIELCN06_OLDCEXT39_D33 | Residential heating technology - Electric heating - electric panel from Bauhaus - single-family house - new building - distributed level 0.33 | HOUELC | HOUPARRHN_OLDC_DMD | MKr20 | 2025 | 0.51052 | 0 | [6 empty] | PAR | C | OLD |  |  | RHNDIELC | 2 | 0.33333 | HOUPARRHNDIELCN06_OLDCEXT39
HOUPARRHNDIELCN06_OLDCEXT39_D33 | Residential heating technology - Electric heating - electric panel from Bauhaus - single-family house - new building - distributed level 0.33 | HOUELC | HOUPARRHN_OLDC_DMD | MKr20 | 2030 | 0.51052 | 0 | [6 empty] | PAR | C | OLD |  |  | RHNDIELC | 2 | 0.33333 | HOUPARRHNDIELCN06_OLDCEXT39
HOUPARRHNDIELCN06_OLDCEXT39_D33 | Residential heating technology - Electric heating - electric panel from Bauhaus - single-family house - new building - distributed level 0.33 | HOUELC | HOUPARRHN_OLDC_DMD | MKr20 | 2040 | 0.51052 | 0 | [6 empty] | PAR | C | OLD |  |  | RHNDIELC | 2 | 0.33333 | HOUPARRHNDIELCN06_OLDCEXT39
HOUPARRHNDIELCN06_OLDCEXT39_D33 | Residential heating technology - Electric heating - electric panel from Bauhaus - single-family house - new building - distributed level 0.33 | HOUELC | HOUPARRHN_OLDC_DMD | MKr20 | 2050 | 0.51052 | 0 | [6 empty] | PAR | C | OLD |  |  | RHNDIELC | 2 | 0.33333 | HOUPARRHNDIELCN06_OLDCEXT39
HOUPARRHNDIELCN01_OLDIEXT39_D33 | Residential heating technology - Electric heating - single-family house - new building - distributed level 0.33 | HOUELC | HOUPARRHN_OLDI_DMD | MKr20 | 2025 | 6.0494 | 0.055321 | [6 empty] | PAR | I | OLD |  |  | RHNDIELC | 2 | 0.33333 | HOUPARRHNDIELCN01_OLDIEXT39
HOUPARRHNDIELCN01_OLDIEXT39_D33 | Residential heating technology - Electric heating - single-family house - new building - distributed level 0.33 | HOUELC | HOUPARRHN_OLDI_DMD | MKr20 | 2030 | 5.8997 | 0.053016 | [6 empty] | PAR | I | OLD |  |  | RHNDIELC | 2 | 0.33333 | HOUPARRHNDIELCN01_OLDIEXT39
HOUPARRHNDIELCN01_OLDIEXT39_D33 | Residential heating technology - Electric heating - single-family house - new building - distributed level 0.33 | HOUELC | HOUPARRHN_OLDI_DMD | MKr20 | 2040 | 5.6112 | 0.050711 | [6 empty] | PAR | I | OLD |  |  | RHNDIELC | 2 | 0.33333 | HOUPARRHNDIELCN01_OLDIEXT39
HOUPARRHNDIELCN01_OLDIEXT39_D33 | Residential heating technology - Electric heating - single-family house - new building - distributed level 0.33 | HOUELC | HOUPARRHN_OLDI_DMD | MKr20 | 2050 | 5.3369 | 0.048406 | [6 empty] | PAR | I | OLD |  |  | RHNDIELC | 2 | 0.33333 | HOUPARRHNDIELCN01_OLDIEXT39
HOUPARRHNDIELCN01_OLDDEXT39_D33 | Residential heating technology - Electric heating - single-family house - new building - distributed level 0.33 | HOUELC | HOUPARRHN_OLDD_DMD | MKr20 | 2025 | 6.0494 | 0.055321 | [6 empty] | PAR | D | OLD |  |  | RHNDIELC | 2 | 0.33333 | HOUPARRHNDIELCN01_OLDDEXT39
HOUPARRHNDIELCN01_OLDDEXT39_D33 | Residential heating technology - Electric heating - single-family house - new building - distributed level 0.33 | HOUELC | HOUPARRHN_OLDD_DMD | MKr20 | 2030 | 5.8997 | 0.053016 | [6 empty] | PAR | D | OLD |  |  | RHNDIELC | 2 | 0.33333 | HOUPARRHNDIELCN01_OLDDEXT39
HOUPARRHNDIELCN01_OLDDEXT39_D33 | Residential heating technology - Electric heating - single-family house - new building - distributed level 0.33 | HOUELC | HOUPARRHN_OLDD_DMD | MKr20 | 2040 | 5.6112 | 0.050711 | [6 empty] | PAR | D | OLD |  |  | RHNDIELC | 2 | 0.33333 | HOUPARRHNDIELCN01_OLDDEXT39
HOUPARRHNDIELCN01_OLDDEXT39_D33 | Residential heating technology - Electric heating - single-family house - new building - distributed level 0.33 | HOUELC | HOUPARRHN_OLDD_DMD | MKr20 | 2050 | 5.3369 | 0.048406 | [6 empty] | PAR | D | OLD |  |  | RHNDIELC | 2 | 0.33333 | HOUPARRHNDIELCN01_OLDDEXT39
HOUPARRHNDIELCN01_OLDCEXT39_D33 | Residential heating technology - Electric heating - single-family house - new building - distributed level 0.33 | HOUELC | HOUPARRHN_OLDC_DMD | MKr20 | 2025 | 6.0494 | 0.055321 | [6 empty] | PAR | C | OLD |  |  | RHNDIELC | 2 | 0.33333 | HOUPARRHNDIELCN01_OLDCEXT39
HOUPARRHNDIELCN01_OLDCEXT39_D33 | Residential heating technology - Electric heating - single-family house - new building - distributed level 0.33 | HOUELC | HOUPARRHN_OLDC_DMD | MKr20 | 2030 | 5.8997 | 0.053016 | [6 empty] | PAR | C | OLD |  |  | RHNDIELC | 2 | 0.33333 | HOUPARRHNDIELCN01_OLDCEXT39
HOUPARRHNDIELCN01_OLDCEXT39_D33 | Residential heating technology - Electric heating - single-family house - new building - distributed level 0.33 | HOUELC | HOUPARRHN_OLDC_DMD | MKr20 | 2040 | 5.6112 | 0.050711 | [6 empty] | PAR | C | OLD |  |  | RHNDIELC | 2 | 0.33333 | HOUPARRHNDIELCN01_OLDCEXT39
HOUPARRHNDIELCN01_OLDCEXT39_D33 | Residential heating technology - Electric heating - single-family house - new building - distributed level 0.33 | HOUELC | HOUPARRHN_OLDC_DMD | MKr20 | 2050 | 5.3369 | 0.048406 | [6 empty] | PAR | C | OLD |  |  | RHNDIELC | 2 | 0.33333 | HOUPARRHNDIELCN01_OLDCEXT39
HOUPARRHNBHWPEN01_OLDIEXT39_D33 | Residential heating technology - Biomass boiler, automatic stoking , wood pellets or wood chips - single-family house - existing building - distributed level 0.33 | HOUWPE | HOUPARRHN_OLDI_DMD | MKr20 | 2025 | 3.2806 | 0.25425 |  | 25 | 14 | 60 | 2 | 4 | PAR | I | OLD |  |  | RHNBHWPE | 2 | 0.33333 | HOUPARRHNBHWPEN01_OLDIEXT39
HOUPARRHNBHWPEN01_OLDIEXT39_D33 | Residential heating technology - Biomass boiler, automatic stoking , wood pellets or wood chips - single-family house - existing building - distributed level 0.33 | HOUWPE | HOUPARRHN_OLDI_DMD | MKr20 | 2030 | 3.1994 | 0.25086 |  | 25 | 11 | 50 | 1 | 4 | PAR | I | OLD |  |  | RHNBHWPE | 2 | 0.33333 | HOUPARRHNBHWPEN01_OLDIEXT39
HOUPARRHNBHWPEN01_OLDIEXT39_D33 | Residential heating technology - Biomass boiler, automatic stoking , wood pellets or wood chips - single-family house - existing building - distributed level 0.33 | HOUWPE | HOUPARRHN_OLDI_DMD | MKr20 | 2040 | 3.043 | 0.23976 |  | 25 | 9 | 45 | 1 | 4 | PAR | I | OLD |  |  | RHNBHWPE | 2 | 0.33333 | HOUPARRHNBHWPEN01_OLDIEXT39
HOUPARRHNBHWPEN01_OLDIEXT39_D33 | Residential heating technology - Biomass boiler, automatic stoking , wood pellets or wood chips - single-family house - existing building - distributed level 0.33 | HOUWPE | HOUPARRHN_OLDI_DMD | MKr20 | 2050 | 3.6178 | 0.28643 |  | 25 | 9 | 40 | 0 | 4 | PAR | I | OLD |  |  | RHNBHWPE | 2 | 0.33333 | HOUPARRHNBHWPEN01_OLDIEXT39
HOUPARRHNBHWPEN01_OLDDEXT39_D33 | Residential heating technology - Biomass boiler, automatic stoking , wood pellets or wood chips - single-family house - existing building - distributed level 0.33 | HOUWPE | HOUPARRHN_OLDD_DMD | MKr20 | 2025 | 3.2806 | 0.25425 |  | 25 | 14 | 60 | 2 | 4 | PAR | D | OLD |  |  | RHNBHWPE | 2 | 0.33333 | HOUPARRHNBHWPEN01_OLDDEXT39
HOUPARRHNBHWPEN01_OLDDEXT39_D33 | Residential heating technology - Biomass boiler, automatic stoking , wood pellets or wood chips - single-family house - existing building - distributed level 0.33 | HOUWPE | HOUPARRHN_OLDD_DMD | MKr20 | 2030 | 3.1994 | 0.25086 |  | 25 | 11 | 50 | 1 | 4 | PAR | D | OLD |  |  | RHNBHWPE | 2 | 0.33333 | HOUPARRHNBHWPEN01_OLDDEXT39
HOUPARRHNBHWPEN01_OLDDEXT39_D33 | Residential heating technology - Biomass boiler, automatic stoking , wood pellets or wood chips - single-family house - existing building - distributed level 0.33 | HOUWPE | HOUPARRHN_OLDD_DMD | MKr20 | 2040 | 3.043 | 0.23976 |  | 25 | 9 | 45 | 1 | 4 | PAR | D | OLD |  |  | RHNBHWPE | 2 | 0.33333 | HOUPARRHNBHWPEN01_OLDDEXT39
HOUPARRHNBHWPEN01_OLDDEXT39_D33 | Residential heating technology - Biomass boiler, automatic stoking , wood pellets or wood chips - single-family house - existing building - distributed level 0.33 | HOUWPE | HOUPARRHN_OLDD_DMD | MKr20 | 2050 | 3.6178 | 0.28643 |  | 25 | 9 | 40 | 0 | 4 | PAR | D | OLD |  |  | RHNBHWPE | 2 | 0.33333 | HOUPARRHNBHWPEN01_OLDDEXT39
HOUPARRHNBHWPEN01_OLDCEXT39_D33 | Residential heating technology - Biomass boiler, automatic stoking , wood pellets or wood chips - single-family house - existing building - distributed level 0.33 | HOUWPE | HOUPARRHN_OLDC_DMD | MKr20 | 2025 | 3.2806 | 0.25425 |  | 25 | 14 | 60 | 2 | 4 | PAR | C | OLD |  |  | RHNBHWPE | 2 | 0.33333 | HOUPARRHNBHWPEN01_OLDCEXT39
HOUPARRHNBHWPEN01_OLDCEXT39_D33 | Residential heating technology - Biomass boiler, automatic stoking , wood pellets or wood chips - single-family house - existing building - distributed level 0.33 | HOUWPE | HOUPARRHN_OLDC_DMD | MKr20 | 2030 | 3.1994 | 0.25086 |  | 25 | 11 | 50 | 1 | 4 | PAR | C | OLD |  |  | RHNBHWPE | 2 | 0.33333 | HOUPARRHNBHWPEN01_OLDCEXT39
HOUPARRHNBHWPEN01_OLDCEXT39_D33 | Residential heating technology - Biomass boiler, automatic stoking , wood pellets or wood chips - single-family house - existing building - distributed level 0.33 | HOUWPE | HOUPARRHN_OLDC_DMD | MKr20 | 2040 | 3.043 | 0.23976 |  | 25 | 9 | 45 | 1 | 4 | PAR | C | OLD |  |  | RHNBHWPE | 2 | 0.33333 | HOUPARRHNBHWPEN01_OLDCEXT39
HOUPARRHNBHWPEN01_OLDCEXT39_D33 | Residential heating technology - Biomass boiler, automatic stoking , wood pellets or wood chips - single-family house - existing building - distributed level 0.33 | HOUWPE | HOUPARRHN_OLDC_DMD | MKr20 | 2050 | 3.6178 | 0.28643 |  | 25 | 9 | 40 | 0 | 4 | PAR | C | OLD |  |  | RHNBHWPE | 2 | 0.33333 | HOUPARRHNBHWPEN01_OLDCEXT39
HOUPARRHNBHSOLN01_OLDIEXT39_D33 | Residential heating technology - Solar heating system - single-family house - existing building - distributed level 0.33 | HOUSOL | HOUPARRHN_OLDI_DMD | MKr20 | 2025 | 6.6477 | 0.081089 | [6 empty] | PAR | I | OLD |  |  | RHNBHSOL | 2 | 0.33333 | HOUPARRHNBHSOLN01_OLDIEXT39
HOUPARRHNBHSOLN01_OLDIEXT39_D33 | Residential heating technology - Solar heating system - single-family house - existing building - distributed level 0.33 | HOUSOL | HOUPARRHN_OLDI_DMD | MKr20 | 2030 | 6.4831 | 0.079113 | [6 empty] | PAR | I | OLD |  |  | RHNBHSOL | 2 | 0.33333 | HOUPARRHNBHSOLN01_OLDIEXT39
HOUPARRHNBHSOLN01_OLDIEXT39_D33 | Residential heating technology - Solar heating system - single-family house - existing building - distributed level 0.33 | HOUSOL | HOUPARRHN_OLDI_DMD | MKr20 | 2040 | 6.1662 | 0.074832 | [6 empty] | PAR | I | OLD |  |  | RHNBHSOL | 2 | 0.33333 | HOUPARRHNBHSOLN01_OLDIEXT39
HOUPARRHNBHSOLN01_OLDIEXT39_D33 | Residential heating technology - Solar heating system - single-family house - existing building - distributed level 0.33 | HOUSOL | HOUPARRHN_OLDI_DMD | MKr20 | 2050 | 5.8647 | 0.070551 | [6 empty] | PAR | I | OLD |  |  | RHNBHSOL | 2 | 0.33333 | HOUPARRHNBHSOLN01_OLDIEXT39
HOUPARRHNBHSOLN01_OLDDEXT39_D33 | Residential heating technology - Solar heating system - single-family house - existing building - distributed level 0.33 | HOUSOL | HOUPARRHN_OLDD_DMD | MKr20 | 2025 | 6.6477 | 0.081089 | [6 empty] | PAR | D | OLD |  |  | RHNBHSOL | 2 | 0.33333 | HOUPARRHNBHSOLN01_OLDDEXT39
HOUPARRHNBHSOLN01_OLDDEXT39_D33 | Residential heating technology - Solar heating system - single-family house - existing building - distributed level 0.33 | HOUSOL | HOUPARRHN_OLDD_DMD | MKr20 | 2030 | 6.4831 | 0.079113 | [6 empty] | PAR | D | OLD |  |  | RHNBHSOL | 2 | 0.33333 | HOUPARRHNBHSOLN01_OLDDEXT39
HOUPARRHNBHSOLN01_OLDDEXT39_D33 | Residential heating technology - Solar heating system - single-family house - existing building - distributed level 0.33 | HOUSOL | HOUPARRHN_OLDD_DMD | MKr20 | 2040 | 6.1662 | 0.074832 | [6 empty] | PAR | D | OLD |  |  | RHNBHSOL | 2 | 0.33333 | HOUPARRHNBHSOLN01_OLDDEXT39
HOUPARRHNBHSOLN01_OLDDEXT39_D33 | Residential heating technology - Solar heating system - single-family house - existing building - distributed level 0.33 | HOUSOL | HOUPARRHN_OLDD_DMD | MKr20 | 2050 | 5.8647 | 0.070551 | [6 empty] | PAR | D | OLD |  |  | RHNBHSOL | 2 | 0.33333 | HOUPARRHNBHSOLN01_OLDDEXT39
HOUPARRHNBHSOLN01_OLDCEXT39_D33 | Residential heating technology - Solar heating system - single-family house - existing building - distributed level 0.33 | HOUSOL | HOUPARRHN_OLDC_DMD | MKr20 | 2025 | 6.6477 | 0.081089 | [6 empty] | PAR | C | OLD |  |  | RHNBHSOL | 2 | 0.33333 | HOUPARRHNBHSOLN01_OLDCEXT39
HOUPARRHNBHSOLN01_OLDCEXT39_D33 | Residential heating technology - Solar heating system - single-family house - existing building - distributed level 0.33 | HOUSOL | HOUPARRHN_OLDC_DMD | MKr20 | 2030 | 6.4831 | 0.079113 | [6 empty] | PAR | C | OLD |  |  | RHNBHSOL | 2 | 0.33333 | HOUPARRHNBHSOLN01_OLDCEXT39
HOUPARRHNBHSOLN01_OLDCEXT39_D33 | Residential heating technology - Solar heating system - single-family house - existing building - distributed level 0.33 | HOUSOL | HOUPARRHN_OLDC_DMD | MKr20 | 2040 | 6.1662 | 0.074832 | [6 empty] | PAR | C | OLD |  |  | RHNBHSOL | 2 | 0.33333 | HOUPARRHNBHSOLN01_OLDCEXT39
HOUPARRHNBHSOLN01_OLDCEXT39_D33 | Residential heating technology - Solar heating system - single-family house - existing building - distributed level 0.33 | HOUSOL | HOUPARRHN_OLDC_DMD | MKr20 | 2050 | 5.8647 | 0.070551 | [6 empty] | PAR | C | OLD |  |  | RHNBHSOL | 2 | 0.33333 | HOUPARRHNBHSOLN01_OLDCEXT39
HOUPARRHNBHOILN01_OLDIEXT39_D33 | Residential heating technology - Oil boiler (mineral oil fired, < 10 % FAME) - single-family house - existing building - distributed level 0.33 | HOUOIL, HOUDSB, HOUDSE | HOUPARRHN_OLDI_DMD | MKr20 | 2025 | 1.8995 | 0.062702 |  | 6.7 | 5 | 52 | 0 | 0 | PAR | I | OLD |  |  | RHNBHOIL | 2 | 0.33333 | HOUPARRHNBHOILN01_OLDIEXT39
HOUPARRHNBHOILN01_OLDIEXT39_D33 | Residential heating technology - Oil boiler (mineral oil fired, < 10 % FAME) - single-family house - existing building - distributed level 0.33 | HOUOIL, HOUDSB, HOUDSE | HOUPARRHN_OLDI_DMD | MKr20 | 2030 | 1.8636 | 0.061798 |  | 6.7 | 5 | 52 | 0 | 0 | PAR | I | OLD |  |  | RHNBHOIL | 2 | 0.33333 | HOUPARRHNBHOILN01_OLDIEXT39
HOUPARRHNBHOILN01_OLDIEXT39_D33 | Residential heating technology - Oil boiler (mineral oil fired, < 10 % FAME) - single-family house - existing building - distributed level 0.33 | HOUOIL, HOUDSB, HOUDSE | HOUPARRHN_OLDI_DMD | MKr20 | 2040 | 1.7944 | 0.058648 |  | 6.7 | 5 | 52 | 0 | 0 | PAR | I | OLD |  |  | RHNBHOIL | 2 | 0.33333 | HOUPARRHNBHOILN01_OLDIEXT39
HOUPARRHNBHOILN01_OLDIEXT39_D33 | Residential heating technology - Oil boiler (mineral oil fired, < 10 % FAME) - single-family house - existing building - distributed level 0.33 | HOUOIL, HOUDSB, HOUDSE | HOUPARRHN_OLDI_DMD | MKr20 | 2050 | 1.7287 | 0.05547 |  | 6.7 | 5 | 52 | 0 | 0 | PAR | I | OLD |  |  | RHNBHOIL | 2 | 0.33333 | HOUPARRHNBHOILN01_OLDIEXT39
HOUPARRHNBHOILN01_OLDDEXT39_D33 | Residential heating technology - Oil boiler (mineral oil fired, < 10 % FAME) - single-family house - existing building - distributed level 0.33 | HOUOIL, HOUDSB, HOUDSE | HOUPARRHN_OLDD_DMD | MKr20 | 2025 | 1.8995 | 0.062702 |  | 6.7 | 5 | 52 | 0 | 0 | PAR | D | OLD |  |  | RHNBHOIL | 2 | 0.33333 | HOUPARRHNBHOILN01_OLDDEXT39
HOUPARRHNBHOILN01_OLDDEXT39_D33 | Residential heating technology - Oil boiler (mineral oil fired, < 10 % FAME) - single-family house - existing building - distributed level 0.33 | HOUOIL, HOUDSB, HOUDSE | HOUPARRHN_OLDD_DMD | MKr20 | 2030 | 1.8636 | 0.061798 |  | 6.7 | 5 | 52 | 0 | 0 | PAR | D | OLD |  |  | RHNBHOIL | 2 | 0.33333 | HOUPARRHNBHOILN01_OLDDEXT39
HOUPARRHNBHOILN01_OLDDEXT39_D33 | Residential heating technology - Oil boiler (mineral oil fired, < 10 % FAME) - single-family house - existing building - distributed level 0.33 | HOUOIL, HOUDSB, HOUDSE | HOUPARRHN_OLDD_DMD | MKr20 | 2040 | 1.7944 | 0.058648 |  | 6.7 | 5 | 52 | 0 | 0 | PAR | D | OLD |  |  | RHNBHOIL | 2 | 0.33333 | HOUPARRHNBHOILN01_OLDDEXT39
HOUPARRHNBHOILN01_OLDDEXT39_D33 | Residential heating technology - Oil boiler (mineral oil fired, < 10 % FAME) - single-family house - existing building - distributed level 0.33 | HOUOIL, HOUDSB, HOUDSE | HOUPARRHN_OLDD_DMD | MKr20 | 2050 | 1.7287 | 0.05547 |  | 6.7 | 5 | 52 | 0 | 0 | PAR | D | OLD |  |  | RHNBHOIL | 2 | 0.33333 | HOUPARRHNBHOILN01_OLDDEXT39
HOUPARRHNBHOILN01_OLDCEXT39_D33 | Residential heating technology - Oil boiler (mineral oil fired, < 10 % FAME) - single-family house - existing building - distributed level 0.33 | HOUOIL, HOUDSB, HOUDSE | HOUPARRHN_OLDC_DMD | MKr20 | 2025 | 1.8995 | 0.062702 |  | 6.7 | 5 | 52 | 0 | 0 | PAR | C | OLD |  |  | RHNBHOIL | 2 | 0.33333 | HOUPARRHNBHOILN01_OLDCEXT39
HOUPARRHNBHOILN01_OLDCEXT39_D33 | Residential heating technology - Oil boiler (mineral oil fired, < 10 % FAME) - single-family house - existing building - distributed level 0.33 | HOUOIL, HOUDSB, HOUDSE | HOUPARRHN_OLDC_DMD | MKr20 | 2030 | 1.8636 | 0.061798 |  | 6.7 | 5 | 52 | 0 | 0 | PAR | C | OLD |  |  | RHNBHOIL | 2 | 0.33333 | HOUPARRHNBHOILN01_OLDCEXT39
HOUPARRHNBHOILN01_OLDCEXT39_D33 | Residential heating technology - Oil boiler (mineral oil fired, < 10 % FAME) - single-family house - existing building - distributed level 0.33 | HOUOIL, HOUDSB, HOUDSE | HOUPARRHN_OLDC_DMD | MKr20 | 2040 | 1.7944 | 0.058648 |  | 6.7 | 5 | 52 | 0 | 0 | PAR | C | OLD |  |  | RHNBHOIL | 2 | 0.33333 | HOUPARRHNBHOILN01_OLDCEXT39
HOUPARRHNBHOILN01_OLDCEXT39_D33 | Residential heating technology - Oil boiler (mineral oil fired, < 10 % FAME) - single-family house - existing building - distributed level 0.33 | HOUOIL, HOUDSB, HOUDSE | HOUPARRHN_OLDC_DMD | MKr20 | 2050 | 1.7287 | 0.05547 |  | 6.7 | 5 | 52 | 0 | 0 | PAR | C | OLD |  |  | RHNBHOIL | 2 | 0.33333 | HOUPARRHNBHOILN01_OLDCEXT39
HOUPARRHNBHGASN01_OLDIEXT39_D33 | Residential heating technology - Natural gas boiler - single-family house - existing building - distributed level 0.33 | HOUGAS | HOUPARRHN_OLDI_DMD | MKr20 | 2025 | 1.4428 | 0.093032 |  | 0.43 | 0.1 | 20.4 | 1 | 1 | PAR | I | OLD |  |  | RHNBHGAS | 2 | 0.33333 | HOUPARRHNBHGASN01_OLDIEXT39
HOUPARRHNBHGASN01_OLDIEXT39_D33 | Residential heating technology - Natural gas boiler - single-family house - existing building - distributed level 0.33 | HOUGAS | HOUPARRHN_OLDI_DMD | MKr20 | 2030 | 1.4071 | 0.092235 |  | 0.43 | 0.1 | 20.4 | 1 | 1 | PAR | I | OLD |  |  | RHNBHGAS | 2 | 0.33333 | HOUPARRHNBHGASN01_OLDIEXT39
HOUPARRHNBHGASN01_OLDIEXT39_D33 | Residential heating technology - Natural gas boiler - single-family house - existing building - distributed level 0.33 | HOUGAS | HOUPARRHN_OLDI_DMD | MKr20 | 2040 | 1.3383 | 0.087206 |  | 0.43 | 0.1 | 20.4 | 1 | 1 | PAR | I | OLD |  |  | RHNBHGAS | 2 | 0.33333 | HOUPARRHNBHGASN01_OLDIEXT39
HOUPARRHNBHGASN01_OLDIEXT39_D33 | Residential heating technology - Natural gas boiler - single-family house - existing building - distributed level 0.33 | HOUGAS | HOUPARRHN_OLDI_DMD | MKr20 | 2050 | 1.2729 | 0.084074 |  | 0.43 | 0.1 | 20.4 | 1 | 1 | PAR | I | OLD |  |  | RHNBHGAS | 2 | 0.33333 | HOUPARRHNBHGASN01_OLDIEXT39
HOUPARRHNBHGASN01_OLDDEXT39_D33 | Residential heating technology - Natural gas boiler - single-family house - existing building - distributed level 0.33 | HOUGAS | HOUPARRHN_OLDD_DMD | MKr20 | 2025 | 1.4428 | 0.093032 |  | 0.43 | 0.1 | 20.4 | 1 | 1 | PAR | D | OLD |  |  | RHNBHGAS | 2 | 0.33333 | HOUPARRHNBHGASN01_OLDDEXT39
HOUPARRHNBHGASN01_OLDDEXT39_D33 | Residential heating technology - Natural gas boiler - single-family house - existing building - distributed level 0.33 | HOUGAS | HOUPARRHN_OLDD_DMD | MKr20 | 2030 | 1.4071 | 0.092235 |  | 0.43 | 0.1 | 20.4 | 1 | 1 | PAR | D | OLD |  |  | RHNBHGAS | 2 | 0.33333 | HOUPARRHNBHGASN01_OLDDEXT39
HOUPARRHNBHGASN01_OLDDEXT39_D33 | Residential heating technology - Natural gas boiler - single-family house - existing building - distributed level 0.33 | HOUGAS | HOUPARRHN_OLDD_DMD | MKr20 | 2040 | 1.3383 | 0.087206 |  | 0.43 | 0.1 | 20.4 | 1 | 1 | PAR | D | OLD |  |  | RHNBHGAS | 2 | 0.33333 | HOUPARRHNBHGASN01_OLDDEXT39
HOUPARRHNBHGASN01_OLDDEXT39_D33 | Residential heating technology - Natural gas boiler - single-family house - existing building - distributed level 0.33 | HOUGAS | HOUPARRHN_OLDD_DMD | MKr20 | 2050 | 1.2729 | 0.084074 |  | 0.43 | 0.1 | 20.4 | 1 | 1 | PAR | D | OLD |  |  | RHNBHGAS | 2 | 0.33333 | HOUPARRHNBHGASN01_OLDDEXT39
HOUPARRHNBHGASN01_OLDCEXT39_D33 | Residential heating technology - Natural gas boiler - single-family house - existing building - distributed level 0.33 | HOUGAS | HOUPARRHN_OLDC_DMD | MKr20 | 2025 | 1.4428 | 0.093032 |  | 0.43 | 0.1 | 20.4 | 1 | 1 | PAR | C | OLD |  |  | RHNBHGAS | 2 | 0.33333 | HOUPARRHNBHGASN01_OLDCEXT39
HOUPARRHNBHGASN01_OLDCEXT39_D33 | Residential heating technology - Natural gas boiler - single-family house - existing building - distributed level 0.33 | HOUGAS | HOUPARRHN_OLDC_DMD | MKr20 | 2030 | 1.4071 | 0.092235 |  | 0.43 | 0.1 | 20.4 | 1 | 1 | PAR | C | OLD |  |  | RHNBHGAS | 2 | 0.33333 | HOUPARRHNBHGASN01_OLDCEXT39
HOUPARRHNBHGASN01_OLDCEXT39_D33 | Residential heating technology - Natural gas boiler - single-family house - existing building - distributed level 0.33 | HOUGAS | HOUPARRHN_OLDC_DMD | MKr20 | 2040 | 1.3383 | 0.087206 |  | 0.43 | 0.1 | 20.4 | 1 | 1 | PAR | C | OLD |  |  | RHNBHGAS | 2 | 0.33333 | HOUPARRHNBHGASN01_OLDCEXT39
HOUPARRHNBHGASN01_OLDCEXT39_D33 | Residential heating technology - Natural gas boiler - single-family house - existing building - distributed level 0.33 | HOUGAS | HOUPARRHN_OLDC_DMD | MKr20 | 2050 | 1.2729 | 0.084074 |  | 0.43 | 0.1 | 20.4 | 1 | 1 | PAR | C | OLD |  |  | RHNBHGAS | 2 | 0.33333 | HOUPARRHNBHGASN01_OLDCEXT39
HOUPARRHNBHDHDN09_OLDIEXT39_D33 | Residential heating technology - Direct district heating substation - plus connection pipe - plus distribution (heating density: low ) - single-family house - existing building - distributed level 0.33 | HOUDHD | HOUPARRHN_OLDI_DMD | MKr20 | 2025 | 9.6743 | 0.027891 | [6 empty] | PAR | I | OLD |  |  | RHNBHDHD | 2 | 0.33333 | HOUPARRHNBHDHDN09_OLDIEXT39
HOUPARRHNBHDHDN09_OLDIEXT39_D33 | Residential heating technology - Direct district heating substation - plus connection pipe - plus distribution (heating density: low ) - single-family house - existing building - distributed level 0.33 | HOUDHD | HOUPARRHN_OLDI_DMD | MKr20 | 2030 | 9.6454 | 0.027393 | [6 empty] | PAR | I | OLD |  |  | RHNBHDHD | 2 | 0.33333 | HOUPARRHNBHDHDN09_OLDIEXT39
HOUPARRHNBHDHDN09_OLDIEXT39_D33 | Residential heating technology - Direct district heating substation - plus connection pipe - plus distribution (heating density: low ) - single-family house - existing building - distributed level 0.33 | HOUDHD | HOUPARRHN_OLDI_DMD | MKr20 | 2040 | 9.5936 | 0.026213 | [6 empty] | PAR | I | OLD |  |  | RHNBHDHD | 2 | 0.33333 | HOUPARRHNBHDHDN09_OLDIEXT39
HOUPARRHNBHDHDN09_OLDIEXT39_D33 | Residential heating technology - Direct district heating substation - plus connection pipe - plus distribution (heating density: low ) - single-family house - existing building - distributed level 0.33 | HOUDHD | HOUPARRHN_OLDI_DMD | MKr20 | 2050 | 9.5359 | 0.024497 | [6 empty] | PAR | I | OLD |  |  | RHNBHDHD | 2 | 0.33333 | HOUPARRHNBHDHDN09_OLDIEXT39
HOUPARRHNBHDHDN07_OLDIEXT39_D33 | Residential heating technology - Direct district heating substation - plus connection pipe - plus distribution (heating density: medium ) - single-family house - existing building - distributed level 0.33 | HOUDHD | HOUPARRHN_OLDI_DMD | MKr20 | 2025 | 3.8729 | 0.027891 | [6 empty] | PAR | I | OLD |  |  | RHNBHDHD | 2 | 0.33333 | HOUPARRHNBHDHDN07_OLDIEXT39
HOUPARRHNBHDHDN07_OLDIEXT39_D33 | Residential heating technology - Direct district heating substation - plus connection pipe - plus distribution (heating density: medium ) - single-family house - existing building - distributed level 0.33 | HOUDHD | HOUPARRHN_OLDI_DMD | MKr20 | 2030 | 3.8441 | 0.027393 | [6 empty] | PAR | I | OLD |  |  | RHNBHDHD | 2 | 0.33333 | HOUPARRHNBHDHDN07_OLDIEXT39
HOUPARRHNBHDHDN07_OLDIEXT39_D33 | Residential heating technology - Direct district heating substation - plus connection pipe - plus distribution (heating density: medium ) - single-family house - existing building - distributed level 0.33 | HOUDHD | HOUPARRHN_OLDI_DMD | MKr20 | 2040 | 3.7922 | 0.026213 | [6 empty] | PAR | I | OLD |  |  | RHNBHDHD | 2 | 0.33333 | HOUPARRHNBHDHDN07_OLDIEXT39
HOUPARRHNBHDHDN07_OLDIEXT39_D33 | Residential heating technology - Direct district heating substation - plus connection pipe - plus distribution (heating density: medium ) - single-family house - existing building - distributed level 0.33 | HOUDHD | HOUPARRHN_OLDI_DMD | MKr20 | 2050 | 3.7346 | 0.024497 | [6 empty] | PAR | I | OLD |  |  | RHNBHDHD | 2 | 0.33333 | HOUPARRHNBHDHDN07_OLDIEXT39
HOUPARRHNBHDHDN05_OLDIEXT39_D33 | Residential heating technology - Direct district heating substation - plus connection pipe - plus distribution (heating density: high ) - single-family house - existing building - distributed level 0.33 | HOUDHD | HOUPARRHN_OLDI_DMD | MKr20 | 2025 | 2.9447 | 0.027891 | [6 empty] | PAR | I | OLD |  |  | RHNBHDHD | 2 | 0.33333 | HOUPARRHNBHDHDN05_OLDIEXT39
HOUPARRHNBHDHDN05_OLDIEXT39_D33 | Residential heating technology - Direct district heating substation - plus connection pipe - plus distribution (heating density: high ) - single-family house - existing building - distributed level 0.33 | HOUDHD | HOUPARRHN_OLDI_DMD | MKr20 | 2030 | 2.9159 | 0.027393 | [6 empty] | PAR | I | OLD |  |  | RHNBHDHD | 2 | 0.33333 | HOUPARRHNBHDHDN05_OLDIEXT39
HOUPARRHNBHDHDN05_OLDIEXT39_D33 | Residential heating technology - Direct district heating substation - plus connection pipe - plus distribution (heating density: high ) - single-family house - existing building - distributed level 0.33 | HOUDHD | HOUPARRHN_OLDI_DMD | MKr20 | 2040 | 2.864 | 0.026213 | [6 empty] | PAR | I | OLD |  |  | RHNBHDHD | 2 | 0.33333 | HOUPARRHNBHDHDN05_OLDIEXT39
HOUPARRHNBHDHDN05_OLDIEXT39_D33 | Residential heating technology - Direct district heating substation - plus connection pipe - plus distribution (heating density: high ) - single-family house - existing building - distributed level 0.33 | HOUDHD | HOUPARRHN_OLDI_DMD | MKr20 | 2050 | 2.8064 | 0.024497 | [6 empty] | PAR | I | OLD |  |  | RHNBHDHD | 2 | 0.33333 | HOUPARRHNBHDHDN05_OLDIEXT39
HOUPARRHNBHDHDN03_OLDDEXT39_D33 | Residential heating technology - Direct district heating substation - plus connection pipe - single-family house - existing building - distributed level 0.33 | HOUDHD | HOUPARRHN_OLDD_DMD | MKr20 | 2025 | 2.717 | 0.027891 | [6 empty] | PAR | D | OLD |  |  | RHNBHDHD | 2 | 0.33333 | HOUPARRHNBHDHDN03_OLDDEXT39
HOUPARRHNBHDHDN03_OLDDEXT39_D33 | Residential heating technology - Direct district heating substation - plus connection pipe - single-family house - existing building - distributed level 0.33 | HOUDHD | HOUPARRHN_OLDD_DMD | MKr20 | 2030 | 2.6904 | 0.027393 | [6 empty] | PAR | D | OLD |  |  | RHNBHDHD | 2 | 0.33333 | HOUPARRHNBHDHDN03_OLDDEXT39
HOUPARRHNBHDHDN03_OLDDEXT39_D33 | Residential heating technology - Direct district heating substation - plus connection pipe - single-family house - existing building - distributed level 0.33 | HOUDHD | HOUPARRHN_OLDD_DMD | MKr20 | 2040 | 2.6425 | 0.026213 | [6 empty] | PAR | D | OLD |  |  | RHNBHDHD | 2 | 0.33333 | HOUPARRHNBHDHDN03_OLDDEXT39
HOUPARRHNBHDHDN03_OLDDEXT39_D33 | Residential heating technology - Direct district heating substation - plus connection pipe - single-family house - existing building - distributed level 0.33 | HOUDHD | HOUPARRHN_OLDD_DMD | MKr20 | 2050 | 2.5894 | 0.024497 | [6 empty] | PAR | D | OLD |  |  | RHNBHDHD | 2 | 0.33333 | HOUPARRHNBHDHDN03_OLDDEXT39
HOUPARRHNBHDHDN01_OLDDEXT39_D33 | Residential heating technology - Direct district heating substation - single-family house - existing building - distributed level 0.33 | HOUDHD | HOUPARRHN_OLDD_DMD | MKr20 | 2025 | 1.2159 | 0.027891 | [6 empty] | PAR | D | OLD |  |  | RHNBHDHD | 2 | 0.33333 | HOUPARRHNBHDHDN01_OLDDEXT39
HOUPARRHNBHDHDN01_OLDDEXT39_D33 | Residential heating technology - Direct district heating substation - single-family house - existing building - distributed level 0.33 | HOUDHD | HOUPARRHN_OLDD_DMD | MKr20 | 2030 | 1.1871 | 0.027393 | [6 empty] | PAR | D | OLD |  |  | RHNBHDHD | 2 | 0.33333 | HOUPARRHNBHDHDN01_OLDDEXT39
HOUPARRHNBHDHDN01_OLDDEXT39_D33 | Residential heating technology - Direct district heating substation - single-family house - existing building - distributed level 0.33 | HOUDHD | HOUPARRHN_OLDD_DMD | MKr20 | 2040 | 1.1352 | 0.026213 | [6 empty] | PAR | D | OLD |  |  | RHNBHDHD | 2 | 0.33333 | HOUPARRHNBHDHDN01_OLDDEXT39
HOUPARRHNBHDHDN01_OLDDEXT39_D33 | Residential heating technology - Direct district heating substation - single-family house - existing building - distributed level 0.33 | HOUDHD | HOUPARRHN_OLDD_DMD | MKr20 | 2050 | 1.0776 | 0.024497 | [6 empty] | PAR | D | OLD |  |  | RHNBHDHD | 2 | 0.33333 | HOUPARRHNBHDHDN01_OLDDEXT39
HOUPARRHNBHDHCN09_OLDIEXT39_D33 | Residential heating technology - Direct district heating substation - plus connection pipe - plus distribution (heating density: low ) - single-family house - existing building - distributed level 0.33 | HOUDHC | HOUPARRHN_OLDI_DMD | MKr20 | 2025 | 9.6743 | 0.027891 | [6 empty] | PAR | I | OLD |  |  | RHNBHDHC | 2 | 0.33333 | HOUPARRHNBHDHCN09_OLDIEXT39
HOUPARRHNBHDHCN09_OLDIEXT39_D33 | Residential heating technology - Direct district heating substation - plus connection pipe - plus distribution (heating density: low ) - single-family house - existing building - distributed level 0.33 | HOUDHC | HOUPARRHN_OLDI_DMD | MKr20 | 2030 | 9.6454 | 0.027393 | [6 empty] | PAR | I | OLD |  |  | RHNBHDHC | 2 | 0.33333 | HOUPARRHNBHDHCN09_OLDIEXT39
HOUPARRHNBHDHCN09_OLDIEXT39_D33 | Residential heating technology - Direct district heating substation - plus connection pipe - plus distribution (heating density: low ) - single-family house - existing building - distributed level 0.33 | HOUDHC | HOUPARRHN_OLDI_DMD | MKr20 | 2040 | 9.5936 | 0.026213 | [6 empty] | PAR | I | OLD |  |  | RHNBHDHC | 2 | 0.33333 | HOUPARRHNBHDHCN09_OLDIEXT39
HOUPARRHNBHDHCN09_OLDIEXT39_D33 | Residential heating technology - Direct district heating substation - plus connection pipe - plus distribution (heating density: low ) - single-family house - existing building - distributed level 0.33 | HOUDHC | HOUPARRHN_OLDI_DMD | MKr20 | 2050 | 9.5359 | 0.024497 | [6 empty] | PAR | I | OLD |  |  | RHNBHDHC | 2 | 0.33333 | HOUPARRHNBHDHCN09_OLDIEXT39
HOUPARRHNBHDHCN07_OLDIEXT39_D33 | Residential heating technology - Direct district heating substation - plus connection pipe - plus distribution (heating density: medium ) - single-family house - existing building - distributed level 0.33 | HOUDHC | HOUPARRHN_OLDI_DMD | MKr20 | 2025 | 3.8729 | 0.027891 | [6 empty] | PAR | I | OLD |  |  | RHNBHDHC | 2 | 0.33333 | HOUPARRHNBHDHCN07_OLDIEXT39
HOUPARRHNBHDHCN07_OLDIEXT39_D33 | Residential heating technology - Direct district heating substation - plus connection pipe - plus distribution (heating density: medium ) - single-family house - existing building - distributed level 0.33 | HOUDHC | HOUPARRHN_OLDI_DMD | MKr20 | 2030 | 3.8441 | 0.027393 | [6 empty] | PAR | I | OLD |  |  | RHNBHDHC | 2 | 0.33333 | HOUPARRHNBHDHCN07_OLDIEXT39
HOUPARRHNBHDHCN07_OLDIEXT39_D33 | Residential heating technology - Direct district heating substation - plus connection pipe - plus distribution (heating density: medium ) - single-family house - existing building - distributed level 0.33 | HOUDHC | HOUPARRHN_OLDI_DMD | MKr20 | 2040 | 3.7922 | 0.026213 | [6 empty] | PAR | I | OLD |  |  | RHNBHDHC | 2 | 0.33333 | HOUPARRHNBHDHCN07_OLDIEXT39
HOUPARRHNBHDHCN07_OLDIEXT39_D33 | Residential heating technology - Direct district heating substation - plus connection pipe - plus distribution (heating density: medium ) - single-family house - existing building - distributed level 0.33 | HOUDHC | HOUPARRHN_OLDI_DMD | MKr20 | 2050 | 3.7346 | 0.024497 | [6 empty] | PAR | I | OLD |  |  | RHNBHDHC | 2 | 0.33333 | HOUPARRHNBHDHCN07_OLDIEXT39
HOUPARRHNBHDHCN05_OLDIEXT39_D33 | Residential heating technology - Direct district heating substation - plus connection pipe - plus distribution (heating density: high ) - single-family house - existing building - distributed level 0.33 | HOUDHC | HOUPARRHN_OLDI_DMD | MKr20 | 2025 | 2.9447 | 0.027891 | [6 empty] | PAR | I | OLD |  |  | RHNBHDHC | 2 | 0.33333 | HOUPARRHNBHDHCN05_OLDIEXT39
HOUPARRHNBHDHCN05_OLDIEXT39_D33 | Residential heating technology - Direct district heating substation - plus connection pipe - plus distribution (heating density: high ) - single-family house - existing building - distributed level 0.33 | HOUDHC | HOUPARRHN_OLDI_DMD | MKr20 | 2030 | 2.9159 | 0.027393 | [6 empty] | PAR | I | OLD |  |  | RHNBHDHC | 2 | 0.33333 | HOUPARRHNBHDHCN05_OLDIEXT39
HOUPARRHNBHDHCN05_OLDIEXT39_D33 | Residential heating technology - Direct district heating substation - plus connection pipe - plus distribution (heating density: high ) - single-family house - existing building - distributed level 0.33 | HOUDHC | HOUPARRHN_OLDI_DMD | MKr20 | 2040 | 2.864 | 0.026213 | [6 empty] | PAR | I | OLD |  |  | RHNBHDHC | 2 | 0.33333 | HOUPARRHNBHDHCN05_OLDIEXT39
HOUPARRHNBHDHCN05_OLDIEXT39_D33 | Residential heating technology - Direct district heating substation - plus connection pipe - plus distribution (heating density: high ) - single-family house - existing building - distributed level 0.33 | HOUDHC | HOUPARRHN_OLDI_DMD | MKr20 | 2050 | 2.8064 | 0.024497 | [6 empty] | PAR | I | OLD |  |  | RHNBHDHC | 2 | 0.33333 | HOUPARRHNBHDHCN05_OLDIEXT39
HOUPARRHNBHDHCN03_OLDCEXT39_D33 | Residential heating technology - Direct district heating substation - plus connection pipe - single-family house - existing building - distributed level 0.33 | HOUDHC | HOUPARRHN_OLDC_DMD | MKr20 | 2025 | 2.717 | 0.027891 | [6 empty] | PAR | C | OLD |  |  | RHNBHDHC | 2 | 0.33333 | HOUPARRHNBHDHCN03_OLDCEXT39
HOUPARRHNBHDHCN03_OLDCEXT39_D33 | Residential heating technology - Direct district heating substation - plus connection pipe - single-family house - existing building - distributed level 0.33 | HOUDHC | HOUPARRHN_OLDC_DMD | MKr20 | 2030 | 2.6904 | 0.027393 | [6 empty] | PAR | C | OLD |  |  | RHNBHDHC | 2 | 0.33333 | HOUPARRHNBHDHCN03_OLDCEXT39
HOUPARRHNBHDHCN03_OLDCEXT39_D33 | Residential heating technology - Direct district heating substation - plus connection pipe - single-family house - existing building - distributed level 0.33 | HOUDHC | HOUPARRHN_OLDC_DMD | MKr20 | 2040 | 2.6425 | 0.026213 | [6 empty] | PAR | C | OLD |  |  | RHNBHDHC | 2 | 0.33333 | HOUPARRHNBHDHCN03_OLDCEXT39
HOUPARRHNBHDHCN03_OLDCEXT39_D33 | Residential heating technology - Direct district heating substation - plus connection pipe - single-family house - existing building - distributed level 0.33 | HOUDHC | HOUPARRHN_OLDC_DMD | MKr20 | 2050 | 2.5894 | 0.024497 | [6 empty] | PAR | C | OLD |  |  | RHNBHDHC | 2 | 0.33333 | HOUPARRHNBHDHCN03_OLDCEXT39
HOUPARRHNBHDHCN01_OLDCEXT39_D33 | Residential heating technology - Direct district heating substation - single-family house - existing building - distributed level 0.33 | HOUDHC | HOUPARRHN_OLDC_DMD | MKr20 | 2025 | 1.2159 | 0.027891 | [6 empty] | PAR | C | OLD |  |  | RHNBHDHC | 2 | 0.33333 | HOUPARRHNBHDHCN01_OLDCEXT39
HOUPARRHNBHDHCN01_OLDCEXT39_D33 | Residential heating technology - Direct district heating substation - single-family house - existing building - distributed level 0.33 | HOUDHC | HOUPARRHN_OLDC_DMD | MKr20 | 2030 | 1.1871 | 0.027393 | [6 empty] | PAR | C | OLD |  |  | RHNBHDHC | 2 | 0.33333 | HOUPARRHNBHDHCN01_OLDCEXT39
HOUPARRHNBHDHCN01_OLDCEXT39_D33 | Residential heating technology - Direct district heating substation - single-family house - existing building - distributed level 0.33 | HOUDHC | HOUPARRHN_OLDC_DMD | MKr20 | 2040 | 1.1352 | 0.026213 | [6 empty] | PAR | C | OLD |  |  | RHNBHDHC | 2 | 0.33333 | HOUPARRHNBHDHCN01_OLDCEXT39
HOUPARRHNBHDHCN01_OLDCEXT39_D33 | Residential heating technology - Direct district heating substation - single-family house - existing building - distributed level 0.33 | HOUDHC | HOUPARRHN_OLDC_DMD | MKr20 | 2050 | 1.0776 | 0.024497 | [6 empty] | PAR | C | OLD |  |  | RHNBHDHC | 2 | 0.33333 | HOUPARRHNBHDHCN01_OLDCEXT39
HOUETARHNHPELCN05_OLDIEXT39_D33 | Residential heating technology - Heat pump, Air-to-water - leasing - apartment complex - existing building - distributed level 0.33 | HOUELC, HOUAMB | HOUETARHN_OLDI_DMD | MKr20 | 2025 | 2.1298 | 0.28751 | 0.31651 | [5 empty] | ETA | I | OLD | 3.1595 |  | RHNHPELC | 2 | 0.33333 | HOUETARHNHPELCN05_OLDIEXT39
HOUETARHNHPELCN05_OLDIEXT39_D33 | Residential heating technology - Heat pump, Air-to-water - leasing - apartment complex - existing building - distributed level 0.33 | HOUELC, HOUAMB | HOUETARHN_OLDI_DMD | MKr20 | 2030 | 1.8811 | 0.26224 | 0.30167 | [5 empty] | ETA | I | OLD | 3.3149 |  | RHNHPELC | 2 | 0.33333 | HOUETARHNHPELCN05_OLDIEXT39
HOUETARHNHPELCN05_OLDIEXT39_D33 | Residential heating technology - Heat pump, Air-to-water - leasing - apartment complex - existing building - distributed level 0.33 | HOUELC, HOUAMB | HOUETARHN_OLDI_DMD | MKr20 | 2040 | 1.6848 | 0.24168 | 0.28816 | [5 empty] | ETA | I | OLD | 3.4702 |  | RHNHPELC | 2 | 0.33333 | HOUETARHNHPELCN05_OLDIEXT39
HOUETARHNHPELCN05_OLDIEXT39_D33 | Residential heating technology - Heat pump, Air-to-water - leasing - apartment complex - existing building - distributed level 0.33 | HOUELC, HOUAMB | HOUETARHN_OLDI_DMD | MKr20 | 2050 | 1.4885 | 0.22111 | 0.27581 | [5 empty] | ETA | I | OLD | 3.6256 |  | RHNHPELC | 2 | 0.33333 | HOUETARHNHPELCN05_OLDIEXT39
HOUETARHNHPELCN05_OLDDEXT39_D33 | Residential heating technology - Heat pump, Air-to-water - leasing - apartment complex - existing building - distributed level 0.33 | HOUELC, HOUAMB | HOUETARHN_OLDD_DMD | MKr20 | 2025 | 2.1298 | 0.28751 | 0.31651 | [5 empty] | ETA | D | OLD | 3.1595 |  | RHNHPELC | 2 | 0.33333 | HOUETARHNHPELCN05_OLDDEXT39
HOUETARHNHPELCN05_OLDDEXT39_D33 | Residential heating technology - Heat pump, Air-to-water - leasing - apartment complex - existing building - distributed level 0.33 | HOUELC, HOUAMB | HOUETARHN_OLDD_DMD | MKr20 | 2030 | 1.8811 | 0.26224 | 0.30167 | [5 empty] | ETA | D | OLD | 3.3149 |  | RHNHPELC | 2 | 0.33333 | HOUETARHNHPELCN05_OLDDEXT39
HOUETARHNHPELCN05_OLDDEXT39_D33 | Residential heating technology - Heat pump, Air-to-water - leasing - apartment complex - existing building - distributed level 0.33 | HOUELC, HOUAMB | HOUETARHN_OLDD_DMD | MKr20 | 2040 | 1.6848 | 0.24168 | 0.28816 | [5 empty] | ETA | D | OLD | 3.4702 |  | RHNHPELC | 2 | 0.33333 | HOUETARHNHPELCN05_OLDDEXT39
HOUETARHNHPELCN05_OLDDEXT39_D33 | Residential heating technology - Heat pump, Air-to-water - leasing - apartment complex - existing building - distributed level 0.33 | HOUELC, HOUAMB | HOUETARHN_OLDD_DMD | MKr20 | 2050 | 1.4885 | 0.22111 | 0.27581 | [5 empty] | ETA | D | OLD | 3.6256 |  | RHNHPELC | 2 | 0.33333 | HOUETARHNHPELCN05_OLDDEXT39
HOUETARHNHPELCN05_OLDCEXT39_D33 | Residential heating technology - Heat pump, Air-to-water - leasing - apartment complex - existing building - distributed level 0.33 | HOUELC, HOUAMB | HOUETARHN_OLDC_DMD | MKr20 | 2025 | 2.1298 | 0.28751 | 0.31651 | [5 empty] | ETA | C | OLD | 3.1595 |  | RHNHPELC | 2 | 0.33333 | HOUETARHNHPELCN05_OLDCEXT39
HOUETARHNHPELCN05_OLDCEXT39_D33 | Residential heating technology - Heat pump, Air-to-water - leasing - apartment complex - existing building - distributed level 0.33 | HOUELC, HOUAMB | HOUETARHN_OLDC_DMD | MKr20 | 2030 | 1.8811 | 0.26224 | 0.30167 | [5 empty] | ETA | C | OLD | 3.3149 |  | RHNHPELC | 2 | 0.33333 | HOUETARHNHPELCN05_OLDCEXT39
HOUETARHNHPELCN05_OLDCEXT39_D33 | Residential heating technology - Heat pump, Air-to-water - leasing - apartment complex - existing building - distributed level 0.33 | HOUELC, HOUAMB | HOUETARHN_OLDC_DMD | MKr20 | 2040 | 1.6848 | 0.24168 | 0.28816 | [5 empty] | ETA | C | OLD | 3.4702 |  | RHNHPELC | 2 | 0.33333 | HOUETARHNHPELCN05_OLDCEXT39
HOUETARHNHPELCN05_OLDCEXT39_D33 | Residential heating technology - Heat pump, Air-to-water - leasing - apartment complex - existing building - distributed level 0.33 | HOUELC, HOUAMB | HOUETARHN_OLDC_DMD | MKr20 | 2050 | 1.4885 | 0.22111 | 0.27581 | [5 empty] | ETA | C | OLD | 3.6256 |  | RHNHPELC | 2 | 0.33333 | HOUETARHNHPELCN05_OLDCEXT39
HOUETARHNHPELCN04_OLDIEXT39_D33 | Residential heating technology - Heat pump, Ground source - apartment complex - existing building - distributed level 0.33 | HOUELC, HOUAMB | HOUETARHN_OLDI_DMD | MKr20 | 2025 | 4.0998 | 0.045981 | 0.29253 | [5 empty] | ETA | I | OLD | 3.4185 |  | RHNHPELC | 2 | 0.33333 | HOUETARHNHPELCN04_OLDIEXT39
HOUETARHNHPELCN04_OLDIEXT39_D33 | Residential heating technology - Heat pump, Ground source - apartment complex - existing building - distributed level 0.33 | HOUELC, HOUAMB | HOUETARHN_OLDI_DMD | MKr20 | 2030 | 3.7674 | 0.04558 | 0.28393 | [5 empty] | ETA | I | OLD | 3.522 |  | RHNHPELC | 2 | 0.33333 | HOUETARHNHPELCN04_OLDIEXT39
HOUETARHNHPELCN04_OLDIEXT39_D33 | Residential heating technology - Heat pump, Ground source - apartment complex - existing building - distributed level 0.33 | HOUELC, HOUAMB | HOUETARHN_OLDI_DMD | MKr20 | 2040 | 3.4848 | 0.044654 | 0.27193 | [5 empty] | ETA | I | OLD | 3.6774 |  | RHNHPELC | 2 | 0.33333 | HOUETARHNHPELCN04_OLDIEXT39
HOUETARHNHPELCN04_OLDIEXT39_D33 | Residential heating technology - Heat pump, Ground source - apartment complex - existing building - distributed level 0.33 | HOUELC, HOUAMB | HOUETARHN_OLDI_DMD | MKr20 | 2050 | 3.2023 | 0.043711 | 0.26815 | [5 empty] | ETA | I | OLD | 3.7292 |  | RHNHPELC | 2 | 0.33333 | HOUETARHNHPELCN04_OLDIEXT39
HOUETARHNHPELCN04_OLDDEXT39_D33 | Residential heating technology - Heat pump, Ground source - apartment complex - existing building - distributed level 0.33 | HOUELC, HOUAMB | HOUETARHN_OLDD_DMD | MKr20 | 2025 | 4.0998 | 0.045981 | 0.29253 | [5 empty] | ETA | D | OLD | 3.4185 |  | RHNHPELC | 2 | 0.33333 | HOUETARHNHPELCN04_OLDDEXT39
HOUETARHNHPELCN04_OLDDEXT39_D33 | Residential heating technology - Heat pump, Ground source - apartment complex - existing building - distributed level 0.33 | HOUELC, HOUAMB | HOUETARHN_OLDD_DMD | MKr20 | 2030 | 3.7674 | 0.04558 | 0.28393 | [5 empty] | ETA | D | OLD | 3.522 |  | RHNHPELC | 2 | 0.33333 | HOUETARHNHPELCN04_OLDDEXT39
HOUETARHNHPELCN04_OLDDEXT39_D33 | Residential heating technology - Heat pump, Ground source - apartment complex - existing building - distributed level 0.33 | HOUELC, HOUAMB | HOUETARHN_OLDD_DMD | MKr20 | 2040 | 3.4848 | 0.044654 | 0.27193 | [5 empty] | ETA | D | OLD | 3.6774 |  | RHNHPELC | 2 | 0.33333 | HOUETARHNHPELCN04_OLDDEXT39
HOUETARHNHPELCN04_OLDDEXT39_D33 | Residential heating technology - Heat pump, Ground source - apartment complex - existing building - distributed level 0.33 | HOUELC, HOUAMB | HOUETARHN_OLDD_DMD | MKr20 | 2050 | 3.2023 | 0.043711 | 0.26815 | [5 empty] | ETA | D | OLD | 3.7292 |  | RHNHPELC | 2 | 0.33333 | HOUETARHNHPELCN04_OLDDEXT39
HOUETARHNHPELCN04_OLDCEXT39_D33 | Residential heating technology - Heat pump, Ground source - apartment complex - existing building - distributed level 0.33 | HOUELC, HOUAMB | HOUETARHN_OLDC_DMD | MKr20 | 2025 | 4.0998 | 0.045981 | 0.29253 | [5 empty] | ETA | C | OLD | 3.4185 |  | RHNHPELC | 2 | 0.33333 | HOUETARHNHPELCN04_OLDCEXT39
HOUETARHNHPELCN04_OLDCEXT39_D33 | Residential heating technology - Heat pump, Ground source - apartment complex - existing building - distributed level 0.33 | HOUELC, HOUAMB | HOUETARHN_OLDC_DMD | MKr20 | 2030 | 3.7674 | 0.04558 | 0.28393 | [5 empty] | ETA | C | OLD | 3.522 |  | RHNHPELC | 2 | 0.33333 | HOUETARHNHPELCN04_OLDCEXT39
HOUETARHNHPELCN04_OLDCEXT39_D33 | Residential heating technology - Heat pump, Ground source - apartment complex - existing building - distributed level 0.33 | HOUELC, HOUAMB | HOUETARHN_OLDC_DMD | MKr20 | 2040 | 3.4848 | 0.044654 | 0.27193 | [5 empty] | ETA | C | OLD | 3.6774 |  | RHNHPELC | 2 | 0.33333 | HOUETARHNHPELCN04_OLDCEXT39
HOUETARHNHPELCN04_OLDCEXT39_D33 | Residential heating technology - Heat pump, Ground source - apartment complex - existing building - distributed level 0.33 | HOUELC, HOUAMB | HOUETARHN_OLDC_DMD | MKr20 | 2050 | 3.2023 | 0.043711 | 0.26815 | [5 empty] | ETA | C | OLD | 3.7292 |  | RHNHPELC | 2 | 0.33333 | HOUETARHNHPELCN04_OLDCEXT39
HOUETARHNHPELCN03_OLDIEXT39_D33 | Residential heating technology - Heat pump, Air-to-water - apartment complex - existing building - distributed level 0.33 | HOUELC, HOUAMB | HOUETARHN_OLDI_DMD | MKr20 | 2025 | 4.2596 | 0.07453 | 0.31651 | [5 empty] | ETA | I | OLD | 3.1595 |  | RHNHPELC | 2 | 0.33333 | HOUETARHNHPELCN03_OLDIEXT39
HOUETARHNHPELCN03_OLDIEXT39_D33 | Residential heating technology - Heat pump, Air-to-water - apartment complex - existing building - distributed level 0.33 | HOUELC, HOUAMB | HOUETARHN_OLDI_DMD | MKr20 | 2030 | 3.7622 | 0.074129 | 0.30167 | [5 empty] | ETA | I | OLD | 3.3149 |  | RHNHPELC | 2 | 0.33333 | HOUETARHNHPELCN03_OLDIEXT39
HOUETARHNHPELCN03_OLDIEXT39_D33 | Residential heating technology - Heat pump, Air-to-water - apartment complex - existing building - distributed level 0.33 | HOUELC, HOUAMB | HOUETARHN_OLDI_DMD | MKr20 | 2040 | 3.3696 | 0.073203 | 0.28816 | [5 empty] | ETA | I | OLD | 3.4702 |  | RHNHPELC | 2 | 0.33333 | HOUETARHNHPELCN03_OLDIEXT39
HOUETARHNHPELCN03_OLDIEXT39_D33 | Residential heating technology - Heat pump, Air-to-water - apartment complex - existing building - distributed level 0.33 | HOUELC, HOUAMB | HOUETARHN_OLDI_DMD | MKr20 | 2050 | 2.9771 | 0.07226 | 0.27581 | [5 empty] | ETA | I | OLD | 3.6256 |  | RHNHPELC | 2 | 0.33333 | HOUETARHNHPELCN03_OLDIEXT39
HOUETARHNHPELCN03_OLDDEXT39_D33 | Residential heating technology - Heat pump, Air-to-water - apartment complex - existing building - distributed level 0.33 | HOUELC, HOUAMB | HOUETARHN_OLDD_DMD | MKr20 | 2025 | 4.2596 | 0.07453 | 0.31651 | [5 empty] | ETA | D | OLD | 3.1595 |  | RHNHPELC | 2 | 0.33333 | HOUETARHNHPELCN03_OLDDEXT39
HOUETARHNHPELCN03_OLDDEXT39_D33 | Residential heating technology - Heat pump, Air-to-water - apartment complex - existing building - distributed level 0.33 | HOUELC, HOUAMB | HOUETARHN_OLDD_DMD | MKr20 | 2030 | 3.7622 | 0.074129 | 0.30167 | [5 empty] | ETA | D | OLD | 3.3149 |  | RHNHPELC | 2 | 0.33333 | HOUETARHNHPELCN03_OLDDEXT39
HOUETARHNHPELCN03_OLDDEXT39_D33 | Residential heating technology - Heat pump, Air-to-water - apartment complex - existing building - distributed level 0.33 | HOUELC, HOUAMB | HOUETARHN_OLDD_DMD | MKr20 | 2040 | 3.3696 | 0.073203 | 0.28816 | [5 empty] | ETA | D | OLD | 3.4702 |  | RHNHPELC | 2 | 0.33333 | HOUETARHNHPELCN03_OLDDEXT39
HOUETARHNHPELCN03_OLDDEXT39_D33 | Residential heating technology - Heat pump, Air-to-water - apartment complex - existing building - distributed level 0.33 | HOUELC, HOUAMB | HOUETARHN_OLDD_DMD | MKr20 | 2050 | 2.9771 | 0.07226 | 0.27581 | [5 empty] | ETA | D | OLD | 3.6256 |  | RHNHPELC | 2 | 0.33333 | HOUETARHNHPELCN03_OLDDEXT39
HOUETARHNHPELCN03_OLDCEXT39_D33 | Residential heating technology - Heat pump, Air-to-water - apartment complex - existing building - distributed level 0.33 | HOUELC, HOUAMB | HOUETARHN_OLDC_DMD | MKr20 | 2025 | 4.2596 | 0.07453 | 0.31651 | [5 empty] | ETA | C | OLD | 3.1595 |  | RHNHPELC | 2 | 0.33333 | HOUETARHNHPELCN03_OLDCEXT39
HOUETARHNHPELCN03_OLDCEXT39_D33 | Residential heating technology - Heat pump, Air-to-water - apartment complex - existing building - distributed level 0.33 | HOUELC, HOUAMB | HOUETARHN_OLDC_DMD | MKr20 | 2030 | 3.7622 | 0.074129 | 0.30167 | [5 empty] | ETA | C | OLD | 3.3149 |  | RHNHPELC | 2 | 0.33333 | HOUETARHNHPELCN03_OLDCEXT39
HOUETARHNHPELCN03_OLDCEXT39_D33 | Residential heating technology - Heat pump, Air-to-water - apartment complex - existing building - distributed level 0.33 | HOUELC, HOUAMB | HOUETARHN_OLDC_DMD | MKr20 | 2040 | 3.3696 | 0.073203 | 0.28816 | [5 empty] | ETA | C | OLD | 3.4702 |  | RHNHPELC | 2 | 0.33333 | HOUETARHNHPELCN03_OLDCEXT39
HOUETARHNHPELCN03_OLDCEXT39_D33 | Residential heating technology - Heat pump, Air-to-water - apartment complex - existing building - distributed level 0.33 | HOUELC, HOUAMB | HOUETARHN_OLDC_DMD | MKr20 | 2050 | 2.9771 | 0.07226 | 0.27581 | [5 empty] | ETA | C | OLD | 3.6256 |  | RHNHPELC | 2 | 0.33333 | HOUETARHNHPELCN03_OLDCEXT39
HOUETARHNHPELCN02_OLDIEXT39_D33 | Residential heating technology - Heat pump, Air-to-air - single-family house - existing building - distributed level 0.33 | HOUELC, HOUAMB | HOUETARHN_OLDI_DMD | MKr20 | 2025 | 1.7623 | 0.10866 | 0.18928 | [5 empty] | ETA | I | OLD | 5.2831 |  | RHNHPELC | 2 | 0.33333 | HOUETARHNHPELCN02_OLDIEXT39
HOUETARHNHPELCN02_OLDIEXT39_D33 | Residential heating technology - Heat pump, Air-to-air - single-family house - existing building - distributed level 0.33 | HOUELC, HOUAMB | HOUETARHN_OLDI_DMD | MKr20 | 2030 | 1.7181 | 0.10666 | 0.18214 | [5 empty] | ETA | I | OLD | 5.4902 |  | RHNHPELC | 2 | 0.33333 | HOUETARHNHPELCN02_OLDIEXT39
HOUETARHNHPELCN02_OLDIEXT39_D33 | Residential heating technology - Heat pump, Air-to-air - single-family house - existing building - distributed level 0.33 | HOUELC, HOUAMB | HOUETARHN_OLDI_DMD | MKr20 | 2040 | 1.6362 | 0.10293 | 0.17552 | [5 empty] | ETA | I | OLD | 5.6974 |  | RHNHPELC | 2 | 0.33333 | HOUETARHNHPELCN02_OLDIEXT39
HOUETARHNHPELCN02_OLDIEXT39_D33 | Residential heating technology - Heat pump, Air-to-air - single-family house - existing building - distributed level 0.33 | HOUELC, HOUAMB | HOUETARHN_OLDI_DMD | MKr20 | 2050 | 1.5542 | 0.099207 | 0.17238 | [5 empty] | ETA | I | OLD | 5.801 |  | RHNHPELC | 2 | 0.33333 | HOUETARHNHPELCN02_OLDIEXT39
HOUETARHNHPELCN02_OLDDEXT39_D33 | Residential heating technology - Heat pump, Air-to-air - single-family house - existing building - distributed level 0.33 | HOUELC, HOUAMB | HOUETARHN_OLDD_DMD | MKr20 | 2025 | 1.7623 | 0.10866 | 0.18928 | [5 empty] | ETA | D | OLD | 5.2831 |  | RHNHPELC | 2 | 0.33333 | HOUETARHNHPELCN02_OLDDEXT39
HOUETARHNHPELCN02_OLDDEXT39_D33 | Residential heating technology - Heat pump, Air-to-air - single-family house - existing building - distributed level 0.33 | HOUELC, HOUAMB | HOUETARHN_OLDD_DMD | MKr20 | 2030 | 1.7181 | 0.10666 | 0.18214 | [5 empty] | ETA | D | OLD | 5.4902 |  | RHNHPELC | 2 | 0.33333 | HOUETARHNHPELCN02_OLDDEXT39
HOUETARHNHPELCN02_OLDDEXT39_D33 | Residential heating technology - Heat pump, Air-to-air - single-family house - existing building - distributed level 0.33 | HOUELC, HOUAMB | HOUETARHN_OLDD_DMD | MKr20 | 2040 | 1.6362 | 0.10293 | 0.17552 | [5 empty] | ETA | D | OLD | 5.6974 |  | RHNHPELC | 2 | 0.33333 | HOUETARHNHPELCN02_OLDDEXT39
HOUETARHNHPELCN02_OLDDEXT39_D33 | Residential heating technology - Heat pump, Air-to-air - single-family house - existing building - distributed level 0.33 | HOUELC, HOUAMB | HOUETARHN_OLDD_DMD | MKr20 | 2050 | 1.5542 | 0.099207 | 0.17238 | [5 empty] | ETA | D | OLD | 5.801 |  | RHNHPELC | 2 | 0.33333 | HOUETARHNHPELCN02_OLDDEXT39
HOUETARHNHPELCN02_OLDCEXT39_D33 | Residential heating technology - Heat pump, Air-to-air - single-family house - existing building - distributed level 0.33 | HOUELC, HOUAMB | HOUETARHN_OLDC_DMD | MKr20 | 2025 | 1.7623 | 0.10866 | 0.18928 | [5 empty] | ETA | C | OLD | 5.2831 |  | RHNHPELC | 2 | 0.33333 | HOUETARHNHPELCN02_OLDCEXT39
HOUETARHNHPELCN02_OLDCEXT39_D33 | Residential heating technology - Heat pump, Air-to-air - single-family house - existing building - distributed level 0.33 | HOUELC, HOUAMB | HOUETARHN_OLDC_DMD | MKr20 | 2030 | 1.7181 | 0.10666 | 0.18214 | [5 empty] | ETA | C | OLD | 5.4902 |  | RHNHPELC | 2 | 0.33333 | HOUETARHNHPELCN02_OLDCEXT39
HOUETARHNHPELCN02_OLDCEXT39_D33 | Residential heating technology - Heat pump, Air-to-air - single-family house - existing building - distributed level 0.33 | HOUELC, HOUAMB | HOUETARHN_OLDC_DMD | MKr20 | 2040 | 1.6362 | 0.10293 | 0.17552 | [5 empty] | ETA | C | OLD | 5.6974 |  | RHNHPELC | 2 | 0.33333 | HOUETARHNHPELCN02_OLDCEXT39
HOUETARHNHPELCN02_OLDCEXT39_D33 | Residential heating technology - Heat pump, Air-to-air - single-family house - existing building - distributed level 0.33 | HOUELC, HOUAMB | HOUETARHN_OLDC_DMD | MKr20 | 2050 | 1.5542 | 0.099207 | 0.17238 | [5 empty] | ETA | C | OLD | 5.801 |  | RHNHPELC | 2 | 0.33333 | HOUETARHNHPELCN02_OLDCEXT39
HOUETARHNDIELCN06_OLDIEXT39_D33 | Residential heating technology - Electric heating - electric panel from Bauhaus - apartment complex - new building - distributed level 0.33 | HOUELC | HOUETARHN_OLDI_DMD | MKr20 | 2025 | 0.51052 | 0 | [6 empty] | ETA | I | OLD |  |  | RHNDIELC | 2 | 0.33333 | HOUETARHNDIELCN06_OLDIEXT39
HOUETARHNDIELCN06_OLDIEXT39_D33 | Residential heating technology - Electric heating - electric panel from Bauhaus - apartment complex - new building - distributed level 0.33 | HOUELC | HOUETARHN_OLDI_DMD | MKr20 | 2030 | 0.51052 | 0 | [6 empty] | ETA | I | OLD |  |  | RHNDIELC | 2 | 0.33333 | HOUETARHNDIELCN06_OLDIEXT39
HOUETARHNDIELCN06_OLDIEXT39_D33 | Residential heating technology - Electric heating - electric panel from Bauhaus - apartment complex - new building - distributed level 0.33 | HOUELC | HOUETARHN_OLDI_DMD | MKr20 | 2040 | 0.51052 | 0 | [6 empty] | ETA | I | OLD |  |  | RHNDIELC | 2 | 0.33333 | HOUETARHNDIELCN06_OLDIEXT39
HOUETARHNDIELCN06_OLDIEXT39_D33 | Residential heating technology - Electric heating - electric panel from Bauhaus - apartment complex - new building - distributed level 0.33 | HOUELC | HOUETARHN_OLDI_DMD | MKr20 | 2050 | 0.51052 | 0 | [6 empty] | ETA | I | OLD |  |  | RHNDIELC | 2 | 0.33333 | HOUETARHNDIELCN06_OLDIEXT39
HOUETARHNDIELCN06_OLDDEXT39_D33 | Residential heating technology - Electric heating - electric panel from Bauhaus - apartment complex - new building - distributed level 0.33 | HOUELC | HOUETARHN_OLDD_DMD | MKr20 | 2025 | 0.51052 | 0 | [6 empty] | ETA | D | OLD |  |  | RHNDIELC | 2 | 0.33333 | HOUETARHNDIELCN06_OLDDEXT39
HOUETARHNDIELCN06_OLDDEXT39_D33 | Residential heating technology - Electric heating - electric panel from Bauhaus - apartment complex - new building - distributed level 0.33 | HOUELC | HOUETARHN_OLDD_DMD | MKr20 | 2030 | 0.51052 | 0 | [6 empty] | ETA | D | OLD |  |  | RHNDIELC | 2 | 0.33333 | HOUETARHNDIELCN06_OLDDEXT39
HOUETARHNDIELCN06_OLDDEXT39_D33 | Residential heating technology - Electric heating - electric panel from Bauhaus - apartment complex - new building - distributed level 0.33 | HOUELC | HOUETARHN_OLDD_DMD | MKr20 | 2040 | 0.51052 | 0 | [6 empty] | ETA | D | OLD |  |  | RHNDIELC | 2 | 0.33333 | HOUETARHNDIELCN06_OLDDEXT39
HOUETARHNDIELCN06_OLDDEXT39_D33 | Residential heating technology - Electric heating - electric panel from Bauhaus - apartment complex - new building - distributed level 0.33 | HOUELC | HOUETARHN_OLDD_DMD | MKr20 | 2050 | 0.51052 | 0 | [6 empty] | ETA | D | OLD |  |  | RHNDIELC | 2 | 0.33333 | HOUETARHNDIELCN06_OLDDEXT39
HOUETARHNDIELCN06_OLDCEXT39_D33 | Residential heating technology - Electric heating - electric panel from Bauhaus - apartment complex - new building - distributed level 0.33 | HOUELC | HOUETARHN_OLDC_DMD | MKr20 | 2025 | 0.51052 | 0 | [6 empty] | ETA | C | OLD |  |  | RHNDIELC | 2 | 0.33333 | HOUETARHNDIELCN06_OLDCEXT39
HOUETARHNDIELCN06_OLDCEXT39_D33 | Residential heating technology - Electric heating - electric panel from Bauhaus - apartment complex - new building - distributed level 0.33 | HOUELC | HOUETARHN_OLDC_DMD | MKr20 | 2030 | 0.51052 | 0 | [6 empty] | ETA | C | OLD |  |  | RHNDIELC | 2 | 0.33333 | HOUETARHNDIELCN06_OLDCEXT39
HOUETARHNDIELCN06_OLDCEXT39_D33 | Residential heating technology - Electric heating - electric panel from Bauhaus - apartment complex - new building - distributed level 0.33 | HOUELC | HOUETARHN_OLDC_DMD | MKr20 | 2040 | 0.51052 | 0 | [6 empty] | ETA | C | OLD |  |  | RHNDIELC | 2 | 0.33333 | HOUETARHNDIELCN06_OLDCEXT39
HOUETARHNDIELCN06_OLDCEXT39_D33 | Residential heating technology - Electric heating - electric panel from Bauhaus - apartment complex - new building - distributed level 0.33 | HOUELC | HOUETARHN_OLDC_DMD | MKr20 | 2050 | 0.51052 | 0 | [6 empty] | ETA | C | OLD |  |  | RHNDIELC | 2 | 0.33333 | HOUETARHNDIELCN06_OLDCEXT39
HOUETARHNDIELCN01_OLDIEXT39_D33 | Residential heating technology - Electric heating - apartment complex - new building - distributed level 0.33 | HOUELC | HOUETARHN_OLDI_DMD | MKr20 | 2025 | 4.6243 | 0.0020313 | [6 empty] | ETA | I | OLD |  |  | RHNDIELC | 2 | 0.33333 | HOUETARHNDIELCN01_OLDIEXT39
HOUETARHNDIELCN01_OLDIEXT39_D33 | Residential heating technology - Electric heating - apartment complex - new building - distributed level 0.33 | HOUELC | HOUETARHN_OLDI_DMD | MKr20 | 2030 | 4.5098 | 0.0019881 | [6 empty] | ETA | I | OLD |  |  | RHNDIELC | 2 | 0.33333 | HOUETARHNDIELCN01_OLDIEXT39
HOUETARHNDIELCN01_OLDIEXT39_D33 | Residential heating technology - Electric heating - apartment complex - new building - distributed level 0.33 | HOUELC | HOUETARHN_OLDI_DMD | MKr20 | 2040 | 4.2893 | 0.0019017 | [6 empty] | ETA | I | OLD |  |  | RHNDIELC | 2 | 0.33333 | HOUETARHNDIELCN01_OLDIEXT39
HOUETARHNDIELCN01_OLDIEXT39_D33 | Residential heating technology - Electric heating - apartment complex - new building - distributed level 0.33 | HOUELC | HOUETARHN_OLDI_DMD | MKr20 | 2050 | 4.0796 | 0.0018152 | [6 empty] | ETA | I | OLD |  |  | RHNDIELC | 2 | 0.33333 | HOUETARHNDIELCN01_OLDIEXT39
HOUETARHNDIELCN01_OLDDEXT39_D33 | Residential heating technology - Electric heating - apartment complex - new building - distributed level 0.33 | HOUELC | HOUETARHN_OLDD_DMD | MKr20 | 2025 | 4.6243 | 0.0020313 | [6 empty] | ETA | D | OLD |  |  | RHNDIELC | 2 | 0.33333 | HOUETARHNDIELCN01_OLDDEXT39
HOUETARHNDIELCN01_OLDDEXT39_D33 | Residential heating technology - Electric heating - apartment complex - new building - distributed level 0.33 | HOUELC | HOUETARHN_OLDD_DMD | MKr20 | 2030 | 4.5098 | 0.0019881 | [6 empty] | ETA | D | OLD |  |  | RHNDIELC | 2 | 0.33333 | HOUETARHNDIELCN01_OLDDEXT39
HOUETARHNDIELCN01_OLDDEXT39_D33 | Residential heating technology - Electric heating - apartment complex - new building - distributed level 0.33 | HOUELC | HOUETARHN_OLDD_DMD | MKr20 | 2040 | 4.2893 | 0.0019017 | [6 empty] | ETA | D | OLD |  |  | RHNDIELC | 2 | 0.33333 | HOUETARHNDIELCN01_OLDDEXT39
HOUETARHNDIELCN01_OLDDEXT39_D33 | Residential heating technology - Electric heating - apartment complex - new building - distributed level 0.33 | HOUELC | HOUETARHN_OLDD_DMD | MKr20 | 2050 | 4.0796 | 0.0018152 | [6 empty] | ETA | D | OLD |  |  | RHNDIELC | 2 | 0.33333 | HOUETARHNDIELCN01_OLDDEXT39
HOUETARHNDIELCN01_OLDCEXT39_D33 | Residential heating technology - Electric heating - apartment complex - new building - distributed level 0.33 | HOUELC | HOUETARHN_OLDC_DMD | MKr20 | 2025 | 4.6243 | 0.0020313 | [6 empty] | ETA | C | OLD |  |  | RHNDIELC | 2 | 0.33333 | HOUETARHNDIELCN01_OLDCEXT39
HOUETARHNDIELCN01_OLDCEXT39_D33 | Residential heating technology - Electric heating - apartment complex - new building - distributed level 0.33 | HOUELC | HOUETARHN_OLDC_DMD | MKr20 | 2030 | 4.5098 | 0.0019881 | [6 empty] | ETA | C | OLD |  |  | RHNDIELC | 2 | 0.33333 | HOUETARHNDIELCN01_OLDCEXT39
HOUETARHNDIELCN01_OLDCEXT39_D33 | Residential heating technology - Electric heating - apartment complex - new building - distributed level 0.33 | HOUELC | HOUETARHN_OLDC_DMD | MKr20 | 2040 | 4.2893 | 0.0019017 | [6 empty] | ETA | C | OLD |  |  | RHNDIELC | 2 | 0.33333 | HOUETARHNDIELCN01_OLDCEXT39
HOUETARHNDIELCN01_OLDCEXT39_D33 | Residential heating technology - Electric heating - apartment complex - new building - distributed level 0.33 | HOUELC | HOUETARHN_OLDC_DMD | MKr20 | 2050 | 4.0796 | 0.0018152 | [6 empty] | ETA | C | OLD |  |  | RHNDIELC | 2 | 0.33333 | HOUETARHNDIELCN01_OLDCEXT39
HOUETARHNBHWPEN01_OLDIEXT39_D33 | Residential heating technology - Biomass boiler, automatic stoking , wood pellets or wood chips - apartment complex - existing building - distributed level 0.33 | HOUWPE | HOUETARHN_OLDI_DMD | MKr20 | 2025 | 1.4837 | 0.025772 |  | 25 | 14 | 60 | 2 | 4 | ETA | I | OLD |  |  | RHNBHWPE | 2 | 0.33333 | HOUETARHNBHWPEN01_OLDIEXT39
HOUETARHNBHWPEN01_OLDIEXT39_D33 | Residential heating technology - Biomass boiler, automatic stoking , wood pellets or wood chips - apartment complex - existing building - distributed level 0.33 | HOUWPE | HOUETARHN_OLDI_DMD | MKr20 | 2030 | 1.447 | 0.025887 |  | 25 | 11 | 50 | 1 | 4 | ETA | I | OLD |  |  | RHNBHWPE | 2 | 0.33333 | HOUETARHNBHWPEN01_OLDIEXT39
HOUETARHNBHWPEN01_OLDIEXT39_D33 | Residential heating technology - Biomass boiler, automatic stoking , wood pellets or wood chips - apartment complex - existing building - distributed level 0.33 | HOUWPE | HOUETARHN_OLDI_DMD | MKr20 | 2040 | 1.3762 | 0.025061 |  | 25 | 9 | 45 | 1 | 4 | ETA | I | OLD |  |  | RHNBHWPE | 2 | 0.33333 | HOUETARHNBHWPEN01_OLDIEXT39
HOUETARHNBHWPEN01_OLDIEXT39_D33 | Residential heating technology - Biomass boiler, automatic stoking , wood pellets or wood chips - apartment complex - existing building - distributed level 0.33 | HOUWPE | HOUETARHN_OLDI_DMD | MKr20 | 2050 | 1.3089 | 0.023982 |  | 25 | 9 | 40 | 0 | 4 | ETA | I | OLD |  |  | RHNBHWPE | 2 | 0.33333 | HOUETARHNBHWPEN01_OLDIEXT39
HOUETARHNBHWPEN01_OLDDEXT39_D33 | Residential heating technology - Biomass boiler, automatic stoking , wood pellets or wood chips - apartment complex - existing building - distributed level 0.33 | HOUWPE | HOUETARHN_OLDD_DMD | MKr20 | 2025 | 1.4837 | 0.025772 |  | 25 | 14 | 60 | 2 | 4 | ETA | D | OLD |  |  | RHNBHWPE | 2 | 0.33333 | HOUETARHNBHWPEN01_OLDDEXT39
HOUETARHNBHWPEN01_OLDDEXT39_D33 | Residential heating technology - Biomass boiler, automatic stoking , wood pellets or wood chips - apartment complex - existing building - distributed level 0.33 | HOUWPE | HOUETARHN_OLDD_DMD | MKr20 | 2030 | 1.447 | 0.025887 |  | 25 | 11 | 50 | 1 | 4 | ETA | D | OLD |  |  | RHNBHWPE | 2 | 0.33333 | HOUETARHNBHWPEN01_OLDDEXT39
HOUETARHNBHWPEN01_OLDDEXT39_D33 | Residential heating technology - Biomass boiler, automatic stoking , wood pellets or wood chips - apartment complex - existing building - distributed level 0.33 | HOUWPE | HOUETARHN_OLDD_DMD | MKr20 | 2040 | 1.3762 | 0.025061 |  | 25 | 9 | 45 | 1 | 4 | ETA | D | OLD |  |  | RHNBHWPE | 2 | 0.33333 | HOUETARHNBHWPEN01_OLDDEXT39
HOUETARHNBHWPEN01_OLDDEXT39_D33 | Residential heating technology - Biomass boiler, automatic stoking , wood pellets or wood chips - apartment complex - existing building - distributed level 0.33 | HOUWPE | HOUETARHN_OLDD_DMD | MKr20 | 2050 | 1.3089 | 0.023982 |  | 25 | 9 | 40 | 0 | 4 | ETA | D | OLD |  |  | RHNBHWPE | 2 | 0.33333 | HOUETARHNBHWPEN01_OLDDEXT39
HOUETARHNBHWPEN01_OLDCEXT39_D33 | Residential heating technology - Biomass boiler, automatic stoking , wood pellets or wood chips - apartment complex - existing building - distributed level 0.33 | HOUWPE | HOUETARHN_OLDC_DMD | MKr20 | 2025 | 1.4837 | 0.025772 |  | 25 | 14 | 60 | 2 | 4 | ETA | C | OLD |  |  | RHNBHWPE | 2 | 0.33333 | HOUETARHNBHWPEN01_OLDCEXT39
HOUETARHNBHWPEN01_OLDCEXT39_D33 | Residential heating technology - Biomass boiler, automatic stoking , wood pellets or wood chips - apartment complex - existing building - distributed level 0.33 | HOUWPE | HOUETARHN_OLDC_DMD | MKr20 | 2030 | 1.447 | 0.025887 |  | 25 | 11 | 50 | 1 | 4 | ETA | C | OLD |  |  | RHNBHWPE | 2 | 0.33333 | HOUETARHNBHWPEN01_OLDCEXT39
HOUETARHNBHWPEN01_OLDCEXT39_D33 | Residential heating technology - Biomass boiler, automatic stoking , wood pellets or wood chips - apartment complex - existing building - distributed level 0.33 | HOUWPE | HOUETARHN_OLDC_DMD | MKr20 | 2040 | 1.3762 | 0.025061 |  | 25 | 9 | 45 | 1 | 4 | ETA | C | OLD |  |  | RHNBHWPE | 2 | 0.33333 | HOUETARHNBHWPEN01_OLDCEXT39
HOUETARHNBHWPEN01_OLDCEXT39_D33 | Residential heating technology - Biomass boiler, automatic stoking , wood pellets or wood chips - apartment complex - existing building - distributed level 0.33 | HOUWPE | HOUETARHN_OLDC_DMD | MKr20 | 2050 | 1.3089 | 0.023982 |  | 25 | 9 | 40 | 0 | 4 | ETA | C | OLD |  |  | RHNBHWPE | 2 | 0.33333 | HOUETARHNBHWPEN01_OLDCEXT39
HOUETARHNBHSOLN01_OLDIEXT39_D33 | Residential heating technology - Solar heating system - apartment complex - existing building - distributed level 0.33 | HOUSOL | HOUETARHN_OLDI_DMD | MKr20 | 2025 | 3.828 | 0.021832 | [6 empty] | ETA | I | OLD |  |  | RHNBHSOL | 2 | 0.33333 | HOUETARHNBHSOLN01_OLDIEXT39
HOUETARHNBHSOLN01_OLDIEXT39_D33 | Residential heating technology - Solar heating system - apartment complex - existing building - distributed level 0.33 | HOUSOL | HOUETARHN_OLDI_DMD | MKr20 | 2030 | 3.6552 | 0.022301 | [6 empty] | ETA | I | OLD |  |  | RHNBHSOL | 2 | 0.33333 | HOUETARHNBHSOLN01_OLDIEXT39
HOUETARHNBHSOLN01_OLDIEXT39_D33 | Residential heating technology - Solar heating system - apartment complex - existing building - distributed level 0.33 | HOUSOL | HOUETARHN_OLDI_DMD | MKr20 | 2040 | 3.4823 | 0.021696 | [6 empty] | ETA | I | OLD |  |  | RHNBHSOL | 2 | 0.33333 | HOUETARHNBHSOLN01_OLDIEXT39
HOUETARHNBHSOLN01_OLDIEXT39_D33 | Residential heating technology - Solar heating system - apartment complex - existing building - distributed level 0.33 | HOUSOL | HOUETARHN_OLDI_DMD | MKr20 | 2050 | 3.3094 | 0.020597 | [6 empty] | ETA | I | OLD |  |  | RHNBHSOL | 2 | 0.33333 | HOUETARHNBHSOLN01_OLDIEXT39
HOUETARHNBHSOLN01_OLDDEXT39_D33 | Residential heating technology - Solar heating system - apartment complex - existing building - distributed level 0.33 | HOUSOL | HOUETARHN_OLDD_DMD | MKr20 | 2025 | 3.828 | 0.021832 | [6 empty] | ETA | D | OLD |  |  | RHNBHSOL | 2 | 0.33333 | HOUETARHNBHSOLN01_OLDDEXT39
HOUETARHNBHSOLN01_OLDDEXT39_D33 | Residential heating technology - Solar heating system - apartment complex - existing building - distributed level 0.33 | HOUSOL | HOUETARHN_OLDD_DMD | MKr20 | 2030 | 3.6552 | 0.022301 | [6 empty] | ETA | D | OLD |  |  | RHNBHSOL | 2 | 0.33333 | HOUETARHNBHSOLN01_OLDDEXT39
HOUETARHNBHSOLN01_OLDDEXT39_D33 | Residential heating technology - Solar heating system - apartment complex - existing building - distributed level 0.33 | HOUSOL | HOUETARHN_OLDD_DMD | MKr20 | 2040 | 3.4823 | 0.021696 | [6 empty] | ETA | D | OLD |  |  | RHNBHSOL | 2 | 0.33333 | HOUETARHNBHSOLN01_OLDDEXT39
HOUETARHNBHSOLN01_OLDDEXT39_D33 | Residential heating technology - Solar heating system - apartment complex - existing building - distributed level 0.33 | HOUSOL | HOUETARHN_OLDD_DMD | MKr20 | 2050 | 3.3094 | 0.020597 | [6 empty] | ETA | D | OLD |  |  | RHNBHSOL | 2 | 0.33333 | HOUETARHNBHSOLN01_OLDDEXT39
HOUETARHNBHSOLN01_OLDCEXT39_D33 | Residential heating technology - Solar heating system - apartment complex - existing building - distributed level 0.33 | HOUSOL | HOUETARHN_OLDC_DMD | MKr20 | 2025 | 3.828 | 0.021832 | [6 empty] | ETA | C | OLD |  |  | RHNBHSOL | 2 | 0.33333 | HOUETARHNBHSOLN01_OLDCEXT39
HOUETARHNBHSOLN01_OLDCEXT39_D33 | Residential heating technology - Solar heating system - apartment complex - existing building - distributed level 0.33 | HOUSOL | HOUETARHN_OLDC_DMD | MKr20 | 2030 | 3.6552 | 0.022301 | [6 empty] | ETA | C | OLD |  |  | RHNBHSOL | 2 | 0.33333 | HOUETARHNBHSOLN01_OLDCEXT39
HOUETARHNBHSOLN01_OLDCEXT39_D33 | Residential heating technology - Solar heating system - apartment complex - existing building - distributed level 0.33 | HOUSOL | HOUETARHN_OLDC_DMD | MKr20 | 2040 | 3.4823 | 0.021696 | [6 empty] | ETA | C | OLD |  |  | RHNBHSOL | 2 | 0.33333 | HOUETARHNBHSOLN01_OLDCEXT39
HOUETARHNBHSOLN01_OLDCEXT39_D33 | Residential heating technology - Solar heating system - apartment complex - existing building - distributed level 0.33 | HOUSOL | HOUETARHN_OLDC_DMD | MKr20 | 2050 | 3.3094 | 0.020597 | [6 empty] | ETA | C | OLD |  |  | RHNBHSOL | 2 | 0.33333 | HOUETARHNBHSOLN01_OLDCEXT39
HOUETARHNBHOILN01_OLDIEXT39_D33 | Residential heating technology - Oil boiler (mineral oil fired, < 10 % FAME) - apartment complex - existing building - distributed level 0.33 | HOUOIL, HOUDSB, HOUDSE | HOUETARHN_OLDI_DMD | MKr20 | 2025 | 0.54968 | 0.018028 |  | 6.7 | 5 | 52 | 0 | 0 | ETA | I | OLD |  |  | RHNBHOIL | 2 | 0.33333 | HOUETARHNBHOILN01_OLDIEXT39
HOUETARHNBHOILN01_OLDIEXT39_D33 | Residential heating technology - Oil boiler (mineral oil fired, < 10 % FAME) - apartment complex - existing building - distributed level 0.33 | HOUOIL, HOUDSB, HOUDSE | HOUETARHN_OLDI_DMD | MKr20 | 2030 | 0.53607 | 0.018289 |  | 6.7 | 5 | 52 | 0 | 0 | ETA | I | OLD |  |  | RHNBHOIL | 2 | 0.33333 | HOUETARHNBHOILN01_OLDIEXT39
HOUETARHNBHOILN01_OLDIEXT39_D33 | Residential heating technology - Oil boiler (mineral oil fired, < 10 % FAME) - apartment complex - existing building - distributed level 0.33 | HOUOIL, HOUDSB, HOUDSE | HOUETARHN_OLDI_DMD | MKr20 | 2040 | 0.50987 | 0.018457 |  | 6.7 | 5 | 52 | 0 | 0 | ETA | I | OLD |  |  | RHNBHOIL | 2 | 0.33333 | HOUETARHNBHOILN01_OLDIEXT39
HOUETARHNBHOILN01_OLDIEXT39_D33 | Residential heating technology - Oil boiler (mineral oil fired, < 10 % FAME) - apartment complex - existing building - distributed level 0.33 | HOUOIL, HOUDSB, HOUDSE | HOUETARHN_OLDI_DMD | MKr20 | 2050 | 0.48494 | 0.018611 |  | 6.7 | 5 | 52 | 0 | 0 | ETA | I | OLD |  |  | RHNBHOIL | 2 | 0.33333 | HOUETARHNBHOILN01_OLDIEXT39
HOUETARHNBHOILN01_OLDDEXT39_D33 | Residential heating technology - Oil boiler (mineral oil fired, < 10 % FAME) - apartment complex - existing building - distributed level 0.33 | HOUOIL, HOUDSB, HOUDSE | HOUETARHN_OLDD_DMD | MKr20 | 2025 | 0.54968 | 0.018028 |  | 6.7 | 5 | 52 | 0 | 0 | ETA | D | OLD |  |  | RHNBHOIL | 2 | 0.33333 | HOUETARHNBHOILN01_OLDDEXT39
HOUETARHNBHOILN01_OLDDEXT39_D33 | Residential heating technology - Oil boiler (mineral oil fired, < 10 % FAME) - apartment complex - existing building - distributed level 0.33 | HOUOIL, HOUDSB, HOUDSE | HOUETARHN_OLDD_DMD | MKr20 | 2030 | 0.53607 | 0.018289 |  | 6.7 | 5 | 52 | 0 | 0 | ETA | D | OLD |  |  | RHNBHOIL | 2 | 0.33333 | HOUETARHNBHOILN01_OLDDEXT39
HOUETARHNBHOILN01_OLDDEXT39_D33 | Residential heating technology - Oil boiler (mineral oil fired, < 10 % FAME) - apartment complex - existing building - distributed level 0.33 | HOUOIL, HOUDSB, HOUDSE | HOUETARHN_OLDD_DMD | MKr20 | 2040 | 0.50987 | 0.018457 |  | 6.7 | 5 | 52 | 0 | 0 | ETA | D | OLD |  |  | RHNBHOIL | 2 | 0.33333 | HOUETARHNBHOILN01_OLDDEXT39
HOUETARHNBHOILN01_OLDDEXT39_D33 | Residential heating technology - Oil boiler (mineral oil fired, < 10 % FAME) - apartment complex - existing building - distributed level 0.33 | HOUOIL, HOUDSB, HOUDSE | HOUETARHN_OLDD_DMD | MKr20 | 2050 | 0.48494 | 0.018611 |  | 6.7 | 5 | 52 | 0 | 0 | ETA | D | OLD |  |  | RHNBHOIL | 2 | 0.33333 | HOUETARHNBHOILN01_OLDDEXT39
HOUETARHNBHOILN01_OLDCEXT39_D33 | Residential heating technology - Oil boiler (mineral oil fired, < 10 % FAME) - apartment complex - existing building - distributed level 0.33 | HOUOIL, HOUDSB, HOUDSE | HOUETARHN_OLDC_DMD | MKr20 | 2025 | 0.54968 | 0.018028 |  | 6.7 | 5 | 52 | 0 | 0 | ETA | C | OLD |  |  | RHNBHOIL | 2 | 0.33333 | HOUETARHNBHOILN01_OLDCEXT39
HOUETARHNBHOILN01_OLDCEXT39_D33 | Residential heating technology - Oil boiler (mineral oil fired, < 10 % FAME) - apartment complex - existing building - distributed level 0.33 | HOUOIL, HOUDSB, HOUDSE | HOUETARHN_OLDC_DMD | MKr20 | 2030 | 0.53607 | 0.018289 |  | 6.7 | 5 | 52 | 0 | 0 | ETA | C | OLD |  |  | RHNBHOIL | 2 | 0.33333 | HOUETARHNBHOILN01_OLDCEXT39
HOUETARHNBHOILN01_OLDCEXT39_D33 | Residential heating technology - Oil boiler (mineral oil fired, < 10 % FAME) - apartment complex - existing building - distributed level 0.33 | HOUOIL, HOUDSB, HOUDSE | HOUETARHN_OLDC_DMD | MKr20 | 2040 | 0.50987 | 0.018457 |  | 6.7 | 5 | 52 | 0 | 0 | ETA | C | OLD |  |  | RHNBHOIL | 2 | 0.33333 | HOUETARHNBHOILN01_OLDCEXT39
HOUETARHNBHOILN01_OLDCEXT39_D33 | Residential heating technology - Oil boiler (mineral oil fired, < 10 % FAME) - apartment complex - existing building - distributed level 0.33 | HOUOIL, HOUDSB, HOUDSE | HOUETARHN_OLDC_DMD | MKr20 | 2050 | 0.48494 | 0.018611 |  | 6.7 | 5 | 52 | 0 | 0 | ETA | C | OLD |  |  | RHNBHOIL | 2 | 0.33333 | HOUETARHNBHOILN01_OLDCEXT39
HOUETARHNBHGASN01_OLDIEXT39_D33 | Residential heating technology - Natural gas boiler - apartment complex - existing building - distributed level 0.33 | HOUGAS | HOUETARHN_OLDI_DMD | MKr20 | 2025 | 0.35705 | 0.011423 |  | 0.43 | 0.1 | 20.4 | 1 | 1 | ETA | I | OLD |  |  | RHNBHGAS | 2 | 0.33333 | HOUETARHNBHGASN01_OLDIEXT39
HOUETARHNBHGASN01_OLDIEXT39_D33 | Residential heating technology - Natural gas boiler - apartment complex - existing building - distributed level 0.33 | HOUGAS | HOUETARHN_OLDI_DMD | MKr20 | 2030 | 0.34953 | 0.011318 |  | 0.43 | 0.1 | 20.4 | 1 | 1 | ETA | I | OLD |  |  | RHNBHGAS | 2 | 0.33333 | HOUETARHNBHGASN01_OLDIEXT39
HOUETARHNBHGASN01_OLDIEXT39_D33 | Residential heating technology - Natural gas boiler - apartment complex - existing building - distributed level 0.33 | HOUGAS | HOUETARHN_OLDI_DMD | MKr20 | 2040 | 0.33504 | 0.010853 |  | 0.43 | 0.1 | 20.4 | 1 | 1 | ETA | I | OLD |  |  | RHNBHGAS | 2 | 0.33333 | HOUETARHNBHGASN01_OLDIEXT39
HOUETARHNBHGASN01_OLDIEXT39_D33 | Residential heating technology - Natural gas boiler - apartment complex - existing building - distributed level 0.33 | HOUGAS | HOUETARHN_OLDI_DMD | MKr20 | 2050 | 0.32125 | 0.0030954 |  | 0.43 | 0.1 | 20.4 | 1 | 1 | ETA | I | OLD |  |  | RHNBHGAS | 2 | 0.33333 | HOUETARHNBHGASN01_OLDIEXT39
HOUETARHNBHGASN01_OLDDEXT39_D33 | Residential heating technology - Natural gas boiler - apartment complex - existing building - distributed level 0.33 | HOUGAS | HOUETARHN_OLDD_DMD | MKr20 | 2025 | 0.35705 | 0.011423 |  | 0.43 | 0.1 | 20.4 | 1 | 1 | ETA | D | OLD |  |  | RHNBHGAS | 2 | 0.33333 | HOUETARHNBHGASN01_OLDDEXT39
HOUETARHNBHGASN01_OLDDEXT39_D33 | Residential heating technology - Natural gas boiler - apartment complex - existing building - distributed level 0.33 | HOUGAS | HOUETARHN_OLDD_DMD | MKr20 | 2030 | 0.34953 | 0.011318 |  | 0.43 | 0.1 | 20.4 | 1 | 1 | ETA | D | OLD |  |  | RHNBHGAS | 2 | 0.33333 | HOUETARHNBHGASN01_OLDDEXT39
HOUETARHNBHGASN01_OLDDEXT39_D33 | Residential heating technology - Natural gas boiler - apartment complex - existing building - distributed level 0.33 | HOUGAS | HOUETARHN_OLDD_DMD | MKr20 | 2040 | 0.33504 | 0.010853 |  | 0.43 | 0.1 | 20.4 | 1 | 1 | ETA | D | OLD |  |  | RHNBHGAS | 2 | 0.33333 | HOUETARHNBHGASN01_OLDDEXT39
HOUETARHNBHGASN01_OLDDEXT39_D33 | Residential heating technology - Natural gas boiler - apartment complex - existing building - distributed level 0.33 | HOUGAS | HOUETARHN_OLDD_DMD | MKr20 | 2050 | 0.32125 | 0.0030954 |  | 0.43 | 0.1 | 20.4 | 1 | 1 | ETA | D | OLD |  |  | RHNBHGAS | 2 | 0.33333 | HOUETARHNBHGASN01_OLDDEXT39
HOUETARHNBHGASN01_OLDCEXT39_D33 | Residential heating technology - Natural gas boiler - apartment complex - existing building - distributed level 0.33 | HOUGAS | HOUETARHN_OLDC_DMD | MKr20 | 2025 | 0.35705 | 0.011423 |  | 0.43 | 0.1 | 20.4 | 1 | 1 | ETA | C | OLD |  |  | RHNBHGAS | 2 | 0.33333 | HOUETARHNBHGASN01_OLDCEXT39
HOUETARHNBHGASN01_OLDCEXT39_D33 | Residential heating technology - Natural gas boiler - apartment complex - existing building - distributed level 0.33 | HOUGAS | HOUETARHN_OLDC_DMD | MKr20 | 2030 | 0.34953 | 0.011318 |  | 0.43 | 0.1 | 20.4 | 1 | 1 | ETA | C | OLD |  |  | RHNBHGAS | 2 | 0.33333 | HOUETARHNBHGASN01_OLDCEXT39
HOUETARHNBHGASN01_OLDCEXT39_D33 | Residential heating technology - Natural gas boiler - apartment complex - existing building - distributed level 0.33 | HOUGAS | HOUETARHN_OLDC_DMD | MKr20 | 2040 | 0.33504 | 0.010853 |  | 0.43 | 0.1 | 20.4 | 1 | 1 | ETA | C | OLD |  |  | RHNBHGAS | 2 | 0.33333 | HOUETARHNBHGASN01_OLDCEXT39
HOUETARHNBHGASN01_OLDCEXT39_D33 | Residential heating technology - Natural gas boiler - apartment complex - existing building - distributed level 0.33 | HOUGAS | HOUETARHN_OLDC_DMD | MKr20 | 2050 | 0.32125 | 0.0030954 |  | 0.43 | 0.1 | 20.4 | 1 | 1 | ETA | C | OLD |  |  | RHNBHGAS | 2 | 0.33333 | HOUETARHNBHGASN01_OLDCEXT39
HOUETARHNBHDHDN09_OLDIEXT39_D33 | Residential heating technology - Direct district heating substation - plus connection pipe - plus distribution (heating density: low ) - apartment complex - existing building - distributed level 0.33 | HOUDHD | HOUETARHN_OLDI_DMD | MKr20 | 2025 | 0.39284 | 0.0015559 | [6 empty] | ETA | I | OLD |  |  | RHNBHDHD | 2 | 0.33333 | HOUETARHNBHDHDN09_OLDIEXT39
HOUETARHNBHDHDN09_OLDIEXT39_D33 | Residential heating technology - Direct district heating substation - plus connection pipe - plus distribution (heating density: low ) - apartment complex - existing building - distributed level 0.33 | HOUDHD | HOUETARHN_OLDI_DMD | MKr20 | 2030 | 0.3877 | 0.001533 | [6 empty] | ETA | I | OLD |  |  | RHNBHDHD | 2 | 0.33333 | HOUETARHNBHDHDN09_OLDIEXT39
HOUETARHNBHDHDN09_OLDIEXT39_D33 | Residential heating technology - Direct district heating substation - plus connection pipe - plus distribution (heating density: low ) - apartment complex - existing building - distributed level 0.33 | HOUDHD | HOUETARHN_OLDI_DMD | MKr20 | 2040 | 0.37779 | 0.0014865 | [6 empty] | ETA | I | OLD |  |  | RHNBHDHD | 2 | 0.33333 | HOUETARHNBHDHDN09_OLDIEXT39
HOUETARHNBHDHDN09_OLDIEXT39_D33 | Residential heating technology - Direct district heating substation - plus connection pipe - plus distribution (heating density: low ) - apartment complex - existing building - distributed level 0.33 | HOUDHD | HOUETARHN_OLDI_DMD | MKr20 | 2050 | 0.36838 | 0.0014271 | [6 empty] | ETA | I | OLD |  |  | RHNBHDHD | 2 | 0.33333 | HOUETARHNBHDHDN09_OLDIEXT39
HOUETARHNBHDHDN07_OLDIEXT39_D33 | Residential heating technology - Direct district heating substation - plus connection pipe - plus distribution (heating density: medium ) - apartment complex - existing building - distributed level 0.33 | HOUDHD | HOUETARHN_OLDI_DMD | MKr20 | 2025 | 0.33482 | 0.0015559 | [6 empty] | ETA | I | OLD |  |  | RHNBHDHD | 2 | 0.33333 | HOUETARHNBHDHDN07_OLDIEXT39
HOUETARHNBHDHDN07_OLDIEXT39_D33 | Residential heating technology - Direct district heating substation - plus connection pipe - plus distribution (heating density: medium ) - apartment complex - existing building - distributed level 0.33 | HOUDHD | HOUETARHN_OLDI_DMD | MKr20 | 2030 | 0.32968 | 0.001533 | [6 empty] | ETA | I | OLD |  |  | RHNBHDHD | 2 | 0.33333 | HOUETARHNBHDHDN07_OLDIEXT39
HOUETARHNBHDHDN07_OLDIEXT39_D33 | Residential heating technology - Direct district heating substation - plus connection pipe - plus distribution (heating density: medium ) - apartment complex - existing building - distributed level 0.33 | HOUDHD | HOUETARHN_OLDI_DMD | MKr20 | 2040 | 0.31978 | 0.0014865 | [6 empty] | ETA | I | OLD |  |  | RHNBHDHD | 2 | 0.33333 | HOUETARHNBHDHDN07_OLDIEXT39
HOUETARHNBHDHDN07_OLDIEXT39_D33 | Residential heating technology - Direct district heating substation - plus connection pipe - plus distribution (heating density: medium ) - apartment complex - existing building - distributed level 0.33 | HOUDHD | HOUETARHN_OLDI_DMD | MKr20 | 2050 | 0.31036 | 0.0014271 | [6 empty] | ETA | I | OLD |  |  | RHNBHDHD | 2 | 0.33333 | HOUETARHNBHDHDN07_OLDIEXT39
HOUETARHNBHDHDN05_OLDIEXT39_D33 | Residential heating technology - Direct district heating substation - plus connection pipe - plus distribution (heating density: high ) - apartment complex - existing building - distributed level 0.33 | HOUDHD | HOUETARHN_OLDI_DMD | MKr20 | 2025 | 0.27681 | 0.0015559 | [6 empty] | ETA | I | OLD |  |  | RHNBHDHD | 2 | 0.33333 | HOUETARHNBHDHDN05_OLDIEXT39
HOUETARHNBHDHDN05_OLDIEXT39_D33 | Residential heating technology - Direct district heating substation - plus connection pipe - plus distribution (heating density: high ) - apartment complex - existing building - distributed level 0.33 | HOUDHD | HOUETARHN_OLDI_DMD | MKr20 | 2030 | 0.27167 | 0.001533 | [6 empty] | ETA | I | OLD |  |  | RHNBHDHD | 2 | 0.33333 | HOUETARHNBHDHDN05_OLDIEXT39
HOUETARHNBHDHDN05_OLDIEXT39_D33 | Residential heating technology - Direct district heating substation - plus connection pipe - plus distribution (heating density: high ) - apartment complex - existing building - distributed level 0.33 | HOUDHD | HOUETARHN_OLDI_DMD | MKr20 | 2040 | 0.26177 | 0.0014865 | [6 empty] | ETA | I | OLD |  |  | RHNBHDHD | 2 | 0.33333 | HOUETARHNBHDHDN05_OLDIEXT39
HOUETARHNBHDHDN05_OLDIEXT39_D33 | Residential heating technology - Direct district heating substation - plus connection pipe - plus distribution (heating density: high ) - apartment complex - existing building - distributed level 0.33 | HOUDHD | HOUETARHN_OLDI_DMD | MKr20 | 2050 | 0.25235 | 0.0014271 | [6 empty] | ETA | I | OLD |  |  | RHNBHDHD | 2 | 0.33333 | HOUETARHNBHDHDN05_OLDIEXT39
HOUETARHNBHDHDN03_OLDDEXT39_D33 | Residential heating technology - Direct district heating substation - plus connection pipe - apartment complex - existing building - distributed level 0.33 | HOUDHD | HOUETARHN_OLDD_DMD | MKr20 | 2025 | 0.2554 | 0.0015559 | [6 empty] | ETA | D | OLD |  |  | RHNBHDHD | 2 | 0.33333 | HOUETARHNBHDHDN03_OLDDEXT39
HOUETARHNBHDHDN03_OLDDEXT39_D33 | Residential heating technology - Direct district heating substation - plus connection pipe - apartment complex - existing building - distributed level 0.33 | HOUDHD | HOUETARHN_OLDD_DMD | MKr20 | 2030 | 0.25066 | 0.001533 | [6 empty] | ETA | D | OLD |  |  | RHNBHDHD | 2 | 0.33333 | HOUETARHNBHDHDN03_OLDDEXT39
HOUETARHNBHDHDN03_OLDDEXT39_D33 | Residential heating technology - Direct district heating substation - plus connection pipe - apartment complex - existing building - distributed level 0.33 | HOUDHD | HOUETARHN_OLDD_DMD | MKr20 | 2040 | 0.24152 | 0.0014865 | [6 empty] | ETA | D | OLD |  |  | RHNBHDHD | 2 | 0.33333 | HOUETARHNBHDHDN03_OLDDEXT39
HOUETARHNBHDHDN03_OLDDEXT39_D33 | Residential heating technology - Direct district heating substation - plus connection pipe - apartment complex - existing building - distributed level 0.33 | HOUDHD | HOUETARHN_OLDD_DMD | MKr20 | 2050 | 0.23283 | 0.0014271 | [6 empty] | ETA | D | OLD |  |  | RHNBHDHD | 2 | 0.33333 | HOUETARHNBHDHDN03_OLDDEXT39
HOUETARHNBHDHDN01_OLDDEXT39_D33 | Residential heating technology - Direct district heating substation - apartment complex - existing building - distributed level 0.33 | HOUDHD | HOUETARHN_OLDD_DMD | MKr20 | 2025 | 0.20766 | 0.0015559 | [6 empty] | ETA | D | OLD |  |  | RHNBHDHD | 2 | 0.33333 | HOUETARHNBHDHDN01_OLDDEXT39
HOUETARHNBHDHDN01_OLDDEXT39_D33 | Residential heating technology - Direct district heating substation - apartment complex - existing building - distributed level 0.33 | HOUDHD | HOUETARHN_OLDD_DMD | MKr20 | 2030 | 0.20252 | 0.001533 | [6 empty] | ETA | D | OLD |  |  | RHNBHDHD | 2 | 0.33333 | HOUETARHNBHDHDN01_OLDDEXT39
HOUETARHNBHDHDN01_OLDDEXT39_D33 | Residential heating technology - Direct district heating substation - apartment complex - existing building - distributed level 0.33 | HOUDHD | HOUETARHN_OLDD_DMD | MKr20 | 2040 | 0.19262 | 0.0014865 | [6 empty] | ETA | D | OLD |  |  | RHNBHDHD | 2 | 0.33333 | HOUETARHNBHDHDN01_OLDDEXT39
HOUETARHNBHDHDN01_OLDDEXT39_D33 | Residential heating technology - Direct district heating substation - apartment complex - existing building - distributed level 0.33 | HOUDHD | HOUETARHN_OLDD_DMD | MKr20 | 2050 | 0.1832 | 0.0014271 | [6 empty] | ETA | D | OLD |  |  | RHNBHDHD | 2 | 0.33333 | HOUETARHNBHDHDN01_OLDDEXT39
HOUETARHNBHDHCN09_OLDIEXT39_D33 | Residential heating technology - Direct district heating substation - plus connection pipe - plus distribution (heating density: low ) - apartment complex - existing building - distributed level 0.33 | HOUDHC | HOUETARHN_OLDI_DMD | MKr20 | 2025 | 0.39284 | 0.0015559 | [6 empty] | ETA | I | OLD |  |  | RHNBHDHC | 2 | 0.33333 | HOUETARHNBHDHCN09_OLDIEXT39
HOUETARHNBHDHCN09_OLDIEXT39_D33 | Residential heating technology - Direct district heating substation - plus connection pipe - plus distribution (heating density: low ) - apartment complex - existing building - distributed level 0.33 | HOUDHC | HOUETARHN_OLDI_DMD | MKr20 | 2030 | 0.3877 | 0.001533 | [6 empty] | ETA | I | OLD |  |  | RHNBHDHC | 2 | 0.33333 | HOUETARHNBHDHCN09_OLDIEXT39
HOUETARHNBHDHCN09_OLDIEXT39_D33 | Residential heating technology - Direct district heating substation - plus connection pipe - plus distribution (heating density: low ) - apartment complex - existing building - distributed level 0.33 | HOUDHC | HOUETARHN_OLDI_DMD | MKr20 | 2040 | 0.37779 | 0.0014865 | [6 empty] | ETA | I | OLD |  |  | RHNBHDHC | 2 | 0.33333 | HOUETARHNBHDHCN09_OLDIEXT39
HOUETARHNBHDHCN09_OLDIEXT39_D33 | Residential heating technology - Direct district heating substation - plus connection pipe - plus distribution (heating density: low ) - apartment complex - existing building - distributed level 0.33 | HOUDHC | HOUETARHN_OLDI_DMD | MKr20 | 2050 | 0.36838 | 0.0014271 | [6 empty] | ETA | I | OLD |  |  | RHNBHDHC | 2 | 0.33333 | HOUETARHNBHDHCN09_OLDIEXT39
HOUETARHNBHDHCN07_OLDIEXT39_D33 | Residential heating technology - Direct district heating substation - plus connection pipe - plus distribution (heating density: medium ) - apartment complex - existing building - distributed level 0.33 | HOUDHC | HOUETARHN_OLDI_DMD | MKr20 | 2025 | 0.33482 | 0.0015559 | [6 empty] | ETA | I | OLD |  |  | RHNBHDHC | 2 | 0.33333 | HOUETARHNBHDHCN07_OLDIEXT39
HOUETARHNBHDHCN07_OLDIEXT39_D33 | Residential heating technology - Direct district heating substation - plus connection pipe - plus distribution (heating density: medium ) - apartment complex - existing building - distributed level 0.33 | HOUDHC | HOUETARHN_OLDI_DMD | MKr20 | 2030 | 0.32968 | 0.001533 | [6 empty] | ETA | I | OLD |  |  | RHNBHDHC | 2 | 0.33333 | HOUETARHNBHDHCN07_OLDIEXT39
HOUETARHNBHDHCN07_OLDIEXT39_D33 | Residential heating technology - Direct district heating substation - plus connection pipe - plus distribution (heating density: medium ) - apartment complex - existing building - distributed level 0.33 | HOUDHC | HOUETARHN_OLDI_DMD | MKr20 | 2040 | 0.31978 | 0.0014865 | [6 empty] | ETA | I | OLD |  |  | RHNBHDHC | 2 | 0.33333 | HOUETARHNBHDHCN07_OLDIEXT39
HOUETARHNBHDHCN07_OLDIEXT39_D33 | Residential heating technology - Direct district heating substation - plus connection pipe - plus distribution (heating density: medium ) - apartment complex - existing building - distributed level 0.33 | HOUDHC | HOUETARHN_OLDI_DMD | MKr20 | 2050 | 0.31036 | 0.0014271 | [6 empty] | ETA | I | OLD |  |  | RHNBHDHC | 2 | 0.33333 | HOUETARHNBHDHCN07_OLDIEXT39
HOUETARHNBHDHCN05_OLDIEXT39_D33 | Residential heating technology - Direct district heating substation - plus connection pipe - plus distribution (heating density: high ) - apartment complex - existing building - distributed level 0.33 | HOUDHC | HOUETARHN_OLDI_DMD | MKr20 | 2025 | 0.27681 | 0.0015559 | [6 empty] | ETA | I | OLD |  |  | RHNBHDHC | 2 | 0.33333 | HOUETARHNBHDHCN05_OLDIEXT39
HOUETARHNBHDHCN05_OLDIEXT39_D33 | Residential heating technology - Direct district heating substation - plus connection pipe - plus distribution (heating density: high ) - apartment complex - existing building - distributed level 0.33 | HOUDHC | HOUETARHN_OLDI_DMD | MKr20 | 2030 | 0.27167 | 0.001533 | [6 empty] | ETA | I | OLD |  |  | RHNBHDHC | 2 | 0.33333 | HOUETARHNBHDHCN05_OLDIEXT39
HOUETARHNBHDHCN05_OLDIEXT39_D33 | Residential heating technology - Direct district heating substation - plus connection pipe - plus distribution (heating density: high ) - apartment complex - existing building - distributed level 0.33 | HOUDHC | HOUETARHN_OLDI_DMD | MKr20 | 2040 | 0.26177 | 0.0014865 | [6 empty] | ETA | I | OLD |  |  | RHNBHDHC | 2 | 0.33333 | HOUETARHNBHDHCN05_OLDIEXT39
HOUETARHNBHDHCN05_OLDIEXT39_D33 | Residential heating technology - Direct district heating substation - plus connection pipe - plus distribution (heating density: high ) - apartment complex - existing building - distributed level 0.33 | HOUDHC | HOUETARHN_OLDI_DMD | MKr20 | 2050 | 0.25235 | 0.0014271 | [6 empty] | ETA | I | OLD |  |  | RHNBHDHC | 2 | 0.33333 | HOUETARHNBHDHCN05_OLDIEXT39
HOUETARHNBHDHCN03_OLDCEXT39_D33 | Residential heating technology - Direct district heating substation - plus connection pipe - apartment complex - existing building - distributed level 0.33 | HOUDHC | HOUETARHN_OLDC_DMD | MKr20 | 2025 | 0.2554 | 0.0015559 | [6 empty] | ETA | C | OLD |  |  | RHNBHDHC | 2 | 0.33333 | HOUETARHNBHDHCN03_OLDCEXT39
HOUETARHNBHDHCN03_OLDCEXT39_D33 | Residential heating technology - Direct district heating substation - plus connection pipe - apartment complex - existing building - distributed level 0.33 | HOUDHC | HOUETARHN_OLDC_DMD | MKr20 | 2030 | 0.25066 | 0.001533 | [6 empty] | ETA | C | OLD |  |  | RHNBHDHC | 2 | 0.33333 | HOUETARHNBHDHCN03_OLDCEXT39
HOUETARHNBHDHCN03_OLDCEXT39_D33 | Residential heating technology - Direct district heating substation - plus connection pipe - apartment complex - existing building - distributed level 0.33 | HOUDHC | HOUETARHN_OLDC_DMD | MKr20 | 2040 | 0.24152 | 0.0014865 | [6 empty] | ETA | C | OLD |  |  | RHNBHDHC | 2 | 0.33333 | HOUETARHNBHDHCN03_OLDCEXT39
HOUETARHNBHDHCN03_OLDCEXT39_D33 | Residential heating technology - Direct district heating substation - plus connection pipe - apartment complex - existing building - distributed level 0.33 | HOUDHC | HOUETARHN_OLDC_DMD | MKr20 | 2050 | 0.23283 | 0.0014271 | [6 empty] | ETA | C | OLD |  |  | RHNBHDHC | 2 | 0.33333 | HOUETARHNBHDHCN03_OLDCEXT39
HOUETARHNBHDHCN01_OLDCEXT39_D33 | Residential heating technology - Direct district heating substation - apartment complex - existing building - distributed level 0.33 | HOUDHC | HOUETARHN_OLDC_DMD | MKr20 | 2025 | 0.20766 | 0.0015559 | [6 empty] | ETA | C | OLD |  |  | RHNBHDHC | 2 | 0.33333 | HOUETARHNBHDHCN01_OLDCEXT39
HOUETARHNBHDHCN01_OLDCEXT39_D33 | Residential heating technology - Direct district heating substation - apartment complex - existing building - distributed level 0.33 | HOUDHC | HOUETARHN_OLDC_DMD | MKr20 | 2030 | 0.20252 | 0.001533 | [6 empty] | ETA | C | OLD |  |  | RHNBHDHC | 2 | 0.33333 | HOUETARHNBHDHCN01_OLDCEXT39
HOUETARHNBHDHCN01_OLDCEXT39_D33 | Residential heating technology - Direct district heating substation - apartment complex - existing building - distributed level 0.33 | HOUDHC | HOUETARHN_OLDC_DMD | MKr20 | 2040 | 0.19262 | 0.0014865 | [6 empty] | ETA | C | OLD |  |  | RHNBHDHC | 2 | 0.33333 | HOUETARHNBHDHCN01_OLDCEXT39
HOUETARHNBHDHCN01_OLDCEXT39_D33 | Residential heating technology - Direct district heating substation - apartment complex - existing building - distributed level 0.33 | HOUDHC | HOUETARHN_OLDC_DMD | MKr20 | 2050 | 0.1832 | 0.0014271 | [6 empty] | ETA | C | OLD |  |  | RHNBHDHC | 2 | 0.33333 | HOUETARHNBHDHCN01_OLDCEXT39
HOUETARHNBHDHCN01_OLDC_FBHDHCE01_D50 | Residential heating technology - Direct district heating substation - apartment complex - existing building - distributed MEAN level | HOUDHC | HOUETARHN_OLDC_DMD | MKr20 | 2020 | 0.20646 | 0.0016539 | [6 empty] | ETA | C | OLD |  |  | RHNBHDHC | 3 | 0.5 | HOUETARHNBHDHCN01_OLDC_FBHDHCE01 | 0.95 | HOUETARHNBHDHCN01_OLDC | HOUETARHNBHDHCE01_OLDC | BHDHCE01 | BHDHCN01 | ETA_OLDC | BHDHCE01_BHDHCN01 | 2 | 0 | 0.9 | Same
HOUETARHNBHDHCN01_OLDC_FBHDHCE01_D50 | Residential heating technology - Direct district heating substation - apartment complex - existing building - distributed MEAN level | HOUDHC | HOUETARHN_OLDC_DMD | MKr20 | 2025 | 0.20135 | 0.0016763 | [6 empty] | ETA | C | OLD |  |  | RHNBHDHC | 3 | 0.5 | HOUETARHNBHDHCN01_OLDC_FBHDHCE01 | 0.95 | HOUETARHNBHDHCN01_OLDC | HOUETARHNBHDHCE01_OLDC | BHDHCE01 | BHDHCN01 | ETA_OLDC | BHDHCE01_BHDHCN01 | 2 | 0 | 0.9 | Same
HOUETARHNBHDHCN01_OLDC_FBHDHCE01_D50 | Residential heating technology - Direct district heating substation - apartment complex - existing building - distributed MEAN level | HOUDHC | HOUETARHN_OLDC_DMD | MKr20 | 2030 | 0.19636 | 0.0016516 | [6 empty] | ETA | C | OLD |  |  | RHNBHDHC | 3 | 0.5 | HOUETARHNBHDHCN01_OLDC_FBHDHCE01 | 0.95 | HOUETARHNBHDHCN01_OLDC | HOUETARHNBHDHCE01_OLDC | BHDHCE01 | BHDHCN01 | ETA_OLDC | BHDHCE01_BHDHCN01 | 2 | 0 | 0.9 | Same
HOUETARHNBHDHCN01_OLDC_FBHDHCE01_D50 | Residential heating technology - Direct district heating substation - apartment complex - existing building - distributed MEAN level | HOUDHC | HOUETARHN_OLDC_DMD | MKr20 | 2040 | 0.18676 | 0.0016015 | [6 empty] | ETA | C | OLD |  |  | RHNBHDHC | 3 | 0.5 | HOUETARHNBHDHCN01_OLDC_FBHDHCE01 | 0.95 | HOUETARHNBHDHCN01_OLDC | HOUETARHNBHDHCE01_OLDC | BHDHCE01 | BHDHCN01 | ETA_OLDC | BHDHCE01_BHDHCN01 | 2 | 0 | 0.9 | Same
HOUETARHNBHDHCN01_OLDC_FBHDHCE01_D50 | Residential heating technology - Direct district heating substation - apartment complex - existing building - distributed MEAN level | HOUDHC | HOUETARHN_OLDC_DMD | MKr20 | 2050 | 0.17763 | 0.0015375 | [6 empty] | ETA | C | OLD |  |  | RHNBHDHC | 3 | 0.5 | HOUETARHNBHDHCN01_OLDC_FBHDHCE01 | 0.95 | HOUETARHNBHDHCN01_OLDC | HOUETARHNBHDHCE01_OLDC | BHDHCE01 | BHDHCN01 | ETA_OLDC | BHDHCE01_BHDHCN01 | 2 | 0 | 0.9 | Same
HOUPARRHNBHDHCN01_OLDC_FBHDHCE01_D50 | Residential heating technology - Direct district heating substation - single-family house - existing building - distributed MEAN level | HOUDHC | HOUPARRHN_OLDC_DMD | MKr20 | 2020 | 1.2125 | 0.030272 | [6 empty] | PAR | C | OLD |  |  | RHNBHDHC | 3 | 0.5 | HOUPARRHNBHDHCN01_OLDC_FBHDHCE01 | 0.95 | HOUPARRHNBHDHCN01_OLDC | HOUPARRHNBHDHCE01_OLDC | BHDHCE01 | BHDHCN01 | PAR_OLDC | BHDHCE01_BHDHCN01 | 2 | 0 | 0.9 | Same
HOUPARRHNBHDHCN01_OLDC_FBHDHCE01_D50 | Residential heating technology - Direct district heating substation - single-family house - existing building - distributed MEAN level | HOUDHC | HOUPARRHN_OLDC_DMD | MKr20 | 2025 | 1.179 | 0.030048 | [6 empty] | PAR | C | OLD |  |  | RHNBHDHC | 3 | 0.5 | HOUPARRHNBHDHCN01_OLDC_FBHDHCE01 | 0.95 | HOUPARRHNBHDHCN01_OLDC | HOUPARRHNBHDHCE01_OLDC | BHDHCE01 | BHDHCN01 | PAR_OLDC | BHDHCE01_BHDHCN01 | 2 | 0 | 0.9 | Same
HOUPARRHNBHDHCN01_OLDC_FBHDHCE01_D50 | Residential heating technology - Direct district heating substation - single-family house - existing building - distributed MEAN level | HOUDHC | HOUPARRHN_OLDC_DMD | MKr20 | 2030 | 1.151 | 0.029511 | [6 empty] | PAR | C | OLD |  |  | RHNBHDHC | 3 | 0.5 | HOUPARRHNBHDHCN01_OLDC_FBHDHCE01 | 0.95 | HOUPARRHNBHDHCN01_OLDC | HOUPARRHNBHDHCE01_OLDC | BHDHCE01 | BHDHCN01 | PAR_OLDC | BHDHCE01_BHDHCN01 | 2 | 0 | 0.9 | Same
HOUPARRHNBHDHCN01_OLDC_FBHDHCE01_D50 | Residential heating technology - Direct district heating substation - single-family house - existing building - distributed MEAN level | HOUDHC | HOUPARRHN_OLDC_DMD | MKr20 | 2040 | 1.1007 | 0.02824 | [6 empty] | PAR | C | OLD |  |  | RHNBHDHC | 3 | 0.5 | HOUPARRHNBHDHCN01_OLDC_FBHDHCE01 | 0.95 | HOUPARRHNBHDHCN01_OLDC | HOUPARRHNBHDHCE01_OLDC | BHDHCE01 | BHDHCN01 | PAR_OLDC | BHDHCE01_BHDHCN01 | 2 | 0 | 0.9 | Same
HOUPARRHNBHDHCN01_OLDC_FBHDHCE01_D50 | Residential heating technology - Direct district heating substation - single-family house - existing building - distributed MEAN level | HOUDHC | HOUPARRHN_OLDC_DMD | MKr20 | 2050 | 1.0449 | 0.026392 | [6 empty] | PAR | C | OLD |  |  | RHNBHDHC | 3 | 0.5 | HOUPARRHNBHDHCN01_OLDC_FBHDHCE01 | 0.95 | HOUPARRHNBHDHCN01_OLDC | HOUPARRHNBHDHCE01_OLDC | BHDHCE01 | BHDHCN01 | PAR_OLDC | BHDHCE01_BHDHCN01 | 2 | 0 | 0.9 | Same
HOUETARHNBHDHDN01_OLDD_FBHDHDE01_D50 | Residential heating technology - Direct district heating substation - apartment complex - existing building - distributed MEAN level | HOUDHD | HOUETARHN_OLDD_DMD | MKr20 | 2020 | 0.20646 | 0.0016539 | [6 empty] | ETA | D | OLD |  |  | RHNBHDHD | 3 | 0.5 | HOUETARHNBHDHDN01_OLDD_FBHDHDE01 | 0.95 | HOUETARHNBHDHDN01_OLDD | HOUETARHNBHDHDE01_OLDD | BHDHDE01 | BHDHDN01 | ETA_OLDD | BHDHDE01_BHDHDN01 | 2 | 0 | 0.9 | Same
HOUETARHNBHDHDN01_OLDD_FBHDHDE01_D50 | Residential heating technology - Direct district heating substation - apartment complex - existing building - distributed MEAN level | HOUDHD | HOUETARHN_OLDD_DMD | MKr20 | 2025 | 0.20135 | 0.0016763 | [6 empty] | ETA | D | OLD |  |  | RHNBHDHD | 3 | 0.5 | HOUETARHNBHDHDN01_OLDD_FBHDHDE01 | 0.95 | HOUETARHNBHDHDN01_OLDD | HOUETARHNBHDHDE01_OLDD | BHDHDE01 | BHDHDN01 | ETA_OLDD | BHDHDE01_BHDHDN01 | 2 | 0 | 0.9 | Same
HOUETARHNBHDHDN01_OLDD_FBHDHDE01_D50 | Residential heating technology - Direct district heating substation - apartment complex - existing building - distributed MEAN level | HOUDHD | HOUETARHN_OLDD_DMD | MKr20 | 2030 | 0.19636 | 0.0016516 | [6 empty] | ETA | D | OLD |  |  | RHNBHDHD | 3 | 0.5 | HOUETARHNBHDHDN01_OLDD_FBHDHDE01 | 0.95 | HOUETARHNBHDHDN01_OLDD | HOUETARHNBHDHDE01_OLDD | BHDHDE01 | BHDHDN01 | ETA_OLDD | BHDHDE01_BHDHDN01 | 2 | 0 | 0.9 | Same
HOUETARHNBHDHDN01_OLDD_FBHDHDE01_D50 | Residential heating technology - Direct district heating substation - apartment complex - existing building - distributed MEAN level | HOUDHD | HOUETARHN_OLDD_DMD | MKr20 | 2040 | 0.18676 | 0.0016015 | [6 empty] | ETA | D | OLD |  |  | RHNBHDHD | 3 | 0.5 | HOUETARHNBHDHDN01_OLDD_FBHDHDE01 | 0.95 | HOUETARHNBHDHDN01_OLDD | HOUETARHNBHDHDE01_OLDD | BHDHDE01 | BHDHDN01 | ETA_OLDD | BHDHDE01_BHDHDN01 | 2 | 0 | 0.9 | Same
HOUETARHNBHDHDN01_OLDD_FBHDHDE01_D50 | Residential heating technology - Direct district heating substation - apartment complex - existing building - distributed MEAN level | HOUDHD | HOUETARHN_OLDD_DMD | MKr20 | 2050 | 0.17763 | 0.0015375 | [6 empty] | ETA | D | OLD |  |  | RHNBHDHD | 3 | 0.5 | HOUETARHNBHDHDN01_OLDD_FBHDHDE01 | 0.95 | HOUETARHNBHDHDN01_OLDD | HOUETARHNBHDHDE01_OLDD | BHDHDE01 | BHDHDN01 | ETA_OLDD | BHDHDE01_BHDHDN01 | 2 | 0 | 0.9 | Same
HOUPARRHNBHDHDN01_OLDD_FBHDHDE01_D50 | Residential heating technology - Direct district heating substation - single-family house - existing building - distributed MEAN level | HOUDHD | HOUPARRHN_OLDD_DMD | MKr20 | 2020 | 1.2125 | 0.030272 | [6 empty] | PAR | D | OLD |  |  | RHNBHDHD | 3 | 0.5 | HOUPARRHNBHDHDN01_OLDD_FBHDHDE01 | 0.95 | HOUPARRHNBHDHDN01_OLDD | HOUPARRHNBHDHDE01_OLDD | BHDHDE01 | BHDHDN01 | PAR_OLDD | BHDHDE01_BHDHDN01 | 2 | 0 | 0.9 | Same
HOUPARRHNBHDHDN01_OLDD_FBHDHDE01_D50 | Residential heating technology - Direct district heating substation - single-family house - existing building - distributed MEAN level | HOUDHD | HOUPARRHN_OLDD_DMD | MKr20 | 2025 | 1.179 | 0.030048 | [6 empty] | PAR | D | OLD |  |  | RHNBHDHD | 3 | 0.5 | HOUPARRHNBHDHDN01_OLDD_FBHDHDE01 | 0.95 | HOUPARRHNBHDHDN01_OLDD | HOUPARRHNBHDHDE01_OLDD | BHDHDE01 | BHDHDN01 | PAR_OLDD | BHDHDE01_BHDHDN01 | 2 | 0 | 0.9 | Same
HOUPARRHNBHDHDN01_OLDD_FBHDHDE01_D50 | Residential heating technology - Direct district heating substation - single-family house - existing building - distributed MEAN level | HOUDHD | HOUPARRHN_OLDD_DMD | MKr20 | 2030 | 1.151 | 0.029511 | [6 empty] | PAR | D | OLD |  |  | RHNBHDHD | 3 | 0.5 | HOUPARRHNBHDHDN01_OLDD_FBHDHDE01 | 0.95 | HOUPARRHNBHDHDN01_OLDD | HOUPARRHNBHDHDE01_OLDD | BHDHDE01 | BHDHDN01 | PAR_OLDD | BHDHDE01_BHDHDN01 | 2 | 0 | 0.9 | Same
HOUPARRHNBHDHDN01_OLDD_FBHDHDE01_D50 | Residential heating technology - Direct district heating substation - single-family house - existing building - distributed MEAN level | HOUDHD | HOUPARRHN_OLDD_DMD | MKr20 | 2040 | 1.1007 | 0.02824 | [6 empty] | PAR | D | OLD |  |  | RHNBHDHD | 3 | 0.5 | HOUPARRHNBHDHDN01_OLDD_FBHDHDE01 | 0.95 | HOUPARRHNBHDHDN01_OLDD | HOUPARRHNBHDHDE01_OLDD | BHDHDE01 | BHDHDN01 | PAR_OLDD | BHDHDE01_BHDHDN01 | 2 | 0 | 0.9 | Same
HOUPARRHNBHDHDN01_OLDD_FBHDHDE01_D50 | Residential heating technology - Direct district heating substation - single-family house - existing building - distributed MEAN level | HOUDHD | HOUPARRHN_OLDD_DMD | MKr20 | 2050 | 1.0449 | 0.026392 | [6 empty] | PAR | D | OLD |  |  | RHNBHDHD | 3 | 0.5 | HOUPARRHNBHDHDN01_OLDD_FBHDHDE01 | 0.95 | HOUPARRHNBHDHDN01_OLDD | HOUPARRHNBHDHDE01_OLDD | BHDHDE01 | BHDHDN01 | PAR_OLDD | BHDHDE01_BHDHDN01 | 2 | 0 | 0.9 | Same
HOUETARHNHPELCN05_OLDC_FDIELCE01_D50 | Residential heating technology - Heat pump, Air-to-water - leasing - apartment complex - existing building - distributed MEAN level | HOUELC, HOUAMB | HOUETARHN_OLDC_DMD | MKr20 | 2020 | 2.8188 | 0.33694 | 0.34483 | [5 empty] | ETA | C | OLD | 2.9 |  | RHNHPELC | 3 | 0.5 | HOUETARHNHPELCN05_OLDC_FDIELCE01 | 0.97 | HOUETARHNHPELCN05_OLDC | HOUETARHNDIELCE01_OLDC | DIELCE01 | HPELCN05 | ETA_OLDC | DIELCE01_HPELCN05 | 5 | 0 | 1.1 | Unlikely
HOUETARHNHPELCN05_OLDC_FDIELCE01_D50 | Residential heating technology - Heat pump, Air-to-water - leasing - apartment complex - existing building - distributed MEAN level | HOUELC, HOUAMB | HOUETARHN_OLDC_DMD | MKr20 | 2025 | 2.524 | 0.30975 | 0.32787 | [5 empty] | ETA | C | OLD | 3.05 |  | RHNHPELC | 3 | 0.5 | HOUETARHNHPELCN05_OLDC_FDIELCE01 | 0.97 | HOUETARHNHPELCN05_OLDC | HOUETARHNDIELCE01_OLDC | DIELCE01 | HPELCN05 | ETA_OLDC | DIELCE01_HPELCN05 | 5 | 0 | 1.1 | Unlikely
HOUETARHNHPELCN05_OLDC_FDIELCE01_D50 | Residential heating technology - Heat pump, Air-to-water - leasing - apartment complex - existing building - distributed MEAN level | HOUELC, HOUAMB | HOUETARHN_OLDC_DMD | MKr20 | 2030 | 2.2292 | 0.28252 | 0.3125 | [5 empty] | ETA | C | OLD | 3.2 |  | RHNHPELC | 3 | 0.5 | HOUETARHNHPELCN05_OLDC_FDIELCE01 | 0.97 | HOUETARHNHPELCN05_OLDC | HOUETARHNDIELCE01_OLDC | DIELCE01 | HPELCN05 | ETA_OLDC | DIELCE01_HPELCN05 | 5 | 0 | 1.1 | Unlikely
HOUETARHNHPELCN05_OLDC_FDIELCE01_D50 | Residential heating technology - Heat pump, Air-to-water - leasing - apartment complex - existing building - distributed MEAN level | HOUELC, HOUAMB | HOUETARHN_OLDC_DMD | MKr20 | 2040 | 1.9966 | 0.26038 | 0.29851 | [5 empty] | ETA | C | OLD | 3.35 |  | RHNHPELC | 3 | 0.5 | HOUETARHNHPELCN05_OLDC_FDIELCE01 | 0.97 | HOUETARHNHPELCN05_OLDC | HOUETARHNDIELCE01_OLDC | DIELCE01 | HPELCN05 | ETA_OLDC | DIELCE01_HPELCN05 | 5 | 0 | 1.1 | Unlikely
HOUETARHNHPELCN05_OLDC_FDIELCE01_D50 | Residential heating technology - Heat pump, Air-to-water - leasing - apartment complex - existing building - distributed MEAN level | HOUELC, HOUAMB | HOUETARHN_OLDC_DMD | MKr20 | 2050 | 1.764 | 0.23822 | 0.28571 | [5 empty] | ETA | C | OLD | 3.5 |  | RHNHPELC | 3 | 0.5 | HOUETARHNHPELCN05_OLDC_FDIELCE01 | 0.97 | HOUETARHNHPELCN05_OLDC | HOUETARHNDIELCE01_OLDC | DIELCE01 | HPELCN05 | ETA_OLDC | DIELCE01_HPELCN05 | 5 | 0 | 1.1 | Unlikely
HOUETARHNHPELCN04_OLDC_FDIELCE01_D50 | Residential heating technology - Heat pump, Ground source - apartment complex - existing building - distributed MEAN level | HOUELC, HOUAMB | HOUETARHN_OLDC_DMD | MKr20 | 2020 | 4.775 | 0.049932 | 0.3125 | [5 empty] | ETA | C | OLD | 3.2 |  | RHNHPELC | 3 | 0.5 | HOUETARHNHPELCN04_OLDC_FDIELCE01 | 0.97 | HOUETARHNHPELCN04_OLDC | HOUETARHNDIELCE01_OLDC | DIELCE01 | HPELCN04 | ETA_OLDC | DIELCE01_HPELCN04 | 6 | 0 | 1 | New
HOUETARHNHPELCN04_OLDC_FDIELCE01_D50 | Residential heating technology - Heat pump, Ground source - apartment complex - existing building - distributed MEAN level | HOUELC, HOUAMB | HOUETARHN_OLDC_DMD | MKr20 | 2025 | 4.4169 | 0.049538 | 0.30303 | [5 empty] | ETA | C | OLD | 3.3 |  | RHNHPELC | 3 | 0.5 | HOUETARHNHPELCN04_OLDC_FDIELCE01 | 0.97 | HOUETARHNHPELCN04_OLDC | HOUETARHNDIELCE01_OLDC | DIELCE01 | HPELCN04 | ETA_OLDC | DIELCE01_HPELCN04 | 6 | 0 | 1 | New
HOUETARHNHPELCN04_OLDC_FDIELCE01_D50 | Residential heating technology - Heat pump, Ground source - apartment complex - existing building - distributed MEAN level | HOUELC, HOUAMB | HOUETARHN_OLDC_DMD | MKr20 | 2030 | 4.0587 | 0.049105 | 0.29412 | [5 empty] | ETA | C | OLD | 3.4 |  | RHNHPELC | 3 | 0.5 | HOUETARHNHPELCN04_OLDC_FDIELCE01 | 0.97 | HOUETARHNHPELCN04_OLDC | HOUETARHNDIELCE01_OLDC | DIELCE01 | HPELCN04 | ETA_OLDC | DIELCE01_HPELCN04 | 6 | 0 | 1 | New
HOUETARHNHPELCN04_OLDC_FDIELCE01_D50 | Residential heating technology - Heat pump, Ground source - apartment complex - existing building - distributed MEAN level | HOUELC, HOUAMB | HOUETARHN_OLDC_DMD | MKr20 | 2040 | 3.7543 | 0.048108 | 0.28169 | [5 empty] | ETA | C | OLD | 3.55 |  | RHNHPELC | 3 | 0.5 | HOUETARHNHPELCN04_OLDC_FDIELCE01 | 0.97 | HOUETARHNHPELCN04_OLDC | HOUETARHNDIELCE01_OLDC | DIELCE01 | HPELCN04 | ETA_OLDC | DIELCE01_HPELCN04 | 6 | 0 | 1 | New
HOUETARHNHPELCN04_OLDC_FDIELCE01_D50 | Residential heating technology - Heat pump, Ground source - apartment complex - existing building - distributed MEAN level | HOUELC, HOUAMB | HOUETARHN_OLDC_DMD | MKr20 | 2050 | 3.4499 | 0.047091 | 0.27778 | [5 empty] | ETA | C | OLD | 3.6 |  | RHNHPELC | 3 | 0.5 | HOUETARHNHPELCN04_OLDC_FDIELCE01 | 0.97 | HOUETARHNHPELCN04_OLDC | HOUETARHNDIELCE01_OLDC | DIELCE01 | HPELCN04 | ETA_OLDC | DIELCE01_HPELCN04 | 6 | 0 | 1 | New
HOUETARHNHPELCN03_OLDC_FDIELCE01_D50 | Residential heating technology - Heat pump, Air-to-water - apartment complex - existing building - distributed MEAN level | HOUELC, HOUAMB | HOUETARHN_OLDC_DMD | MKr20 | 2020 | 5.125 | 0.080689 | 0.34483 | [5 empty] | ETA | C | OLD | 2.9 |  | RHNHPELC | 3 | 0.5 | HOUETARHNHPELCN03_OLDC_FDIELCE01 | 0.97 | HOUETARHNHPELCN03_OLDC | HOUETARHNDIELCE01_OLDC | DIELCE01 | HPELCN03 | ETA_OLDC | DIELCE01_HPELCN03 | 6 | 0 | 1 | New
HOUETARHNHPELCN03_OLDC_FDIELCE01_D50 | Residential heating technology - Heat pump, Air-to-water - apartment complex - existing building - distributed MEAN level | HOUELC, HOUAMB | HOUETARHN_OLDC_DMD | MKr20 | 2025 | 4.5891 | 0.080295 | 0.32787 | [5 empty] | ETA | C | OLD | 3.05 |  | RHNHPELC | 3 | 0.5 | HOUETARHNHPELCN03_OLDC_FDIELCE01 | 0.97 | HOUETARHNHPELCN03_OLDC | HOUETARHNDIELCE01_OLDC | DIELCE01 | HPELCN03 | ETA_OLDC | DIELCE01_HPELCN03 | 6 | 0 | 1 | New
HOUETARHNHPELCN03_OLDC_FDIELCE01_D50 | Residential heating technology - Heat pump, Air-to-water - apartment complex - existing building - distributed MEAN level | HOUELC, HOUAMB | HOUETARHN_OLDC_DMD | MKr20 | 2030 | 4.0531 | 0.079862 | 0.3125 | [5 empty] | ETA | C | OLD | 3.2 |  | RHNHPELC | 3 | 0.5 | HOUETARHNHPELCN03_OLDC_FDIELCE01 | 0.97 | HOUETARHNHPELCN03_OLDC | HOUETARHNDIELCE01_OLDC | DIELCE01 | HPELCN03 | ETA_OLDC | DIELCE01_HPELCN03 | 6 | 0 | 1 | New
HOUETARHNHPELCN03_OLDC_FDIELCE01_D50 | Residential heating technology - Heat pump, Air-to-water - apartment complex - existing building - distributed MEAN level | HOUELC, HOUAMB | HOUETARHN_OLDC_DMD | MKr20 | 2040 | 3.6302 | 0.078865 | 0.29851 | [5 empty] | ETA | C | OLD | 3.35 |  | RHNHPELC | 3 | 0.5 | HOUETARHNHPELCN03_OLDC_FDIELCE01 | 0.97 | HOUETARHNHPELCN03_OLDC | HOUETARHNDIELCE01_OLDC | DIELCE01 | HPELCN03 | ETA_OLDC | DIELCE01_HPELCN03 | 6 | 0 | 1 | New
HOUETARHNHPELCN03_OLDC_FDIELCE01_D50 | Residential heating technology - Heat pump, Air-to-water - apartment complex - existing building - distributed MEAN level | HOUELC, HOUAMB | HOUETARHN_OLDC_DMD | MKr20 | 2050 | 3.2073 | 0.077848 | 0.28571 | [5 empty] | ETA | C | OLD | 3.5 |  | RHNHPELC | 3 | 0.5 | HOUETARHNHPELCN03_OLDC_FDIELCE01 | 0.97 | HOUETARHNHPELCN03_OLDC | HOUETARHNDIELCE01_OLDC | DIELCE01 | HPELCN03 | ETA_OLDC | DIELCE01_HPELCN03 | 6 | 0 | 1 | New
HOUETARHNHPELCN02_OLDC_FDIELCE01_D50 | Residential heating technology - Heat pump, Air-to-air - single-family house - existing building - distributed MEAN level | HOUELC, HOUAMB | HOUETARHN_OLDC_DMD | MKr20 | 2020 | 2.1408 | 0.17231 | 0.20619 | [5 empty] | ETA | C | OLD | 4.85 |  | RHNHPELC | 3 | 0.5 | HOUETARHNHPELCN02_OLDC_FDIELCE01 | 0.97 | HOUETARHNHPELCN02_OLDC | HOUETARHNDIELCE01_OLDC | DIELCE01 | HPELCN02 | ETA_OLDC | DIELCE01_HPELCN02 | 5 | 0 | 1.1 | Unlikely
HOUETARHNHPELCN02_OLDC_FDIELCE01_D50 | Residential heating technology - Heat pump, Air-to-air - single-family house - existing building - distributed MEAN level | HOUELC, HOUAMB | HOUETARHN_OLDC_DMD | MKr20 | 2025 | 2.0884 | 0.11707 | 0.19608 | [5 empty] | ETA | C | OLD | 5.1 |  | RHNHPELC | 3 | 0.5 | HOUETARHNHPELCN02_OLDC_FDIELCE01 | 0.97 | HOUETARHNHPELCN02_OLDC | HOUETARHNDIELCE01_OLDC | DIELCE01 | HPELCN02 | ETA_OLDC | DIELCE01_HPELCN02 | 5 | 0 | 1.1 | Unlikely
HOUETARHNHPELCN02_OLDC_FDIELCE01_D50 | Residential heating technology - Heat pump, Air-to-air - single-family house - existing building - distributed MEAN level | HOUELC, HOUAMB | HOUETARHN_OLDC_DMD | MKr20 | 2030 | 2.0361 | 0.11491 | 0.18868 | [5 empty] | ETA | C | OLD | 5.3 |  | RHNHPELC | 3 | 0.5 | HOUETARHNHPELCN02_OLDC_FDIELCE01 | 0.97 | HOUETARHNHPELCN02_OLDC | HOUETARHNDIELCE01_OLDC | DIELCE01 | HPELCN02 | ETA_OLDC | DIELCE01_HPELCN02 | 5 | 0 | 1.1 | Unlikely
HOUETARHNHPELCN02_OLDC_FDIELCE01_D50 | Residential heating technology - Heat pump, Air-to-air - single-family house - existing building - distributed MEAN level | HOUELC, HOUAMB | HOUETARHN_OLDC_DMD | MKr20 | 2040 | 1.939 | 0.11089 | 0.18182 | [5 empty] | ETA | C | OLD | 5.5 |  | RHNHPELC | 3 | 0.5 | HOUETARHNHPELCN02_OLDC_FDIELCE01 | 0.97 | HOUETARHNHPELCN02_OLDC | HOUETARHNDIELCE01_OLDC | DIELCE01 | HPELCN02 | ETA_OLDC | DIELCE01_HPELCN02 | 5 | 0 | 1.1 | Unlikely
HOUETARHNHPELCN02_OLDC_FDIELCE01_D50 | Residential heating technology - Heat pump, Air-to-air - single-family house - existing building - distributed MEAN level | HOUELC, HOUAMB | HOUETARHN_OLDC_DMD | MKr20 | 2050 | 1.8419 | 0.10688 | 0.17857 | [5 empty] | ETA | C | OLD | 5.6 |  | RHNHPELC | 3 | 0.5 | HOUETARHNHPELCN02_OLDC_FDIELCE01 | 0.97 | HOUETARHNHPELCN02_OLDC | HOUETARHNDIELCE01_OLDC | DIELCE01 | HPELCN02 | ETA_OLDC | DIELCE01_HPELCN02 | 5 | 0 | 1.1 | Unlikely
HOUETARHNDIELCN06_OLDC_FDIELCE01_D50 | Residential heating technology - Electric heating - electric panel from Bauhaus - apartment complex - new building - distributed MEAN level | HOUELC | HOUETARHN_OLDC_DMD | MKr20 | 2020 | 0.495 | 0 | [6 empty] | ETA | C | OLD |  |  | RHNDIELC | 3 | 0.5 | HOUETARHNDIELCN06_OLDC_FDIELCE01 | 0.97 | HOUETARHNDIELCN06_OLDC | HOUETARHNDIELCE01_OLDC | DIELCE01 | DIELCN06 | ETA_OLDC | DIELCE01_DIELCN06 | 2 | 0 | 0.9 | Same
HOUETARHNDIELCN06_OLDC_FDIELCE01_D50 | Residential heating technology - Electric heating - electric panel from Bauhaus - apartment complex - new building - distributed MEAN level | HOUELC | HOUETARHN_OLDC_DMD | MKr20 | 2025 | 0.495 | 0 | [6 empty] | ETA | C | OLD |  |  | RHNDIELC | 3 | 0.5 | HOUETARHNDIELCN06_OLDC_FDIELCE01 | 0.97 | HOUETARHNDIELCN06_OLDC | HOUETARHNDIELCE01_OLDC | DIELCE01 | DIELCN06 | ETA_OLDC | DIELCE01_DIELCN06 | 2 | 0 | 0.9 | Same
HOUETARHNDIELCN06_OLDC_FDIELCE01_D50 | Residential heating technology - Electric heating - electric panel from Bauhaus - apartment complex - new building - distributed MEAN level | HOUELC | HOUETARHN_OLDC_DMD | MKr20 | 2030 | 0.495 | 0 | [6 empty] | ETA | C | OLD |  |  | RHNDIELC | 3 | 0.5 | HOUETARHNDIELCN06_OLDC_FDIELCE01 | 0.97 | HOUETARHNDIELCN06_OLDC | HOUETARHNDIELCE01_OLDC | DIELCE01 | DIELCN06 | ETA_OLDC | DIELCE01_DIELCN06 | 2 | 0 | 0.9 | Same
HOUETARHNDIELCN06_OLDC_FDIELCE01_D50 | Residential heating technology - Electric heating - electric panel from Bauhaus - apartment complex - new building - distributed MEAN level | HOUELC | HOUETARHN_OLDC_DMD | MKr20 | 2040 | 0.495 | 0 | [6 empty] | ETA | C | OLD |  |  | RHNDIELC | 3 | 0.5 | HOUETARHNDIELCN06_OLDC_FDIELCE01 | 0.97 | HOUETARHNDIELCN06_OLDC | HOUETARHNDIELCE01_OLDC | DIELCE01 | DIELCN06 | ETA_OLDC | DIELCE01_DIELCN06 | 2 | 0 | 0.9 | Same
HOUETARHNDIELCN06_OLDC_FDIELCE01_D50 | Residential heating technology - Electric heating - electric panel from Bauhaus - apartment complex - new building - distributed MEAN level | HOUELC | HOUETARHN_OLDC_DMD | MKr20 | 2050 | 0.495 | 0 | [6 empty] | ETA | C | OLD |  |  | RHNDIELC | 3 | 0.5 | HOUETARHNDIELCN06_OLDC_FDIELCE01 | 0.97 | HOUETARHNDIELCN06_OLDC | HOUETARHNDIELCE01_OLDC | DIELCE01 | DIELCN06 | ETA_OLDC | DIELCE01_DIELCN06 | 2 | 0 | 0.9 | Same
HOUETARHNDIELCN01_OLDC_FDIELCE01_D50 | Residential heating technology - Electric heating - apartment complex - new building - distributed MEAN level | HOUELC | HOUETARHN_OLDC_DMD | MKr20 | 2020 | 4.5975 | 0.0022816 | [6 empty] | ETA | C | OLD |  |  | RHNDIELC | 3 | 0.5 | HOUETARHNDIELCN01_OLDC_FDIELCE01 | 0.97 | HOUETARHNDIELCN01_OLDC | HOUETARHNDIELCE01_OLDC | DIELCE01 | DIELCN01 | ETA_OLDC | DIELCE01_DIELCN01 | 2 | 0 | 0.9 | Same
HOUETARHNDIELCN01_OLDC_FDIELCE01_D50 | Residential heating technology - Electric heating - apartment complex - new building - distributed MEAN level | HOUELC | HOUETARHN_OLDC_DMD | MKr20 | 2025 | 4.4837 | 0.0021884 | [6 empty] | ETA | C | OLD |  |  | RHNDIELC | 3 | 0.5 | HOUETARHNDIELCN01_OLDC_FDIELCE01 | 0.97 | HOUETARHNDIELCN01_OLDC | HOUETARHNDIELCE01_OLDC | DIELCE01 | DIELCN01 | ETA_OLDC | DIELCE01_DIELCN01 | 2 | 0 | 0.9 | Same
HOUETARHNDIELCN01_OLDC_FDIELCE01_D50 | Residential heating technology - Electric heating - apartment complex - new building - distributed MEAN level | HOUELC | HOUETARHN_OLDC_DMD | MKr20 | 2030 | 4.3728 | 0.0021419 | [6 empty] | ETA | C | OLD |  |  | RHNDIELC | 3 | 0.5 | HOUETARHNDIELCN01_OLDC_FDIELCE01 | 0.97 | HOUETARHNDIELCN01_OLDC | HOUETARHNDIELCE01_OLDC | DIELCE01 | DIELCN01 | ETA_OLDC | DIELCE01_DIELCN01 | 2 | 0 | 0.9 | Same
HOUETARHNDIELCN01_OLDC_FDIELCE01_D50 | Residential heating technology - Electric heating - apartment complex - new building - distributed MEAN level | HOUELC | HOUETARHN_OLDC_DMD | MKr20 | 2040 | 4.159 | 0.0020487 | [6 empty] | ETA | C | OLD |  |  | RHNDIELC | 3 | 0.5 | HOUETARHNDIELCN01_OLDC_FDIELCE01 | 0.97 | HOUETARHNDIELCN01_OLDC | HOUETARHNDIELCE01_OLDC | DIELCE01 | DIELCN01 | ETA_OLDC | DIELCE01_DIELCN01 | 2 | 0 | 0.9 | Same
HOUETARHNDIELCN01_OLDC_FDIELCE01_D50 | Residential heating technology - Electric heating - apartment complex - new building - distributed MEAN level | HOUELC | HOUETARHN_OLDC_DMD | MKr20 | 2050 | 3.9556 | 0.0019556 | [6 empty] | ETA | C | OLD |  |  | RHNDIELC | 3 | 0.5 | HOUETARHNDIELCN01_OLDC_FDIELCE01 | 0.97 | HOUETARHNDIELCN01_OLDC | HOUETARHNDIELCE01_OLDC | DIELCE01 | DIELCN01 | ETA_OLDC | DIELCE01_DIELCN01 | 2 | 0 | 0.9 | Same
HOUETARHNBHSOLN01_OLDC_FDIELCE01_D50 | Residential heating technology - Solar heating system - apartment complex - existing building - distributed MEAN level | HOUSOL | HOUETARHN_OLDC_DMD | MKr20 | 2020 | 4.7414 | 0.02219 | [6 empty] | ETA | C | OLD |  |  | RHNBHSOL | 3 | 0.5 | HOUETARHNBHSOLN01_OLDC_FDIELCE01 | 0.97 | HOUETARHNBHSOLN01_OLDC | HOUETARHNDIELCE01_OLDC | DIELCE01 | BHSOLN01 | ETA_OLDC | DIELCE01_BHSOLN01 | 5 | 0 | 1.1 | Unlikely
HOUETARHNBHSOLN01_OLDC_FDIELCE01_D50 | Residential heating technology - Solar heating system - apartment complex - existing building - distributed MEAN level | HOUSOL | HOUETARHN_OLDC_DMD | MKr20 | 2025 | 4.5365 | 0.023521 | [6 empty] | ETA | C | OLD |  |  | RHNBHSOL | 3 | 0.5 | HOUETARHNBHSOLN01_OLDC_FDIELCE01 | 0.97 | HOUETARHNBHSOLN01_OLDC | HOUETARHNDIELCE01_OLDC | DIELCE01 | BHSOLN01 | ETA_OLDC | DIELCE01_BHSOLN01 | 5 | 0 | 1.1 | Unlikely
HOUETARHNBHSOLN01_OLDC_FDIELCE01_D50 | Residential heating technology - Solar heating system - apartment complex - existing building - distributed MEAN level | HOUSOL | HOUETARHN_OLDC_DMD | MKr20 | 2030 | 4.3316 | 0.024026 | [6 empty] | ETA | C | OLD |  |  | RHNBHSOL | 3 | 0.5 | HOUETARHNBHSOLN01_OLDC_FDIELCE01 | 0.97 | HOUETARHNBHSOLN01_OLDC | HOUETARHNDIELCE01_OLDC | DIELCE01 | BHSOLN01 | ETA_OLDC | DIELCE01_BHSOLN01 | 5 | 0 | 1.1 | Unlikely
HOUETARHNBHSOLN01_OLDC_FDIELCE01_D50 | Residential heating technology - Solar heating system - apartment complex - existing building - distributed MEAN level | HOUSOL | HOUETARHN_OLDC_DMD | MKr20 | 2040 | 4.1268 | 0.023374 | [6 empty] | ETA | C | OLD |  |  | RHNBHSOL | 3 | 0.5 | HOUETARHNBHSOLN01_OLDC_FDIELCE01 | 0.97 | HOUETARHNBHSOLN01_OLDC | HOUETARHNDIELCE01_OLDC | DIELCE01 | BHSOLN01 | ETA_OLDC | DIELCE01_BHSOLN01 | 5 | 0 | 1.1 | Unlikely
HOUETARHNBHSOLN01_OLDC_FDIELCE01_D50 | Residential heating technology - Solar heating system - apartment complex - existing building - distributed MEAN level | HOUSOL | HOUETARHN_OLDC_DMD | MKr20 | 2050 | 3.9219 | 0.02219 | [6 empty] | ETA | C | OLD |  |  | RHNBHSOL | 3 | 0.5 | HOUETARHNBHSOLN01_OLDC_FDIELCE01 | 0.97 | HOUETARHNBHSOLN01_OLDC | HOUETARHNDIELCE01_OLDC | DIELCE01 | BHSOLN01 | ETA_OLDC | DIELCE01_BHSOLN01 | 5 | 0 | 1.1 | Unlikely
HOUETARHNBHDHCN03_OLDC_FDIELCE01_D50 | Residential heating technology - Direct district heating substation - plus connection pipe - apartment complex - existing building - distributed MEAN level | HOUDHC | HOUETARHN_OLDC_DMD | MKr20 | 2020 | 0.30389 | 0.0016539 | [6 empty] | ETA | C | OLD |  |  | RHNBHDHC | 3 | 0.5 | HOUETARHNBHDHCN03_OLDC_FDIELCE01 | 0.97 | HOUETARHNBHDHCN03_OLDC | HOUETARHNDIELCE01_OLDC | DIELCE01 | BHDHCN03 | ETA_OLDC | DIELCE01_BHDHCN03 | 6 | 0 | 1 | New
HOUETARHNBHDHCN03_OLDC_FDIELCE01_D50 | Residential heating technology - Direct district heating substation - plus connection pipe - apartment complex - existing building - distributed MEAN level | HOUDHC | HOUETARHN_OLDC_DMD | MKr20 | 2025 | 0.29822 | 0.0016763 | [6 empty] | ETA | C | OLD |  |  | RHNBHDHC | 3 | 0.5 | HOUETARHNBHDHCN03_OLDC_FDIELCE01 | 0.97 | HOUETARHNBHDHCN03_OLDC | HOUETARHNDIELCE01_OLDC | DIELCE01 | BHDHCN03 | ETA_OLDC | DIELCE01_BHDHCN03 | 6 | 0 | 1 | New
HOUETARHNBHDHCN03_OLDC_FDIELCE01_D50 | Residential heating technology - Direct district heating substation - plus connection pipe - apartment complex - existing building - distributed MEAN level | HOUDHC | HOUETARHN_OLDC_DMD | MKr20 | 2030 | 0.29268 | 0.0016516 | [6 empty] | ETA | C | OLD |  |  | RHNBHDHC | 3 | 0.5 | HOUETARHNBHDHCN03_OLDC_FDIELCE01 | 0.97 | HOUETARHNBHDHCN03_OLDC | HOUETARHNDIELCE01_OLDC | DIELCE01 | BHDHCN03 | ETA_OLDC | DIELCE01_BHDHCN03 | 6 | 0 | 1 | New
HOUETARHNBHDHCN03_OLDC_FDIELCE01_D50 | Residential heating technology - Direct district heating substation - plus connection pipe - apartment complex - existing building - distributed MEAN level | HOUDHC | HOUETARHN_OLDC_DMD | MKr20 | 2040 | 0.28201 | 0.0016015 | [6 empty] | ETA | C | OLD |  |  | RHNBHDHC | 3 | 0.5 | HOUETARHNBHDHCN03_OLDC_FDIELCE01 | 0.97 | HOUETARHNBHDHCN03_OLDC | HOUETARHNDIELCE01_OLDC | DIELCE01 | BHDHCN03 | ETA_OLDC | DIELCE01_BHDHCN03 | 6 | 0 | 1 | New
HOUETARHNBHDHCN03_OLDC_FDIELCE01_D50 | Residential heating technology - Direct district heating substation - plus connection pipe - apartment complex - existing building - distributed MEAN level | HOUDHC | HOUETARHN_OLDC_DMD | MKr20 | 2050 | 0.27187 | 0.0015375 | [6 empty] | ETA | C | OLD |  |  | RHNBHDHC | 3 | 0.5 | HOUETARHNBHDHCN03_OLDC_FDIELCE01 | 0.97 | HOUETARHNBHDHCN03_OLDC | HOUETARHNDIELCE01_OLDC | DIELCE01 | BHDHCN03 | ETA_OLDC | DIELCE01_BHDHCN03 | 6 | 0 | 1 | New
HOUETARHNHPELCN05_OLDD_FDIELCE01_D50 | Residential heating technology - Heat pump, Air-to-water - leasing - apartment complex - existing building - distributed MEAN level | HOUELC, HOUAMB | HOUETARHN_OLDD_DMD | MKr20 | 2020 | 2.8188 | 0.33694 | 0.34483 | [5 empty] | ETA | D | OLD | 2.9 |  | RHNHPELC | 3 | 0.5 | HOUETARHNHPELCN05_OLDD_FDIELCE01 | 0.97 | HOUETARHNHPELCN05_OLDD | HOUETARHNDIELCE01_OLDD | DIELCE01 | HPELCN05 | ETA_OLDD | DIELCE01_HPELCN05 | 5 | 0 | 1.1 | Unlikely
HOUETARHNHPELCN05_OLDD_FDIELCE01_D50 | Residential heating technology - Heat pump, Air-to-water - leasing - apartment complex - existing building - distributed MEAN level | HOUELC, HOUAMB | HOUETARHN_OLDD_DMD | MKr20 | 2025 | 2.524 | 0.30975 | 0.32787 | [5 empty] | ETA | D | OLD | 3.05 |  | RHNHPELC | 3 | 0.5 | HOUETARHNHPELCN05_OLDD_FDIELCE01 | 0.97 | HOUETARHNHPELCN05_OLDD | HOUETARHNDIELCE01_OLDD | DIELCE01 | HPELCN05 | ETA_OLDD | DIELCE01_HPELCN05 | 5 | 0 | 1.1 | Unlikely
HOUETARHNHPELCN05_OLDD_FDIELCE01_D50 | Residential heating technology - Heat pump, Air-to-water - leasing - apartment complex - existing building - distributed MEAN level | HOUELC, HOUAMB | HOUETARHN_OLDD_DMD | MKr20 | 2030 | 2.2292 | 0.28252 | 0.3125 | [5 empty] | ETA | D | OLD | 3.2 |  | RHNHPELC | 3 | 0.5 | HOUETARHNHPELCN05_OLDD_FDIELCE01 | 0.97 | HOUETARHNHPELCN05_OLDD | HOUETARHNDIELCE01_OLDD | DIELCE01 | HPELCN05 | ETA_OLDD | DIELCE01_HPELCN05 | 5 | 0 | 1.1 | Unlikely
HOUETARHNHPELCN05_OLDD_FDIELCE01_D50 | Residential heating technology - Heat pump, Air-to-water - leasing - apartment complex - existing building - distributed MEAN level | HOUELC, HOUAMB | HOUETARHN_OLDD_DMD | MKr20 | 2040 | 1.9966 | 0.26038 | 0.29851 | [5 empty] | ETA | D | OLD | 3.35 |  | RHNHPELC | 3 | 0.5 | HOUETARHNHPELCN05_OLDD_FDIELCE01 | 0.97 | HOUETARHNHPELCN05_OLDD | HOUETARHNDIELCE01_OLDD | DIELCE01 | HPELCN05 | ETA_OLDD | DIELCE01_HPELCN05 | 5 | 0 | 1.1 | Unlikely
HOUETARHNHPELCN05_OLDD_FDIELCE01_D50 | Residential heating technology - Heat pump, Air-to-water - leasing - apartment complex - existing building - distributed MEAN level | HOUELC, HOUAMB | HOUETARHN_OLDD_DMD | MKr20 | 2050 | 1.764 | 0.23822 | 0.28571 | [5 empty] | ETA | D | OLD | 3.5 |  | RHNHPELC | 3 | 0.5 | HOUETARHNHPELCN05_OLDD_FDIELCE01 | 0.97 | HOUETARHNHPELCN05_OLDD | HOUETARHNDIELCE01_OLDD | DIELCE01 | HPELCN05 | ETA_OLDD | DIELCE01_HPELCN05 | 5 | 0 | 1.1 | Unlikely
HOUETARHNHPELCN04_OLDD_FDIELCE01_D50 | Residential heating technology - Heat pump, Ground source - apartment complex - existing building - distributed MEAN level | HOUELC, HOUAMB | HOUETARHN_OLDD_DMD | MKr20 | 2020 | 4.775 | 0.049932 | 0.3125 | [5 empty] | ETA | D | OLD | 3.2 |  | RHNHPELC | 3 | 0.5 | HOUETARHNHPELCN04_OLDD_FDIELCE01 | 0.97 | HOUETARHNHPELCN04_OLDD | HOUETARHNDIELCE01_OLDD | DIELCE01 | HPELCN04 | ETA_OLDD | DIELCE01_HPELCN04 | 6 | 0 | 1 | New
HOUETARHNHPELCN04_OLDD_FDIELCE01_D50 | Residential heating technology - Heat pump, Ground source - apartment complex - existing building - distributed MEAN level | HOUELC, HOUAMB | HOUETARHN_OLDD_DMD | MKr20 | 2025 | 4.4169 | 0.049538 | 0.30303 | [5 empty] | ETA | D | OLD | 3.3 |  | RHNHPELC | 3 | 0.5 | HOUETARHNHPELCN04_OLDD_FDIELCE01 | 0.97 | HOUETARHNHPELCN04_OLDD | HOUETARHNDIELCE01_OLDD | DIELCE01 | HPELCN04 | ETA_OLDD | DIELCE01_HPELCN04 | 6 | 0 | 1 | New
HOUETARHNHPELCN04_OLDD_FDIELCE01_D50 | Residential heating technology - Heat pump, Ground source - apartment complex - existing building - distributed MEAN level | HOUELC, HOUAMB | HOUETARHN_OLDD_DMD | MKr20 | 2030 | 4.0587 | 0.049105 | 0.29412 | [5 empty] | ETA | D | OLD | 3.4 |  | RHNHPELC | 3 | 0.5 | HOUETARHNHPELCN04_OLDD_FDIELCE01 | 0.97 | HOUETARHNHPELCN04_OLDD | HOUETARHNDIELCE01_OLDD | DIELCE01 | HPELCN04 | ETA_OLDD | DIELCE01_HPELCN04 | 6 | 0 | 1 | New
HOUETARHNHPELCN04_OLDD_FDIELCE01_D50 | Residential heating technology - Heat pump, Ground source - apartment complex - existing building - distributed MEAN level | HOUELC, HOUAMB | HOUETARHN_OLDD_DMD | MKr20 | 2040 | 3.7543 | 0.048108 | 0.28169 | [5 empty] | ETA | D | OLD | 3.55 |  | RHNHPELC | 3 | 0.5 | HOUETARHNHPELCN04_OLDD_FDIELCE01 | 0.97 | HOUETARHNHPELCN04_OLDD | HOUETARHNDIELCE01_OLDD | DIELCE01 | HPELCN04 | ETA_OLDD | DIELCE01_HPELCN04 | 6 | 0 | 1 | New
HOUETARHNHPELCN04_OLDD_FDIELCE01_D50 | Residential heating technology - Heat pump, Ground source - apartment complex - existing building - distributed MEAN level | HOUELC, HOUAMB | HOUETARHN_OLDD_DMD | MKr20 | 2050 | 3.4499 | 0.047091 | 0.27778 | [5 empty] | ETA | D | OLD | 3.6 |  | RHNHPELC | 3 | 0.5 | HOUETARHNHPELCN04_OLDD_FDIELCE01 | 0.97 | HOUETARHNHPELCN04_OLDD | HOUETARHNDIELCE01_OLDD | DIELCE01 | HPELCN04 | ETA_OLDD | DIELCE01_HPELCN04 | 6 | 0 | 1 | New
HOUETARHNHPELCN03_OLDD_FDIELCE01_D50 | Residential heating technology - Heat pump, Air-to-water - apartment complex - existing building - distributed MEAN level | HOUELC, HOUAMB | HOUETARHN_OLDD_DMD | MKr20 | 2020 | 5.125 | 0.080689 | 0.34483 | [5 empty] | ETA | D | OLD | 2.9 |  | RHNHPELC | 3 | 0.5 | HOUETARHNHPELCN03_OLDD_FDIELCE01 | 0.97 | HOUETARHNHPELCN03_OLDD | HOUETARHNDIELCE01_OLDD | DIELCE01 | HPELCN03 | ETA_OLDD | DIELCE01_HPELCN03 | 6 | 0 | 1 | New
HOUETARHNHPELCN03_OLDD_FDIELCE01_D50 | Residential heating technology - Heat pump, Air-to-water - apartment complex - existing building - distributed MEAN level | HOUELC, HOUAMB | HOUETARHN_OLDD_DMD | MKr20 | 2025 | 4.5891 | 0.080295 | 0.32787 | [5 empty] | ETA | D | OLD | 3.05 |  | RHNHPELC | 3 | 0.5 | HOUETARHNHPELCN03_OLDD_FDIELCE01 | 0.97 | HOUETARHNHPELCN03_OLDD | HOUETARHNDIELCE01_OLDD | DIELCE01 | HPELCN03 | ETA_OLDD | DIELCE01_HPELCN03 | 6 | 0 | 1 | New
HOUETARHNHPELCN03_OLDD_FDIELCE01_D50 | Residential heating technology - Heat pump, Air-to-water - apartment complex - existing building - distributed MEAN level | HOUELC, HOUAMB | HOUETARHN_OLDD_DMD | MKr20 | 2030 | 4.0531 | 0.079862 | 0.3125 | [5 empty] | ETA | D | OLD | 3.2 |  | RHNHPELC | 3 | 0.5 | HOUETARHNHPELCN03_OLDD_FDIELCE01 | 0.97 | HOUETARHNHPELCN03_OLDD | HOUETARHNDIELCE01_OLDD | DIELCE01 | HPELCN03 | ETA_OLDD | DIELCE01_HPELCN03 | 6 | 0 | 1 | New
HOUETARHNHPELCN03_OLDD_FDIELCE01_D50 | Residential heating technology - Heat pump, Air-to-water - apartment complex - existing building - distributed MEAN level | HOUELC, HOUAMB | HOUETARHN_OLDD_DMD | MKr20 | 2040 | 3.6302 | 0.078865 | 0.29851 | [5 empty] | ETA | D | OLD | 3.35 |  | RHNHPELC | 3 | 0.5 | HOUETARHNHPELCN03_OLDD_FDIELCE01 | 0.97 | HOUETARHNHPELCN03_OLDD | HOUETARHNDIELCE01_OLDD | DIELCE01 | HPELCN03 | ETA_OLDD | DIELCE01_HPELCN03 | 6 | 0 | 1 | New
HOUETARHNHPELCN03_OLDD_FDIELCE01_D50 | Residential heating technology - Heat pump, Air-to-water - apartment complex - existing building - distributed MEAN level | HOUELC, HOUAMB | HOUETARHN_OLDD_DMD | MKr20 | 2050 | 3.2073 | 0.077848 | 0.28571 | [5 empty] | ETA | D | OLD | 3.5 |  | RHNHPELC | 3 | 0.5 | HOUETARHNHPELCN03_OLDD_FDIELCE01 | 0.97 | HOUETARHNHPELCN03_OLDD | HOUETARHNDIELCE01_OLDD | DIELCE01 | HPELCN03 | ETA_OLDD | DIELCE01_HPELCN03 | 6 | 0 | 1 | New
HOUETARHNHPELCN02_OLDD_FDIELCE01_D50 | Residential heating technology - Heat pump, Air-to-air - single-family house - existing building - distributed MEAN level | HOUELC, HOUAMB | HOUETARHN_OLDD_DMD | MKr20 | 2020 | 2.1408 | 0.17231 | 0.20619 | [5 empty] | ETA | D | OLD | 4.85 |  | RHNHPELC | 3 | 0.5 | HOUETARHNHPELCN02_OLDD_FDIELCE01 | 0.97 | HOUETARHNHPELCN02_OLDD | HOUETARHNDIELCE01_OLDD | DIELCE01 | HPELCN02 | ETA_OLDD | DIELCE01_HPELCN02 | 5 | 0 | 1.1 | Unlikely
HOUETARHNHPELCN02_OLDD_FDIELCE01_D50 | Residential heating technology - Heat pump, Air-to-air - single-family house - existing building - distributed MEAN level | HOUELC, HOUAMB | HOUETARHN_OLDD_DMD | MKr20 | 2025 | 2.0884 | 0.11707 | 0.19608 | [5 empty] | ETA | D | OLD | 5.1 |  | RHNHPELC | 3 | 0.5 | HOUETARHNHPELCN02_OLDD_FDIELCE01 | 0.97 | HOUETARHNHPELCN02_OLDD | HOUETARHNDIELCE01_OLDD | DIELCE01 | HPELCN02 | ETA_OLDD | DIELCE01_HPELCN02 | 5 | 0 | 1.1 | Unlikely
HOUETARHNHPELCN02_OLDD_FDIELCE01_D50 | Residential heating technology - Heat pump, Air-to-air - single-family house - existing building - distributed MEAN level | HOUELC, HOUAMB | HOUETARHN_OLDD_DMD | MKr20 | 2030 | 2.0361 | 0.11491 | 0.18868 | [5 empty] | ETA | D | OLD | 5.3 |  | RHNHPELC | 3 | 0.5 | HOUETARHNHPELCN02_OLDD_FDIELCE01 | 0.97 | HOUETARHNHPELCN02_OLDD | HOUETARHNDIELCE01_OLDD | DIELCE01 | HPELCN02 | ETA_OLDD | DIELCE01_HPELCN02 | 5 | 0 | 1.1 | Unlikely
HOUETARHNHPELCN02_OLDD_FDIELCE01_D50 | Residential heating technology - Heat pump, Air-to-air - single-family house - existing building - distributed MEAN level | HOUELC, HOUAMB | HOUETARHN_OLDD_DMD | MKr20 | 2040 | 1.939 | 0.11089 | 0.18182 | [5 empty] | ETA | D | OLD | 5.5 |  | RHNHPELC | 3 | 0.5 | HOUETARHNHPELCN02_OLDD_FDIELCE01 | 0.97 | HOUETARHNHPELCN02_OLDD | HOUETARHNDIELCE01_OLDD | DIELCE01 | HPELCN02 | ETA_OLDD | DIELCE01_HPELCN02 | 5 | 0 | 1.1 | Unlikely
HOUETARHNHPELCN02_OLDD_FDIELCE01_D50 | Residential heating technology - Heat pump, Air-to-air - single-family house - existing building - distributed MEAN level | HOUELC, HOUAMB | HOUETARHN_OLDD_DMD | MKr20 | 2050 | 1.8419 | 0.10688 | 0.17857 | [5 empty] | ETA | D | OLD | 5.6 |  | RHNHPELC | 3 | 0.5 | HOUETARHNHPELCN02_OLDD_FDIELCE01 | 0.97 | HOUETARHNHPELCN02_OLDD | HOUETARHNDIELCE01_OLDD | DIELCE01 | HPELCN02 | ETA_OLDD | DIELCE01_HPELCN02 | 5 | 0 | 1.1 | Unlikely
HOUETARHNDIELCN06_OLDD_FDIELCE01_D50 | Residential heating technology - Electric heating - electric panel from Bauhaus - apartment complex - new building - distributed MEAN level | HOUELC | HOUETARHN_OLDD_DMD | MKr20 | 2020 | 0.495 | 0 | [6 empty] | ETA | D | OLD |  |  | RHNDIELC | 3 | 0.5 | HOUETARHNDIELCN06_OLDD_FDIELCE01 | 0.97 | HOUETARHNDIELCN06_OLDD | HOUETARHNDIELCE01_OLDD | DIELCE01 | DIELCN06 | ETA_OLDD | DIELCE01_DIELCN06 | 2 | 0 | 0.9 | Same
HOUETARHNDIELCN06_OLDD_FDIELCE01_D50 | Residential heating technology - Electric heating - electric panel from Bauhaus - apartment complex - new building - distributed MEAN level | HOUELC | HOUETARHN_OLDD_DMD | MKr20 | 2025 | 0.495 | 0 | [6 empty] | ETA | D | OLD |  |  | RHNDIELC | 3 | 0.5 | HOUETARHNDIELCN06_OLDD_FDIELCE01 | 0.97 | HOUETARHNDIELCN06_OLDD | HOUETARHNDIELCE01_OLDD | DIELCE01 | DIELCN06 | ETA_OLDD | DIELCE01_DIELCN06 | 2 | 0 | 0.9 | Same
HOUETARHNDIELCN06_OLDD_FDIELCE01_D50 | Residential heating technology - Electric heating - electric panel from Bauhaus - apartment complex - new building - distributed MEAN level | HOUELC | HOUETARHN_OLDD_DMD | MKr20 | 2030 | 0.495 | 0 | [6 empty] | ETA | D | OLD |  |  | RHNDIELC | 3 | 0.5 | HOUETARHNDIELCN06_OLDD_FDIELCE01 | 0.97 | HOUETARHNDIELCN06_OLDD | HOUETARHNDIELCE01_OLDD | DIELCE01 | DIELCN06 | ETA_OLDD | DIELCE01_DIELCN06 | 2 | 0 | 0.9 | Same
HOUETARHNDIELCN06_OLDD_FDIELCE01_D50 | Residential heating technology - Electric heating - electric panel from Bauhaus - apartment complex - new building - distributed MEAN level | HOUELC | HOUETARHN_OLDD_DMD | MKr20 | 2040 | 0.495 | 0 | [6 empty] | ETA | D | OLD |  |  | RHNDIELC | 3 | 0.5 | HOUETARHNDIELCN06_OLDD_FDIELCE01 | 0.97 | HOUETARHNDIELCN06_OLDD | HOUETARHNDIELCE01_OLDD | DIELCE01 | DIELCN06 | ETA_OLDD | DIELCE01_DIELCN06 | 2 | 0 | 0.9 | Same
HOUETARHNDIELCN06_OLDD_FDIELCE01_D50 | Residential heating technology - Electric heating - electric panel from Bauhaus - apartment complex - new building - distributed MEAN level | HOUELC | HOUETARHN_OLDD_DMD | MKr20 | 2050 | 0.495 | 0 | [6 empty] | ETA | D | OLD |  |  | RHNDIELC | 3 | 0.5 | HOUETARHNDIELCN06_OLDD_FDIELCE01 | 0.97 | HOUETARHNDIELCN06_OLDD | HOUETARHNDIELCE01_OLDD | DIELCE01 | DIELCN06 | ETA_OLDD | DIELCE01_DIELCN06 | 2 | 0 | 0.9 | Same
HOUETARHNDIELCN01_OLDD_FDIELCE01_D50 | Residential heating technology - Electric heating - apartment complex - new building - distributed MEAN level | HOUELC | HOUETARHN_OLDD_DMD | MKr20 | 2020 | 4.5975 | 0.0022816 | [6 empty] | ETA | D | OLD |  |  | RHNDIELC | 3 | 0.5 | HOUETARHNDIELCN01_OLDD_FDIELCE01 | 0.97 | HOUETARHNDIELCN01_OLDD | HOUETARHNDIELCE01_OLDD | DIELCE01 | DIELCN01 | ETA_OLDD | DIELCE01_DIELCN01 | 2 | 0 | 0.9 | Same
HOUETARHNDIELCN01_OLDD_FDIELCE01_D50 | Residential heating technology - Electric heating - apartment complex - new building - distributed MEAN level | HOUELC | HOUETARHN_OLDD_DMD | MKr20 | 2025 | 4.4837 | 0.0021884 | [6 empty] | ETA | D | OLD |  |  | RHNDIELC | 3 | 0.5 | HOUETARHNDIELCN01_OLDD_FDIELCE01 | 0.97 | HOUETARHNDIELCN01_OLDD | HOUETARHNDIELCE01_OLDD | DIELCE01 | DIELCN01 | ETA_OLDD | DIELCE01_DIELCN01 | 2 | 0 | 0.9 | Same
HOUETARHNDIELCN01_OLDD_FDIELCE01_D50 | Residential heating technology - Electric heating - apartment complex - new building - distributed MEAN level | HOUELC | HOUETARHN_OLDD_DMD | MKr20 | 2030 | 4.3728 | 0.0021419 | [6 empty] | ETA | D | OLD |  |  | RHNDIELC | 3 | 0.5 | HOUETARHNDIELCN01_OLDD_FDIELCE01 | 0.97 | HOUETARHNDIELCN01_OLDD | HOUETARHNDIELCE01_OLDD | DIELCE01 | DIELCN01 | ETA_OLDD | DIELCE01_DIELCN01 | 2 | 0 | 0.9 | Same
HOUETARHNDIELCN01_OLDD_FDIELCE01_D50 | Residential heating technology - Electric heating - apartment complex - new building - distributed MEAN level | HOUELC | HOUETARHN_OLDD_DMD | MKr20 | 2040 | 4.159 | 0.0020487 | [6 empty] | ETA | D | OLD |  |  | RHNDIELC | 3 | 0.5 | HOUETARHNDIELCN01_OLDD_FDIELCE01 | 0.97 | HOUETARHNDIELCN01_OLDD | HOUETARHNDIELCE01_OLDD | DIELCE01 | DIELCN01 | ETA_OLDD | DIELCE01_DIELCN01 | 2 | 0 | 0.9 | Same
HOUETARHNDIELCN01_OLDD_FDIELCE01_D50 | Residential heating technology - Electric heating - apartment complex - new building - distributed MEAN level | HOUELC | HOUETARHN_OLDD_DMD | MKr20 | 2050 | 3.9556 | 0.0019556 | [6 empty] | ETA | D | OLD |  |  | RHNDIELC | 3 | 0.5 | HOUETARHNDIELCN01_OLDD_FDIELCE01 | 0.97 | HOUETARHNDIELCN01_OLDD | HOUETARHNDIELCE01_OLDD | DIELCE01 | DIELCN01 | ETA_OLDD | DIELCE01_DIELCN01 | 2 | 0 | 0.9 | Same
HOUETARHNBHSOLN01_OLDD_FDIELCE01_D50 | Residential heating technology - Solar heating system - apartment complex - existing building - distributed MEAN level | HOUSOL | HOUETARHN_OLDD_DMD | MKr20 | 2020 | 4.7414 | 0.02219 | [6 empty] | ETA | D | OLD |  |  | RHNBHSOL | 3 | 0.5 | HOUETARHNBHSOLN01_OLDD_FDIELCE01 | 0.97 | HOUETARHNBHSOLN01_OLDD | HOUETARHNDIELCE01_OLDD | DIELCE01 | BHSOLN01 | ETA_OLDD | DIELCE01_BHSOLN01 | 5 | 0 | 1.1 | Unlikely
HOUETARHNBHSOLN01_OLDD_FDIELCE01_D50 | Residential heating technology - Solar heating system - apartment complex - existing building - distributed MEAN level | HOUSOL | HOUETARHN_OLDD_DMD | MKr20 | 2025 | 4.5365 | 0.023521 | [6 empty] | ETA | D | OLD |  |  | RHNBHSOL | 3 | 0.5 | HOUETARHNBHSOLN01_OLDD_FDIELCE01 | 0.97 | HOUETARHNBHSOLN01_OLDD | HOUETARHNDIELCE01_OLDD | DIELCE01 | BHSOLN01 | ETA_OLDD | DIELCE01_BHSOLN01 | 5 | 0 | 1.1 | Unlikely
HOUETARHNBHSOLN01_OLDD_FDIELCE01_D50 | Residential heating technology - Solar heating system - apartment complex - existing building - distributed MEAN level | HOUSOL | HOUETARHN_OLDD_DMD | MKr20 | 2030 | 4.3316 | 0.024026 | [6 empty] | ETA | D | OLD |  |  | RHNBHSOL | 3 | 0.5 | HOUETARHNBHSOLN01_OLDD_FDIELCE01 | 0.97 | HOUETARHNBHSOLN01_OLDD | HOUETARHNDIELCE01_OLDD | DIELCE01 | BHSOLN01 | ETA_OLDD | DIELCE01_BHSOLN01 | 5 | 0 | 1.1 | Unlikely
HOUETARHNBHSOLN01_OLDD_FDIELCE01_D50 | Residential heating technology - Solar heating system - apartment complex - existing building - distributed MEAN level | HOUSOL | HOUETARHN_OLDD_DMD | MKr20 | 2040 | 4.1268 | 0.023374 | [6 empty] | ETA | D | OLD |  |  | RHNBHSOL | 3 | 0.5 | HOUETARHNBHSOLN01_OLDD_FDIELCE01 | 0.97 | HOUETARHNBHSOLN01_OLDD | HOUETARHNDIELCE01_OLDD | DIELCE01 | BHSOLN01 | ETA_OLDD | DIELCE01_BHSOLN01 | 5 | 0 | 1.1 | Unlikely
HOUETARHNBHSOLN01_OLDD_FDIELCE01_D50 | Residential heating technology - Solar heating system - apartment complex - existing building - distributed MEAN level | HOUSOL | HOUETARHN_OLDD_DMD | MKr20 | 2050 | 3.9219 | 0.02219 | [6 empty] | ETA | D | OLD |  |  | RHNBHSOL | 3 | 0.5 | HOUETARHNBHSOLN01_OLDD_FDIELCE01 | 0.97 | HOUETARHNBHSOLN01_OLDD | HOUETARHNDIELCE01_OLDD | DIELCE01 | BHSOLN01 | ETA_OLDD | DIELCE01_BHSOLN01 | 5 | 0 | 1.1 | Unlikely
HOUETARHNBHDHDN03_OLDD_FDIELCE01_D50 | Residential heating technology - Direct district heating substation - plus connection pipe - apartment complex - existing building - distributed MEAN level | HOUDHD | HOUETARHN_OLDD_DMD | MKr20 | 2020 | 0.33428 | 0.0016539 | [6 empty] | ETA | D | OLD |  |  | RHNBHDHD | 3 | 0.5 | HOUETARHNBHDHDN03_OLDD_FDIELCE01 | 0.97 | HOUETARHNBHDHDN03_OLDD | HOUETARHNDIELCE01_OLDD | DIELCE01 | BHDHDN03 | ETA_OLDD | DIELCE01_BHDHDN03 | 5 | 0 | 1.1 | Unlikely
HOUETARHNBHDHDN03_OLDD_FDIELCE01_D50 | Residential heating technology - Direct district heating substation - plus connection pipe - apartment complex - existing building - distributed MEAN level | HOUDHD | HOUETARHN_OLDD_DMD | MKr20 | 2025 | 0.32804 | 0.0016763 | [6 empty] | ETA | D | OLD |  |  | RHNBHDHD | 3 | 0.5 | HOUETARHNBHDHDN03_OLDD_FDIELCE01 | 0.97 | HOUETARHNBHDHDN03_OLDD | HOUETARHNDIELCE01_OLDD | DIELCE01 | BHDHDN03 | ETA_OLDD | DIELCE01_BHDHDN03 | 5 | 0 | 1.1 | Unlikely
HOUETARHNBHDHDN03_OLDD_FDIELCE01_D50 | Residential heating technology - Direct district heating substation - plus connection pipe - apartment complex - existing building - distributed MEAN level | HOUDHD | HOUETARHN_OLDD_DMD | MKr20 | 2030 | 0.32195 | 0.0016516 | [6 empty] | ETA | D | OLD |  |  | RHNBHDHD | 3 | 0.5 | HOUETARHNBHDHDN03_OLDD_FDIELCE01 | 0.97 | HOUETARHNBHDHDN03_OLDD | HOUETARHNDIELCE01_OLDD | DIELCE01 | BHDHDN03 | ETA_OLDD | DIELCE01_BHDHDN03 | 5 | 0 | 1.1 | Unlikely
HOUETARHNBHDHDN03_OLDD_FDIELCE01_D50 | Residential heating technology - Direct district heating substation - plus connection pipe - apartment complex - existing building - distributed MEAN level | HOUDHD | HOUETARHN_OLDD_DMD | MKr20 | 2040 | 0.31021 | 0.0016015 | [6 empty] | ETA | D | OLD |  |  | RHNBHDHD | 3 | 0.5 | HOUETARHNBHDHDN03_OLDD_FDIELCE01 | 0.97 | HOUETARHNBHDHDN03_OLDD | HOUETARHNDIELCE01_OLDD | DIELCE01 | BHDHDN03 | ETA_OLDD | DIELCE01_BHDHDN03 | 5 | 0 | 1.1 | Unlikely
HOUETARHNBHDHDN03_OLDD_FDIELCE01_D50 | Residential heating technology - Direct district heating substation - plus connection pipe - apartment complex - existing building - distributed MEAN level | HOUDHD | HOUETARHN_OLDD_DMD | MKr20 | 2050 | 0.29905 | 0.0015375 | [6 empty] | ETA | D | OLD |  |  | RHNBHDHD | 3 | 0.5 | HOUETARHNBHDHDN03_OLDD_FDIELCE01 | 0.97 | HOUETARHNBHDHDN03_OLDD | HOUETARHNDIELCE01_OLDD | DIELCE01 | BHDHDN03 | ETA_OLDD | DIELCE01_BHDHDN03 | 5 | 0 | 1.1 | Unlikely
HOUETARHNHPELCN05_OLDI_FDIELCE01_D50 | Residential heating technology - Heat pump, Air-to-water - leasing - apartment complex - existing building - distributed MEAN level | HOUELC, HOUAMB | HOUETARHN_OLDI_DMD | MKr20 | 2020 | 2.8188 | 0.33694 | 0.34483 | [5 empty] | ETA | I | OLD | 2.9 |  | RHNHPELC | 3 | 0.5 | HOUETARHNHPELCN05_OLDI_FDIELCE01 | 0.97 | HOUETARHNHPELCN05_OLDI | HOUETARHNDIELCE01_OLDI | DIELCE01 | HPELCN05 | ETA_OLDI | DIELCE01_HPELCN05 | 5 | 0 | 1.1 | Unlikely
HOUETARHNHPELCN05_OLDI_FDIELCE01_D50 | Residential heating technology - Heat pump, Air-to-water - leasing - apartment complex - existing building - distributed MEAN level | HOUELC, HOUAMB | HOUETARHN_OLDI_DMD | MKr20 | 2025 | 2.524 | 0.30975 | 0.32787 | [5 empty] | ETA | I | OLD | 3.05 |  | RHNHPELC | 3 | 0.5 | HOUETARHNHPELCN05_OLDI_FDIELCE01 | 0.97 | HOUETARHNHPELCN05_OLDI | HOUETARHNDIELCE01_OLDI | DIELCE01 | HPELCN05 | ETA_OLDI | DIELCE01_HPELCN05 | 5 | 0 | 1.1 | Unlikely
HOUETARHNHPELCN05_OLDI_FDIELCE01_D50 | Residential heating technology - Heat pump, Air-to-water - leasing - apartment complex - existing building - distributed MEAN level | HOUELC, HOUAMB | HOUETARHN_OLDI_DMD | MKr20 | 2030 | 2.2292 | 0.28252 | 0.3125 | [5 empty] | ETA | I | OLD | 3.2 |  | RHNHPELC | 3 | 0.5 | HOUETARHNHPELCN05_OLDI_FDIELCE01 | 0.97 | HOUETARHNHPELCN05_OLDI | HOUETARHNDIELCE01_OLDI | DIELCE01 | HPELCN05 | ETA_OLDI | DIELCE01_HPELCN05 | 5 | 0 | 1.1 | Unlikely
HOUETARHNHPELCN05_OLDI_FDIELCE01_D50 | Residential heating technology - Heat pump, Air-to-water - leasing - apartment complex - existing building - distributed MEAN level | HOUELC, HOUAMB | HOUETARHN_OLDI_DMD | MKr20 | 2040 | 1.9966 | 0.26038 | 0.29851 | [5 empty] | ETA | I | OLD | 3.35 |  | RHNHPELC | 3 | 0.5 | HOUETARHNHPELCN05_OLDI_FDIELCE01 | 0.97 | HOUETARHNHPELCN05_OLDI | HOUETARHNDIELCE01_OLDI | DIELCE01 | HPELCN05 | ETA_OLDI | DIELCE01_HPELCN05 | 5 | 0 | 1.1 | Unlikely
HOUETARHNHPELCN05_OLDI_FDIELCE01_D50 | Residential heating technology - Heat pump, Air-to-water - leasing - apartment complex - existing building - distributed MEAN level | HOUELC, HOUAMB | HOUETARHN_OLDI_DMD | MKr20 | 2050 | 1.764 | 0.23822 | 0.28571 | [5 empty] | ETA | I | OLD | 3.5 |  | RHNHPELC | 3 | 0.5 | HOUETARHNHPELCN05_OLDI_FDIELCE01 | 0.97 | HOUETARHNHPELCN05_OLDI | HOUETARHNDIELCE01_OLDI | DIELCE01 | HPELCN05 | ETA_OLDI | DIELCE01_HPELCN05 | 5 | 0 | 1.1 | Unlikely
HOUETARHNHPELCN04_OLDI_FDIELCE01_D50 | Residential heating technology - Heat pump, Ground source - apartment complex - existing building - distributed MEAN level | HOUELC, HOUAMB | HOUETARHN_OLDI_DMD | MKr20 | 2020 | 4.775 | 0.049932 | 0.3125 | [5 empty] | ETA | I | OLD | 3.2 |  | RHNHPELC | 3 | 0.5 | HOUETARHNHPELCN04_OLDI_FDIELCE01 | 0.97 | HOUETARHNHPELCN04_OLDI | HOUETARHNDIELCE01_OLDI | DIELCE01 | HPELCN04 | ETA_OLDI | DIELCE01_HPELCN04 | 6 | 0 | 1 | New
HOUETARHNHPELCN04_OLDI_FDIELCE01_D50 | Residential heating technology - Heat pump, Ground source - apartment complex - existing building - distributed MEAN level | HOUELC, HOUAMB | HOUETARHN_OLDI_DMD | MKr20 | 2025 | 4.4169 | 0.049538 | 0.30303 | [5 empty] | ETA | I | OLD | 3.3 |  | RHNHPELC | 3 | 0.5 | HOUETARHNHPELCN04_OLDI_FDIELCE01 | 0.97 | HOUETARHNHPELCN04_OLDI | HOUETARHNDIELCE01_OLDI | DIELCE01 | HPELCN04 | ETA_OLDI | DIELCE01_HPELCN04 | 6 | 0 | 1 | New
HOUETARHNHPELCN04_OLDI_FDIELCE01_D50 | Residential heating technology - Heat pump, Ground source - apartment complex - existing building - distributed MEAN level | HOUELC, HOUAMB | HOUETARHN_OLDI_DMD | MKr20 | 2030 | 4.0587 | 0.049105 | 0.29412 | [5 empty] | ETA | I | OLD | 3.4 |  | RHNHPELC | 3 | 0.5 | HOUETARHNHPELCN04_OLDI_FDIELCE01 | 0.97 | HOUETARHNHPELCN04_OLDI | HOUETARHNDIELCE01_OLDI | DIELCE01 | HPELCN04 | ETA_OLDI | DIELCE01_HPELCN04 | 6 | 0 | 1 | New
HOUETARHNHPELCN04_OLDI_FDIELCE01_D50 | Residential heating technology - Heat pump, Ground source - apartment complex - existing building - distributed MEAN level | HOUELC, HOUAMB | HOUETARHN_OLDI_DMD | MKr20 | 2040 | 3.7543 | 0.048108 | 0.28169 | [5 empty] | ETA | I | OLD | 3.55 |  | RHNHPELC | 3 | 0.5 | HOUETARHNHPELCN04_OLDI_FDIELCE01 | 0.97 | HOUETARHNHPELCN04_OLDI | HOUETARHNDIELCE01_OLDI | DIELCE01 | HPELCN04 | ETA_OLDI | DIELCE01_HPELCN04 | 6 | 0 | 1 | New
HOUETARHNHPELCN04_OLDI_FDIELCE01_D50 | Residential heating technology - Heat pump, Ground source - apartment complex - existing building - distributed MEAN level | HOUELC, HOUAMB | HOUETARHN_OLDI_DMD | MKr20 | 2050 | 3.4499 | 0.047091 | 0.27778 | [5 empty] | ETA | I | OLD | 3.6 |  | RHNHPELC | 3 | 0.5 | HOUETARHNHPELCN04_OLDI_FDIELCE01 | 0.97 | HOUETARHNHPELCN04_OLDI | HOUETARHNDIELCE01_OLDI | DIELCE01 | HPELCN04 | ETA_OLDI | DIELCE01_HPELCN04 | 6 | 0 | 1 | New
HOUETARHNHPELCN03_OLDI_FDIELCE01_D50 | Residential heating technology - Heat pump, Air-to-water - apartment complex - existing building - distributed MEAN level | HOUELC, HOUAMB | HOUETARHN_OLDI_DMD | MKr20 | 2020 | 5.125 | 0.080689 | 0.34483 | [5 empty] | ETA | I | OLD | 2.9 |  | RHNHPELC | 3 | 0.5 | HOUETARHNHPELCN03_OLDI_FDIELCE01 | 0.97 | HOUETARHNHPELCN03_OLDI | HOUETARHNDIELCE01_OLDI | DIELCE01 | HPELCN03 | ETA_OLDI | DIELCE01_HPELCN03 | 6 | 0 | 1 | New
HOUETARHNHPELCN03_OLDI_FDIELCE01_D50 | Residential heating technology - Heat pump, Air-to-water - apartment complex - existing building - distributed MEAN level | HOUELC, HOUAMB | HOUETARHN_OLDI_DMD | MKr20 | 2025 | 4.5891 | 0.080295 | 0.32787 | [5 empty] | ETA | I | OLD | 3.05 |  | RHNHPELC | 3 | 0.5 | HOUETARHNHPELCN03_OLDI_FDIELCE01 | 0.97 | HOUETARHNHPELCN03_OLDI | HOUETARHNDIELCE01_OLDI | DIELCE01 | HPELCN03 | ETA_OLDI | DIELCE01_HPELCN03 | 6 | 0 | 1 | New
HOUETARHNHPELCN03_OLDI_FDIELCE01_D50 | Residential heating technology - Heat pump, Air-to-water - apartment complex - existing building - distributed MEAN level | HOUELC, HOUAMB | HOUETARHN_OLDI_DMD | MKr20 | 2030 | 4.0531 | 0.079862 | 0.3125 | [5 empty] | ETA | I | OLD | 3.2 |  | RHNHPELC | 3 | 0.5 | HOUETARHNHPELCN03_OLDI_FDIELCE01 | 0.97 | HOUETARHNHPELCN03_OLDI | HOUETARHNDIELCE01_OLDI | DIELCE01 | HPELCN03 | ETA_OLDI | DIELCE01_HPELCN03 | 6 | 0 | 1 | New
HOUETARHNHPELCN03_OLDI_FDIELCE01_D50 | Residential heating technology - Heat pump, Air-to-water - apartment complex - existing building - distributed MEAN level | HOUELC, HOUAMB | HOUETARHN_OLDI_DMD | MKr20 | 2040 | 3.6302 | 0.078865 | 0.29851 | [5 empty] | ETA | I | OLD | 3.35 |  | RHNHPELC | 3 | 0.5 | HOUETARHNHPELCN03_OLDI_FDIELCE01 | 0.97 | HOUETARHNHPELCN03_OLDI | HOUETARHNDIELCE01_OLDI | DIELCE01 | HPELCN03 | ETA_OLDI | DIELCE01_HPELCN03 | 6 | 0 | 1 | New
HOUETARHNHPELCN03_OLDI_FDIELCE01_D50 | Residential heating technology - Heat pump, Air-to-water - apartment complex - existing building - distributed MEAN level | HOUELC, HOUAMB | HOUETARHN_OLDI_DMD | MKr20 | 2050 | 3.2073 | 0.077848 | 0.28571 | [5 empty] | ETA | I | OLD | 3.5 |  | RHNHPELC | 3 | 0.5 | HOUETARHNHPELCN03_OLDI_FDIELCE01 | 0.97 | HOUETARHNHPELCN03_OLDI | HOUETARHNDIELCE01_OLDI | DIELCE01 | HPELCN03 | ETA_OLDI | DIELCE01_HPELCN03 | 6 | 0 | 1 | New
HOUETARHNHPELCN02_OLDI_FDIELCE01_D50 | Residential heating technology - Heat pump, Air-to-air - single-family house - existing building - distributed MEAN level | HOUELC, HOUAMB | HOUETARHN_OLDI_DMD | MKr20 | 2020 | 2.1408 | 0.17231 | 0.20619 | [5 empty] | ETA | I | OLD | 4.85 |  | RHNHPELC | 3 | 0.5 | HOUETARHNHPELCN02_OLDI_FDIELCE01 | 0.97 | HOUETARHNHPELCN02_OLDI | HOUETARHNDIELCE01_OLDI | DIELCE01 | HPELCN02 | ETA_OLDI | DIELCE01_HPELCN02 | 5 | 0 | 1.1 | Unlikely
HOUETARHNHPELCN02_OLDI_FDIELCE01_D50 | Residential heating technology - Heat pump, Air-to-air - single-family house - existing building - distributed MEAN level | HOUELC, HOUAMB | HOUETARHN_OLDI_DMD | MKr20 | 2025 | 2.0884 | 0.11707 | 0.19608 | [5 empty] | ETA | I | OLD | 5.1 |  | RHNHPELC | 3 | 0.5 | HOUETARHNHPELCN02_OLDI_FDIELCE01 | 0.97 | HOUETARHNHPELCN02_OLDI | HOUETARHNDIELCE01_OLDI | DIELCE01 | HPELCN02 | ETA_OLDI | DIELCE01_HPELCN02 | 5 | 0 | 1.1 | Unlikely
HOUETARHNHPELCN02_OLDI_FDIELCE01_D50 | Residential heating technology - Heat pump, Air-to-air - single-family house - existing building - distributed MEAN level | HOUELC, HOUAMB | HOUETARHN_OLDI_DMD | MKr20 | 2030 | 2.0361 | 0.11491 | 0.18868 | [5 empty] | ETA | I | OLD | 5.3 |  | RHNHPELC | 3 | 0.5 | HOUETARHNHPELCN02_OLDI_FDIELCE01 | 0.97 | HOUETARHNHPELCN02_OLDI | HOUETARHNDIELCE01_OLDI | DIELCE01 | HPELCN02 | ETA_OLDI | DIELCE01_HPELCN02 | 5 | 0 | 1.1 | Unlikely
HOUETARHNHPELCN02_OLDI_FDIELCE01_D50 | Residential heating technology - Heat pump, Air-to-air - single-family house - existing building - distributed MEAN level | HOUELC, HOUAMB | HOUETARHN_OLDI_DMD | MKr20 | 2040 | 1.939 | 0.11089 | 0.18182 | [5 empty] | ETA | I | OLD | 5.5 |  | RHNHPELC | 3 | 0.5 | HOUETARHNHPELCN02_OLDI_FDIELCE01 | 0.97 | HOUETARHNHPELCN02_OLDI | HOUETARHNDIELCE01_OLDI | DIELCE01 | HPELCN02 | ETA_OLDI | DIELCE01_HPELCN02 | 5 | 0 | 1.1 | Unlikely
HOUETARHNHPELCN02_OLDI_FDIELCE01_D50 | Residential heating technology - Heat pump, Air-to-air - single-family house - existing building - distributed MEAN level | HOUELC, HOUAMB | HOUETARHN_OLDI_DMD | MKr20 | 2050 | 1.8419 | 0.10688 | 0.17857 | [5 empty] | ETA | I | OLD | 5.6 |  | RHNHPELC | 3 | 0.5 | HOUETARHNHPELCN02_OLDI_FDIELCE01 | 0.97 | HOUETARHNHPELCN02_OLDI | HOUETARHNDIELCE01_OLDI | DIELCE01 | HPELCN02 | ETA_OLDI | DIELCE01_HPELCN02 | 5 | 0 | 1.1 | Unlikely
HOUETARHNDIELCN06_OLDI_FDIELCE01_D50 | Residential heating technology - Electric heating - electric panel from Bauhaus - apartment complex - new building - distributed MEAN level | HOUELC | HOUETARHN_OLDI_DMD | MKr20 | 2020 | 0.495 | 0 | [6 empty] | ETA | I | OLD |  |  | RHNDIELC | 3 | 0.5 | HOUETARHNDIELCN06_OLDI_FDIELCE01 | 0.97 | HOUETARHNDIELCN06_OLDI | HOUETARHNDIELCE01_OLDI | DIELCE01 | DIELCN06 | ETA_OLDI | DIELCE01_DIELCN06 | 2 | 0 | 0.9 | Same
HOUETARHNDIELCN06_OLDI_FDIELCE01_D50 | Residential heating technology - Electric heating - electric panel from Bauhaus - apartment complex - new building - distributed MEAN level | HOUELC | HOUETARHN_OLDI_DMD | MKr20 | 2025 | 0.495 | 0 | [6 empty] | ETA | I | OLD |  |  | RHNDIELC | 3 | 0.5 | HOUETARHNDIELCN06_OLDI_FDIELCE01 | 0.97 | HOUETARHNDIELCN06_OLDI | HOUETARHNDIELCE01_OLDI | DIELCE01 | DIELCN06 | ETA_OLDI | DIELCE01_DIELCN06 | 2 | 0 | 0.9 | Same
HOUETARHNDIELCN06_OLDI_FDIELCE01_D50 | Residential heating technology - Electric heating - electric panel from Bauhaus - apartment complex - new building - distributed MEAN level | HOUELC | HOUETARHN_OLDI_DMD | MKr20 | 2030 | 0.495 | 0 | [6 empty] | ETA | I | OLD |  |  | RHNDIELC | 3 | 0.5 | HOUETARHNDIELCN06_OLDI_FDIELCE01 | 0.97 | HOUETARHNDIELCN06_OLDI | HOUETARHNDIELCE01_OLDI | DIELCE01 | DIELCN06 | ETA_OLDI | DIELCE01_DIELCN06 | 2 | 0 | 0.9 | Same
HOUETARHNDIELCN06_OLDI_FDIELCE01_D50 | Residential heating technology - Electric heating - electric panel from Bauhaus - apartment complex - new building - distributed MEAN level | HOUELC | HOUETARHN_OLDI_DMD | MKr20 | 2040 | 0.495 | 0 | [6 empty] | ETA | I | OLD |  |  | RHNDIELC | 3 | 0.5 | HOUETARHNDIELCN06_OLDI_FDIELCE01 | 0.97 | HOUETARHNDIELCN06_OLDI | HOUETARHNDIELCE01_OLDI | DIELCE01 | DIELCN06 | ETA_OLDI | DIELCE01_DIELCN06 | 2 | 0 | 0.9 | Same
HOUETARHNDIELCN06_OLDI_FDIELCE01_D50 | Residential heating technology - Electric heating - electric panel from Bauhaus - apartment complex - new building - distributed MEAN level | HOUELC | HOUETARHN_OLDI_DMD | MKr20 | 2050 | 0.495 | 0 | [6 empty] | ETA | I | OLD |  |  | RHNDIELC | 3 | 0.5 | HOUETARHNDIELCN06_OLDI_FDIELCE01 | 0.97 | HOUETARHNDIELCN06_OLDI | HOUETARHNDIELCE01_OLDI | DIELCE01 | DIELCN06 | ETA_OLDI | DIELCE01_DIELCN06 | 2 | 0 | 0.9 | Same
HOUETARHNDIELCN01_OLDI_FDIELCE01_D50 | Residential heating technology - Electric heating - apartment complex - new building - distributed MEAN level | HOUELC | HOUETARHN_OLDI_DMD | MKr20 | 2020 | 4.5975 | 0.0022816 | [6 empty] | ETA | I | OLD |  |  | RHNDIELC | 3 | 0.5 | HOUETARHNDIELCN01_OLDI_FDIELCE01 | 0.97 | HOUETARHNDIELCN01_OLDI | HOUETARHNDIELCE01_OLDI | DIELCE01 | DIELCN01 | ETA_OLDI | DIELCE01_DIELCN01 | 2 | 0 | 0.9 | Same
HOUETARHNDIELCN01_OLDI_FDIELCE01_D50 | Residential heating technology - Electric heating - apartment complex - new building - distributed MEAN level | HOUELC | HOUETARHN_OLDI_DMD | MKr20 | 2025 | 4.4837 | 0.0021884 | [6 empty] | ETA | I | OLD |  |  | RHNDIELC | 3 | 0.5 | HOUETARHNDIELCN01_OLDI_FDIELCE01 | 0.97 | HOUETARHNDIELCN01_OLDI | HOUETARHNDIELCE01_OLDI | DIELCE01 | DIELCN01 | ETA_OLDI | DIELCE01_DIELCN01 | 2 | 0 | 0.9 | Same
HOUETARHNDIELCN01_OLDI_FDIELCE01_D50 | Residential heating technology - Electric heating - apartment complex - new building - distributed MEAN level | HOUELC | HOUETARHN_OLDI_DMD | MKr20 | 2030 | 4.3728 | 0.0021419 | [6 empty] | ETA | I | OLD |  |  | RHNDIELC | 3 | 0.5 | HOUETARHNDIELCN01_OLDI_FDIELCE01 | 0.97 | HOUETARHNDIELCN01_OLDI | HOUETARHNDIELCE01_OLDI | DIELCE01 | DIELCN01 | ETA_OLDI | DIELCE01_DIELCN01 | 2 | 0 | 0.9 | Same
HOUETARHNDIELCN01_OLDI_FDIELCE01_D50 | Residential heating technology - Electric heating - apartment complex - new building - distributed MEAN level | HOUELC | HOUETARHN_OLDI_DMD | MKr20 | 2040 | 4.159 | 0.0020487 | [6 empty] | ETA | I | OLD |  |  | RHNDIELC | 3 | 0.5 | HOUETARHNDIELCN01_OLDI_FDIELCE01 | 0.97 | HOUETARHNDIELCN01_OLDI | HOUETARHNDIELCE01_OLDI | DIELCE01 | DIELCN01 | ETA_OLDI | DIELCE01_DIELCN01 | 2 | 0 | 0.9 | Same
HOUETARHNDIELCN01_OLDI_FDIELCE01_D50 | Residential heating technology - Electric heating - apartment complex - new building - distributed MEAN level | HOUELC | HOUETARHN_OLDI_DMD | MKr20 | 2050 | 3.9556 | 0.0019556 | [6 empty] | ETA | I | OLD |  |  | RHNDIELC | 3 | 0.5 | HOUETARHNDIELCN01_OLDI_FDIELCE01 | 0.97 | HOUETARHNDIELCN01_OLDI | HOUETARHNDIELCE01_OLDI | DIELCE01 | DIELCN01 | ETA_OLDI | DIELCE01_DIELCN01 | 2 | 0 | 0.9 | Same
HOUETARHNBHSOLN01_OLDI_FDIELCE01_D50 | Residential heating technology - Solar heating system - apartment complex - existing building - distributed MEAN level | HOUSOL | HOUETARHN_OLDI_DMD | MKr20 | 2020 | 4.7414 | 0.02219 | [6 empty] | ETA | I | OLD |  |  | RHNBHSOL | 3 | 0.5 | HOUETARHNBHSOLN01_OLDI_FDIELCE01 | 0.97 | HOUETARHNBHSOLN01_OLDI | HOUETARHNDIELCE01_OLDI | DIELCE01 | BHSOLN01 | ETA_OLDI | DIELCE01_BHSOLN01 | 5 | 0 | 1.1 | Unlikely
HOUETARHNBHSOLN01_OLDI_FDIELCE01_D50 | Residential heating technology - Solar heating system - apartment complex - existing building - distributed MEAN level | HOUSOL | HOUETARHN_OLDI_DMD | MKr20 | 2025 | 4.5365 | 0.023521 | [6 empty] | ETA | I | OLD |  |  | RHNBHSOL | 3 | 0.5 | HOUETARHNBHSOLN01_OLDI_FDIELCE01 | 0.97 | HOUETARHNBHSOLN01_OLDI | HOUETARHNDIELCE01_OLDI | DIELCE01 | BHSOLN01 | ETA_OLDI | DIELCE01_BHSOLN01 | 5 | 0 | 1.1 | Unlikely
HOUETARHNBHSOLN01_OLDI_FDIELCE01_D50 | Residential heating technology - Solar heating system - apartment complex - existing building - distributed MEAN level | HOUSOL | HOUETARHN_OLDI_DMD | MKr20 | 2030 | 4.3316 | 0.024026 | [6 empty] | ETA | I | OLD |  |  | RHNBHSOL | 3 | 0.5 | HOUETARHNBHSOLN01_OLDI_FDIELCE01 | 0.97 | HOUETARHNBHSOLN01_OLDI | HOUETARHNDIELCE01_OLDI | DIELCE01 | BHSOLN01 | ETA_OLDI | DIELCE01_BHSOLN01 | 5 | 0 | 1.1 | Unlikely
HOUETARHNBHSOLN01_OLDI_FDIELCE01_D50 | Residential heating technology - Solar heating system - apartment complex - existing building - distributed MEAN level | HOUSOL | HOUETARHN_OLDI_DMD | MKr20 | 2040 | 4.1268 | 0.023374 | [6 empty] | ETA | I | OLD |  |  | RHNBHSOL | 3 | 0.5 | HOUETARHNBHSOLN01_OLDI_FDIELCE01 | 0.97 | HOUETARHNBHSOLN01_OLDI | HOUETARHNDIELCE01_OLDI | DIELCE01 | BHSOLN01 | ETA_OLDI | DIELCE01_BHSOLN01 | 5 | 0 | 1.1 | Unlikely
HOUETARHNBHSOLN01_OLDI_FDIELCE01_D50 | Residential heating technology - Solar heating system - apartment complex - existing building - distributed MEAN level | HOUSOL | HOUETARHN_OLDI_DMD | MKr20 | 2050 | 3.9219 | 0.02219 | [6 empty] | ETA | I | OLD |  |  | RHNBHSOL | 3 | 0.5 | HOUETARHNBHSOLN01_OLDI_FDIELCE01 | 0.97 | HOUETARHNBHSOLN01_OLDI | HOUETARHNDIELCE01_OLDI | DIELCE01 | BHSOLN01 | ETA_OLDI | DIELCE01_BHSOLN01 | 5 | 0 | 1.1 | Unlikely
HOUETARHNBHDHDN09_OLDI_FDIELCE01_D50 | Residential heating technology - Direct district heating substation - plus connection pipe - plus distribution (heating density: low ) - apartment complex - existing building - distributed MEAN level | HOUDHD | HOUETARHN_OLDI_DMD | MKr20 | 2020 | 0.47178 | 0.0016539 | [6 empty] | ETA | I | OLD |  |  | RHNBHDHD | 3 | 0.5 | HOUETARHNBHDHDN09_OLDI_FDIELCE01 | 0.97 | HOUETARHNBHDHDN09_OLDI | HOUETARHNDIELCE01_OLDI | DIELCE01 | BHDHDN09 | ETA_OLDI | DIELCE01_BHDHDN09 | 5 | 0 | 1.1 | Unlikely
HOUETARHNBHDHDN09_OLDI_FDIELCE01_D50 | Residential heating technology - Direct district heating substation - plus connection pipe - plus distribution (heating density: low ) - apartment complex - existing building - distributed MEAN level | HOUDHD | HOUETARHN_OLDI_DMD | MKr20 | 2025 | 0.46554 | 0.0016763 | [6 empty] | ETA | I | OLD |  |  | RHNBHDHD | 3 | 0.5 | HOUETARHNBHDHDN09_OLDI_FDIELCE01 | 0.97 | HOUETARHNBHDHDN09_OLDI | HOUETARHNDIELCE01_OLDI | DIELCE01 | BHDHDN09 | ETA_OLDI | DIELCE01_BHDHDN09 | 5 | 0 | 1.1 | Unlikely
HOUETARHNBHDHDN09_OLDI_FDIELCE01_D50 | Residential heating technology - Direct district heating substation - plus connection pipe - plus distribution (heating density: low ) - apartment complex - existing building - distributed MEAN level | HOUDHD | HOUETARHN_OLDI_DMD | MKr20 | 2030 | 0.45945 | 0.0016516 | [6 empty] | ETA | I | OLD |  |  | RHNBHDHD | 3 | 0.5 | HOUETARHNBHDHDN09_OLDI_FDIELCE01 | 0.97 | HOUETARHNBHDHDN09_OLDI | HOUETARHNDIELCE01_OLDI | DIELCE01 | BHDHDN09 | ETA_OLDI | DIELCE01_BHDHDN09 | 5 | 0 | 1.1 | Unlikely
HOUETARHNBHDHDN09_OLDI_FDIELCE01_D50 | Residential heating technology - Direct district heating substation - plus connection pipe - plus distribution (heating density: low ) - apartment complex - existing building - distributed MEAN level | HOUDHD | HOUETARHN_OLDI_DMD | MKr20 | 2040 | 0.44771 | 0.0016015 | [6 empty] | ETA | I | OLD |  |  | RHNBHDHD | 3 | 0.5 | HOUETARHNBHDHDN09_OLDI_FDIELCE01 | 0.97 | HOUETARHNBHDHDN09_OLDI | HOUETARHNDIELCE01_OLDI | DIELCE01 | BHDHDN09 | ETA_OLDI | DIELCE01_BHDHDN09 | 5 | 0 | 1.1 | Unlikely
HOUETARHNBHDHDN09_OLDI_FDIELCE01_D50 | Residential heating technology - Direct district heating substation - plus connection pipe - plus distribution (heating density: low ) - apartment complex - existing building - distributed MEAN level | HOUDHD | HOUETARHN_OLDI_DMD | MKr20 | 2050 | 0.43655 | 0.0015375 | [6 empty] | ETA | I | OLD |  |  | RHNBHDHD | 3 | 0.5 | HOUETARHNBHDHDN09_OLDI_FDIELCE01 | 0.97 | HOUETARHNBHDHDN09_OLDI | HOUETARHNDIELCE01_OLDI | DIELCE01 | BHDHDN09 | ETA_OLDI | DIELCE01_BHDHDN09 | 5 | 0 | 1.1 | Unlikely
HOUETARHNBHDHDN07_OLDI_FDIELCE01_D50 | Residential heating technology - Direct district heating substation - plus connection pipe - plus distribution (heating density: medium ) - apartment complex - existing building - distributed MEAN level | HOUDHD | HOUETARHN_OLDI_DMD | MKr20 | 2020 | 0.40303 | 0.0016539 | [6 empty] | ETA | I | OLD |  |  | RHNBHDHD | 3 | 0.5 | HOUETARHNBHDHDN07_OLDI_FDIELCE01 | 0.97 | HOUETARHNBHDHDN07_OLDI | HOUETARHNDIELCE01_OLDI | DIELCE01 | BHDHDN07 | ETA_OLDI | DIELCE01_BHDHDN07 | 5 | 0 | 1.1 | Unlikely
HOUETARHNBHDHDN07_OLDI_FDIELCE01_D50 | Residential heating technology - Direct district heating substation - plus connection pipe - plus distribution (heating density: medium ) - apartment complex - existing building - distributed MEAN level | HOUDHD | HOUETARHN_OLDI_DMD | MKr20 | 2025 | 0.39679 | 0.0016763 | [6 empty] | ETA | I | OLD |  |  | RHNBHDHD | 3 | 0.5 | HOUETARHNBHDHDN07_OLDI_FDIELCE01 | 0.97 | HOUETARHNBHDHDN07_OLDI | HOUETARHNDIELCE01_OLDI | DIELCE01 | BHDHDN07 | ETA_OLDI | DIELCE01_BHDHDN07 | 5 | 0 | 1.1 | Unlikely
HOUETARHNBHDHDN07_OLDI_FDIELCE01_D50 | Residential heating technology - Direct district heating substation - plus connection pipe - plus distribution (heating density: medium ) - apartment complex - existing building - distributed MEAN level | HOUDHD | HOUETARHN_OLDI_DMD | MKr20 | 2030 | 0.3907 | 0.0016516 | [6 empty] | ETA | I | OLD |  |  | RHNBHDHD | 3 | 0.5 | HOUETARHNBHDHDN07_OLDI_FDIELCE01 | 0.97 | HOUETARHNBHDHDN07_OLDI | HOUETARHNDIELCE01_OLDI | DIELCE01 | BHDHDN07 | ETA_OLDI | DIELCE01_BHDHDN07 | 5 | 0 | 1.1 | Unlikely
HOUETARHNBHDHDN07_OLDI_FDIELCE01_D50 | Residential heating technology - Direct district heating substation - plus connection pipe - plus distribution (heating density: medium ) - apartment complex - existing building - distributed MEAN level | HOUDHD | HOUETARHN_OLDI_DMD | MKr20 | 2040 | 0.37896 | 0.0016015 | [6 empty] | ETA | I | OLD |  |  | RHNBHDHD | 3 | 0.5 | HOUETARHNBHDHDN07_OLDI_FDIELCE01 | 0.97 | HOUETARHNBHDHDN07_OLDI | HOUETARHNDIELCE01_OLDI | DIELCE01 | BHDHDN07 | ETA_OLDI | DIELCE01_BHDHDN07 | 5 | 0 | 1.1 | Unlikely
HOUETARHNBHDHDN07_OLDI_FDIELCE01_D50 | Residential heating technology - Direct district heating substation - plus connection pipe - plus distribution (heating density: medium ) - apartment complex - existing building - distributed MEAN level | HOUDHD | HOUETARHN_OLDI_DMD | MKr20 | 2050 | 0.3678 | 0.0015375 | [6 empty] | ETA | I | OLD |  |  | RHNBHDHD | 3 | 0.5 | HOUETARHNBHDHDN07_OLDI_FDIELCE01 | 0.97 | HOUETARHNBHDHDN07_OLDI | HOUETARHNDIELCE01_OLDI | DIELCE01 | BHDHDN07 | ETA_OLDI | DIELCE01_BHDHDN07 | 5 | 0 | 1.1 | Unlikely
HOUETARHNBHDHDN05_OLDI_FDIELCE01_D50 | Residential heating technology - Direct district heating substation - plus connection pipe - plus distribution (heating density: high ) - apartment complex - existing building - distributed MEAN level | HOUDHD | HOUETARHN_OLDI_DMD | MKr20 | 2020 | 0.33428 | 0.0016539 | [6 empty] | ETA | I | OLD |  |  | RHNBHDHD | 3 | 0.5 | HOUETARHNBHDHDN05_OLDI_FDIELCE01 | 0.97 | HOUETARHNBHDHDN05_OLDI | HOUETARHNDIELCE01_OLDI | DIELCE01 | BHDHDN05 | ETA_OLDI | DIELCE01_BHDHDN05 | 5 | 0 | 1.1 | Unlikely
HOUETARHNBHDHDN05_OLDI_FDIELCE01_D50 | Residential heating technology - Direct district heating substation - plus connection pipe - plus distribution (heating density: high ) - apartment complex - existing building - distributed MEAN level | HOUDHD | HOUETARHN_OLDI_DMD | MKr20 | 2025 | 0.32804 | 0.0016763 | [6 empty] | ETA | I | OLD |  |  | RHNBHDHD | 3 | 0.5 | HOUETARHNBHDHDN05_OLDI_FDIELCE01 | 0.97 | HOUETARHNBHDHDN05_OLDI | HOUETARHNDIELCE01_OLDI | DIELCE01 | BHDHDN05 | ETA_OLDI | DIELCE01_BHDHDN05 | 5 | 0 | 1.1 | Unlikely
HOUETARHNBHDHDN05_OLDI_FDIELCE01_D50 | Residential heating technology - Direct district heating substation - plus connection pipe - plus distribution (heating density: high ) - apartment complex - existing building - distributed MEAN level | HOUDHD | HOUETARHN_OLDI_DMD | MKr20 | 2030 | 0.32195 | 0.0016516 | [6 empty] | ETA | I | OLD |  |  | RHNBHDHD | 3 | 0.5 | HOUETARHNBHDHDN05_OLDI_FDIELCE01 | 0.97 | HOUETARHNBHDHDN05_OLDI | HOUETARHNDIELCE01_OLDI | DIELCE01 | BHDHDN05 | ETA_OLDI | DIELCE01_BHDHDN05 | 5 | 0 | 1.1 | Unlikely
HOUETARHNBHDHDN05_OLDI_FDIELCE01_D50 | Residential heating technology - Direct district heating substation - plus connection pipe - plus distribution (heating density: high ) - apartment complex - existing building - distributed MEAN level | HOUDHD | HOUETARHN_OLDI_DMD | MKr20 | 2040 | 0.31021 | 0.0016015 | [6 empty] | ETA | I | OLD |  |  | RHNBHDHD | 3 | 0.5 | HOUETARHNBHDHDN05_OLDI_FDIELCE01 | 0.97 | HOUETARHNBHDHDN05_OLDI | HOUETARHNDIELCE01_OLDI | DIELCE01 | BHDHDN05 | ETA_OLDI | DIELCE01_BHDHDN05 | 5 | 0 | 1.1 | Unlikely
HOUETARHNBHDHDN05_OLDI_FDIELCE01_D50 | Residential heating technology - Direct district heating substation - plus connection pipe - plus distribution (heating density: high ) - apartment complex - existing building - distributed MEAN level | HOUDHD | HOUETARHN_OLDI_DMD | MKr20 | 2050 | 0.29905 | 0.0015375 | [6 empty] | ETA | I | OLD |  |  | RHNBHDHD | 3 | 0.5 | HOUETARHNBHDHDN05_OLDI_FDIELCE01 | 0.97 | HOUETARHNBHDHDN05_OLDI | HOUETARHNDIELCE01_OLDI | DIELCE01 | BHDHDN05 | ETA_OLDI | DIELCE01_BHDHDN05 | 5 | 0 | 1.1 | Unlikely
HOUETARHNBHDHCN09_OLDI_FDIELCE01_D50 | Residential heating technology - Direct district heating substation - plus connection pipe - plus distribution (heating density: low ) - apartment complex - existing building - distributed MEAN level | HOUDHC | HOUETARHN_OLDI_DMD | MKr20 | 2020 | 0.47178 | 0.0016539 | [6 empty] | ETA | I | OLD |  |  | RHNBHDHC | 3 | 0.5 | HOUETARHNBHDHCN09_OLDI_FDIELCE01 | 0.97 | HOUETARHNBHDHCN09_OLDI | HOUETARHNDIELCE01_OLDI | DIELCE01 | BHDHCN09 | ETA_OLDI | DIELCE01_BHDHCN09 | 5 | 0 | 1.1 | Unlikely
HOUETARHNBHDHCN09_OLDI_FDIELCE01_D50 | Residential heating technology - Direct district heating substation - plus connection pipe - plus distribution (heating density: low ) - apartment complex - existing building - distributed MEAN level | HOUDHC | HOUETARHN_OLDI_DMD | MKr20 | 2025 | 0.46554 | 0.0016763 | [6 empty] | ETA | I | OLD |  |  | RHNBHDHC | 3 | 0.5 | HOUETARHNBHDHCN09_OLDI_FDIELCE01 | 0.97 | HOUETARHNBHDHCN09_OLDI | HOUETARHNDIELCE01_OLDI | DIELCE01 | BHDHCN09 | ETA_OLDI | DIELCE01_BHDHCN09 | 5 | 0 | 1.1 | Unlikely
HOUETARHNBHDHCN09_OLDI_FDIELCE01_D50 | Residential heating technology - Direct district heating substation - plus connection pipe - plus distribution (heating density: low ) - apartment complex - existing building - distributed MEAN level | HOUDHC | HOUETARHN_OLDI_DMD | MKr20 | 2030 | 0.45945 | 0.0016516 | [6 empty] | ETA | I | OLD |  |  | RHNBHDHC | 3 | 0.5 | HOUETARHNBHDHCN09_OLDI_FDIELCE01 | 0.97 | HOUETARHNBHDHCN09_OLDI | HOUETARHNDIELCE01_OLDI | DIELCE01 | BHDHCN09 | ETA_OLDI | DIELCE01_BHDHCN09 | 5 | 0 | 1.1 | Unlikely
HOUETARHNBHDHCN09_OLDI_FDIELCE01_D50 | Residential heating technology - Direct district heating substation - plus connection pipe - plus distribution (heating density: low ) - apartment complex - existing building - distributed MEAN level | HOUDHC | HOUETARHN_OLDI_DMD | MKr20 | 2040 | 0.44771 | 0.0016015 | [6 empty] | ETA | I | OLD |  |  | RHNBHDHC | 3 | 0.5 | HOUETARHNBHDHCN09_OLDI_FDIELCE01 | 0.97 | HOUETARHNBHDHCN09_OLDI | HOUETARHNDIELCE01_OLDI | DIELCE01 | BHDHCN09 | ETA_OLDI | DIELCE01_BHDHCN09 | 5 | 0 | 1.1 | Unlikely
HOUETARHNBHDHCN09_OLDI_FDIELCE01_D50 | Residential heating technology - Direct district heating substation - plus connection pipe - plus distribution (heating density: low ) - apartment complex - existing building - distributed MEAN level | HOUDHC | HOUETARHN_OLDI_DMD | MKr20 | 2050 | 0.43655 | 0.0015375 | [6 empty] | ETA | I | OLD |  |  | RHNBHDHC | 3 | 0.5 | HOUETARHNBHDHCN09_OLDI_FDIELCE01 | 0.97 | HOUETARHNBHDHCN09_OLDI | HOUETARHNDIELCE01_OLDI | DIELCE01 | BHDHCN09 | ETA_OLDI | DIELCE01_BHDHCN09 | 5 | 0 | 1.1 | Unlikely
HOUETARHNBHDHCN07_OLDI_FDIELCE01_D50 | Residential heating technology - Direct district heating substation - plus connection pipe - plus distribution (heating density: medium ) - apartment complex - existing building - distributed MEAN level | HOUDHC | HOUETARHN_OLDI_DMD | MKr20 | 2020 | 0.40303 | 0.0016539 | [6 empty] | ETA | I | OLD |  |  | RHNBHDHC | 3 | 0.5 | HOUETARHNBHDHCN07_OLDI_FDIELCE01 | 0.97 | HOUETARHNBHDHCN07_OLDI | HOUETARHNDIELCE01_OLDI | DIELCE01 | BHDHCN07 | ETA_OLDI | DIELCE01_BHDHCN07 | 5 | 0 | 1.1 | Unlikely
HOUETARHNBHDHCN07_OLDI_FDIELCE01_D50 | Residential heating technology - Direct district heating substation - plus connection pipe - plus distribution (heating density: medium ) - apartment complex - existing building - distributed MEAN level | HOUDHC | HOUETARHN_OLDI_DMD | MKr20 | 2025 | 0.39679 | 0.0016763 | [6 empty] | ETA | I | OLD |  |  | RHNBHDHC | 3 | 0.5 | HOUETARHNBHDHCN07_OLDI_FDIELCE01 | 0.97 | HOUETARHNBHDHCN07_OLDI | HOUETARHNDIELCE01_OLDI | DIELCE01 | BHDHCN07 | ETA_OLDI | DIELCE01_BHDHCN07 | 5 | 0 | 1.1 | Unlikely
HOUETARHNBHDHCN07_OLDI_FDIELCE01_D50 | Residential heating technology - Direct district heating substation - plus connection pipe - plus distribution (heating density: medium ) - apartment complex - existing building - distributed MEAN level | HOUDHC | HOUETARHN_OLDI_DMD | MKr20 | 2030 | 0.3907 | 0.0016516 | [6 empty] | ETA | I | OLD |  |  | RHNBHDHC | 3 | 0.5 | HOUETARHNBHDHCN07_OLDI_FDIELCE01 | 0.97 | HOUETARHNBHDHCN07_OLDI | HOUETARHNDIELCE01_OLDI | DIELCE01 | BHDHCN07 | ETA_OLDI | DIELCE01_BHDHCN07 | 5 | 0 | 1.1 | Unlikely
HOUETARHNBHDHCN07_OLDI_FDIELCE01_D50 | Residential heating technology - Direct district heating substation - plus connection pipe - plus distribution (heating density: medium ) - apartment complex - existing building - distributed MEAN level | HOUDHC | HOUETARHN_OLDI_DMD | MKr20 | 2040 | 0.37896 | 0.0016015 | [6 empty] | ETA | I | OLD |  |  | RHNBHDHC | 3 | 0.5 | HOUETARHNBHDHCN07_OLDI_FDIELCE01 | 0.97 | HOUETARHNBHDHCN07_OLDI | HOUETARHNDIELCE01_OLDI | DIELCE01 | BHDHCN07 | ETA_OLDI | DIELCE01_BHDHCN07 | 5 | 0 | 1.1 | Unlikely
HOUETARHNBHDHCN07_OLDI_FDIELCE01_D50 | Residential heating technology - Direct district heating substation - plus connection pipe - plus distribution (heating density: medium ) - apartment complex - existing building - distributed MEAN level | HOUDHC | HOUETARHN_OLDI_DMD | MKr20 | 2050 | 0.3678 | 0.0015375 | [6 empty] | ETA | I | OLD |  |  | RHNBHDHC | 3 | 0.5 | HOUETARHNBHDHCN07_OLDI_FDIELCE01 | 0.97 | HOUETARHNBHDHCN07_OLDI | HOUETARHNDIELCE01_OLDI | DIELCE01 | BHDHCN07 | ETA_OLDI | DIELCE01_BHDHCN07 | 5 | 0 | 1.1 | Unlikely
HOUETARHNBHDHCN05_OLDI_FDIELCE01_D50 | Residential heating technology - Direct district heating substation - plus connection pipe - plus distribution (heating density: high ) - apartment complex - existing building - distributed MEAN level | HOUDHC | HOUETARHN_OLDI_DMD | MKr20 | 2020 | 0.33428 | 0.0016539 | [6 empty] | ETA | I | OLD |  |  | RHNBHDHC | 3 | 0.5 | HOUETARHNBHDHCN05_OLDI_FDIELCE01 | 0.97 | HOUETARHNBHDHCN05_OLDI | HOUETARHNDIELCE01_OLDI | DIELCE01 | BHDHCN05 | ETA_OLDI | DIELCE01_BHDHCN05 | 5 | 0 | 1.1 | Unlikely
HOUETARHNBHDHCN05_OLDI_FDIELCE01_D50 | Residential heating technology - Direct district heating substation - plus connection pipe - plus distribution (heating density: high ) - apartment complex - existing building - distributed MEAN level | HOUDHC | HOUETARHN_OLDI_DMD | MKr20 | 2025 | 0.32804 | 0.0016763 | [6 empty] | ETA | I | OLD |  |  | RHNBHDHC | 3 | 0.5 | HOUETARHNBHDHCN05_OLDI_FDIELCE01 | 0.97 | HOUETARHNBHDHCN05_OLDI | HOUETARHNDIELCE01_OLDI | DIELCE01 | BHDHCN05 | ETA_OLDI | DIELCE01_BHDHCN05 | 5 | 0 | 1.1 | Unlikely
HOUETARHNBHDHCN05_OLDI_FDIELCE01_D50 | Residential heating technology - Direct district heating substation - plus connection pipe - plus distribution (heating density: high ) - apartment complex - existing building - distributed MEAN level | HOUDHC | HOUETARHN_OLDI_DMD | MKr20 | 2030 | 0.32195 | 0.0016516 | [6 empty] | ETA | I | OLD |  |  | RHNBHDHC | 3 | 0.5 | HOUETARHNBHDHCN05_OLDI_FDIELCE01 | 0.97 | HOUETARHNBHDHCN05_OLDI | HOUETARHNDIELCE01_OLDI | DIELCE01 | BHDHCN05 | ETA_OLDI | DIELCE01_BHDHCN05 | 5 | 0 | 1.1 | Unlikely
HOUETARHNBHDHCN05_OLDI_FDIELCE01_D50 | Residential heating technology - Direct district heating substation - plus connection pipe - plus distribution (heating density: high ) - apartment complex - existing building - distributed MEAN level | HOUDHC | HOUETARHN_OLDI_DMD | MKr20 | 2040 | 0.31021 | 0.0016015 | [6 empty] | ETA | I | OLD |  |  | RHNBHDHC | 3 | 0.5 | HOUETARHNBHDHCN05_OLDI_FDIELCE01 | 0.97 | HOUETARHNBHDHCN05_OLDI | HOUETARHNDIELCE01_OLDI | DIELCE01 | BHDHCN05 | ETA_OLDI | DIELCE01_BHDHCN05 | 5 | 0 | 1.1 | Unlikely
HOUETARHNBHDHCN05_OLDI_FDIELCE01_D50 | Residential heating technology - Direct district heating substation - plus connection pipe - plus distribution (heating density: high ) - apartment complex - existing building - distributed MEAN level | HOUDHC | HOUETARHN_OLDI_DMD | MKr20 | 2050 | 0.29905 | 0.0015375 | [6 empty] | ETA | I | OLD |  |  | RHNBHDHC | 3 | 0.5 | HOUETARHNBHDHCN05_OLDI_FDIELCE01 | 0.97 | HOUETARHNBHDHCN05_OLDI | HOUETARHNDIELCE01_OLDI | DIELCE01 | BHDHCN05 | ETA_OLDI | DIELCE01_BHDHCN05 | 5 | 0 | 1.1 | Unlikely
HOUPARRHNHPELCN07_OLDC_FDIELCE01_D50 | Residential heating technology - Heat pump, Air-to-water, low-price product - single-family house - existing building - distributed MEAN level | HOUELC, HOUAMB | HOUPARRHN_OLDC_DMD | MKr20 | 2020 | 10.0634 | 0.38286 | 0.33333 | [5 empty] | PAR | C | OLD | 3 |  | RHNHPELC | 3 | 0.5 | HOUPARRHNHPELCN07_OLDC_FDIELCE01 | 0.539 | HOUPARRHNHPELCN07_OLDC | HOUPARRHNDIELCE01_OLDC | DIELCE01 | HPELCN07 | PAR_OLDC | DIELCE01_HPELCN07 | 5 | 0 | 1.1 | Unlikely
HOUPARRHNHPELCN07_OLDC_FDIELCE01_D50 | Residential heating technology - Heat pump, Air-to-water, low-price product - single-family house - existing building - distributed MEAN level | HOUELC, HOUAMB | HOUPARRHN_OLDC_DMD | MKr20 | 2025 | 9.2062 | 0.29365 | 0.31746 | [5 empty] | PAR | C | OLD | 3.15 |  | RHNHPELC | 3 | 0.5 | HOUPARRHNHPELCN07_OLDC_FDIELCE01 | 0.539 | HOUPARRHNHPELCN07_OLDC | HOUPARRHNDIELCE01_OLDC | DIELCE01 | HPELCN07 | PAR_OLDC | DIELCE01_HPELCN07 | 5 | 0 | 1.1 | Unlikely
HOUPARRHNHPELCN07_OLDC_FDIELCE01_D50 | Residential heating technology - Heat pump, Air-to-water, low-price product - single-family house - existing building - distributed MEAN level | HOUELC, HOUAMB | HOUPARRHN_OLDC_DMD | MKr20 | 2030 | 8.349 | 0.29016 | 0.30303 | [5 empty] | PAR | C | OLD | 3.3 |  | RHNHPELC | 3 | 0.5 | HOUPARRHNHPELCN07_OLDC_FDIELCE01 | 0.539 | HOUPARRHNHPELCN07_OLDC | HOUPARRHNDIELCE01_OLDC | DIELCE01 | HPELCN07 | PAR_OLDC | DIELCE01_HPELCN07 | 5 | 0 | 1.1 | Unlikely
HOUPARRHNHPELCN07_OLDC_FDIELCE01_D50 | Residential heating technology - Heat pump, Air-to-water, low-price product - single-family house - existing building - distributed MEAN level | HOUELC, HOUAMB | HOUPARRHN_OLDC_DMD | MKr20 | 2040 | 7.666 | 0.28368 | 0.28986 | [5 empty] | PAR | C | OLD | 3.45 |  | RHNHPELC | 3 | 0.5 | HOUPARRHNHPELCN07_OLDC_FDIELCE01 | 0.539 | HOUPARRHNHPELCN07_OLDC | HOUPARRHNDIELCE01_OLDC | DIELCE01 | HPELCN07 | PAR_OLDC | DIELCE01_HPELCN07 | 5 | 0 | 1.1 | Unlikely
HOUPARRHNHPELCN07_OLDC_FDIELCE01_D50 | Residential heating technology - Heat pump, Air-to-water, low-price product - single-family house - existing building - distributed MEAN level | HOUELC, HOUAMB | HOUPARRHN_OLDC_DMD | MKr20 | 2050 | 6.983 | 0.2772 | 0.28169 | [5 empty] | PAR | C | OLD | 3.55 |  | RHNHPELC | 3 | 0.5 | HOUPARRHNHPELCN07_OLDC_FDIELCE01 | 0.539 | HOUPARRHNHPELCN07_OLDC | HOUPARRHNDIELCE01_OLDC | DIELCE01 | HPELCN07 | PAR_OLDC | DIELCE01_HPELCN07 | 5 | 0 | 1.1 | Unlikely
HOUPARRHNHPELCN05_OLDC_FDIELCE01_D50 | Residential heating technology - Heat pump, Air-to-water - leasing - single-family house - existing building - distributed MEAN level | HOUELC, HOUAMB | HOUPARRHN_OLDC_DMD | MKr20 | 2020 | 6.4114 | 1.06 | 0.31746 | [5 empty] | PAR | C | OLD | 3.15 |  | RHNHPELC | 3 | 0.5 | HOUPARRHNHPELCN05_OLDC_FDIELCE01 | 0.539 | HOUPARRHNHPELCN05_OLDC | HOUPARRHNDIELCE01_OLDC | DIELCE01 | HPELCN05 | PAR_OLDC | DIELCE01_HPELCN05 | 5 | 0 | 1.1 | Unlikely
HOUPARRHNHPELCN05_OLDC_FDIELCE01_D50 | Residential heating technology - Heat pump, Air-to-water - leasing - single-family house - existing building - distributed MEAN level | HOUELC, HOUAMB | HOUPARRHN_OLDC_DMD | MKr20 | 2025 | 5.9138 | 0.91425 | 0.30303 | [5 empty] | PAR | C | OLD | 3.3 |  | RHNHPELC | 3 | 0.5 | HOUPARRHNHPELCN05_OLDC_FDIELCE01 | 0.539 | HOUPARRHNHPELCN05_OLDC | HOUPARRHNDIELCE01_OLDC | DIELCE01 | HPELCN05 | PAR_OLDC | DIELCE01_HPELCN05 | 5 | 0 | 1.1 | Unlikely
HOUPARRHNHPELCN05_OLDC_FDIELCE01_D50 | Residential heating technology - Heat pump, Air-to-water - leasing - single-family house - existing building - distributed MEAN level | HOUELC, HOUAMB | HOUPARRHN_OLDC_DMD | MKr20 | 2030 | 5.4162 | 0.85421 | 0.28986 | [5 empty] | PAR | C | OLD | 3.45 |  | RHNHPELC | 3 | 0.5 | HOUPARRHNHPELCN05_OLDC_FDIELCE01 | 0.539 | HOUPARRHNHPELCN05_OLDC | HOUPARRHNDIELCE01_OLDC | DIELCE01 | HPELCN05 | PAR_OLDC | DIELCE01_HPELCN05 | 5 | 0 | 1.1 | Unlikely
HOUPARRHNHPELCN05_OLDC_FDIELCE01_D50 | Residential heating technology - Heat pump, Air-to-water - leasing - single-family house - existing building - distributed MEAN level | HOUELC, HOUAMB | HOUPARRHN_OLDC_DMD | MKr20 | 2040 | 5.0127 | 0.80187 | 0.27778 | [5 empty] | PAR | C | OLD | 3.6 |  | RHNHPELC | 3 | 0.5 | HOUPARRHNHPELCN05_OLDC_FDIELCE01 | 0.539 | HOUPARRHNHPELCN05_OLDC | HOUPARRHNDIELCE01_OLDC | DIELCE01 | HPELCN05 | PAR_OLDC | DIELCE01_HPELCN05 | 5 | 0 | 1.1 | Unlikely
HOUPARRHNHPELCN05_OLDC_FDIELCE01_D50 | Residential heating technology - Heat pump, Air-to-water - leasing - single-family house - existing building - distributed MEAN level | HOUELC, HOUAMB | HOUPARRHN_OLDC_DMD | MKr20 | 2050 | 4.6091 | 0.74953 | 0.27027 | [5 empty] | PAR | C | OLD | 3.7 |  | RHNHPELC | 3 | 0.5 | HOUPARRHNHPELCN05_OLDC_FDIELCE01 | 0.539 | HOUPARRHNHPELCN05_OLDC | HOUPARRHNDIELCE01_OLDC | DIELCE01 | HPELCN05 | PAR_OLDC | DIELCE01_HPELCN05 | 5 | 0 | 1.1 | Unlikely
HOUPARRHNHPELCN04_OLDC_FDIELCE01_D50 | Residential heating technology - Heat pump, Ground source - single-family house - existing building - distributed MEAN level | HOUELC, HOUAMB | HOUPARRHN_OLDC_DMD | MKr20 | 2020 | 15.4381 | 0.30571 | 0.28986 | [5 empty] | PAR | C | OLD | 3.45 |  | RHNHPELC | 3 | 0.5 | HOUPARRHNHPELCN04_OLDC_FDIELCE01 | 0.539 | HOUPARRHNHPELCN04_OLDC | HOUPARRHNDIELCE01_OLDC | DIELCE01 | HPELCN04 | PAR_OLDC | DIELCE01_HPELCN04 | 6 | 0 | 1 | New
HOUPARRHNHPELCN04_OLDC_FDIELCE01_D50 | Residential heating technology - Heat pump, Ground source - single-family house - existing building - distributed MEAN level | HOUELC, HOUAMB | HOUPARRHN_OLDC_DMD | MKr20 | 2025 | 14.6662 | 0.21651 | 0.28169 | [5 empty] | PAR | C | OLD | 3.55 |  | RHNHPELC | 3 | 0.5 | HOUPARRHNHPELCN04_OLDC_FDIELCE01 | 0.539 | HOUPARRHNHPELCN04_OLDC | HOUPARRHNDIELCE01_OLDC | DIELCE01 | HPELCN04 | PAR_OLDC | DIELCE01_HPELCN04 | 6 | 0 | 1 | New
HOUPARRHNHPELCN04_OLDC_FDIELCE01_D50 | Residential heating technology - Heat pump, Ground source - single-family house - existing building - distributed MEAN level | HOUELC, HOUAMB | HOUPARRHN_OLDC_DMD | MKr20 | 2030 | 13.8943 | 0.21302 | 0.27397 | [5 empty] | PAR | C | OLD | 3.65 |  | RHNHPELC | 3 | 0.5 | HOUPARRHNHPELCN04_OLDC_FDIELCE01 | 0.539 | HOUPARRHNHPELCN04_OLDC | HOUPARRHNDIELCE01_OLDC | DIELCE01 | HPELCN04 | PAR_OLDC | DIELCE01_HPELCN04 | 6 | 0 | 1 | New
HOUPARRHNHPELCN04_OLDC_FDIELCE01_D50 | Residential heating technology - Heat pump, Ground source - single-family house - existing building - distributed MEAN level | HOUELC, HOUAMB | HOUPARRHN_OLDC_DMD | MKr20 | 2040 | 13.1996 | 0.20654 | 0.26316 | [5 empty] | PAR | C | OLD | 3.8 |  | RHNHPELC | 3 | 0.5 | HOUPARRHNHPELCN04_OLDC_FDIELCE01 | 0.539 | HOUPARRHNHPELCN04_OLDC | HOUPARRHNDIELCE01_OLDC | DIELCE01 | HPELCN04 | PAR_OLDC | DIELCE01_HPELCN04 | 6 | 0 | 1 | New
HOUPARRHNHPELCN04_OLDC_FDIELCE01_D50 | Residential heating technology - Heat pump, Ground source - single-family house - existing building - distributed MEAN level | HOUELC, HOUAMB | HOUPARRHN_OLDC_DMD | MKr20 | 2050 | 12.5049 | 0.20005 | 0.25974 | [5 empty] | PAR | C | OLD | 3.85 |  | RHNHPELC | 3 | 0.5 | HOUPARRHNHPELCN04_OLDC_FDIELCE01 | 0.539 | HOUPARRHNHPELCN04_OLDC | HOUPARRHNDIELCE01_OLDC | DIELCE01 | HPELCN04 | PAR_OLDC | DIELCE01_HPELCN04 | 6 | 0 | 1 | New
HOUPARRHNHPELCN03_OLDC_FDIELCE01_D50 | Residential heating technology - Heat pump, Air-to-water - single-family house - existing building - distributed MEAN level | HOUELC, HOUAMB | HOUPARRHN_OLDC_DMD | MKr20 | 2020 | 11.6571 | 0.33143 | 0.31746 | [5 empty] | PAR | C | OLD | 3.15 |  | RHNHPELC | 3 | 0.5 | HOUPARRHNHPELCN03_OLDC_FDIELCE01 | 0.539 | HOUPARRHNHPELCN03_OLDC | HOUPARRHNDIELCE01_OLDC | DIELCE01 | HPELCN03 | PAR_OLDC | DIELCE01_HPELCN03 | 6 | 0 | 1 | New
HOUPARRHNHPELCN03_OLDC_FDIELCE01_D50 | Residential heating technology - Heat pump, Air-to-water - single-family house - existing building - distributed MEAN level | HOUELC, HOUAMB | HOUPARRHN_OLDC_DMD | MKr20 | 2025 | 10.7524 | 0.24222 | 0.30303 | [5 empty] | PAR | C | OLD | 3.3 |  | RHNHPELC | 3 | 0.5 | HOUPARRHNHPELCN03_OLDC_FDIELCE01 | 0.539 | HOUPARRHNHPELCN03_OLDC | HOUPARRHNDIELCE01_OLDC | DIELCE01 | HPELCN03 | PAR_OLDC | DIELCE01_HPELCN03 | 6 | 0 | 1 | New
HOUPARRHNHPELCN03_OLDC_FDIELCE01_D50 | Residential heating technology - Heat pump, Air-to-water - single-family house - existing building - distributed MEAN level | HOUELC, HOUAMB | HOUPARRHN_OLDC_DMD | MKr20 | 2030 | 9.8477 | 0.23873 | 0.28986 | [5 empty] | PAR | C | OLD | 3.45 |  | RHNHPELC | 3 | 0.5 | HOUPARRHNHPELCN03_OLDC_FDIELCE01 | 0.539 | HOUPARRHNHPELCN03_OLDC | HOUPARRHNDIELCE01_OLDC | DIELCE01 | HPELCN03 | PAR_OLDC | DIELCE01_HPELCN03 | 6 | 0 | 1 | New
HOUPARRHNHPELCN03_OLDC_FDIELCE01_D50 | Residential heating technology - Heat pump, Air-to-water - single-family house - existing building - distributed MEAN level | HOUELC, HOUAMB | HOUPARRHN_OLDC_DMD | MKr20 | 2040 | 9.1139 | 0.23225 | 0.27778 | [5 empty] | PAR | C | OLD | 3.6 |  | RHNHPELC | 3 | 0.5 | HOUPARRHNHPELCN03_OLDC_FDIELCE01 | 0.539 | HOUPARRHNHPELCN03_OLDC | HOUPARRHNDIELCE01_OLDC | DIELCE01 | HPELCN03 | PAR_OLDC | DIELCE01_HPELCN03 | 6 | 0 | 1 | New
HOUPARRHNHPELCN03_OLDC_FDIELCE01_D50 | Residential heating technology - Heat pump, Air-to-water - single-family house - existing building - distributed MEAN level | HOUELC, HOUAMB | HOUPARRHN_OLDC_DMD | MKr20 | 2050 | 8.3802 | 0.22577 | 0.27027 | [5 empty] | PAR | C | OLD | 3.7 |  | RHNHPELC | 3 | 0.5 | HOUPARRHNHPELCN03_OLDC_FDIELCE01 | 0.539 | HOUPARRHNHPELCN03_OLDC | HOUPARRHNDIELCE01_OLDC | DIELCE01 | HPELCN03 | PAR_OLDC | DIELCE01_HPELCN03 | 6 | 0 | 1 | New
HOUPARRHNHPELCN02_OLDC_FDIELCE01_D50 | Residential heating technology - Heat pump, Air-to-air - single-family house - existing building - distributed MEAN level | HOUELC, HOUAMB | HOUPARRHN_OLDC_DMD | MKr20 | 2020 | 2.1408 | 0.17231 | 0.20619 | [5 empty] | PAR | C | OLD | 4.85 |  | RHNHPELC | 3 | 0.5 | HOUPARRHNHPELCN02_OLDC_FDIELCE01 | 0.539 | HOUPARRHNHPELCN02_OLDC | HOUPARRHNDIELCE01_OLDC | DIELCE01 | HPELCN02 | PAR_OLDC | DIELCE01_HPELCN02 | 5 | 0 | 1.1 | Unlikely
HOUPARRHNHPELCN02_OLDC_FDIELCE01_D50 | Residential heating technology - Heat pump, Air-to-air - single-family house - existing building - distributed MEAN level | HOUELC, HOUAMB | HOUPARRHN_OLDC_DMD | MKr20 | 2025 | 2.0884 | 0.11707 | 0.19608 | [5 empty] | PAR | C | OLD | 5.1 |  | RHNHPELC | 3 | 0.5 | HOUPARRHNHPELCN02_OLDC_FDIELCE01 | 0.539 | HOUPARRHNHPELCN02_OLDC | HOUPARRHNDIELCE01_OLDC | DIELCE01 | HPELCN02 | PAR_OLDC | DIELCE01_HPELCN02 | 5 | 0 | 1.1 | Unlikely
HOUPARRHNHPELCN02_OLDC_FDIELCE01_D50 | Residential heating technology - Heat pump, Air-to-air - single-family house - existing building - distributed MEAN level | HOUELC, HOUAMB | HOUPARRHN_OLDC_DMD | MKr20 | 2030 | 2.0361 | 0.11491 | 0.18868 | [5 empty] | PAR | C | OLD | 5.3 |  | RHNHPELC | 3 | 0.5 | HOUPARRHNHPELCN02_OLDC_FDIELCE01 | 0.539 | HOUPARRHNHPELCN02_OLDC | HOUPARRHNDIELCE01_OLDC | DIELCE01 | HPELCN02 | PAR_OLDC | DIELCE01_HPELCN02 | 5 | 0 | 1.1 | Unlikely
HOUPARRHNHPELCN02_OLDC_FDIELCE01_D50 | Residential heating technology - Heat pump, Air-to-air - single-family house - existing building - distributed MEAN level | HOUELC, HOUAMB | HOUPARRHN_OLDC_DMD | MKr20 | 2040 | 1.939 | 0.11089 | 0.18182 | [5 empty] | PAR | C | OLD | 5.5 |  | RHNHPELC | 3 | 0.5 | HOUPARRHNHPELCN02_OLDC_FDIELCE01 | 0.539 | HOUPARRHNHPELCN02_OLDC | HOUPARRHNDIELCE01_OLDC | DIELCE01 | HPELCN02 | PAR_OLDC | DIELCE01_HPELCN02 | 5 | 0 | 1.1 | Unlikely
HOUPARRHNHPELCN02_OLDC_FDIELCE01_D50 | Residential heating technology - Heat pump, Air-to-air - single-family house - existing building - distributed MEAN level | HOUELC, HOUAMB | HOUPARRHN_OLDC_DMD | MKr20 | 2050 | 1.8419 | 0.10688 | 0.17857 | [5 empty] | PAR | C | OLD | 5.6 |  | RHNHPELC | 3 | 0.5 | HOUPARRHNHPELCN02_OLDC_FDIELCE01 | 0.539 | HOUPARRHNHPELCN02_OLDC | HOUPARRHNDIELCE01_OLDC | DIELCE01 | HPELCN02 | PAR_OLDC | DIELCE01_HPELCN02 | 5 | 0 | 1.1 | Unlikely
HOUPARRHNDIELCN06_OLDC_FDIELCE01_D50 | Residential heating technology - Electric heating - electric panel from Bauhaus - single-family house - new building - distributed MEAN level | HOUELC | HOUPARRHN_OLDC_DMD | MKr20 | 2020 | 0.495 | 0 | [6 empty] | PAR | C | OLD |  |  | RHNDIELC | 3 | 0.5 | HOUPARRHNDIELCN06_OLDC_FDIELCE01 | 0.539 | HOUPARRHNDIELCN06_OLDC | HOUPARRHNDIELCE01_OLDC | DIELCE01 | DIELCN06 | PAR_OLDC | DIELCE01_DIELCN06 | 2 | 0 | 0.9 | Same
HOUPARRHNDIELCN06_OLDC_FDIELCE01_D50 | Residential heating technology - Electric heating - electric panel from Bauhaus - single-family house - new building - distributed MEAN level | HOUELC | HOUPARRHN_OLDC_DMD | MKr20 | 2025 | 0.495 | 0 | [6 empty] | PAR | C | OLD |  |  | RHNDIELC | 3 | 0.5 | HOUPARRHNDIELCN06_OLDC_FDIELCE01 | 0.539 | HOUPARRHNDIELCN06_OLDC | HOUPARRHNDIELCE01_OLDC | DIELCE01 | DIELCN06 | PAR_OLDC | DIELCE01_DIELCN06 | 2 | 0 | 0.9 | Same
HOUPARRHNDIELCN06_OLDC_FDIELCE01_D50 | Residential heating technology - Electric heating - electric panel from Bauhaus - single-family house - new building - distributed MEAN level | HOUELC | HOUPARRHN_OLDC_DMD | MKr20 | 2030 | 0.495 | 0 | [6 empty] | PAR | C | OLD |  |  | RHNDIELC | 3 | 0.5 | HOUPARRHNDIELCN06_OLDC_FDIELCE01 | 0.539 | HOUPARRHNDIELCN06_OLDC | HOUPARRHNDIELCE01_OLDC | DIELCE01 | DIELCN06 | PAR_OLDC | DIELCE01_DIELCN06 | 2 | 0 | 0.9 | Same
HOUPARRHNDIELCN06_OLDC_FDIELCE01_D50 | Residential heating technology - Electric heating - electric panel from Bauhaus - single-family house - new building - distributed MEAN level | HOUELC | HOUPARRHN_OLDC_DMD | MKr20 | 2040 | 0.495 | 0 | [6 empty] | PAR | C | OLD |  |  | RHNDIELC | 3 | 0.5 | HOUPARRHNDIELCN06_OLDC_FDIELCE01 | 0.539 | HOUPARRHNDIELCN06_OLDC | HOUPARRHNDIELCE01_OLDC | DIELCE01 | DIELCN06 | PAR_OLDC | DIELCE01_DIELCN06 | 2 | 0 | 0.9 | Same
HOUPARRHNDIELCN06_OLDC_FDIELCE01_D50 | Residential heating technology - Electric heating - electric panel from Bauhaus - single-family house - new building - distributed MEAN level | HOUELC | HOUPARRHN_OLDC_DMD | MKr20 | 2050 | 0.495 | 0 | [6 empty] | PAR | C | OLD |  |  | RHNDIELC | 3 | 0.5 | HOUPARRHNDIELCN06_OLDC_FDIELCE01 | 0.539 | HOUPARRHNDIELCN06_OLDC | HOUPARRHNDIELCE01_OLDC | DIELCE01 | DIELCN06 | PAR_OLDC | DIELCE01_DIELCN06 | 2 | 0 | 0.9 | Same
HOUPARRHNDIELCN01_OLDC_FDIELCE01_D50 | Residential heating technology - Electric heating - single-family house - new building - distributed MEAN level | HOUELC | HOUPARRHN_OLDC_DMD | MKr20 | 2020 | 6.0144 | 0.0596 | [6 empty] | PAR | C | OLD |  |  | RHNDIELC | 3 | 0.5 | HOUPARRHNDIELCN01_OLDC_FDIELCE01 | 0.539 | HOUPARRHNDIELCN01_OLDC | HOUPARRHNDIELCE01_OLDC | DIELCE01 | DIELCN01 | PAR_OLDC | DIELCE01_DIELCN01 | 2 | 0 | 0.9 | Same
HOUPARRHNDIELCN01_OLDC_FDIELCE01_D50 | Residential heating technology - Electric heating - single-family house - new building - distributed MEAN level | HOUELC | HOUPARRHN_OLDC_DMD | MKr20 | 2025 | 5.8655 | 0.0596 | [6 empty] | PAR | C | OLD |  |  | RHNDIELC | 3 | 0.5 | HOUPARRHNDIELCN01_OLDC_FDIELCE01 | 0.539 | HOUPARRHNDIELCN01_OLDC | HOUPARRHNDIELCE01_OLDC | DIELCE01 | DIELCN01 | PAR_OLDC | DIELCE01_DIELCN01 | 2 | 0 | 0.9 | Same
HOUPARRHNDIELCN01_OLDC_FDIELCE01_D50 | Residential heating technology - Electric heating - single-family house - new building - distributed MEAN level | HOUELC | HOUPARRHN_OLDC_DMD | MKr20 | 2030 | 5.7203 | 0.057117 | [6 empty] | PAR | C | OLD |  |  | RHNDIELC | 3 | 0.5 | HOUPARRHNDIELCN01_OLDC_FDIELCE01 | 0.539 | HOUPARRHNDIELCN01_OLDC | HOUPARRHNDIELCE01_OLDC | DIELCE01 | DIELCN01 | PAR_OLDC | DIELCE01_DIELCN01 | 2 | 0 | 0.9 | Same
HOUPARRHNDIELCN01_OLDC_FDIELCE01_D50 | Residential heating technology - Electric heating - single-family house - new building - distributed MEAN level | HOUELC | HOUPARRHN_OLDC_DMD | MKr20 | 2040 | 5.4407 | 0.054633 | [6 empty] | PAR | C | OLD |  |  | RHNDIELC | 3 | 0.5 | HOUPARRHNDIELCN01_OLDC_FDIELCE01 | 0.539 | HOUPARRHNDIELCN01_OLDC | HOUPARRHNDIELCE01_OLDC | DIELCE01 | DIELCN01 | PAR_OLDC | DIELCE01_DIELCN01 | 2 | 0 | 0.9 | Same
HOUPARRHNDIELCN01_OLDC_FDIELCE01_D50 | Residential heating technology - Electric heating - single-family house - new building - distributed MEAN level | HOUELC | HOUPARRHN_OLDC_DMD | MKr20 | 2050 | 5.1747 | 0.05215 | [6 empty] | PAR | C | OLD |  |  | RHNDIELC | 3 | 0.5 | HOUPARRHNDIELCN01_OLDC_FDIELCE01 | 0.539 | HOUPARRHNDIELCN01_OLDC | HOUPARRHNDIELCE01_OLDC | DIELCE01 | DIELCN01 | PAR_OLDC | DIELCE01_DIELCN01 | 2 | 0 | 0.9 | Same
HOUPARRHNBHSOLN01_OLDC_FDIELCE01_D50 | Residential heating technology - Solar heating system - single-family house - existing building - distributed MEAN level | HOUSOL | HOUPARRHN_OLDC_DMD | MKr20 | 2020 | 8.0779 | 0.093036 | [6 empty] | PAR | C | OLD |  |  | RHNBHSOL | 3 | 0.5 | HOUPARRHNBHSOLN01_OLDC_FDIELCE01 | 0.539 | HOUPARRHNBHSOLN01_OLDC | HOUPARRHNDIELCE01_OLDC | DIELCE01 | BHSOLN01 | PAR_OLDC | DIELCE01_BHSOLN01 | 5 | 0 | 1.1 | Unlikely
HOUPARRHNBHSOLN01_OLDC_FDIELCE01_D50 | Residential heating technology - Solar heating system - single-family house - existing building - distributed MEAN level | HOUSOL | HOUPARRHN_OLDC_DMD | MKr20 | 2025 | 7.878 | 0.08736 | [6 empty] | PAR | C | OLD |  |  | RHNBHSOL | 3 | 0.5 | HOUPARRHNBHSOLN01_OLDC_FDIELCE01 | 0.539 | HOUPARRHNBHSOLN01_OLDC | HOUPARRHNDIELCE01_OLDC | DIELCE01 | BHSOLN01 | PAR_OLDC | DIELCE01_BHSOLN01 | 5 | 0 | 1.1 | Unlikely
HOUPARRHNBHSOLN01_OLDC_FDIELCE01_D50 | Residential heating technology - Solar heating system - single-family house - existing building - distributed MEAN level | HOUSOL | HOUPARRHN_OLDC_DMD | MKr20 | 2030 | 7.683 | 0.085232 | [6 empty] | PAR | C | OLD |  |  | RHNBHSOL | 3 | 0.5 | HOUPARRHNBHSOLN01_OLDC_FDIELCE01 | 0.539 | HOUPARRHNBHSOLN01_OLDC | HOUPARRHNDIELCE01_OLDC | DIELCE01 | BHSOLN01 | PAR_OLDC | DIELCE01_BHSOLN01 | 5 | 0 | 1.1 | Unlikely
HOUPARRHNBHSOLN01_OLDC_FDIELCE01_D50 | Residential heating technology - Solar heating system - single-family house - existing building - distributed MEAN level | HOUSOL | HOUPARRHN_OLDC_DMD | MKr20 | 2040 | 7.3074 | 0.08062 | [6 empty] | PAR | C | OLD |  |  | RHNBHSOL | 3 | 0.5 | HOUPARRHNBHSOLN01_OLDC_FDIELCE01 | 0.539 | HOUPARRHNBHSOLN01_OLDC | HOUPARRHNDIELCE01_OLDC | DIELCE01 | BHSOLN01 | PAR_OLDC | DIELCE01_BHSOLN01 | 5 | 0 | 1.1 | Unlikely
HOUPARRHNBHSOLN01_OLDC_FDIELCE01_D50 | Residential heating technology - Solar heating system - single-family house - existing building - distributed MEAN level | HOUSOL | HOUPARRHN_OLDC_DMD | MKr20 | 2050 | 6.9501 | 0.076008 | [6 empty] | PAR | C | OLD |  |  | RHNBHSOL | 3 | 0.5 | HOUPARRHNBHSOLN01_OLDC_FDIELCE01 | 0.539 | HOUPARRHNBHSOLN01_OLDC | HOUPARRHNDIELCE01_OLDC | DIELCE01 | BHSOLN01 | PAR_OLDC | DIELCE01_BHSOLN01 | 5 | 0 | 1.1 | Unlikely
HOUPARRHNBHDHCN03_OLDC_FDIELCE01_D50 | Residential heating technology - Direct district heating substation - plus connection pipe - single-family house - existing building - distributed MEAN level | HOUDHC | HOUPARRHN_OLDC_DMD | MKr20 | 2020 | 3.2097 | 0.030272 | [6 empty] | PAR | C | OLD |  |  | RHNBHDHC | 3 | 0.5 | HOUPARRHNBHDHCN03_OLDC_FDIELCE01 | 0.539 | HOUPARRHNBHDHCN03_OLDC | HOUPARRHNDIELCE01_OLDC | DIELCE01 | BHDHCN03 | PAR_OLDC | DIELCE01_BHDHCN03 | 6 | 0 | 1 | New
HOUPARRHNBHDHCN03_OLDC_FDIELCE01_D50 | Residential heating technology - Direct district heating substation - plus connection pipe - single-family house - existing building - distributed MEAN level | HOUDHC | HOUPARRHN_OLDC_DMD | MKr20 | 2025 | 3.1725 | 0.030048 | [6 empty] | PAR | C | OLD |  |  | RHNBHDHC | 3 | 0.5 | HOUPARRHNBHDHCN03_OLDC_FDIELCE01 | 0.539 | HOUPARRHNBHDHCN03_OLDC | HOUPARRHNDIELCE01_OLDC | DIELCE01 | BHDHCN03 | PAR_OLDC | DIELCE01_BHDHCN03 | 6 | 0 | 1 | New
HOUPARRHNBHDHCN03_OLDC_FDIELCE01_D50 | Residential heating technology - Direct district heating substation - plus connection pipe - single-family house - existing building - distributed MEAN level | HOUDHC | HOUPARRHN_OLDC_DMD | MKr20 | 2030 | 3.1414 | 0.029511 | [6 empty] | PAR | C | OLD |  |  | RHNBHDHC | 3 | 0.5 | HOUPARRHNBHDHCN03_OLDC_FDIELCE01 | 0.539 | HOUPARRHNBHDHCN03_OLDC | HOUPARRHNDIELCE01_OLDC | DIELCE01 | BHDHCN03 | PAR_OLDC | DIELCE01_BHDHCN03 | 6 | 0 | 1 | New
HOUPARRHNBHDHCN03_OLDC_FDIELCE01_D50 | Residential heating technology - Direct district heating substation - plus connection pipe - single-family house - existing building - distributed MEAN level | HOUDHC | HOUPARRHN_OLDC_DMD | MKr20 | 2040 | 3.0855 | 0.02824 | [6 empty] | PAR | C | OLD |  |  | RHNBHDHC | 3 | 0.5 | HOUPARRHNBHDHCN03_OLDC_FDIELCE01 | 0.539 | HOUPARRHNBHDHCN03_OLDC | HOUPARRHNDIELCE01_OLDC | DIELCE01 | BHDHCN03 | PAR_OLDC | DIELCE01_BHDHCN03 | 6 | 0 | 1 | New
HOUPARRHNBHDHCN03_OLDC_FDIELCE01_D50 | Residential heating technology - Direct district heating substation - plus connection pipe - single-family house - existing building - distributed MEAN level | HOUDHC | HOUPARRHN_OLDC_DMD | MKr20 | 2050 | 3.0235 | 0.026392 | [6 empty] | PAR | C | OLD |  |  | RHNBHDHC | 3 | 0.5 | HOUPARRHNBHDHCN03_OLDC_FDIELCE01 | 0.539 | HOUPARRHNBHDHCN03_OLDC | HOUPARRHNDIELCE01_OLDC | DIELCE01 | BHDHCN03 | PAR_OLDC | DIELCE01_BHDHCN03 | 6 | 0 | 1 | New
HOUPARRHNHPELCN07_OLDD_FDIELCE01_D50 | Residential heating technology - Heat pump, Air-to-water, low-price product - single-family house - existing building - distributed MEAN level | HOUELC, HOUAMB | HOUPARRHN_OLDD_DMD | MKr20 | 2020 | 10.0634 | 0.38286 | 0.33333 | [5 empty] | PAR | D | OLD | 3 |  | RHNHPELC | 3 | 0.5 | HOUPARRHNHPELCN07_OLDD_FDIELCE01 | 0.539 | HOUPARRHNHPELCN07_OLDD | HOUPARRHNDIELCE01_OLDD | DIELCE01 | HPELCN07 | PAR_OLDD | DIELCE01_HPELCN07 | 5 | 0 | 1.1 | Unlikely
HOUPARRHNHPELCN07_OLDD_FDIELCE01_D50 | Residential heating technology - Heat pump, Air-to-water, low-price product - single-family house - existing building - distributed MEAN level | HOUELC, HOUAMB | HOUPARRHN_OLDD_DMD | MKr20 | 2025 | 9.2062 | 0.29365 | 0.31746 | [5 empty] | PAR | D | OLD | 3.15 |  | RHNHPELC | 3 | 0.5 | HOUPARRHNHPELCN07_OLDD_FDIELCE01 | 0.539 | HOUPARRHNHPELCN07_OLDD | HOUPARRHNDIELCE01_OLDD | DIELCE01 | HPELCN07 | PAR_OLDD | DIELCE01_HPELCN07 | 5 | 0 | 1.1 | Unlikely
HOUPARRHNHPELCN07_OLDD_FDIELCE01_D50 | Residential heating technology - Heat pump, Air-to-water, low-price product - single-family house - existing building - distributed MEAN level | HOUELC, HOUAMB | HOUPARRHN_OLDD_DMD | MKr20 | 2030 | 8.349 | 0.29016 | 0.30303 | [5 empty] | PAR | D | OLD | 3.3 |  | RHNHPELC | 3 | 0.5 | HOUPARRHNHPELCN07_OLDD_FDIELCE01 | 0.539 | HOUPARRHNHPELCN07_OLDD | HOUPARRHNDIELCE01_OLDD | DIELCE01 | HPELCN07 | PAR_OLDD | DIELCE01_HPELCN07 | 5 | 0 | 1.1 | Unlikely
HOUPARRHNHPELCN07_OLDD_FDIELCE01_D50 | Residential heating technology - Heat pump, Air-to-water, low-price product - single-family house - existing building - distributed MEAN level | HOUELC, HOUAMB | HOUPARRHN_OLDD_DMD | MKr20 | 2040 | 7.666 | 0.28368 | 0.28986 | [5 empty] | PAR | D | OLD | 3.45 |  | RHNHPELC | 3 | 0.5 | HOUPARRHNHPELCN07_OLDD_FDIELCE01 | 0.539 | HOUPARRHNHPELCN07_OLDD | HOUPARRHNDIELCE01_OLDD | DIELCE01 | HPELCN07 | PAR_OLDD | DIELCE01_HPELCN07 | 5 | 0 | 1.1 | Unlikely
HOUPARRHNHPELCN07_OLDD_FDIELCE01_D50 | Residential heating technology - Heat pump, Air-to-water, low-price product - single-family house - existing building - distributed MEAN level | HOUELC, HOUAMB | HOUPARRHN_OLDD_DMD | MKr20 | 2050 | 6.983 | 0.2772 | 0.28169 | [5 empty] | PAR | D | OLD | 3.55 |  | RHNHPELC | 3 | 0.5 | HOUPARRHNHPELCN07_OLDD_FDIELCE01 | 0.539 | HOUPARRHNHPELCN07_OLDD | HOUPARRHNDIELCE01_OLDD | DIELCE01 | HPELCN07 | PAR_OLDD | DIELCE01_HPELCN07 | 5 | 0 | 1.1 | Unlikely
HOUPARRHNHPELCN05_OLDD_FDIELCE01_D50 | Residential heating technology - Heat pump, Air-to-water - leasing - single-family house - existing building - distributed MEAN level | HOUELC, HOUAMB | HOUPARRHN_OLDD_DMD | MKr20 | 2020 | 6.4114 | 1.06 | 0.31746 | [5 empty] | PAR | D | OLD | 3.15 |  | RHNHPELC | 3 | 0.5 | HOUPARRHNHPELCN05_OLDD_FDIELCE01 | 0.539 | HOUPARRHNHPELCN05_OLDD | HOUPARRHNDIELCE01_OLDD | DIELCE01 | HPELCN05 | PAR_OLDD | DIELCE01_HPELCN05 | 5 | 0 | 1.1 | Unlikely
HOUPARRHNHPELCN05_OLDD_FDIELCE01_D50 | Residential heating technology - Heat pump, Air-to-water - leasing - single-family house - existing building - distributed MEAN level | HOUELC, HOUAMB | HOUPARRHN_OLDD_DMD | MKr20 | 2025 | 5.9138 | 0.91425 | 0.30303 | [5 empty] | PAR | D | OLD | 3.3 |  | RHNHPELC | 3 | 0.5 | HOUPARRHNHPELCN05_OLDD_FDIELCE01 | 0.539 | HOUPARRHNHPELCN05_OLDD | HOUPARRHNDIELCE01_OLDD | DIELCE01 | HPELCN05 | PAR_OLDD | DIELCE01_HPELCN05 | 5 | 0 | 1.1 | Unlikely
HOUPARRHNHPELCN05_OLDD_FDIELCE01_D50 | Residential heating technology - Heat pump, Air-to-water - leasing - single-family house - existing building - distributed MEAN level | HOUELC, HOUAMB | HOUPARRHN_OLDD_DMD | MKr20 | 2030 | 5.4162 | 0.85421 | 0.28986 | [5 empty] | PAR | D | OLD | 3.45 |  | RHNHPELC | 3 | 0.5 | HOUPARRHNHPELCN05_OLDD_FDIELCE01 | 0.539 | HOUPARRHNHPELCN05_OLDD | HOUPARRHNDIELCE01_OLDD | DIELCE01 | HPELCN05 | PAR_OLDD | DIELCE01_HPELCN05 | 5 | 0 | 1.1 | Unlikely
HOUPARRHNHPELCN05_OLDD_FDIELCE01_D50 | Residential heating technology - Heat pump, Air-to-water - leasing - single-family house - existing building - distributed MEAN level | HOUELC, HOUAMB | HOUPARRHN_OLDD_DMD | MKr20 | 2040 | 5.0127 | 0.80187 | 0.27778 | [5 empty] | PAR | D | OLD | 3.6 |  | RHNHPELC | 3 | 0.5 | HOUPARRHNHPELCN05_OLDD_FDIELCE01 | 0.539 | HOUPARRHNHPELCN05_OLDD | HOUPARRHNDIELCE01_OLDD | DIELCE01 | HPELCN05 | PAR_OLDD | DIELCE01_HPELCN05 | 5 | 0 | 1.1 | Unlikely
HOUPARRHNHPELCN05_OLDD_FDIELCE01_D50 | Residential heating technology - Heat pump, Air-to-water - leasing - single-family house - existing building - distributed MEAN level | HOUELC, HOUAMB | HOUPARRHN_OLDD_DMD | MKr20 | 2050 | 4.6091 | 0.74953 | 0.27027 | [5 empty] | PAR | D | OLD | 3.7 |  | RHNHPELC | 3 | 0.5 | HOUPARRHNHPELCN05_OLDD_FDIELCE01 | 0.539 | HOUPARRHNHPELCN05_OLDD | HOUPARRHNDIELCE01_OLDD | DIELCE01 | HPELCN05 | PAR_OLDD | DIELCE01_HPELCN05 | 5 | 0 | 1.1 | Unlikely
HOUPARRHNHPELCN04_OLDD_FDIELCE01_D50 | Residential heating technology - Heat pump, Ground source - single-family house - existing building - distributed MEAN level | HOUELC, HOUAMB | HOUPARRHN_OLDD_DMD | MKr20 | 2020 | 15.4381 | 0.30571 | 0.28986 | [5 empty] | PAR | D | OLD | 3.45 |  | RHNHPELC | 3 | 0.5 | HOUPARRHNHPELCN04_OLDD_FDIELCE01 | 0.539 | HOUPARRHNHPELCN04_OLDD | HOUPARRHNDIELCE01_OLDD | DIELCE01 | HPELCN04 | PAR_OLDD | DIELCE01_HPELCN04 | 6 | 0 | 1 | New
HOUPARRHNHPELCN04_OLDD_FDIELCE01_D50 | Residential heating technology - Heat pump, Ground source - single-family house - existing building - distributed MEAN level | HOUELC, HOUAMB | HOUPARRHN_OLDD_DMD | MKr20 | 2025 | 14.6662 | 0.21651 | 0.28169 | [5 empty] | PAR | D | OLD | 3.55 |  | RHNHPELC | 3 | 0.5 | HOUPARRHNHPELCN04_OLDD_FDIELCE01 | 0.539 | HOUPARRHNHPELCN04_OLDD | HOUPARRHNDIELCE01_OLDD | DIELCE01 | HPELCN04 | PAR_OLDD | DIELCE01_HPELCN04 | 6 | 0 | 1 | New
HOUPARRHNHPELCN04_OLDD_FDIELCE01_D50 | Residential heating technology - Heat pump, Ground source - single-family house - existing building - distributed MEAN level | HOUELC, HOUAMB | HOUPARRHN_OLDD_DMD | MKr20 | 2030 | 13.8943 | 0.21302 | 0.27397 | [5 empty] | PAR | D | OLD | 3.65 |  | RHNHPELC | 3 | 0.5 | HOUPARRHNHPELCN04_OLDD_FDIELCE01 | 0.539 | HOUPARRHNHPELCN04_OLDD | HOUPARRHNDIELCE01_OLDD | DIELCE01 | HPELCN04 | PAR_OLDD | DIELCE01_HPELCN04 | 6 | 0 | 1 | New
HOUPARRHNHPELCN04_OLDD_FDIELCE01_D50 | Residential heating technology - Heat pump, Ground source - single-family house - existing building - distributed MEAN level | HOUELC, HOUAMB | HOUPARRHN_OLDD_DMD | MKr20 | 2040 | 13.1996 | 0.20654 | 0.26316 | [5 empty] | PAR | D | OLD | 3.8 |  | RHNHPELC | 3 | 0.5 | HOUPARRHNHPELCN04_OLDD_FDIELCE01 | 0.539 | HOUPARRHNHPELCN04_OLDD | HOUPARRHNDIELCE01_OLDD | DIELCE01 | HPELCN04 | PAR_OLDD | DIELCE01_HPELCN04 | 6 | 0 | 1 | New
HOUPARRHNHPELCN04_OLDD_FDIELCE01_D50 | Residential heating technology - Heat pump, Ground source - single-family house - existing building - distributed MEAN level | HOUELC, HOUAMB | HOUPARRHN_OLDD_DMD | MKr20 | 2050 | 12.5049 | 0.20005 | 0.25974 | [5 empty] | PAR | D | OLD | 3.85 |  | RHNHPELC | 3 | 0.5 | HOUPARRHNHPELCN04_OLDD_FDIELCE01 | 0.539 | HOUPARRHNHPELCN04_OLDD | HOUPARRHNDIELCE01_OLDD | DIELCE01 | HPELCN04 | PAR_OLDD | DIELCE01_HPELCN04 | 6 | 0 | 1 | New
HOUPARRHNHPELCN03_OLDD_FDIELCE01_D50 | Residential heating technology - Heat pump, Air-to-water - single-family house - existing building - distributed MEAN level | HOUELC, HOUAMB | HOUPARRHN_OLDD_DMD | MKr20 | 2020 | 11.6571 | 0.33143 | 0.31746 | [5 empty] | PAR | D | OLD | 3.15 |  | RHNHPELC | 3 | 0.5 | HOUPARRHNHPELCN03_OLDD_FDIELCE01 | 0.539 | HOUPARRHNHPELCN03_OLDD | HOUPARRHNDIELCE01_OLDD | DIELCE01 | HPELCN03 | PAR_OLDD | DIELCE01_HPELCN03 | 6 | 0 | 1 | New
HOUPARRHNHPELCN03_OLDD_FDIELCE01_D50 | Residential heating technology - Heat pump, Air-to-water - single-family house - existing building - distributed MEAN level | HOUELC, HOUAMB | HOUPARRHN_OLDD_DMD | MKr20 | 2025 | 10.7524 | 0.24222 | 0.30303 | [5 empty] | PAR | D | OLD | 3.3 |  | RHNHPELC | 3 | 0.5 | HOUPARRHNHPELCN03_OLDD_FDIELCE01 | 0.539 | HOUPARRHNHPELCN03_OLDD | HOUPARRHNDIELCE01_OLDD | DIELCE01 | HPELCN03 | PAR_OLDD | DIELCE01_HPELCN03 | 6 | 0 | 1 | New
HOUPARRHNHPELCN03_OLDD_FDIELCE01_D50 | Residential heating technology - Heat pump, Air-to-water - single-family house - existing building - distributed MEAN level | HOUELC, HOUAMB | HOUPARRHN_OLDD_DMD | MKr20 | 2030 | 9.8477 | 0.23873 | 0.28986 | [5 empty] | PAR | D | OLD | 3.45 |  | RHNHPELC | 3 | 0.5 | HOUPARRHNHPELCN03_OLDD_FDIELCE01 | 0.539 | HOUPARRHNHPELCN03_OLDD | HOUPARRHNDIELCE01_OLDD | DIELCE01 | HPELCN03 | PAR_OLDD | DIELCE01_HPELCN03 | 6 | 0 | 1 | New
HOUPARRHNHPELCN03_OLDD_FDIELCE01_D50 | Residential heating technology - Heat pump, Air-to-water - single-family house - existing building - distributed MEAN level | HOUELC, HOUAMB | HOUPARRHN_OLDD_DMD | MKr20 | 2040 | 9.1139 | 0.23225 | 0.27778 | [5 empty] | PAR | D | OLD | 3.6 |  | RHNHPELC | 3 | 0.5 | HOUPARRHNHPELCN03_OLDD_FDIELCE01 | 0.539 | HOUPARRHNHPELCN03_OLDD | HOUPARRHNDIELCE01_OLDD | DIELCE01 | HPELCN03 | PAR_OLDD | DIELCE01_HPELCN03 | 6 | 0 | 1 | New
HOUPARRHNHPELCN03_OLDD_FDIELCE01_D50 | Residential heating technology - Heat pump, Air-to-water - single-family house - existing building - distributed MEAN level | HOUELC, HOUAMB | HOUPARRHN_OLDD_DMD | MKr20 | 2050 | 8.3802 | 0.22577 | 0.27027 | [5 empty] | PAR | D | OLD | 3.7 |  | RHNHPELC | 3 | 0.5 | HOUPARRHNHPELCN03_OLDD_FDIELCE01 | 0.539 | HOUPARRHNHPELCN03_OLDD | HOUPARRHNDIELCE01_OLDD | DIELCE01 | HPELCN03 | PAR_OLDD | DIELCE01_HPELCN03 | 6 | 0 | 1 | New
HOUPARRHNHPELCN02_OLDD_FDIELCE01_D50 | Residential heating technology - Heat pump, Air-to-air - single-family house - existing building - distributed MEAN level | HOUELC, HOUAMB | HOUPARRHN_OLDD_DMD | MKr20 | 2020 | 2.1408 | 0.17231 | 0.20619 | [5 empty] | PAR | D | OLD | 4.85 |  | RHNHPELC | 3 | 0.5 | HOUPARRHNHPELCN02_OLDD_FDIELCE01 | 0.539 | HOUPARRHNHPELCN02_OLDD | HOUPARRHNDIELCE01_OLDD | DIELCE01 | HPELCN02 | PAR_OLDD | DIELCE01_HPELCN02 | 5 | 0 | 1.1 | Unlikely
HOUPARRHNHPELCN02_OLDD_FDIELCE01_D50 | Residential heating technology - Heat pump, Air-to-air - single-family house - existing building - distributed MEAN level | HOUELC, HOUAMB | HOUPARRHN_OLDD_DMD | MKr20 | 2025 | 2.0884 | 0.11707 | 0.19608 | [5 empty] | PAR | D | OLD | 5.1 |  | RHNHPELC | 3 | 0.5 | HOUPARRHNHPELCN02_OLDD_FDIELCE01 | 0.539 | HOUPARRHNHPELCN02_OLDD | HOUPARRHNDIELCE01_OLDD | DIELCE01 | HPELCN02 | PAR_OLDD | DIELCE01_HPELCN02 | 5 | 0 | 1.1 | Unlikely
HOUPARRHNHPELCN02_OLDD_FDIELCE01_D50 | Residential heating technology - Heat pump, Air-to-air - single-family house - existing building - distributed MEAN level | HOUELC, HOUAMB | HOUPARRHN_OLDD_DMD | MKr20 | 2030 | 2.0361 | 0.11491 | 0.18868 | [5 empty] | PAR | D | OLD | 5.3 |  | RHNHPELC | 3 | 0.5 | HOUPARRHNHPELCN02_OLDD_FDIELCE01 | 0.539 | HOUPARRHNHPELCN02_OLDD | HOUPARRHNDIELCE01_OLDD | DIELCE01 | HPELCN02 | PAR_OLDD | DIELCE01_HPELCN02 | 5 | 0 | 1.1 | Unlikely
HOUPARRHNHPELCN02_OLDD_FDIELCE01_D50 | Residential heating technology - Heat pump, Air-to-air - single-family house - existing building - distributed MEAN level | HOUELC, HOUAMB | HOUPARRHN_OLDD_DMD | MKr20 | 2040 | 1.939 | 0.11089 | 0.18182 | [5 empty] | PAR | D | OLD | 5.5 |  | RHNHPELC | 3 | 0.5 | HOUPARRHNHPELCN02_OLDD_FDIELCE01 | 0.539 | HOUPARRHNHPELCN02_OLDD | HOUPARRHNDIELCE01_OLDD | DIELCE01 | HPELCN02 | PAR_OLDD | DIELCE01_HPELCN02 | 5 | 0 | 1.1 | Unlikely
HOUPARRHNHPELCN02_OLDD_FDIELCE01_D50 | Residential heating technology - Heat pump, Air-to-air - single-family house - existing building - distributed MEAN level | HOUELC, HOUAMB | HOUPARRHN_OLDD_DMD | MKr20 | 2050 | 1.8419 | 0.10688 | 0.17857 | [5 empty] | PAR | D | OLD | 5.6 |  | RHNHPELC | 3 | 0.5 | HOUPARRHNHPELCN02_OLDD_FDIELCE01 | 0.539 | HOUPARRHNHPELCN02_OLDD | HOUPARRHNDIELCE01_OLDD | DIELCE01 | HPELCN02 | PAR_OLDD | DIELCE01_HPELCN02 | 5 | 0 | 1.1 | Unlikely
HOUPARRHNDIELCN06_OLDD_FDIELCE01_D50 | Residential heating technology - Electric heating - electric panel from Bauhaus - single-family house - new building - distributed MEAN level | HOUELC | HOUPARRHN_OLDD_DMD | MKr20 | 2020 | 0.495 | 0 | [6 empty] | PAR | D | OLD |  |  | RHNDIELC | 3 | 0.5 | HOUPARRHNDIELCN06_OLDD_FDIELCE01 | 0.539 | HOUPARRHNDIELCN06_OLDD | HOUPARRHNDIELCE01_OLDD | DIELCE01 | DIELCN06 | PAR_OLDD | DIELCE01_DIELCN06 | 2 | 0 | 0.9 | Same
HOUPARRHNDIELCN06_OLDD_FDIELCE01_D50 | Residential heating technology - Electric heating - electric panel from Bauhaus - single-family house - new building - distributed MEAN level | HOUELC | HOUPARRHN_OLDD_DMD | MKr20 | 2025 | 0.495 | 0 | [6 empty] | PAR | D | OLD |  |  | RHNDIELC | 3 | 0.5 | HOUPARRHNDIELCN06_OLDD_FDIELCE01 | 0.539 | HOUPARRHNDIELCN06_OLDD | HOUPARRHNDIELCE01_OLDD | DIELCE01 | DIELCN06 | PAR_OLDD | DIELCE01_DIELCN06 | 2 | 0 | 0.9 | Same
HOUPARRHNDIELCN06_OLDD_FDIELCE01_D50 | Residential heating technology - Electric heating - electric panel from Bauhaus - single-family house - new building - distributed MEAN level | HOUELC | HOUPARRHN_OLDD_DMD | MKr20 | 2030 | 0.495 | 0 | [6 empty] | PAR | D | OLD |  |  | RHNDIELC | 3 | 0.5 | HOUPARRHNDIELCN06_OLDD_FDIELCE01 | 0.539 | HOUPARRHNDIELCN06_OLDD | HOUPARRHNDIELCE01_OLDD | DIELCE01 | DIELCN06 | PAR_OLDD | DIELCE01_DIELCN06 | 2 | 0 | 0.9 | Same
HOUPARRHNDIELCN06_OLDD_FDIELCE01_D50 | Residential heating technology - Electric heating - electric panel from Bauhaus - single-family house - new building - distributed MEAN level | HOUELC | HOUPARRHN_OLDD_DMD | MKr20 | 2040 | 0.495 | 0 | [6 empty] | PAR | D | OLD |  |  | RHNDIELC | 3 | 0.5 | HOUPARRHNDIELCN06_OLDD_FDIELCE01 | 0.539 | HOUPARRHNDIELCN06_OLDD | HOUPARRHNDIELCE01_OLDD | DIELCE01 | DIELCN06 | PAR_OLDD | DIELCE01_DIELCN06 | 2 | 0 | 0.9 | Same
HOUPARRHNDIELCN06_OLDD_FDIELCE01_D50 | Residential heating technology - Electric heating - electric panel from Bauhaus - single-family house - new building - distributed MEAN level | HOUELC | HOUPARRHN_OLDD_DMD | MKr20 | 2050 | 0.495 | 0 | [6 empty] | PAR | D | OLD |  |  | RHNDIELC | 3 | 0.5 | HOUPARRHNDIELCN06_OLDD_FDIELCE01 | 0.539 | HOUPARRHNDIELCN06_OLDD | HOUPARRHNDIELCE01_OLDD | DIELCE01 | DIELCN06 | PAR_OLDD | DIELCE01_DIELCN06 | 2 | 0 | 0.9 | Same
HOUPARRHNDIELCN01_OLDD_FDIELCE01_D50 | Residential heating technology - Electric heating - single-family house - new building - distributed MEAN level | HOUELC | HOUPARRHN_OLDD_DMD | MKr20 | 2020 | 6.0144 | 0.0596 | [6 empty] | PAR | D | OLD |  |  | RHNDIELC | 3 | 0.5 | HOUPARRHNDIELCN01_OLDD_FDIELCE01 | 0.539 | HOUPARRHNDIELCN01_OLDD | HOUPARRHNDIELCE01_OLDD | DIELCE01 | DIELCN01 | PAR_OLDD | DIELCE01_DIELCN01 | 2 | 0 | 0.9 | Same
HOUPARRHNDIELCN01_OLDD_FDIELCE01_D50 | Residential heating technology - Electric heating - single-family house - new building - distributed MEAN level | HOUELC | HOUPARRHN_OLDD_DMD | MKr20 | 2025 | 5.8655 | 0.0596 | [6 empty] | PAR | D | OLD |  |  | RHNDIELC | 3 | 0.5 | HOUPARRHNDIELCN01_OLDD_FDIELCE01 | 0.539 | HOUPARRHNDIELCN01_OLDD | HOUPARRHNDIELCE01_OLDD | DIELCE01 | DIELCN01 | PAR_OLDD | DIELCE01_DIELCN01 | 2 | 0 | 0.9 | Same
HOUPARRHNDIELCN01_OLDD_FDIELCE01_D50 | Residential heating technology - Electric heating - single-family house - new building - distributed MEAN level | HOUELC | HOUPARRHN_OLDD_DMD | MKr20 | 2030 | 5.7203 | 0.057117 | [6 empty] | PAR | D | OLD |  |  | RHNDIELC | 3 | 0.5 | HOUPARRHNDIELCN01_OLDD_FDIELCE01 | 0.539 | HOUPARRHNDIELCN01_OLDD | HOUPARRHNDIELCE01_OLDD | DIELCE01 | DIELCN01 | PAR_OLDD | DIELCE01_DIELCN01 | 2 | 0 | 0.9 | Same
HOUPARRHNDIELCN01_OLDD_FDIELCE01_D50 | Residential heating technology - Electric heating - single-family house - new building - distributed MEAN level | HOUELC | HOUPARRHN_OLDD_DMD | MKr20 | 2040 | 5.4407 | 0.054633 | [6 empty] | PAR | D | OLD |  |  | RHNDIELC | 3 | 0.5 | HOUPARRHNDIELCN01_OLDD_FDIELCE01 | 0.539 | HOUPARRHNDIELCN01_OLDD | HOUPARRHNDIELCE01_OLDD | DIELCE01 | DIELCN01 | PAR_OLDD | DIELCE01_DIELCN01 | 2 | 0 | 0.9 | Same
HOUPARRHNDIELCN01_OLDD_FDIELCE01_D50 | Residential heating technology - Electric heating - single-family house - new building - distributed MEAN level | HOUELC | HOUPARRHN_OLDD_DMD | MKr20 | 2050 | 5.1747 | 0.05215 | [6 empty] | PAR | D | OLD |  |  | RHNDIELC | 3 | 0.5 | HOUPARRHNDIELCN01_OLDD_FDIELCE01 | 0.539 | HOUPARRHNDIELCN01_OLDD | HOUPARRHNDIELCE01_OLDD | DIELCE01 | DIELCN01 | PAR_OLDD | DIELCE01_DIELCN01 | 2 | 0 | 0.9 | Same
HOUPARRHNBHSOLN01_OLDD_FDIELCE01_D50 | Residential heating technology - Solar heating system - single-family house - existing building - distributed MEAN level | HOUSOL | HOUPARRHN_OLDD_DMD | MKr20 | 2020 | 8.0779 | 0.093036 | [6 empty] | PAR | D | OLD |  |  | RHNBHSOL | 3 | 0.5 | HOUPARRHNBHSOLN01_OLDD_FDIELCE01 | 0.539 | HOUPARRHNBHSOLN01_OLDD | HOUPARRHNDIELCE01_OLDD | DIELCE01 | BHSOLN01 | PAR_OLDD | DIELCE01_BHSOLN01 | 5 | 0 | 1.1 | Unlikely
HOUPARRHNBHSOLN01_OLDD_FDIELCE01_D50 | Residential heating technology - Solar heating system - single-family house - existing building - distributed MEAN level | HOUSOL | HOUPARRHN_OLDD_DMD | MKr20 | 2025 | 7.878 | 0.08736 | [6 empty] | PAR | D | OLD |  |  | RHNBHSOL | 3 | 0.5 | HOUPARRHNBHSOLN01_OLDD_FDIELCE01 | 0.539 | HOUPARRHNBHSOLN01_OLDD | HOUPARRHNDIELCE01_OLDD | DIELCE01 | BHSOLN01 | PAR_OLDD | DIELCE01_BHSOLN01 | 5 | 0 | 1.1 | Unlikely
HOUPARRHNBHSOLN01_OLDD_FDIELCE01_D50 | Residential heating technology - Solar heating system - single-family house - existing building - distributed MEAN level | HOUSOL | HOUPARRHN_OLDD_DMD | MKr20 | 2030 | 7.683 | 0.085232 | [6 empty] | PAR | D | OLD |  |  | RHNBHSOL | 3 | 0.5 | HOUPARRHNBHSOLN01_OLDD_FDIELCE01 | 0.539 | HOUPARRHNBHSOLN01_OLDD | HOUPARRHNDIELCE01_OLDD | DIELCE01 | BHSOLN01 | PAR_OLDD | DIELCE01_BHSOLN01 | 5 | 0 | 1.1 | Unlikely
HOUPARRHNBHSOLN01_OLDD_FDIELCE01_D50 | Residential heating technology - Solar heating system - single-family house - existing building - distributed MEAN level | HOUSOL | HOUPARRHN_OLDD_DMD | MKr20 | 2040 | 7.3074 | 0.08062 | [6 empty] | PAR | D | OLD |  |  | RHNBHSOL | 3 | 0.5 | HOUPARRHNBHSOLN01_OLDD_FDIELCE01 | 0.539 | HOUPARRHNBHSOLN01_OLDD | HOUPARRHNDIELCE01_OLDD | DIELCE01 | BHSOLN01 | PAR_OLDD | DIELCE01_BHSOLN01 | 5 | 0 | 1.1 | Unlikely
HOUPARRHNBHSOLN01_OLDD_FDIELCE01_D50 | Residential heating technology - Solar heating system - single-family house - existing building - distributed MEAN level | HOUSOL | HOUPARRHN_OLDD_DMD | MKr20 | 2050 | 6.9501 | 0.076008 | [6 empty] | PAR | D | OLD |  |  | RHNBHSOL | 3 | 0.5 | HOUPARRHNBHSOLN01_OLDD_FDIELCE01 | 0.539 | HOUPARRHNBHSOLN01_OLDD | HOUPARRHNDIELCE01_OLDD | DIELCE01 | BHSOLN01 | PAR_OLDD | DIELCE01_BHSOLN01 | 5 | 0 | 1.1 | Unlikely
HOUPARRHNBHDHDN03_OLDD_FDIELCE01_D50 | Residential heating technology - Direct district heating substation - plus connection pipe - single-family house - existing building - distributed MEAN level | HOUDHD | HOUPARRHN_OLDD_DMD | MKr20 | 2020 | 3.5307 | 0.030272 | [6 empty] | PAR | D | OLD |  |  | RHNBHDHD | 3 | 0.5 | HOUPARRHNBHDHDN03_OLDD_FDIELCE01 | 0.539 | HOUPARRHNBHDHDN03_OLDD | HOUPARRHNDIELCE01_OLDD | DIELCE01 | BHDHDN03 | PAR_OLDD | DIELCE01_BHDHDN03 | 5 | 0 | 1.1 | Unlikely
HOUPARRHNBHDHDN03_OLDD_FDIELCE01_D50 | Residential heating technology - Direct district heating substation - plus connection pipe - single-family house - existing building - distributed MEAN level | HOUDHD | HOUPARRHN_OLDD_DMD | MKr20 | 2025 | 3.4897 | 0.030048 | [6 empty] | PAR | D | OLD |  |  | RHNBHDHD | 3 | 0.5 | HOUPARRHNBHDHDN03_OLDD_FDIELCE01 | 0.539 | HOUPARRHNBHDHDN03_OLDD | HOUPARRHNDIELCE01_OLDD | DIELCE01 | BHDHDN03 | PAR_OLDD | DIELCE01_BHDHDN03 | 5 | 0 | 1.1 | Unlikely
HOUPARRHNBHDHDN03_OLDD_FDIELCE01_D50 | Residential heating technology - Direct district heating substation - plus connection pipe - single-family house - existing building - distributed MEAN level | HOUDHD | HOUPARRHN_OLDD_DMD | MKr20 | 2030 | 3.4556 | 0.029511 | [6 empty] | PAR | D | OLD |  |  | RHNBHDHD | 3 | 0.5 | HOUPARRHNBHDHDN03_OLDD_FDIELCE01 | 0.539 | HOUPARRHNBHDHDN03_OLDD | HOUPARRHNDIELCE01_OLDD | DIELCE01 | BHDHDN03 | PAR_OLDD | DIELCE01_BHDHDN03 | 5 | 0 | 1.1 | Unlikely
HOUPARRHNBHDHDN03_OLDD_FDIELCE01_D50 | Residential heating technology - Direct district heating substation - plus connection pipe - single-family house - existing building - distributed MEAN level | HOUDHD | HOUPARRHN_OLDD_DMD | MKr20 | 2040 | 3.3941 | 0.02824 | [6 empty] | PAR | D | OLD |  |  | RHNBHDHD | 3 | 0.5 | HOUPARRHNBHDHDN03_OLDD_FDIELCE01 | 0.539 | HOUPARRHNBHDHDN03_OLDD | HOUPARRHNDIELCE01_OLDD | DIELCE01 | BHDHDN03 | PAR_OLDD | DIELCE01_BHDHDN03 | 5 | 0 | 1.1 | Unlikely
HOUPARRHNBHDHDN03_OLDD_FDIELCE01_D50 | Residential heating technology - Direct district heating substation - plus connection pipe - single-family house - existing building - distributed MEAN level | HOUDHD | HOUPARRHN_OLDD_DMD | MKr20 | 2050 | 3.3258 | 0.026392 | [6 empty] | PAR | D | OLD |  |  | RHNBHDHD | 3 | 0.5 | HOUPARRHNBHDHDN03_OLDD_FDIELCE01 | 0.539 | HOUPARRHNBHDHDN03_OLDD | HOUPARRHNDIELCE01_OLDD | DIELCE01 | BHDHDN03 | PAR_OLDD | DIELCE01_BHDHDN03 | 5 | 0 | 1.1 | Unlikely
HOUPARRHNHPELCN07_OLDI_FDIELCE01_D50 | Residential heating technology - Heat pump, Air-to-water, low-price product - single-family house - existing building - distributed MEAN level | HOUELC, HOUAMB | HOUPARRHN_OLDI_DMD | MKr20 | 2020 | 10.0634 | 0.38286 | 0.33333 | [5 empty] | PAR | I | OLD | 3 |  | RHNHPELC | 3 | 0.5 | HOUPARRHNHPELCN07_OLDI_FDIELCE01 | 0.539 | HOUPARRHNHPELCN07_OLDI | HOUPARRHNDIELCE01_OLDI | DIELCE01 | HPELCN07 | PAR_OLDI | DIELCE01_HPELCN07 | 5 | 0 | 1.1 | Unlikely
HOUPARRHNHPELCN07_OLDI_FDIELCE01_D50 | Residential heating technology - Heat pump, Air-to-water, low-price product - single-family house - existing building - distributed MEAN level | HOUELC, HOUAMB | HOUPARRHN_OLDI_DMD | MKr20 | 2025 | 9.2062 | 0.29365 | 0.31746 | [5 empty] | PAR | I | OLD | 3.15 |  | RHNHPELC | 3 | 0.5 | HOUPARRHNHPELCN07_OLDI_FDIELCE01 | 0.539 | HOUPARRHNHPELCN07_OLDI | HOUPARRHNDIELCE01_OLDI | DIELCE01 | HPELCN07 | PAR_OLDI | DIELCE01_HPELCN07 | 5 | 0 | 1.1 | Unlikely
HOUPARRHNHPELCN07_OLDI_FDIELCE01_D50 | Residential heating technology - Heat pump, Air-to-water, low-price product - single-family house - existing building - distributed MEAN level | HOUELC, HOUAMB | HOUPARRHN_OLDI_DMD | MKr20 | 2030 | 8.349 | 0.29016 | 0.30303 | [5 empty] | PAR | I | OLD | 3.3 |  | RHNHPELC | 3 | 0.5 | HOUPARRHNHPELCN07_OLDI_FDIELCE01 | 0.539 | HOUPARRHNHPELCN07_OLDI | HOUPARRHNDIELCE01_OLDI | DIELCE01 | HPELCN07 | PAR_OLDI | DIELCE01_HPELCN07 | 5 | 0 | 1.1 | Unlikely
HOUPARRHNHPELCN07_OLDI_FDIELCE01_D50 | Residential heating technology - Heat pump, Air-to-water, low-price product - single-family house - existing building - distributed MEAN level | HOUELC, HOUAMB | HOUPARRHN_OLDI_DMD | MKr20 | 2040 | 7.666 | 0.28368 | 0.28986 | [5 empty] | PAR | I | OLD | 3.45 |  | RHNHPELC | 3 | 0.5 | HOUPARRHNHPELCN07_OLDI_FDIELCE01 | 0.539 | HOUPARRHNHPELCN07_OLDI | HOUPARRHNDIELCE01_OLDI | DIELCE01 | HPELCN07 | PAR_OLDI | DIELCE01_HPELCN07 | 5 | 0 | 1.1 | Unlikely
HOUPARRHNHPELCN07_OLDI_FDIELCE01_D50 | Residential heating technology - Heat pump, Air-to-water, low-price product - single-family house - existing building - distributed MEAN level | HOUELC, HOUAMB | HOUPARRHN_OLDI_DMD | MKr20 | 2050 | 6.983 | 0.2772 | 0.28169 | [5 empty] | PAR | I | OLD | 3.55 |  | RHNHPELC | 3 | 0.5 | HOUPARRHNHPELCN07_OLDI_FDIELCE01 | 0.539 | HOUPARRHNHPELCN07_OLDI | HOUPARRHNDIELCE01_OLDI | DIELCE01 | HPELCN07 | PAR_OLDI | DIELCE01_HPELCN07 | 5 | 0 | 1.1 | Unlikely
HOUPARRHNHPELCN05_OLDI_FDIELCE01_D50 | Residential heating technology - Heat pump, Air-to-water - leasing - single-family house - existing building - distributed MEAN level | HOUELC, HOUAMB | HOUPARRHN_OLDI_DMD | MKr20 | 2020 | 6.4114 | 1.06 | 0.31746 | [5 empty] | PAR | I | OLD | 3.15 |  | RHNHPELC | 3 | 0.5 | HOUPARRHNHPELCN05_OLDI_FDIELCE01 | 0.539 | HOUPARRHNHPELCN05_OLDI | HOUPARRHNDIELCE01_OLDI | DIELCE01 | HPELCN05 | PAR_OLDI | DIELCE01_HPELCN05 | 5 | 0 | 1.1 | Unlikely
HOUPARRHNHPELCN05_OLDI_FDIELCE01_D50 | Residential heating technology - Heat pump, Air-to-water - leasing - single-family house - existing building - distributed MEAN level | HOUELC, HOUAMB | HOUPARRHN_OLDI_DMD | MKr20 | 2025 | 5.9138 | 0.91425 | 0.30303 | [5 empty] | PAR | I | OLD | 3.3 |  | RHNHPELC | 3 | 0.5 | HOUPARRHNHPELCN05_OLDI_FDIELCE01 | 0.539 | HOUPARRHNHPELCN05_OLDI | HOUPARRHNDIELCE01_OLDI | DIELCE01 | HPELCN05 | PAR_OLDI | DIELCE01_HPELCN05 | 5 | 0 | 1.1 | Unlikely
HOUPARRHNHPELCN05_OLDI_FDIELCE01_D50 | Residential heating technology - Heat pump, Air-to-water - leasing - single-family house - existing building - distributed MEAN level | HOUELC, HOUAMB | HOUPARRHN_OLDI_DMD | MKr20 | 2030 | 5.4162 | 0.85421 | 0.28986 | [5 empty] | PAR | I | OLD | 3.45 |  | RHNHPELC | 3 | 0.5 | HOUPARRHNHPELCN05_OLDI_FDIELCE01 | 0.539 | HOUPARRHNHPELCN05_OLDI | HOUPARRHNDIELCE01_OLDI | DIELCE01 | HPELCN05 | PAR_OLDI | DIELCE01_HPELCN05 | 5 | 0 | 1.1 | Unlikely
HOUPARRHNHPELCN05_OLDI_FDIELCE01_D50 | Residential heating technology - Heat pump, Air-to-water - leasing - single-family house - existing building - distributed MEAN level | HOUELC, HOUAMB | HOUPARRHN_OLDI_DMD | MKr20 | 2040 | 5.0127 | 0.80187 | 0.27778 | [5 empty] | PAR | I | OLD | 3.6 |  | RHNHPELC | 3 | 0.5 | HOUPARRHNHPELCN05_OLDI_FDIELCE01 | 0.539 | HOUPARRHNHPELCN05_OLDI | HOUPARRHNDIELCE01_OLDI | DIELCE01 | HPELCN05 | PAR_OLDI | DIELCE01_HPELCN05 | 5 | 0 | 1.1 | Unlikely
HOUPARRHNHPELCN05_OLDI_FDIELCE01_D50 | Residential heating technology - Heat pump, Air-to-water - leasing - single-family house - existing building - distributed MEAN level | HOUELC, HOUAMB | HOUPARRHN_OLDI_DMD | MKr20 | 2050 | 4.6091 | 0.74953 | 0.27027 | [5 empty] | PAR | I | OLD | 3.7 |  | RHNHPELC | 3 | 0.5 | HOUPARRHNHPELCN05_OLDI_FDIELCE01 | 0.539 | HOUPARRHNHPELCN05_OLDI | HOUPARRHNDIELCE01_OLDI | DIELCE01 | HPELCN05 | PAR_OLDI | DIELCE01_HPELCN05 | 5 | 0 | 1.1 | Unlikely
HOUPARRHNHPELCN04_OLDI_FDIELCE01_D50 | Residential heating technology - Heat pump, Ground source - single-family house - existing building - distributed MEAN level | HOUELC, HOUAMB | HOUPARRHN_OLDI_DMD | MKr20 | 2020 | 15.4381 | 0.30571 | 0.28986 | [5 empty] | PAR | I | OLD | 3.45 |  | RHNHPELC | 3 | 0.5 | HOUPARRHNHPELCN04_OLDI_FDIELCE01 | 0.539 | HOUPARRHNHPELCN04_OLDI | HOUPARRHNDIELCE01_OLDI | DIELCE01 | HPELCN04 | PAR_OLDI | DIELCE01_HPELCN04 | 6 | 0 | 1 | New
HOUPARRHNHPELCN04_OLDI_FDIELCE01_D50 | Residential heating technology - Heat pump, Ground source - single-family house - existing building - distributed MEAN level | HOUELC, HOUAMB | HOUPARRHN_OLDI_DMD | MKr20 | 2025 | 14.6662 | 0.21651 | 0.28169 | [5 empty] | PAR | I | OLD | 3.55 |  | RHNHPELC | 3 | 0.5 | HOUPARRHNHPELCN04_OLDI_FDIELCE01 | 0.539 | HOUPARRHNHPELCN04_OLDI | HOUPARRHNDIELCE01_OLDI | DIELCE01 | HPELCN04 | PAR_OLDI | DIELCE01_HPELCN04 | 6 | 0 | 1 | New
HOUPARRHNHPELCN04_OLDI_FDIELCE01_D50 | Residential heating technology - Heat pump, Ground source - single-family house - existing building - distributed MEAN level | HOUELC, HOUAMB | HOUPARRHN_OLDI_DMD | MKr20 | 2030 | 13.8943 | 0.21302 | 0.27397 | [5 empty] | PAR | I | OLD | 3.65 |  | RHNHPELC | 3 | 0.5 | HOUPARRHNHPELCN04_OLDI_FDIELCE01 | 0.539 | HOUPARRHNHPELCN04_OLDI | HOUPARRHNDIELCE01_OLDI | DIELCE01 | HPELCN04 | PAR_OLDI | DIELCE01_HPELCN04 | 6 | 0 | 1 | New
HOUPARRHNHPELCN04_OLDI_FDIELCE01_D50 | Residential heating technology - Heat pump, Ground source - single-family house - existing building - distributed MEAN level | HOUELC, HOUAMB | HOUPARRHN_OLDI_DMD | MKr20 | 2040 | 13.1996 | 0.20654 | 0.26316 | [5 empty] | PAR | I | OLD | 3.8 |  | RHNHPELC | 3 | 0.5 | HOUPARRHNHPELCN04_OLDI_FDIELCE01 | 0.539 | HOUPARRHNHPELCN04_OLDI | HOUPARRHNDIELCE01_OLDI | DIELCE01 | HPELCN04 | PAR_OLDI | DIELCE01_HPELCN04 | 6 | 0 | 1 | New
HOUPARRHNHPELCN04_OLDI_FDIELCE01_D50 | Residential heating technology - Heat pump, Ground source - single-family house - existing building - distributed MEAN level | HOUELC, HOUAMB | HOUPARRHN_OLDI_DMD | MKr20 | 2050 | 12.5049 | 0.20005 | 0.25974 | [5 empty] | PAR | I | OLD | 3.85 |  | RHNHPELC | 3 | 0.5 | HOUPARRHNHPELCN04_OLDI_FDIELCE01 | 0.539 | HOUPARRHNHPELCN04_OLDI | HOUPARRHNDIELCE01_OLDI | DIELCE01 | HPELCN04 | PAR_OLDI | DIELCE01_HPELCN04 | 6 | 0 | 1 | New
HOUPARRHNHPELCN03_OLDI_FDIELCE01_D50 | Residential heating technology - Heat pump, Air-to-water - single-family house - existing building - distributed MEAN level | HOUELC, HOUAMB | HOUPARRHN_OLDI_DMD | MKr20 | 2020 | 11.6571 | 0.33143 | 0.31746 | [5 empty] | PAR | I | OLD | 3.15 |  | RHNHPELC | 3 | 0.5 | HOUPARRHNHPELCN03_OLDI_FDIELCE01 | 0.539 | HOUPARRHNHPELCN03_OLDI | HOUPARRHNDIELCE01_OLDI | DIELCE01 | HPELCN03 | PAR_OLDI | DIELCE01_HPELCN03 | 6 | 0 | 1 | New
HOUPARRHNHPELCN03_OLDI_FDIELCE01_D50 | Residential heating technology - Heat pump, Air-to-water - single-family house - existing building - distributed MEAN level | HOUELC, HOUAMB | HOUPARRHN_OLDI_DMD | MKr20 | 2025 | 10.7524 | 0.24222 | 0.30303 | [5 empty] | PAR | I | OLD | 3.3 |  | RHNHPELC | 3 | 0.5 | HOUPARRHNHPELCN03_OLDI_FDIELCE01 | 0.539 | HOUPARRHNHPELCN03_OLDI | HOUPARRHNDIELCE01_OLDI | DIELCE01 | HPELCN03 | PAR_OLDI | DIELCE01_HPELCN03 | 6 | 0 | 1 | New
HOUPARRHNHPELCN03_OLDI_FDIELCE01_D50 | Residential heating technology - Heat pump, Air-to-water - single-family house - existing building - distributed MEAN level | HOUELC, HOUAMB | HOUPARRHN_OLDI_DMD | MKr20 | 2030 | 9.8477 | 0.23873 | 0.28986 | [5 empty] | PAR | I | OLD | 3.45 |  | RHNHPELC | 3 | 0.5 | HOUPARRHNHPELCN03_OLDI_FDIELCE01 | 0.539 | HOUPARRHNHPELCN03_OLDI | HOUPARRHNDIELCE01_OLDI | DIELCE01 | HPELCN03 | PAR_OLDI | DIELCE01_HPELCN03 | 6 | 0 | 1 | New
HOUPARRHNHPELCN03_OLDI_FDIELCE01_D50 | Residential heating technology - Heat pump, Air-to-water - single-family house - existing building - distributed MEAN level | HOUELC, HOUAMB | HOUPARRHN_OLDI_DMD | MKr20 | 2040 | 9.1139 | 0.23225 | 0.27778 | [5 empty] | PAR | I | OLD | 3.6 |  | RHNHPELC | 3 | 0.5 | HOUPARRHNHPELCN03_OLDI_FDIELCE01 | 0.539 | HOUPARRHNHPELCN03_OLDI | HOUPARRHNDIELCE01_OLDI | DIELCE01 | HPELCN03 | PAR_OLDI | DIELCE01_HPELCN03 | 6 | 0 | 1 | New
HOUPARRHNHPELCN03_OLDI_FDIELCE01_D50 | Residential heating technology - Heat pump, Air-to-water - single-family house - existing building - distributed MEAN level | HOUELC, HOUAMB | HOUPARRHN_OLDI_DMD | MKr20 | 2050 | 8.3802 | 0.22577 | 0.27027 | [5 empty] | PAR | I | OLD | 3.7 |  | RHNHPELC | 3 | 0.5 | HOUPARRHNHPELCN03_OLDI_FDIELCE01 | 0.539 | HOUPARRHNHPELCN03_OLDI | HOUPARRHNDIELCE01_OLDI | DIELCE01 | HPELCN03 | PAR_OLDI | DIELCE01_HPELCN03 | 6 | 0 | 1 | New
HOUPARRHNHPELCN02_OLDI_FDIELCE01_D50 | Residential heating technology - Heat pump, Air-to-air - single-family house - existing building - distributed MEAN level | HOUELC, HOUAMB | HOUPARRHN_OLDI_DMD | MKr20 | 2020 | 2.1408 | 0.17231 | 0.20619 | [5 empty] | PAR | I | OLD | 4.85 |  | RHNHPELC | 3 | 0.5 | HOUPARRHNHPELCN02_OLDI_FDIELCE01 | 0.539 | HOUPARRHNHPELCN02_OLDI | HOUPARRHNDIELCE01_OLDI | DIELCE01 | HPELCN02 | PAR_OLDI | DIELCE01_HPELCN02 | 5 | 0 | 1.1 | Unlikely
HOUPARRHNHPELCN02_OLDI_FDIELCE01_D50 | Residential heating technology - Heat pump, Air-to-air - single-family house - existing building - distributed MEAN level | HOUELC, HOUAMB | HOUPARRHN_OLDI_DMD | MKr20 | 2025 | 2.0884 | 0.11707 | 0.19608 | [5 empty] | PAR | I | OLD | 5.1 |  | RHNHPELC | 3 | 0.5 | HOUPARRHNHPELCN02_OLDI_FDIELCE01 | 0.539 | HOUPARRHNHPELCN02_OLDI | HOUPARRHNDIELCE01_OLDI | DIELCE01 | HPELCN02 | PAR_OLDI | DIELCE01_HPELCN02 | 5 | 0 | 1.1 | Unlikely
HOUPARRHNHPELCN02_OLDI_FDIELCE01_D50 | Residential heating technology - Heat pump, Air-to-air - single-family house - existing building - distributed MEAN level | HOUELC, HOUAMB | HOUPARRHN_OLDI_DMD | MKr20 | 2030 | 2.0361 | 0.11491 | 0.18868 | [5 empty] | PAR | I | OLD | 5.3 |  | RHNHPELC | 3 | 0.5 | HOUPARRHNHPELCN02_OLDI_FDIELCE01 | 0.539 | HOUPARRHNHPELCN02_OLDI | HOUPARRHNDIELCE01_OLDI | DIELCE01 | HPELCN02 | PAR_OLDI | DIELCE01_HPELCN02 | 5 | 0 | 1.1 | Unlikely
HOUPARRHNHPELCN02_OLDI_FDIELCE01_D50 | Residential heating technology - Heat pump, Air-to-air - single-family house - existing building - distributed MEAN level | HOUELC, HOUAMB | HOUPARRHN_OLDI_DMD | MKr20 | 2040 | 1.939 | 0.11089 | 0.18182 | [5 empty] | PAR | I | OLD | 5.5 |  | RHNHPELC | 3 | 0.5 | HOUPARRHNHPELCN02_OLDI_FDIELCE01 | 0.539 | HOUPARRHNHPELCN02_OLDI | HOUPARRHNDIELCE01_OLDI | DIELCE01 | HPELCN02 | PAR_OLDI | DIELCE01_HPELCN02 | 5 | 0 | 1.1 | Unlikely
HOUPARRHNHPELCN02_OLDI_FDIELCE01_D50 | Residential heating technology - Heat pump, Air-to-air - single-family house - existing building - distributed MEAN level | HOUELC, HOUAMB | HOUPARRHN_OLDI_DMD | MKr20 | 2050 | 1.8419 | 0.10688 | 0.17857 | [5 empty] | PAR | I | OLD | 5.6 |  | RHNHPELC | 3 | 0.5 | HOUPARRHNHPELCN02_OLDI_FDIELCE01 | 0.539 | HOUPARRHNHPELCN02_OLDI | HOUPARRHNDIELCE01_OLDI | DIELCE01 | HPELCN02 | PAR_OLDI | DIELCE01_HPELCN02 | 5 | 0 | 1.1 | Unlikely
HOUPARRHNDIELCN06_OLDI_FDIELCE01_D50 | Residential heating technology - Electric heating - electric panel from Bauhaus - single-family house - new building - distributed MEAN level | HOUELC | HOUPARRHN_OLDI_DMD | MKr20 | 2020 | 0.495 | 0 | [6 empty] | PAR | I | OLD |  |  | RHNDIELC | 3 | 0.5 | HOUPARRHNDIELCN06_OLDI_FDIELCE01 | 0.539 | HOUPARRHNDIELCN06_OLDI | HOUPARRHNDIELCE01_OLDI | DIELCE01 | DIELCN06 | PAR_OLDI | DIELCE01_DIELCN06 | 2 | 0 | 0.9 | Same
HOUPARRHNDIELCN06_OLDI_FDIELCE01_D50 | Residential heating technology - Electric heating - electric panel from Bauhaus - single-family house - new building - distributed MEAN level | HOUELC | HOUPARRHN_OLDI_DMD | MKr20 | 2025 | 0.495 | 0 | [6 empty] | PAR | I | OLD |  |  | RHNDIELC | 3 | 0.5 | HOUPARRHNDIELCN06_OLDI_FDIELCE01 | 0.539 | HOUPARRHNDIELCN06_OLDI | HOUPARRHNDIELCE01_OLDI | DIELCE01 | DIELCN06 | PAR_OLDI | DIELCE01_DIELCN06 | 2 | 0 | 0.9 | Same
HOUPARRHNDIELCN06_OLDI_FDIELCE01_D50 | Residential heating technology - Electric heating - electric panel from Bauhaus - single-family house - new building - distributed MEAN level | HOUELC | HOUPARRHN_OLDI_DMD | MKr20 | 2030 | 0.495 | 0 | [6 empty] | PAR | I | OLD |  |  | RHNDIELC | 3 | 0.5 | HOUPARRHNDIELCN06_OLDI_FDIELCE01 | 0.539 | HOUPARRHNDIELCN06_OLDI | HOUPARRHNDIELCE01_OLDI | DIELCE01 | DIELCN06 | PAR_OLDI | DIELCE01_DIELCN06 | 2 | 0 | 0.9 | Same
HOUPARRHNDIELCN06_OLDI_FDIELCE01_D50 | Residential heating technology - Electric heating - electric panel from Bauhaus - single-family house - new building - distributed MEAN level | HOUELC | HOUPARRHN_OLDI_DMD | MKr20 | 2040 | 0.495 | 0 | [6 empty] | PAR | I | OLD |  |  | RHNDIELC | 3 | 0.5 | HOUPARRHNDIELCN06_OLDI_FDIELCE01 | 0.539 | HOUPARRHNDIELCN06_OLDI | HOUPARRHNDIELCE01_OLDI | DIELCE01 | DIELCN06 | PAR_OLDI | DIELCE01_DIELCN06 | 2 | 0 | 0.9 | Same
HOUPARRHNDIELCN06_OLDI_FDIELCE01_D50 | Residential heating technology - Electric heating - electric panel from Bauhaus - single-family house - new building - distributed MEAN level | HOUELC | HOUPARRHN_OLDI_DMD | MKr20 | 2050 | 0.495 | 0 | [6 empty] | PAR | I | OLD |  |  | RHNDIELC | 3 | 0.5 | HOUPARRHNDIELCN06_OLDI_FDIELCE01 | 0.539 | HOUPARRHNDIELCN06_OLDI | HOUPARRHNDIELCE01_OLDI | DIELCE01 | DIELCN06 | PAR_OLDI | DIELCE01_DIELCN06 | 2 | 0 | 0.9 | Same
HOUPARRHNDIELCN01_OLDI_FDIELCE01_D50 | Residential heating technology - Electric heating - single-family house - new building - distributed MEAN level | HOUELC | HOUPARRHN_OLDI_DMD | MKr20 | 2020 | 6.0144 | 0.0596 | [6 empty] | PAR | I | OLD |  |  | RHNDIELC | 3 | 0.5 | HOUPARRHNDIELCN01_OLDI_FDIELCE01 | 0.539 | HOUPARRHNDIELCN01_OLDI | HOUPARRHNDIELCE01_OLDI | DIELCE01 | DIELCN01 | PAR_OLDI | DIELCE01_DIELCN01 | 2 | 0 | 0.9 | Same
HOUPARRHNDIELCN01_OLDI_FDIELCE01_D50 | Residential heating technology - Electric heating - single-family house - new building - distributed MEAN level | HOUELC | HOUPARRHN_OLDI_DMD | MKr20 | 2025 | 5.8655 | 0.0596 | [6 empty] | PAR | I | OLD |  |  | RHNDIELC | 3 | 0.5 | HOUPARRHNDIELCN01_OLDI_FDIELCE01 | 0.539 | HOUPARRHNDIELCN01_OLDI | HOUPARRHNDIELCE01_OLDI | DIELCE01 | DIELCN01 | PAR_OLDI | DIELCE01_DIELCN01 | 2 | 0 | 0.9 | Same
HOUPARRHNDIELCN01_OLDI_FDIELCE01_D50 | Residential heating technology - Electric heating - single-family house - new building - distributed MEAN level | HOUELC | HOUPARRHN_OLDI_DMD | MKr20 | 2030 | 5.7203 | 0.057117 | [6 empty] | PAR | I | OLD |  |  | RHNDIELC | 3 | 0.5 | HOUPARRHNDIELCN01_OLDI_FDIELCE01 | 0.539 | HOUPARRHNDIELCN01_OLDI | HOUPARRHNDIELCE01_OLDI | DIELCE01 | DIELCN01 | PAR_OLDI | DIELCE01_DIELCN01 | 2 | 0 | 0.9 | Same
HOUPARRHNDIELCN01_OLDI_FDIELCE01_D50 | Residential heating technology - Electric heating - single-family house - new building - distributed MEAN level | HOUELC | HOUPARRHN_OLDI_DMD | MKr20 | 2040 | 5.4407 | 0.054633 | [6 empty] | PAR | I | OLD |  |  | RHNDIELC | 3 | 0.5 | HOUPARRHNDIELCN01_OLDI_FDIELCE01 | 0.539 | HOUPARRHNDIELCN01_OLDI | HOUPARRHNDIELCE01_OLDI | DIELCE01 | DIELCN01 | PAR_OLDI | DIELCE01_DIELCN01 | 2 | 0 | 0.9 | Same
HOUPARRHNDIELCN01_OLDI_FDIELCE01_D50 | Residential heating technology - Electric heating - single-family house - new building - distributed MEAN level | HOUELC | HOUPARRHN_OLDI_DMD | MKr20 | 2050 | 5.1747 | 0.05215 | [6 empty] | PAR | I | OLD |  |  | RHNDIELC | 3 | 0.5 | HOUPARRHNDIELCN01_OLDI_FDIELCE01 | 0.539 | HOUPARRHNDIELCN01_OLDI | HOUPARRHNDIELCE01_OLDI | DIELCE01 | DIELCN01 | PAR_OLDI | DIELCE01_DIELCN01 | 2 | 0 | 0.9 | Same
HOUPARRHNBHSTRN01_OLDI_FDIELCE01_D50 | Residential heating technology - Biomass boiler, automatic stoking , Straw - single-family house - existing building - distributed MEAN level | HOUSTR | HOUPARRHN_OLDI_DMD | MKr20 | 2020 | 6.0009 | 1.3658 |  | 25 | 14 | 70 | 2 | 4 | PAR | I | OLD |  |  | RHNBHSTR | 3 | 0.5 | HOUPARRHNBHSTRN01_OLDI_FDIELCE01 | 0.539 | HOUPARRHNBHSTRN01_OLDI | HOUPARRHNDIELCE01_OLDI | DIELCE01 | BHSTRN01 | PAR_OLDI | DIELCE01_BHSTRN01 | 5 | 0 | 1.1 | Unlikely
HOUPARRHNBHSTRN01_OLDI_FDIELCE01_D50 | Residential heating technology - Biomass boiler, automatic stoking , Straw - single-family house - existing building - distributed MEAN level | HOUSTR | HOUPARRHN_OLDI_DMD | MKr20 | 2025 | 5.8524 | 1.3422 |  | 25 | 14 | 60 | 2 | 4 | PAR | I | OLD |  |  | RHNBHSTR | 3 | 0.5 | HOUPARRHNBHSTRN01_OLDI_FDIELCE01 | 0.539 | HOUPARRHNBHSTRN01_OLDI | HOUPARRHNDIELCE01_OLDI | DIELCE01 | BHSTRN01 | PAR_OLDI | DIELCE01_BHSTRN01 | 5 | 0 | 1.1 | Unlikely
HOUPARRHNBHSTRN01_OLDI_FDIELCE01_D50 | Residential heating technology - Biomass boiler, automatic stoking , Straw - single-family house - existing building - distributed MEAN level | HOUSTR | HOUPARRHN_OLDI_DMD | MKr20 | 2030 | 5.7075 | 1.3243 |  | 25 | 11 | 50 | 1 | 4 | PAR | I | OLD |  |  | RHNBHSTR | 3 | 0.5 | HOUPARRHNBHSTRN01_OLDI_FDIELCE01 | 0.539 | HOUPARRHNBHSTRN01_OLDI | HOUPARRHNDIELCE01_OLDI | DIELCE01 | BHSTRN01 | PAR_OLDI | DIELCE01_BHSTRN01 | 5 | 0 | 1.1 | Unlikely
HOUPARRHNBHSTRN01_OLDI_FDIELCE01_D50 | Residential heating technology - Biomass boiler, automatic stoking , Straw - single-family house - existing building - distributed MEAN level | HOUSTR | HOUPARRHN_OLDI_DMD | MKr20 | 2040 | 5.4285 | 1.2657 |  | 25 | 9 | 45 | 1 | 4 | PAR | I | OLD |  |  | RHNBHSTR | 3 | 0.5 | HOUPARRHNBHSTRN01_OLDI_FDIELCE01 | 0.539 | HOUPARRHNBHSTRN01_OLDI | HOUPARRHNDIELCE01_OLDI | DIELCE01 | BHSTRN01 | PAR_OLDI | DIELCE01_BHSTRN01 | 5 | 0 | 1.1 | Unlikely
HOUPARRHNBHSTRN01_OLDI_FDIELCE01_D50 | Residential heating technology - Biomass boiler, automatic stoking , Straw - single-family house - existing building - distributed MEAN level | HOUSTR | HOUPARRHN_OLDI_DMD | MKr20 | 2050 | 6.4538 | 1.5121 |  | 25 | 9 | 40 | 0 | 4 | PAR | I | OLD |  |  | RHNBHSTR | 3 | 0.5 | HOUPARRHNBHSTRN01_OLDI_FDIELCE01 | 0.539 | HOUPARRHNBHSTRN01_OLDI | HOUPARRHNDIELCE01_OLDI | DIELCE01 | BHSTRN01 | PAR_OLDI | DIELCE01_BHSTRN01 | 5 | 0 | 1.1 | Unlikely
HOUPARRHNBHSOLN01_OLDI_FDIELCE01_D50 | Residential heating technology - Solar heating system - single-family house - existing building - distributed MEAN level | HOUSOL | HOUPARRHN_OLDI_DMD | MKr20 | 2020 | 8.0779 | 0.093036 | [6 empty] | PAR | I | OLD |  |  | RHNBHSOL | 3 | 0.5 | HOUPARRHNBHSOLN01_OLDI_FDIELCE01 | 0.539 | HOUPARRHNBHSOLN01_OLDI | HOUPARRHNDIELCE01_OLDI | DIELCE01 | BHSOLN01 | PAR_OLDI | DIELCE01_BHSOLN01 | 5 | 0 | 1.1 | Unlikely
HOUPARRHNBHSOLN01_OLDI_FDIELCE01_D50 | Residential heating technology - Solar heating system - single-family house - existing building - distributed MEAN level | HOUSOL | HOUPARRHN_OLDI_DMD | MKr20 | 2025 | 7.878 | 0.08736 | [6 empty] | PAR | I | OLD |  |  | RHNBHSOL | 3 | 0.5 | HOUPARRHNBHSOLN01_OLDI_FDIELCE01 | 0.539 | HOUPARRHNBHSOLN01_OLDI | HOUPARRHNDIELCE01_OLDI | DIELCE01 | BHSOLN01 | PAR_OLDI | DIELCE01_BHSOLN01 | 5 | 0 | 1.1 | Unlikely
HOUPARRHNBHSOLN01_OLDI_FDIELCE01_D50 | Residential heating technology - Solar heating system - single-family house - existing building - distributed MEAN level | HOUSOL | HOUPARRHN_OLDI_DMD | MKr20 | 2030 | 7.683 | 0.085232 | [6 empty] | PAR | I | OLD |  |  | RHNBHSOL | 3 | 0.5 | HOUPARRHNBHSOLN01_OLDI_FDIELCE01 | 0.539 | HOUPARRHNBHSOLN01_OLDI | HOUPARRHNDIELCE01_OLDI | DIELCE01 | BHSOLN01 | PAR_OLDI | DIELCE01_BHSOLN01 | 5 | 0 | 1.1 | Unlikely
HOUPARRHNBHSOLN01_OLDI_FDIELCE01_D50 | Residential heating technology - Solar heating system - single-family house - existing building - distributed MEAN level | HOUSOL | HOUPARRHN_OLDI_DMD | MKr20 | 2040 | 7.3074 | 0.08062 | [6 empty] | PAR | I | OLD |  |  | RHNBHSOL | 3 | 0.5 | HOUPARRHNBHSOLN01_OLDI_FDIELCE01 | 0.539 | HOUPARRHNBHSOLN01_OLDI | HOUPARRHNDIELCE01_OLDI | DIELCE01 | BHSOLN01 | PAR_OLDI | DIELCE01_BHSOLN01 | 5 | 0 | 1.1 | Unlikely
HOUPARRHNBHSOLN01_OLDI_FDIELCE01_D50 | Residential heating technology - Solar heating system - single-family house - existing building - distributed MEAN level | HOUSOL | HOUPARRHN_OLDI_DMD | MKr20 | 2050 | 6.9501 | 0.076008 | [6 empty] | PAR | I | OLD |  |  | RHNBHSOL | 3 | 0.5 | HOUPARRHNBHSOLN01_OLDI_FDIELCE01 | 0.539 | HOUPARRHNBHSOLN01_OLDI | HOUPARRHNDIELCE01_OLDI | DIELCE01 | BHSOLN01 | PAR_OLDI | DIELCE01_BHSOLN01 | 5 | 0 | 1.1 | Unlikely
HOUPARRHNBHDHDN09_OLDI_FDIELCE01_D50 | Residential heating technology - Direct district heating substation - plus connection pipe - plus distribution (heating density: low ) - single-family house - existing building - distributed MEAN level | HOUDHD | HOUPARRHN_OLDI_DMD | MKr20 | 2020 | 11.5057 | 0.030272 | [6 empty] | PAR | I | OLD |  |  | RHNBHDHD | 3 | 0.5 | HOUPARRHNBHDHDN09_OLDI_FDIELCE01 | 0.539 | HOUPARRHNBHDHDN09_OLDI | HOUPARRHNDIELCE01_OLDI | DIELCE01 | BHDHDN09 | PAR_OLDI | DIELCE01_BHDHDN09 | 5 | 0 | 1.1 | Unlikely
HOUPARRHNBHDHDN09_OLDI_FDIELCE01_D50 | Residential heating technology - Direct district heating substation - plus connection pipe - plus distribution (heating density: low ) - single-family house - existing building - distributed MEAN level | HOUDHD | HOUPARRHN_OLDI_DMD | MKr20 | 2025 | 11.4647 | 0.030048 | [6 empty] | PAR | I | OLD |  |  | RHNBHDHD | 3 | 0.5 | HOUPARRHNBHDHDN09_OLDI_FDIELCE01 | 0.539 | HOUPARRHNBHDHDN09_OLDI | HOUPARRHNDIELCE01_OLDI | DIELCE01 | BHDHDN09 | PAR_OLDI | DIELCE01_BHDHDN09 | 5 | 0 | 1.1 | Unlikely
HOUPARRHNBHDHDN09_OLDI_FDIELCE01_D50 | Residential heating technology - Direct district heating substation - plus connection pipe - plus distribution (heating density: low ) - single-family house - existing building - distributed MEAN level | HOUDHD | HOUPARRHN_OLDI_DMD | MKr20 | 2030 | 11.4306 | 0.029511 | [6 empty] | PAR | I | OLD |  |  | RHNBHDHD | 3 | 0.5 | HOUPARRHNBHDHDN09_OLDI_FDIELCE01 | 0.539 | HOUPARRHNBHDHDN09_OLDI | HOUPARRHNDIELCE01_OLDI | DIELCE01 | BHDHDN09 | PAR_OLDI | DIELCE01_BHDHDN09 | 5 | 0 | 1.1 | Unlikely
HOUPARRHNBHDHDN09_OLDI_FDIELCE01_D50 | Residential heating technology - Direct district heating substation - plus connection pipe - plus distribution (heating density: low ) - single-family house - existing building - distributed MEAN level | HOUDHD | HOUPARRHN_OLDI_DMD | MKr20 | 2040 | 11.3691 | 0.02824 | [6 empty] | PAR | I | OLD |  |  | RHNBHDHD | 3 | 0.5 | HOUPARRHNBHDHDN09_OLDI_FDIELCE01 | 0.539 | HOUPARRHNBHDHDN09_OLDI | HOUPARRHNDIELCE01_OLDI | DIELCE01 | BHDHDN09 | PAR_OLDI | DIELCE01_BHDHDN09 | 5 | 0 | 1.1 | Unlikely
HOUPARRHNBHDHDN09_OLDI_FDIELCE01_D50 | Residential heating technology - Direct district heating substation - plus connection pipe - plus distribution (heating density: low ) - single-family house - existing building - distributed MEAN level | HOUDHD | HOUPARRHN_OLDI_DMD | MKr20 | 2050 | 11.3008 | 0.026392 | [6 empty] | PAR | I | OLD |  |  | RHNBHDHD | 3 | 0.5 | HOUPARRHNBHDHDN09_OLDI_FDIELCE01 | 0.539 | HOUPARRHNBHDHDN09_OLDI | HOUPARRHNDIELCE01_OLDI | DIELCE01 | BHDHDN09 | PAR_OLDI | DIELCE01_BHDHDN09 | 5 | 0 | 1.1 | Unlikely
HOUPARRHNBHDHDN07_OLDI_FDIELCE01_D50 | Residential heating technology - Direct district heating substation - plus connection pipe - plus distribution (heating density: medium ) - single-family house - existing building - distributed MEAN level | HOUDHD | HOUPARRHN_OLDI_DMD | MKr20 | 2020 | 4.6307 | 0.030272 | [6 empty] | PAR | I | OLD |  |  | RHNBHDHD | 3 | 0.5 | HOUPARRHNBHDHDN07_OLDI_FDIELCE01 | 0.539 | HOUPARRHNBHDHDN07_OLDI | HOUPARRHNDIELCE01_OLDI | DIELCE01 | BHDHDN07 | PAR_OLDI | DIELCE01_BHDHDN07 | 5 | 0 | 1.1 | Unlikely
HOUPARRHNBHDHDN07_OLDI_FDIELCE01_D50 | Residential heating technology - Direct district heating substation - plus connection pipe - plus distribution (heating density: medium ) - single-family house - existing building - distributed MEAN level | HOUDHD | HOUPARRHN_OLDI_DMD | MKr20 | 2025 | 4.5897 | 0.030048 | [6 empty] | PAR | I | OLD |  |  | RHNBHDHD | 3 | 0.5 | HOUPARRHNBHDHDN07_OLDI_FDIELCE01 | 0.539 | HOUPARRHNBHDHDN07_OLDI | HOUPARRHNDIELCE01_OLDI | DIELCE01 | BHDHDN07 | PAR_OLDI | DIELCE01_BHDHDN07 | 5 | 0 | 1.1 | Unlikely
HOUPARRHNBHDHDN07_OLDI_FDIELCE01_D50 | Residential heating technology - Direct district heating substation - plus connection pipe - plus distribution (heating density: medium ) - single-family house - existing building - distributed MEAN level | HOUDHD | HOUPARRHN_OLDI_DMD | MKr20 | 2030 | 4.5556 | 0.029511 | [6 empty] | PAR | I | OLD |  |  | RHNBHDHD | 3 | 0.5 | HOUPARRHNBHDHDN07_OLDI_FDIELCE01 | 0.539 | HOUPARRHNBHDHDN07_OLDI | HOUPARRHNDIELCE01_OLDI | DIELCE01 | BHDHDN07 | PAR_OLDI | DIELCE01_BHDHDN07 | 5 | 0 | 1.1 | Unlikely
HOUPARRHNBHDHDN07_OLDI_FDIELCE01_D50 | Residential heating technology - Direct district heating substation - plus connection pipe - plus distribution (heating density: medium ) - single-family house - existing building - distributed MEAN level | HOUDHD | HOUPARRHN_OLDI_DMD | MKr20 | 2040 | 4.4941 | 0.02824 | [6 empty] | PAR | I | OLD |  |  | RHNBHDHD | 3 | 0.5 | HOUPARRHNBHDHDN07_OLDI_FDIELCE01 | 0.539 | HOUPARRHNBHDHDN07_OLDI | HOUPARRHNDIELCE01_OLDI | DIELCE01 | BHDHDN07 | PAR_OLDI | DIELCE01_BHDHDN07 | 5 | 0 | 1.1 | Unlikely
HOUPARRHNBHDHDN07_OLDI_FDIELCE01_D50 | Residential heating technology - Direct district heating substation - plus connection pipe - plus distribution (heating density: medium ) - single-family house - existing building - distributed MEAN level | HOUDHD | HOUPARRHN_OLDI_DMD | MKr20 | 2050 | 4.4258 | 0.026392 | [6 empty] | PAR | I | OLD |  |  | RHNBHDHD | 3 | 0.5 | HOUPARRHNBHDHDN07_OLDI_FDIELCE01 | 0.539 | HOUPARRHNBHDHDN07_OLDI | HOUPARRHNDIELCE01_OLDI | DIELCE01 | BHDHDN07 | PAR_OLDI | DIELCE01_BHDHDN07 | 5 | 0 | 1.1 | Unlikely
HOUPARRHNBHDHDN05_OLDI_FDIELCE01_D50 | Residential heating technology - Direct district heating substation - plus connection pipe - plus distribution (heating density: high ) - single-family house - existing building - distributed MEAN level | HOUDHD | HOUPARRHN_OLDI_DMD | MKr20 | 2020 | 3.5307 | 0.030272 | [6 empty] | PAR | I | OLD |  |  | RHNBHDHD | 3 | 0.5 | HOUPARRHNBHDHDN05_OLDI_FDIELCE01 | 0.539 | HOUPARRHNBHDHDN05_OLDI | HOUPARRHNDIELCE01_OLDI | DIELCE01 | BHDHDN05 | PAR_OLDI | DIELCE01_BHDHDN05 | 5 | 0 | 1.1 | Unlikely
HOUPARRHNBHDHDN05_OLDI_FDIELCE01_D50 | Residential heating technology - Direct district heating substation - plus connection pipe - plus distribution (heating density: high ) - single-family house - existing building - distributed MEAN level | HOUDHD | HOUPARRHN_OLDI_DMD | MKr20 | 2025 | 3.4897 | 0.030048 | [6 empty] | PAR | I | OLD |  |  | RHNBHDHD | 3 | 0.5 | HOUPARRHNBHDHDN05_OLDI_FDIELCE01 | 0.539 | HOUPARRHNBHDHDN05_OLDI | HOUPARRHNDIELCE01_OLDI | DIELCE01 | BHDHDN05 | PAR_OLDI | DIELCE01_BHDHDN05 | 5 | 0 | 1.1 | Unlikely
HOUPARRHNBHDHDN05_OLDI_FDIELCE01_D50 | Residential heating technology - Direct district heating substation - plus connection pipe - plus distribution (heating density: high ) - single-family house - existing building - distributed MEAN level | HOUDHD | HOUPARRHN_OLDI_DMD | MKr20 | 2030 | 3.4556 | 0.029511 | [6 empty] | PAR | I | OLD |  |  | RHNBHDHD | 3 | 0.5 | HOUPARRHNBHDHDN05_OLDI_FDIELCE01 | 0.539 | HOUPARRHNBHDHDN05_OLDI | HOUPARRHNDIELCE01_OLDI | DIELCE01 | BHDHDN05 | PAR_OLDI | DIELCE01_BHDHDN05 | 5 | 0 | 1.1 | Unlikely
HOUPARRHNBHDHDN05_OLDI_FDIELCE01_D50 | Residential heating technology - Direct district heating substation - plus connection pipe - plus distribution (heating density: high ) - single-family house - existing building - distributed MEAN level | HOUDHD | HOUPARRHN_OLDI_DMD | MKr20 | 2040 | 3.3941 | 0.02824 | [6 empty] | PAR | I | OLD |  |  | RHNBHDHD | 3 | 0.5 | HOUPARRHNBHDHDN05_OLDI_FDIELCE01 | 0.539 | HOUPARRHNBHDHDN05_OLDI | HOUPARRHNDIELCE01_OLDI | DIELCE01 | BHDHDN05 | PAR_OLDI | DIELCE01_BHDHDN05 | 5 | 0 | 1.1 | Unlikely
HOUPARRHNBHDHDN05_OLDI_FDIELCE01_D50 | Residential heating technology - Direct district heating substation - plus connection pipe - plus distribution (heating density: high ) - single-family house - existing building - distributed MEAN level | HOUDHD | HOUPARRHN_OLDI_DMD | MKr20 | 2050 | 3.3258 | 0.026392 | [6 empty] | PAR | I | OLD |  |  | RHNBHDHD | 3 | 0.5 | HOUPARRHNBHDHDN05_OLDI_FDIELCE01 | 0.539 | HOUPARRHNBHDHDN05_OLDI | HOUPARRHNDIELCE01_OLDI | DIELCE01 | BHDHDN05 | PAR_OLDI | DIELCE01_BHDHDN05 | 5 | 0 | 1.1 | Unlikely
HOUPARRHNBHDHCN09_OLDI_FDIELCE01_D50 | Residential heating technology - Direct district heating substation - plus connection pipe - plus distribution (heating density: low ) - single-family house - existing building - distributed MEAN level | HOUDHC | HOUPARRHN_OLDI_DMD | MKr20 | 2020 | 11.5057 | 0.030272 | [6 empty] | PAR | I | OLD |  |  | RHNBHDHC | 3 | 0.5 | HOUPARRHNBHDHCN09_OLDI_FDIELCE01 | 0.539 | HOUPARRHNBHDHCN09_OLDI | HOUPARRHNDIELCE01_OLDI | DIELCE01 | BHDHCN09 | PAR_OLDI | DIELCE01_BHDHCN09 | 5 | 0 | 1.1 | Unlikely
HOUPARRHNBHDHCN09_OLDI_FDIELCE01_D50 | Residential heating technology - Direct district heating substation - plus connection pipe - plus distribution (heating density: low ) - single-family house - existing building - distributed MEAN level | HOUDHC | HOUPARRHN_OLDI_DMD | MKr20 | 2025 | 11.4647 | 0.030048 | [6 empty] | PAR | I | OLD |  |  | RHNBHDHC | 3 | 0.5 | HOUPARRHNBHDHCN09_OLDI_FDIELCE01 | 0.539 | HOUPARRHNBHDHCN09_OLDI | HOUPARRHNDIELCE01_OLDI | DIELCE01 | BHDHCN09 | PAR_OLDI | DIELCE01_BHDHCN09 | 5 | 0 | 1.1 | Unlikely
HOUPARRHNBHDHCN09_OLDI_FDIELCE01_D50 | Residential heating technology - Direct district heating substation - plus connection pipe - plus distribution (heating density: low ) - single-family house - existing building - distributed MEAN level | HOUDHC | HOUPARRHN_OLDI_DMD | MKr20 | 2030 | 11.4306 | 0.029511 | [6 empty] | PAR | I | OLD |  |  | RHNBHDHC | 3 | 0.5 | HOUPARRHNBHDHCN09_OLDI_FDIELCE01 | 0.539 | HOUPARRHNBHDHCN09_OLDI | HOUPARRHNDIELCE01_OLDI | DIELCE01 | BHDHCN09 | PAR_OLDI | DIELCE01_BHDHCN09 | 5 | 0 | 1.1 | Unlikely
HOUPARRHNBHDHCN09_OLDI_FDIELCE01_D50 | Residential heating technology - Direct district heating substation - plus connection pipe - plus distribution (heating density: low ) - single-family house - existing building - distributed MEAN level | HOUDHC | HOUPARRHN_OLDI_DMD | MKr20 | 2040 | 11.3691 | 0.02824 | [6 empty] | PAR | I | OLD |  |  | RHNBHDHC | 3 | 0.5 | HOUPARRHNBHDHCN09_OLDI_FDIELCE01 | 0.539 | HOUPARRHNBHDHCN09_OLDI | HOUPARRHNDIELCE01_OLDI | DIELCE01 | BHDHCN09 | PAR_OLDI | DIELCE01_BHDHCN09 | 5 | 0 | 1.1 | Unlikely
HOUPARRHNBHDHCN09_OLDI_FDIELCE01_D50 | Residential heating technology - Direct district heating substation - plus connection pipe - plus distribution (heating density: low ) - single-family house - existing building - distributed MEAN level | HOUDHC | HOUPARRHN_OLDI_DMD | MKr20 | 2050 | 11.3008 | 0.026392 | [6 empty] | PAR | I | OLD |  |  | RHNBHDHC | 3 | 0.5 | HOUPARRHNBHDHCN09_OLDI_FDIELCE01 | 0.539 | HOUPARRHNBHDHCN09_OLDI | HOUPARRHNDIELCE01_OLDI | DIELCE01 | BHDHCN09 | PAR_OLDI | DIELCE01_BHDHCN09 | 5 | 0 | 1.1 | Unlikely
HOUPARRHNBHDHCN07_OLDI_FDIELCE01_D50 | Residential heating technology - Direct district heating substation - plus connection pipe - plus distribution (heating density: medium ) - single-family house - existing building - distributed MEAN level | HOUDHC | HOUPARRHN_OLDI_DMD | MKr20 | 2020 | 4.6307 | 0.030272 | [6 empty] | PAR | I | OLD |  |  | RHNBHDHC | 3 | 0.5 | HOUPARRHNBHDHCN07_OLDI_FDIELCE01 | 0.539 | HOUPARRHNBHDHCN07_OLDI | HOUPARRHNDIELCE01_OLDI | DIELCE01 | BHDHCN07 | PAR_OLDI | DIELCE01_BHDHCN07 | 5 | 0 | 1.1 | Unlikely
HOUPARRHNBHDHCN07_OLDI_FDIELCE01_D50 | Residential heating technology - Direct district heating substation - plus connection pipe - plus distribution (heating density: medium ) - single-family house - existing building - distributed MEAN level | HOUDHC | HOUPARRHN_OLDI_DMD | MKr20 | 2025 | 4.5897 | 0.030048 | [6 empty] | PAR | I | OLD |  |  | RHNBHDHC | 3 | 0.5 | HOUPARRHNBHDHCN07_OLDI_FDIELCE01 | 0.539 | HOUPARRHNBHDHCN07_OLDI | HOUPARRHNDIELCE01_OLDI | DIELCE01 | BHDHCN07 | PAR_OLDI | DIELCE01_BHDHCN07 | 5 | 0 | 1.1 | Unlikely
HOUPARRHNBHDHCN07_OLDI_FDIELCE01_D50 | Residential heating technology - Direct district heating substation - plus connection pipe - plus distribution (heating density: medium ) - single-family house - existing building - distributed MEAN level | HOUDHC | HOUPARRHN_OLDI_DMD | MKr20 | 2030 | 4.5556 | 0.029511 | [6 empty] | PAR | I | OLD |  |  | RHNBHDHC | 3 | 0.5 | HOUPARRHNBHDHCN07_OLDI_FDIELCE01 | 0.539 | HOUPARRHNBHDHCN07_OLDI | HOUPARRHNDIELCE01_OLDI | DIELCE01 | BHDHCN07 | PAR_OLDI | DIELCE01_BHDHCN07 | 5 | 0 | 1.1 | Unlikely
HOUPARRHNBHDHCN07_OLDI_FDIELCE01_D50 | Residential heating technology - Direct district heating substation - plus connection pipe - plus distribution (heating density: medium ) - single-family house - existing building - distributed MEAN level | HOUDHC | HOUPARRHN_OLDI_DMD | MKr20 | 2040 | 4.4941 | 0.02824 | [6 empty] | PAR | I | OLD |  |  | RHNBHDHC | 3 | 0.5 | HOUPARRHNBHDHCN07_OLDI_FDIELCE01 | 0.539 | HOUPARRHNBHDHCN07_OLDI | HOUPARRHNDIELCE01_OLDI | DIELCE01 | BHDHCN07 | PAR_OLDI | DIELCE01_BHDHCN07 | 5 | 0 | 1.1 | Unlikely
HOUPARRHNBHDHCN07_OLDI_FDIELCE01_D50 | Residential heating technology - Direct district heating substation - plus connection pipe - plus distribution (heating density: medium ) - single-family house - existing building - distributed MEAN level | HOUDHC | HOUPARRHN_OLDI_DMD | MKr20 | 2050 | 4.4258 | 0.026392 | [6 empty] | PAR | I | OLD |  |  | RHNBHDHC | 3 | 0.5 | HOUPARRHNBHDHCN07_OLDI_FDIELCE01 | 0.539 | HOUPARRHNBHDHCN07_OLDI | HOUPARRHNDIELCE01_OLDI | DIELCE01 | BHDHCN07 | PAR_OLDI | DIELCE01_BHDHCN07 | 5 | 0 | 1.1 | Unlikely
HOUPARRHNBHDHCN05_OLDI_FDIELCE01_D50 | Residential heating technology - Direct district heating substation - plus connection pipe - plus distribution (heating density: high ) - single-family house - existing building - distributed MEAN level | HOUDHC | HOUPARRHN_OLDI_DMD | MKr20 | 2020 | 3.5307 | 0.030272 | [6 empty] | PAR | I | OLD |  |  | RHNBHDHC | 3 | 0.5 | HOUPARRHNBHDHCN05_OLDI_FDIELCE01 | 0.539 | HOUPARRHNBHDHCN05_OLDI | HOUPARRHNDIELCE01_OLDI | DIELCE01 | BHDHCN05 | PAR_OLDI | DIELCE01_BHDHCN05 | 5 | 0 | 1.1 | Unlikely
HOUPARRHNBHDHCN05_OLDI_FDIELCE01_D50 | Residential heating technology - Direct district heating substation - plus connection pipe - plus distribution (heating density: high ) - single-family house - existing building - distributed MEAN level | HOUDHC | HOUPARRHN_OLDI_DMD | MKr20 | 2025 | 3.4897 | 0.030048 | [6 empty] | PAR | I | OLD |  |  | RHNBHDHC | 3 | 0.5 | HOUPARRHNBHDHCN05_OLDI_FDIELCE01 | 0.539 | HOUPARRHNBHDHCN05_OLDI | HOUPARRHNDIELCE01_OLDI | DIELCE01 | BHDHCN05 | PAR_OLDI | DIELCE01_BHDHCN05 | 5 | 0 | 1.1 | Unlikely
HOUPARRHNBHDHCN05_OLDI_FDIELCE01_D50 | Residential heating technology - Direct district heating substation - plus connection pipe - plus distribution (heating density: high ) - single-family house - existing building - distributed MEAN level | HOUDHC | HOUPARRHN_OLDI_DMD | MKr20 | 2030 | 3.4556 | 0.029511 | [6 empty] | PAR | I | OLD |  |  | RHNBHDHC | 3 | 0.5 | HOUPARRHNBHDHCN05_OLDI_FDIELCE01 | 0.539 | HOUPARRHNBHDHCN05_OLDI | HOUPARRHNDIELCE01_OLDI | DIELCE01 | BHDHCN05 | PAR_OLDI | DIELCE01_BHDHCN05 | 5 | 0 | 1.1 | Unlikely
HOUPARRHNBHDHCN05_OLDI_FDIELCE01_D50 | Residential heating technology - Direct district heating substation - plus connection pipe - plus distribution (heating density: high ) - single-family house - existing building - distributed MEAN level | HOUDHC | HOUPARRHN_OLDI_DMD | MKr20 | 2040 | 3.3941 | 0.02824 | [6 empty] | PAR | I | OLD |  |  | RHNBHDHC | 3 | 0.5 | HOUPARRHNBHDHCN05_OLDI_FDIELCE01 | 0.539 | HOUPARRHNBHDHCN05_OLDI | HOUPARRHNDIELCE01_OLDI | DIELCE01 | BHDHCN05 | PAR_OLDI | DIELCE01_BHDHCN05 | 5 | 0 | 1.1 | Unlikely
HOUPARRHNBHDHCN05_OLDI_FDIELCE01_D50 | Residential heating technology - Direct district heating substation - plus connection pipe - plus distribution (heating density: high ) - single-family house - existing building - distributed MEAN level | HOUDHC | HOUPARRHN_OLDI_DMD | MKr20 | 2050 | 3.3258 | 0.026392 | [6 empty] | PAR | I | OLD |  |  | RHNBHDHC | 3 | 0.5 | HOUPARRHNBHDHCN05_OLDI_FDIELCE01 | 0.539 | HOUPARRHNBHDHCN05_OLDI | HOUPARRHNDIELCE01_OLDI | DIELCE01 | BHDHCN05 | PAR_OLDI | DIELCE01_BHDHCN05 | 5 | 0 | 1.1 | Unlikely
HOUETARHNDIFIWN01_OLDC_FDIFIWE01_D50 | Residential heating technology - Wood stove without water tank, wood logs - apartment complex - existing building - distributed MEAN level | HOUFIW | HOUETARHN_OLDC_DMD | MKr20 | 2020 | 3.3793 | 0.21605 |  | 25 | 28.8 | 90 | 125 | 4 | ETA | C | OLD |  |  | RHNDIFIW | 3 | 0.5 | HOUETARHNDIFIWN01_OLDC_FDIFIWE01 | 0.66 | HOUETARHNDIFIWN01_OLDC | HOUETARHNDIFIWE01_OLDC | DIFIWE01 | DIFIWN01 | ETA_OLDC | DIFIWE01_DIFIWN01 | 2 | 0 | 0.9 | Same
HOUETARHNDIFIWN01_OLDC_FDIFIWE01_D50 | Residential heating technology - Wood stove without water tank, wood logs - apartment complex - existing building - distributed MEAN level | HOUFIW | HOUETARHN_OLDC_DMD | MKr20 | 2025 | 3.2957 | 0.26338 |  | 25 | 25.2 | 90 | 100 | 4 | ETA | C | OLD |  |  | RHNDIFIW | 3 | 0.5 | HOUETARHNDIFIWN01_OLDC_FDIFIWE01 | 0.66 | HOUETARHNDIFIWN01_OLDC | HOUETARHNDIFIWE01_OLDC | DIFIWE01 | DIFIWN01 | ETA_OLDC | DIFIWE01_DIFIWN01 | 2 | 0 | 0.9 | Same
HOUETARHNDIFIWN01_OLDC_FDIFIWE01_D50 | Residential heating technology - Wood stove without water tank, wood logs - apartment complex - existing building - distributed MEAN level | HOUFIW | HOUETARHN_OLDC_DMD | MKr20 | 2030 | 5.8669 | 0.37284 |  | 25 | 21.6 | 90 | 100 | 4 | ETA | C | OLD |  |  | RHNDIFIW | 3 | 0.5 | HOUETARHNDIFIWN01_OLDC_FDIFIWE01 | 0.66 | HOUETARHNDIFIWN01_OLDC | HOUETARHNDIFIWE01_OLDC | DIFIWE01 | DIFIWN01 | ETA_OLDC | DIFIWE01_DIFIWN01 | 2 | 0 | 0.9 | Same
HOUETARHNDIFIWN01_OLDC_FDIFIWE01_D50 | Residential heating technology - Wood stove without water tank, wood logs - apartment complex - existing building - distributed MEAN level | HOUFIW | HOUETARHN_OLDC_DMD | MKr20 | 2040 | 5.58 | 0.36398 |  | 25 | 18 | 90 | 100 | 4 | ETA | C | OLD |  |  | RHNDIFIW | 3 | 0.5 | HOUETARHNDIFIWN01_OLDC_FDIFIWE01 | 0.66 | HOUETARHNDIFIWN01_OLDC | HOUETARHNDIFIWE01_OLDC | DIFIWE01 | DIFIWN01 | ETA_OLDC | DIFIWE01_DIFIWN01 | 2 | 0 | 0.9 | Same
HOUETARHNDIFIWN01_OLDC_FDIFIWE01_D50 | Residential heating technology - Wood stove without water tank, wood logs - apartment complex - existing building - distributed MEAN level | HOUFIW | HOUETARHN_OLDC_DMD | MKr20 | 2050 | 5.3072 | 0.35511 |  | 25 | 18 | 90 | 100 | 4 | ETA | C | OLD |  |  | RHNDIFIW | 3 | 0.5 | HOUETARHNDIFIWN01_OLDC_FDIFIWE01 | 0.66 | HOUETARHNDIFIWN01_OLDC | HOUETARHNDIFIWE01_OLDC | DIFIWE01 | DIFIWN01 | ETA_OLDC | DIFIWE01_DIFIWN01 | 2 | 0 | 0.9 | Same
HOUETARHNDIFIWN01_OLDD_FDIFIWE01_D50 | Residential heating technology - Wood stove without water tank, wood logs - apartment complex - existing building - distributed MEAN level | HOUFIW | HOUETARHN_OLDD_DMD | MKr20 | 2020 | 3.3793 | 0.21605 |  | 25 | 28.8 | 90 | 125 | 4 | ETA | D | OLD |  |  | RHNDIFIW | 3 | 0.5 | HOUETARHNDIFIWN01_OLDD_FDIFIWE01 | 0.66 | HOUETARHNDIFIWN01_OLDD | HOUETARHNDIFIWE01_OLDD | DIFIWE01 | DIFIWN01 | ETA_OLDD | DIFIWE01_DIFIWN01 | 2 | 0 | 0.9 | Same
HOUETARHNDIFIWN01_OLDD_FDIFIWE01_D50 | Residential heating technology - Wood stove without water tank, wood logs - apartment complex - existing building - distributed MEAN level | HOUFIW | HOUETARHN_OLDD_DMD | MKr20 | 2025 | 3.2957 | 0.26338 |  | 25 | 25.2 | 90 | 100 | 4 | ETA | D | OLD |  |  | RHNDIFIW | 3 | 0.5 | HOUETARHNDIFIWN01_OLDD_FDIFIWE01 | 0.66 | HOUETARHNDIFIWN01_OLDD | HOUETARHNDIFIWE01_OLDD | DIFIWE01 | DIFIWN01 | ETA_OLDD | DIFIWE01_DIFIWN01 | 2 | 0 | 0.9 | Same
HOUETARHNDIFIWN01_OLDD_FDIFIWE01_D50 | Residential heating technology - Wood stove without water tank, wood logs - apartment complex - existing building - distributed MEAN level | HOUFIW | HOUETARHN_OLDD_DMD | MKr20 | 2030 | 5.8669 | 0.37284 |  | 25 | 21.6 | 90 | 100 | 4 | ETA | D | OLD |  |  | RHNDIFIW | 3 | 0.5 | HOUETARHNDIFIWN01_OLDD_FDIFIWE01 | 0.66 | HOUETARHNDIFIWN01_OLDD | HOUETARHNDIFIWE01_OLDD | DIFIWE01 | DIFIWN01 | ETA_OLDD | DIFIWE01_DIFIWN01 | 2 | 0 | 0.9 | Same
HOUETARHNDIFIWN01_OLDD_FDIFIWE01_D50 | Residential heating technology - Wood stove without water tank, wood logs - apartment complex - existing building - distributed MEAN level | HOUFIW | HOUETARHN_OLDD_DMD | MKr20 | 2040 | 5.58 | 0.36398 |  | 25 | 18 | 90 | 100 | 4 | ETA | D | OLD |  |  | RHNDIFIW | 3 | 0.5 | HOUETARHNDIFIWN01_OLDD_FDIFIWE01 | 0.66 | HOUETARHNDIFIWN01_OLDD | HOUETARHNDIFIWE01_OLDD | DIFIWE01 | DIFIWN01 | ETA_OLDD | DIFIWE01_DIFIWN01 | 2 | 0 | 0.9 | Same
HOUETARHNDIFIWN01_OLDD_FDIFIWE01_D50 | Residential heating technology - Wood stove without water tank, wood logs - apartment complex - existing building - distributed MEAN level | HOUFIW | HOUETARHN_OLDD_DMD | MKr20 | 2050 | 5.3072 | 0.35511 |  | 25 | 18 | 90 | 100 | 4 | ETA | D | OLD |  |  | RHNDIFIW | 3 | 0.5 | HOUETARHNDIFIWN01_OLDD_FDIFIWE01 | 0.66 | HOUETARHNDIFIWN01_OLDD | HOUETARHNDIFIWE01_OLDD | DIFIWE01 | DIFIWN01 | ETA_OLDD | DIFIWE01_DIFIWN01 | 2 | 0 | 0.9 | Same
HOUETARHNDIFIWN01_OLDI_FDIFIWE01_D50 | Residential heating technology - Wood stove without water tank, wood logs - apartment complex - existing building - distributed MEAN level | HOUFIW | HOUETARHN_OLDI_DMD | MKr20 | 2020 | 3.3793 | 0.21605 |  | 25 | 28.8 | 90 | 125 | 4 | ETA | I | OLD |  |  | RHNDIFIW | 3 | 0.5 | HOUETARHNDIFIWN01_OLDI_FDIFIWE01 | 0.66 | HOUETARHNDIFIWN01_OLDI | HOUETARHNDIFIWE01_OLDI | DIFIWE01 | DIFIWN01 | ETA_OLDI | DIFIWE01_DIFIWN01 | 2 | 0 | 0.9 | Same
HOUETARHNDIFIWN01_OLDI_FDIFIWE01_D50 | Residential heating technology - Wood stove without water tank, wood logs - apartment complex - existing building - distributed MEAN level | HOUFIW | HOUETARHN_OLDI_DMD | MKr20 | 2025 | 3.2957 | 0.26338 |  | 25 | 25.2 | 90 | 100 | 4 | ETA | I | OLD |  |  | RHNDIFIW | 3 | 0.5 | HOUETARHNDIFIWN01_OLDI_FDIFIWE01 | 0.66 | HOUETARHNDIFIWN01_OLDI | HOUETARHNDIFIWE01_OLDI | DIFIWE01 | DIFIWN01 | ETA_OLDI | DIFIWE01_DIFIWN01 | 2 | 0 | 0.9 | Same
HOUETARHNDIFIWN01_OLDI_FDIFIWE01_D50 | Residential heating technology - Wood stove without water tank, wood logs - apartment complex - existing building - distributed MEAN level | HOUFIW | HOUETARHN_OLDI_DMD | MKr20 | 2030 | 5.8669 | 0.37284 |  | 25 | 21.6 | 90 | 100 | 4 | ETA | I | OLD |  |  | RHNDIFIW | 3 | 0.5 | HOUETARHNDIFIWN01_OLDI_FDIFIWE01 | 0.66 | HOUETARHNDIFIWN01_OLDI | HOUETARHNDIFIWE01_OLDI | DIFIWE01 | DIFIWN01 | ETA_OLDI | DIFIWE01_DIFIWN01 | 2 | 0 | 0.9 | Same
HOUETARHNDIFIWN01_OLDI_FDIFIWE01_D50 | Residential heating technology - Wood stove without water tank, wood logs - apartment complex - existing building - distributed MEAN level | HOUFIW | HOUETARHN_OLDI_DMD | MKr20 | 2040 | 5.58 | 0.36398 |  | 25 | 18 | 90 | 100 | 4 | ETA | I | OLD |  |  | RHNDIFIW | 3 | 0.5 | HOUETARHNDIFIWN01_OLDI_FDIFIWE01 | 0.66 | HOUETARHNDIFIWN01_OLDI | HOUETARHNDIFIWE01_OLDI | DIFIWE01 | DIFIWN01 | ETA_OLDI | DIFIWE01_DIFIWN01 | 2 | 0 | 0.9 | Same
HOUETARHNDIFIWN01_OLDI_FDIFIWE01_D50 | Residential heating technology - Wood stove without water tank, wood logs - apartment complex - existing building - distributed MEAN level | HOUFIW | HOUETARHN_OLDI_DMD | MKr20 | 2050 | 5.3072 | 0.35511 |  | 25 | 18 | 90 | 100 | 4 | ETA | I | OLD |  |  | RHNDIFIW | 3 | 0.5 | HOUETARHNDIFIWN01_OLDI_FDIFIWE01 | 0.66 | HOUETARHNDIFIWN01_OLDI | HOUETARHNDIFIWE01_OLDI | DIFIWE01 | DIFIWN01 | ETA_OLDI | DIFIWE01_DIFIWN01 | 2 | 0 | 0.9 | Same
HOUPARRHNDIFIWN01_OLDC_FDIFIWE01_D50 | Residential heating technology - Wood stove without water tank, wood logs - single-family house - existing building - distributed MEAN level | HOUFIW | HOUPARRHN_OLDC_DMD | MKr20 | 2020 | 3.3793 | 0.21605 |  | 25 | 28.8 | 90 | 125 | 4 | PAR | C | OLD |  |  | RHNDIFIW | 3 | 0.5 | HOUPARRHNDIFIWN01_OLDC_FDIFIWE01 | 0.66 | HOUPARRHNDIFIWN01_OLDC | HOUPARRHNDIFIWE01_OLDC | DIFIWE01 | DIFIWN01 | PAR_OLDC | DIFIWE01_DIFIWN01 | 2 | 0 | 0.9 | Same
HOUPARRHNDIFIWN01_OLDC_FDIFIWE01_D50 | Residential heating technology - Wood stove without water tank, wood logs - single-family house - existing building - distributed MEAN level | HOUFIW | HOUPARRHN_OLDC_DMD | MKr20 | 2025 | 3.2957 | 0.26338 |  | 25 | 25.2 | 90 | 100 | 4 | PAR | C | OLD |  |  | RHNDIFIW | 3 | 0.5 | HOUPARRHNDIFIWN01_OLDC_FDIFIWE01 | 0.66 | HOUPARRHNDIFIWN01_OLDC | HOUPARRHNDIFIWE01_OLDC | DIFIWE01 | DIFIWN01 | PAR_OLDC | DIFIWE01_DIFIWN01 | 2 | 0 | 0.9 | Same
HOUPARRHNDIFIWN01_OLDC_FDIFIWE01_D50 | Residential heating technology - Wood stove without water tank, wood logs - single-family house - existing building - distributed MEAN level | HOUFIW | HOUPARRHN_OLDC_DMD | MKr20 | 2030 | 5.8669 | 0.37284 |  | 25 | 21.6 | 90 | 100 | 4 | PAR | C | OLD |  |  | RHNDIFIW | 3 | 0.5 | HOUPARRHNDIFIWN01_OLDC_FDIFIWE01 | 0.66 | HOUPARRHNDIFIWN01_OLDC | HOUPARRHNDIFIWE01_OLDC | DIFIWE01 | DIFIWN01 | PAR_OLDC | DIFIWE01_DIFIWN01 | 2 | 0 | 0.9 | Same
HOUPARRHNDIFIWN01_OLDC_FDIFIWE01_D50 | Residential heating technology - Wood stove without water tank, wood logs - single-family house - existing building - distributed MEAN level | HOUFIW | HOUPARRHN_OLDC_DMD | MKr20 | 2040 | 5.58 | 0.36398 |  | 25 | 18 | 90 | 100 | 4 | PAR | C | OLD |  |  | RHNDIFIW | 3 | 0.5 | HOUPARRHNDIFIWN01_OLDC_FDIFIWE01 | 0.66 | HOUPARRHNDIFIWN01_OLDC | HOUPARRHNDIFIWE01_OLDC | DIFIWE01 | DIFIWN01 | PAR_OLDC | DIFIWE01_DIFIWN01 | 2 | 0 | 0.9 | Same
HOUPARRHNDIFIWN01_OLDC_FDIFIWE01_D50 | Residential heating technology - Wood stove without water tank, wood logs - single-family house - existing building - distributed MEAN level | HOUFIW | HOUPARRHN_OLDC_DMD | MKr20 | 2050 | 5.3072 | 0.35511 |  | 25 | 18 | 90 | 100 | 4 | PAR | C | OLD |  |  | RHNDIFIW | 3 | 0.5 | HOUPARRHNDIFIWN01_OLDC_FDIFIWE01 | 0.66 | HOUPARRHNDIFIWN01_OLDC | HOUPARRHNDIFIWE01_OLDC | DIFIWE01 | DIFIWN01 | PAR_OLDC | DIFIWE01_DIFIWN01 | 2 | 0 | 0.9 | Same
HOUPARRHNDIFIWN01_OLDD_FDIFIWE01_D50 | Residential heating technology - Wood stove without water tank, wood logs - single-family house - existing building - distributed MEAN level | HOUFIW | HOUPARRHN_OLDD_DMD | MKr20 | 2020 | 3.3793 | 0.21605 |  | 25 | 28.8 | 90 | 125 | 4 | PAR | D | OLD |  |  | RHNDIFIW | 3 | 0.5 | HOUPARRHNDIFIWN01_OLDD_FDIFIWE01 | 0.66 | HOUPARRHNDIFIWN01_OLDD | HOUPARRHNDIFIWE01_OLDD | DIFIWE01 | DIFIWN01 | PAR_OLDD | DIFIWE01_DIFIWN01 | 2 | 0 | 0.9 | Same
HOUPARRHNDIFIWN01_OLDD_FDIFIWE01_D50 | Residential heating technology - Wood stove without water tank, wood logs - single-family house - existing building - distributed MEAN level | HOUFIW | HOUPARRHN_OLDD_DMD | MKr20 | 2025 | 3.2957 | 0.26338 |  | 25 | 25.2 | 90 | 100 | 4 | PAR | D | OLD |  |  | RHNDIFIW | 3 | 0.5 | HOUPARRHNDIFIWN01_OLDD_FDIFIWE01 | 0.66 | HOUPARRHNDIFIWN01_OLDD | HOUPARRHNDIFIWE01_OLDD | DIFIWE01 | DIFIWN01 | PAR_OLDD | DIFIWE01_DIFIWN01 | 2 | 0 | 0.9 | Same
HOUPARRHNDIFIWN01_OLDD_FDIFIWE01_D50 | Residential heating technology - Wood stove without water tank, wood logs - single-family house - existing building - distributed MEAN level | HOUFIW | HOUPARRHN_OLDD_DMD | MKr20 | 2030 | 5.8669 | 0.37284 |  | 25 | 21.6 | 90 | 100 | 4 | PAR | D | OLD |  |  | RHNDIFIW | 3 | 0.5 | HOUPARRHNDIFIWN01_OLDD_FDIFIWE01 | 0.66 | HOUPARRHNDIFIWN01_OLDD | HOUPARRHNDIFIWE01_OLDD | DIFIWE01 | DIFIWN01 | PAR_OLDD | DIFIWE01_DIFIWN01 | 2 | 0 | 0.9 | Same
HOUPARRHNDIFIWN01_OLDD_FDIFIWE01_D50 | Residential heating technology - Wood stove without water tank, wood logs - single-family house - existing building - distributed MEAN level | HOUFIW | HOUPARRHN_OLDD_DMD | MKr20 | 2040 | 5.58 | 0.36398 |  | 25 | 18 | 90 | 100 | 4 | PAR | D | OLD |  |  | RHNDIFIW | 3 | 0.5 | HOUPARRHNDIFIWN01_OLDD_FDIFIWE01 | 0.66 | HOUPARRHNDIFIWN01_OLDD | HOUPARRHNDIFIWE01_OLDD | DIFIWE01 | DIFIWN01 | PAR_OLDD | DIFIWE01_DIFIWN01 | 2 | 0 | 0.9 | Same
HOUPARRHNDIFIWN01_OLDD_FDIFIWE01_D50 | Residential heating technology - Wood stove without water tank, wood logs - single-family house - existing building - distributed MEAN level | HOUFIW | HOUPARRHN_OLDD_DMD | MKr20 | 2050 | 5.3072 | 0.35511 |  | 25 | 18 | 90 | 100 | 4 | PAR | D | OLD |  |  | RHNDIFIW | 3 | 0.5 | HOUPARRHNDIFIWN01_OLDD_FDIFIWE01 | 0.66 | HOUPARRHNDIFIWN01_OLDD | HOUPARRHNDIFIWE01_OLDD | DIFIWE01 | DIFIWN01 | PAR_OLDD | DIFIWE01_DIFIWN01 | 2 | 0 | 0.9 | Same
HOUPARRHNDIFIWN01_OLDI_FDIFIWE01_D50 | Residential heating technology - Wood stove without water tank, wood logs - single-family house - existing building - distributed MEAN level | HOUFIW | HOUPARRHN_OLDI_DMD | MKr20 | 2020 | 3.3793 | 0.21605 |  | 25 | 28.8 | 90 | 125 | 4 | PAR | I | OLD |  |  | RHNDIFIW | 3 | 0.5 | HOUPARRHNDIFIWN01_OLDI_FDIFIWE01 | 0.66 | HOUPARRHNDIFIWN01_OLDI | HOUPARRHNDIFIWE01_OLDI | DIFIWE01 | DIFIWN01 | PAR_OLDI | DIFIWE01_DIFIWN01 | 2 | 0 | 0.9 | Same
HOUPARRHNDIFIWN01_OLDI_FDIFIWE01_D50 | Residential heating technology - Wood stove without water tank, wood logs - single-family house - existing building - distributed MEAN level | HOUFIW | HOUPARRHN_OLDI_DMD | MKr20 | 2025 | 3.2957 | 0.26338 |  | 25 | 25.2 | 90 | 100 | 4 | PAR | I | OLD |  |  | RHNDIFIW | 3 | 0.5 | HOUPARRHNDIFIWN01_OLDI_FDIFIWE01 | 0.66 | HOUPARRHNDIFIWN01_OLDI | HOUPARRHNDIFIWE01_OLDI | DIFIWE01 | DIFIWN01 | PAR_OLDI | DIFIWE01_DIFIWN01 | 2 | 0 | 0.9 | Same
HOUPARRHNDIFIWN01_OLDI_FDIFIWE01_D50 | Residential heating technology - Wood stove without water tank, wood logs - single-family house - existing building - distributed MEAN level | HOUFIW | HOUPARRHN_OLDI_DMD | MKr20 | 2030 | 5.8669 | 0.37284 |  | 25 | 21.6 | 90 | 100 | 4 | PAR | I | OLD |  |  | RHNDIFIW | 3 | 0.5 | HOUPARRHNDIFIWN01_OLDI_FDIFIWE01 | 0.66 | HOUPARRHNDIFIWN01_OLDI | HOUPARRHNDIFIWE01_OLDI | DIFIWE01 | DIFIWN01 | PAR_OLDI | DIFIWE01_DIFIWN01 | 2 | 0 | 0.9 | Same
HOUPARRHNDIFIWN01_OLDI_FDIFIWE01_D50 | Residential heating technology - Wood stove without water tank, wood logs - single-family house - existing building - distributed MEAN level | HOUFIW | HOUPARRHN_OLDI_DMD | MKr20 | 2040 | 5.58 | 0.36398 |  | 25 | 18 | 90 | 100 | 4 | PAR | I | OLD |  |  | RHNDIFIW | 3 | 0.5 | HOUPARRHNDIFIWN01_OLDI_FDIFIWE01 | 0.66 | HOUPARRHNDIFIWN01_OLDI | HOUPARRHNDIFIWE01_OLDI | DIFIWE01 | DIFIWN01 | PAR_OLDI | DIFIWE01_DIFIWN01 | 2 | 0 | 0.9 | Same
HOUPARRHNDIFIWN01_OLDI_FDIFIWE01_D50 | Residential heating technology - Wood stove without water tank, wood logs - single-family house - existing building - distributed MEAN level | HOUFIW | HOUPARRHN_OLDI_DMD | MKr20 | 2050 | 5.3072 | 0.35511 |  | 25 | 18 | 90 | 100 | 4 | PAR | I | OLD |  |  | RHNDIFIW | 3 | 0.5 | HOUPARRHNDIFIWN01_OLDI_FDIFIWE01 | 0.66 | HOUPARRHNDIFIWN01_OLDI | HOUPARRHNDIFIWE01_OLDI | DIFIWE01 | DIFIWN01 | PAR_OLDI | DIFIWE01_DIFIWN01 | 2 | 0 | 0.9 | Same
HOUETARHNHPELCN05_OLDC_FBHGASE01_D50 | Residential heating technology - Heat pump, Air-to-water - leasing - apartment complex - existing building - distributed MEAN level | HOUELC, HOUAMB | HOUETARHN_OLDC_DMD | MKr20 | 2020 | 2.5625 | 0.33694 | 0.34483 | [5 empty] | ETA | C | OLD | 2.9 |  | RHNHPELC | 3 | 0.5 | HOUETARHNHPELCN05_OLDC_FBHGASE01 | 0.897 | HOUETARHNHPELCN05_OLDC | HOUETARHNBHGASE01_OLDC | BHGASE01 | HPELCN05 | ETA_OLDC | BHGASE01_HPELCN05 | 4 | -0.25 | 1 | Supported
HOUETARHNHPELCN05_OLDC_FBHGASE01_D50 | Residential heating technology - Heat pump, Air-to-water - leasing - apartment complex - existing building - distributed MEAN level | HOUELC, HOUAMB | HOUETARHN_OLDC_DMD | MKr20 | 2025 | 2.2945 | 0.30975 | 0.32787 | [5 empty] | ETA | C | OLD | 3.05 |  | RHNHPELC | 3 | 0.5 | HOUETARHNHPELCN05_OLDC_FBHGASE01 | 0.897 | HOUETARHNHPELCN05_OLDC | HOUETARHNBHGASE01_OLDC | BHGASE01 | HPELCN05 | ETA_OLDC | BHGASE01_HPELCN05 | 4 | -0.25 | 1 | Supported
HOUETARHNHPELCN05_OLDC_FBHGASE01_D50 | Residential heating technology - Heat pump, Air-to-water - leasing - apartment complex - existing building - distributed MEAN level | HOUELC, HOUAMB | HOUETARHN_OLDC_DMD | MKr20 | 2030 | 2.0266 | 0.28252 | 0.3125 | [5 empty] | ETA | C | OLD | 3.2 |  | RHNHPELC | 3 | 0.5 | HOUETARHNHPELCN05_OLDC_FBHGASE01 | 0.897 | HOUETARHNHPELCN05_OLDC | HOUETARHNBHGASE01_OLDC | BHGASE01 | HPELCN05 | ETA_OLDC | BHGASE01_HPELCN05 | 4 | -0.25 | 1 | Supported
HOUETARHNHPELCN05_OLDC_FBHGASE01_D50 | Residential heating technology - Heat pump, Air-to-water - leasing - apartment complex - existing building - distributed MEAN level | HOUELC, HOUAMB | HOUETARHN_OLDC_DMD | MKr20 | 2040 | 1.8151 | 0.26038 | 0.29851 | [5 empty] | ETA | C | OLD | 3.35 |  | RHNHPELC | 3 | 0.5 | HOUETARHNHPELCN05_OLDC_FBHGASE01 | 0.897 | HOUETARHNHPELCN05_OLDC | HOUETARHNBHGASE01_OLDC | BHGASE01 | HPELCN05 | ETA_OLDC | BHGASE01_HPELCN05 | 4 | -0.25 | 1 | Supported
HOUETARHNHPELCN05_OLDC_FBHGASE01_D50 | Residential heating technology - Heat pump, Air-to-water - leasing - apartment complex - existing building - distributed MEAN level | HOUELC, HOUAMB | HOUETARHN_OLDC_DMD | MKr20 | 2050 | 1.6037 | 0.23822 | 0.28571 | [5 empty] | ETA | C | OLD | 3.5 |  | RHNHPELC | 3 | 0.5 | HOUETARHNHPELCN05_OLDC_FBHGASE01 | 0.897 | HOUETARHNHPELCN05_OLDC | HOUETARHNBHGASE01_OLDC | BHGASE01 | HPELCN05 | ETA_OLDC | BHGASE01_HPELCN05 | 4 | -0.25 | 1 | Supported
HOUETARHNHPELCN04_OLDC_FBHGASE01_D50 | Residential heating technology - Heat pump, Ground source - apartment complex - existing building - distributed MEAN level | HOUELC, HOUAMB | HOUETARHN_OLDC_DMD | MKr20 | 2020 | 4.775 | 0.049932 | 0.3125 | [5 empty] | ETA | C | OLD | 3.2 |  | RHNHPELC | 3 | 0.5 | HOUETARHNHPELCN04_OLDC_FBHGASE01 | 0.897 | HOUETARHNHPELCN04_OLDC | HOUETARHNBHGASE01_OLDC | BHGASE01 | HPELCN04 | ETA_OLDC | BHGASE01_HPELCN04 | 4 | -0.25 | 1 | Supported
HOUETARHNHPELCN04_OLDC_FBHGASE01_D50 | Residential heating technology - Heat pump, Ground source - apartment complex - existing building - distributed MEAN level | HOUELC, HOUAMB | HOUETARHN_OLDC_DMD | MKr20 | 2025 | 4.4169 | 0.049538 | 0.30303 | [5 empty] | ETA | C | OLD | 3.3 |  | RHNHPELC | 3 | 0.5 | HOUETARHNHPELCN04_OLDC_FBHGASE01 | 0.897 | HOUETARHNHPELCN04_OLDC | HOUETARHNBHGASE01_OLDC | BHGASE01 | HPELCN04 | ETA_OLDC | BHGASE01_HPELCN04 | 4 | -0.25 | 1 | Supported
HOUETARHNHPELCN04_OLDC_FBHGASE01_D50 | Residential heating technology - Heat pump, Ground source - apartment complex - existing building - distributed MEAN level | HOUELC, HOUAMB | HOUETARHN_OLDC_DMD | MKr20 | 2030 | 4.0587 | 0.049105 | 0.29412 | [5 empty] | ETA | C | OLD | 3.4 |  | RHNHPELC | 3 | 0.5 | HOUETARHNHPELCN04_OLDC_FBHGASE01 | 0.897 | HOUETARHNHPELCN04_OLDC | HOUETARHNBHGASE01_OLDC | BHGASE01 | HPELCN04 | ETA_OLDC | BHGASE01_HPELCN04 | 4 | -0.25 | 1 | Supported
HOUETARHNHPELCN04_OLDC_FBHGASE01_D50 | Residential heating technology - Heat pump, Ground source - apartment complex - existing building - distributed MEAN level | HOUELC, HOUAMB | HOUETARHN_OLDC_DMD | MKr20 | 2040 | 3.7543 | 0.048108 | 0.28169 | [5 empty] | ETA | C | OLD | 3.55 |  | RHNHPELC | 3 | 0.5 | HOUETARHNHPELCN04_OLDC_FBHGASE01 | 0.897 | HOUETARHNHPELCN04_OLDC | HOUETARHNBHGASE01_OLDC | BHGASE01 | HPELCN04 | ETA_OLDC | BHGASE01_HPELCN04 | 4 | -0.25 | 1 | Supported
HOUETARHNHPELCN04_OLDC_FBHGASE01_D50 | Residential heating technology - Heat pump, Ground source - apartment complex - existing building - distributed MEAN level | HOUELC, HOUAMB | HOUETARHN_OLDC_DMD | MKr20 | 2050 | 3.4499 | 0.047091 | 0.27778 | [5 empty] | ETA | C | OLD | 3.6 |  | RHNHPELC | 3 | 0.5 | HOUETARHNHPELCN04_OLDC_FBHGASE01 | 0.897 | HOUETARHNHPELCN04_OLDC | HOUETARHNBHGASE01_OLDC | BHGASE01 | HPELCN04 | ETA_OLDC | BHGASE01_HPELCN04 | 4 | -0.25 | 1 | Supported
HOUETARHNHPELCN03_OLDC_FBHGASE01_D50 | Residential heating technology - Heat pump, Air-to-water - apartment complex - existing building - distributed MEAN level | HOUELC, HOUAMB | HOUETARHN_OLDC_DMD | MKr20 | 2020 | 5.125 | 0.080689 | 0.34483 | [5 empty] | ETA | C | OLD | 2.9 |  | RHNHPELC | 3 | 0.5 | HOUETARHNHPELCN03_OLDC_FBHGASE01 | 0.897 | HOUETARHNHPELCN03_OLDC | HOUETARHNBHGASE01_OLDC | BHGASE01 | HPELCN03 | ETA_OLDC | BHGASE01_HPELCN03 | 4 | -0.25 | 1 | Supported
HOUETARHNHPELCN03_OLDC_FBHGASE01_D50 | Residential heating technology - Heat pump, Air-to-water - apartment complex - existing building - distributed MEAN level | HOUELC, HOUAMB | HOUETARHN_OLDC_DMD | MKr20 | 2025 | 4.5891 | 0.080295 | 0.32787 | [5 empty] | ETA | C | OLD | 3.05 |  | RHNHPELC | 3 | 0.5 | HOUETARHNHPELCN03_OLDC_FBHGASE01 | 0.897 | HOUETARHNHPELCN03_OLDC | HOUETARHNBHGASE01_OLDC | BHGASE01 | HPELCN03 | ETA_OLDC | BHGASE01_HPELCN03 | 4 | -0.25 | 1 | Supported
HOUETARHNHPELCN03_OLDC_FBHGASE01_D50 | Residential heating technology - Heat pump, Air-to-water - apartment complex - existing building - distributed MEAN level | HOUELC, HOUAMB | HOUETARHN_OLDC_DMD | MKr20 | 2030 | 4.0531 | 0.079862 | 0.3125 | [5 empty] | ETA | C | OLD | 3.2 |  | RHNHPELC | 3 | 0.5 | HOUETARHNHPELCN03_OLDC_FBHGASE01 | 0.897 | HOUETARHNHPELCN03_OLDC | HOUETARHNBHGASE01_OLDC | BHGASE01 | HPELCN03 | ETA_OLDC | BHGASE01_HPELCN03 | 4 | -0.25 | 1 | Supported
HOUETARHNHPELCN03_OLDC_FBHGASE01_D50 | Residential heating technology - Heat pump, Air-to-water - apartment complex - existing building - distributed MEAN level | HOUELC, HOUAMB | HOUETARHN_OLDC_DMD | MKr20 | 2040 | 3.6302 | 0.078865 | 0.29851 | [5 empty] | ETA | C | OLD | 3.35 |  | RHNHPELC | 3 | 0.5 | HOUETARHNHPELCN03_OLDC_FBHGASE01 | 0.897 | HOUETARHNHPELCN03_OLDC | HOUETARHNBHGASE01_OLDC | BHGASE01 | HPELCN03 | ETA_OLDC | BHGASE01_HPELCN03 | 4 | -0.25 | 1 | Supported
HOUETARHNHPELCN03_OLDC_FBHGASE01_D50 | Residential heating technology - Heat pump, Air-to-water - apartment complex - existing building - distributed MEAN level | HOUELC, HOUAMB | HOUETARHN_OLDC_DMD | MKr20 | 2050 | 3.2073 | 0.077848 | 0.28571 | [5 empty] | ETA | C | OLD | 3.5 |  | RHNHPELC | 3 | 0.5 | HOUETARHNHPELCN03_OLDC_FBHGASE01 | 0.897 | HOUETARHNHPELCN03_OLDC | HOUETARHNBHGASE01_OLDC | BHGASE01 | HPELCN03 | ETA_OLDC | BHGASE01_HPELCN03 | 4 | -0.25 | 1 | Supported
HOUETARHNHPELCN02_OLDC_FBHGASE01_D50 | Residential heating technology - Heat pump, Air-to-air - single-family house - existing building - distributed MEAN level | HOUELC, HOUAMB | HOUETARHN_OLDC_DMD | MKr20 | 2020 | 2.1408 | 0.17231 | 0.20619 | [5 empty] | ETA | C | OLD | 4.85 |  | RHNHPELC | 3 | 0.5 | HOUETARHNHPELCN02_OLDC_FBHGASE01 | 0.897 | HOUETARHNHPELCN02_OLDC | HOUETARHNBHGASE01_OLDC | BHGASE01 | HPELCN02 | ETA_OLDC | BHGASE01_HPELCN02 | 5 | 0 | 1.1 | Unlikely
HOUETARHNHPELCN02_OLDC_FBHGASE01_D50 | Residential heating technology - Heat pump, Air-to-air - single-family house - existing building - distributed MEAN level | HOUELC, HOUAMB | HOUETARHN_OLDC_DMD | MKr20 | 2025 | 2.0884 | 0.11707 | 0.19608 | [5 empty] | ETA | C | OLD | 5.1 |  | RHNHPELC | 3 | 0.5 | HOUETARHNHPELCN02_OLDC_FBHGASE01 | 0.897 | HOUETARHNHPELCN02_OLDC | HOUETARHNBHGASE01_OLDC | BHGASE01 | HPELCN02 | ETA_OLDC | BHGASE01_HPELCN02 | 5 | 0 | 1.1 | Unlikely
HOUETARHNHPELCN02_OLDC_FBHGASE01_D50 | Residential heating technology - Heat pump, Air-to-air - single-family house - existing building - distributed MEAN level | HOUELC, HOUAMB | HOUETARHN_OLDC_DMD | MKr20 | 2030 | 2.0361 | 0.11491 | 0.18868 | [5 empty] | ETA | C | OLD | 5.3 |  | RHNHPELC | 3 | 0.5 | HOUETARHNHPELCN02_OLDC_FBHGASE01 | 0.897 | HOUETARHNHPELCN02_OLDC | HOUETARHNBHGASE01_OLDC | BHGASE01 | HPELCN02 | ETA_OLDC | BHGASE01_HPELCN02 | 5 | 0 | 1.1 | Unlikely
HOUETARHNHPELCN02_OLDC_FBHGASE01_D50 | Residential heating technology - Heat pump, Air-to-air - single-family house - existing building - distributed MEAN level | HOUELC, HOUAMB | HOUETARHN_OLDC_DMD | MKr20 | 2040 | 1.939 | 0.11089 | 0.18182 | [5 empty] | ETA | C | OLD | 5.5 |  | RHNHPELC | 3 | 0.5 | HOUETARHNHPELCN02_OLDC_FBHGASE01 | 0.897 | HOUETARHNHPELCN02_OLDC | HOUETARHNBHGASE01_OLDC | BHGASE01 | HPELCN02 | ETA_OLDC | BHGASE01_HPELCN02 | 5 | 0 | 1.1 | Unlikely
HOUETARHNHPELCN02_OLDC_FBHGASE01_D50 | Residential heating technology - Heat pump, Air-to-air - single-family house - existing building - distributed MEAN level | HOUELC, HOUAMB | HOUETARHN_OLDC_DMD | MKr20 | 2050 | 1.8419 | 0.10688 | 0.17857 | [5 empty] | ETA | C | OLD | 5.6 |  | RHNHPELC | 3 | 0.5 | HOUETARHNHPELCN02_OLDC_FBHGASE01 | 0.897 | HOUETARHNHPELCN02_OLDC | HOUETARHNBHGASE01_OLDC | BHGASE01 | HPELCN02 | ETA_OLDC | BHGASE01_HPELCN02 | 5 | 0 | 1.1 | Unlikely
HOUETARHNDIELCN06_OLDC_FBHGASE01_D50 | Residential heating technology - Electric heating - electric panel from Bauhaus - apartment complex - new building - distributed MEAN level | HOUELC | HOUETARHN_OLDC_DMD | MKr20 | 2020 | 0.605 | 0 | [6 empty] | ETA | C | OLD |  |  | RHNDIELC | 3 | 0.5 | HOUETARHNDIELCN06_OLDC_FBHGASE01 | 0.897 | HOUETARHNDIELCN06_OLDC | HOUETARHNBHGASE01_OLDC | BHGASE01 | DIELCN06 | ETA_OLDC | BHGASE01_DIELCN06 | 5 | 0 | 1.1 | Unlikely
HOUETARHNDIELCN06_OLDC_FBHGASE01_D50 | Residential heating technology - Electric heating - electric panel from Bauhaus - apartment complex - new building - distributed MEAN level | HOUELC | HOUETARHN_OLDC_DMD | MKr20 | 2025 | 0.605 | 0 | [6 empty] | ETA | C | OLD |  |  | RHNDIELC | 3 | 0.5 | HOUETARHNDIELCN06_OLDC_FBHGASE01 | 0.897 | HOUETARHNDIELCN06_OLDC | HOUETARHNBHGASE01_OLDC | BHGASE01 | DIELCN06 | ETA_OLDC | BHGASE01_DIELCN06 | 5 | 0 | 1.1 | Unlikely
HOUETARHNDIELCN06_OLDC_FBHGASE01_D50 | Residential heating technology - Electric heating - electric panel from Bauhaus - apartment complex - new building - distributed MEAN level | HOUELC | HOUETARHN_OLDC_DMD | MKr20 | 2030 | 0.605 | 0 | [6 empty] | ETA | C | OLD |  |  | RHNDIELC | 3 | 0.5 | HOUETARHNDIELCN06_OLDC_FBHGASE01 | 0.897 | HOUETARHNDIELCN06_OLDC | HOUETARHNBHGASE01_OLDC | BHGASE01 | DIELCN06 | ETA_OLDC | BHGASE01_DIELCN06 | 5 | 0 | 1.1 | Unlikely
HOUETARHNDIELCN06_OLDC_FBHGASE01_D50 | Residential heating technology - Electric heating - electric panel from Bauhaus - apartment complex - new building - distributed MEAN level | HOUELC | HOUETARHN_OLDC_DMD | MKr20 | 2040 | 0.605 | 0 | [6 empty] | ETA | C | OLD |  |  | RHNDIELC | 3 | 0.5 | HOUETARHNDIELCN06_OLDC_FBHGASE01 | 0.897 | HOUETARHNDIELCN06_OLDC | HOUETARHNBHGASE01_OLDC | BHGASE01 | DIELCN06 | ETA_OLDC | BHGASE01_DIELCN06 | 5 | 0 | 1.1 | Unlikely
HOUETARHNDIELCN06_OLDC_FBHGASE01_D50 | Residential heating technology - Electric heating - electric panel from Bauhaus - apartment complex - new building - distributed MEAN level | HOUELC | HOUETARHN_OLDC_DMD | MKr20 | 2050 | 0.605 | 0 | [6 empty] | ETA | C | OLD |  |  | RHNDIELC | 3 | 0.5 | HOUETARHNDIELCN06_OLDC_FBHGASE01 | 0.897 | HOUETARHNDIELCN06_OLDC | HOUETARHNBHGASE01_OLDC | BHGASE01 | DIELCN06 | ETA_OLDC | BHGASE01_DIELCN06 | 5 | 0 | 1.1 | Unlikely
HOUETARHNDIELCN01_OLDC_FBHGASE01_D50 | Residential heating technology - Electric heating - apartment complex - new building - distributed MEAN level | HOUELC | HOUETARHN_OLDC_DMD | MKr20 | 2020 | 5.6192 | 0.0022816 | [6 empty] | ETA | C | OLD |  |  | RHNDIELC | 3 | 0.5 | HOUETARHNDIELCN01_OLDC_FBHGASE01 | 0.897 | HOUETARHNDIELCN01_OLDC | HOUETARHNBHGASE01_OLDC | BHGASE01 | DIELCN01 | ETA_OLDC | BHGASE01_DIELCN01 | 5 | 0 | 1.1 | Unlikely
HOUETARHNDIELCN01_OLDC_FBHGASE01_D50 | Residential heating technology - Electric heating - apartment complex - new building - distributed MEAN level | HOUELC | HOUETARHN_OLDC_DMD | MKr20 | 2025 | 5.4801 | 0.0021884 | [6 empty] | ETA | C | OLD |  |  | RHNDIELC | 3 | 0.5 | HOUETARHNDIELCN01_OLDC_FBHGASE01 | 0.897 | HOUETARHNDIELCN01_OLDC | HOUETARHNBHGASE01_OLDC | BHGASE01 | DIELCN01 | ETA_OLDC | BHGASE01_DIELCN01 | 5 | 0 | 1.1 | Unlikely
HOUETARHNDIELCN01_OLDC_FBHGASE01_D50 | Residential heating technology - Electric heating - apartment complex - new building - distributed MEAN level | HOUELC | HOUETARHN_OLDC_DMD | MKr20 | 2030 | 5.3445 | 0.0021419 | [6 empty] | ETA | C | OLD |  |  | RHNDIELC | 3 | 0.5 | HOUETARHNDIELCN01_OLDC_FBHGASE01 | 0.897 | HOUETARHNDIELCN01_OLDC | HOUETARHNBHGASE01_OLDC | BHGASE01 | DIELCN01 | ETA_OLDC | BHGASE01_DIELCN01 | 5 | 0 | 1.1 | Unlikely
HOUETARHNDIELCN01_OLDC_FBHGASE01_D50 | Residential heating technology - Electric heating - apartment complex - new building - distributed MEAN level | HOUELC | HOUETARHN_OLDC_DMD | MKr20 | 2040 | 5.0832 | 0.0020487 | [6 empty] | ETA | C | OLD |  |  | RHNDIELC | 3 | 0.5 | HOUETARHNDIELCN01_OLDC_FBHGASE01 | 0.897 | HOUETARHNDIELCN01_OLDC | HOUETARHNBHGASE01_OLDC | BHGASE01 | DIELCN01 | ETA_OLDC | BHGASE01_DIELCN01 | 5 | 0 | 1.1 | Unlikely
HOUETARHNDIELCN01_OLDC_FBHGASE01_D50 | Residential heating technology - Electric heating - apartment complex - new building - distributed MEAN level | HOUELC | HOUETARHN_OLDC_DMD | MKr20 | 2050 | 4.8347 | 0.0019556 | [6 empty] | ETA | C | OLD |  |  | RHNDIELC | 3 | 0.5 | HOUETARHNDIELCN01_OLDC_FBHGASE01 | 0.897 | HOUETARHNDIELCN01_OLDC | HOUETARHNBHGASE01_OLDC | BHGASE01 | DIELCN01 | ETA_OLDC | BHGASE01_DIELCN01 | 5 | 0 | 1.1 | Unlikely
HOUETARHNBHWPEN01_OLDC_FBHGASE01_D50 | Residential heating technology - Biomass boiler, automatic stoking , wood pellets or wood chips - apartment complex - existing building - distributed MEAN level | HOUWPE | HOUETARHN_OLDC_DMD | MKr20 | 2020 | 2.1307 | 0.041945 |  | 25 | 14 | 70 | 2 | 4 | ETA | C | OLD |  |  | RHNBHWPE | 3 | 0.5 | HOUETARHNBHWPEN01_OLDC_FBHGASE01 | 0.897 | HOUETARHNBHWPEN01_OLDC | HOUETARHNBHGASE01_OLDC | BHGASE01 | BHWPEN01 | ETA_OLDC | BHGASE01_BHWPEN01 | 6 | 0 | 1 | New
HOUETARHNBHWPEN01_OLDC_FBHGASE01_D50 | Residential heating technology - Biomass boiler, automatic stoking , wood pellets or wood chips - apartment complex - existing building - distributed MEAN level | HOUWPE | HOUETARHN_OLDC_DMD | MKr20 | 2025 | 2.078 | 0.041648 |  | 25 | 14 | 60 | 2 | 4 | ETA | C | OLD |  |  | RHNBHWPE | 3 | 0.5 | HOUETARHNBHWPEN01_OLDC_FBHGASE01 | 0.897 | HOUETARHNBHWPEN01_OLDC | HOUETARHNBHGASE01_OLDC | BHGASE01 | BHWPEN01 | ETA_OLDC | BHGASE01_BHWPEN01 | 6 | 0 | 1 | New
HOUETARHNBHWPEN01_OLDC_FBHGASE01_D50 | Residential heating technology - Biomass boiler, automatic stoking , wood pellets or wood chips - apartment complex - existing building - distributed MEAN level | HOUWPE | HOUETARHN_OLDC_DMD | MKr20 | 2030 | 2.0265 | 0.041834 |  | 25 | 11 | 50 | 1 | 4 | ETA | C | OLD |  |  | RHNBHWPE | 3 | 0.5 | HOUETARHNBHWPEN01_OLDC_FBHGASE01 | 0.897 | HOUETARHNBHWPEN01_OLDC | HOUETARHNBHGASE01_OLDC | BHGASE01 | BHWPEN01 | ETA_OLDC | BHGASE01_BHWPEN01 | 6 | 0 | 1 | New
HOUETARHNBHWPEN01_OLDC_FBHGASE01_D50 | Residential heating technology - Biomass boiler, automatic stoking , wood pellets or wood chips - apartment complex - existing building - distributed MEAN level | HOUWPE | HOUETARHN_OLDC_DMD | MKr20 | 2040 | 1.9275 | 0.040499 |  | 25 | 9 | 45 | 1 | 4 | ETA | C | OLD |  |  | RHNBHWPE | 3 | 0.5 | HOUETARHNBHWPEN01_OLDC_FBHGASE01 | 0.897 | HOUETARHNBHWPEN01_OLDC | HOUETARHNBHGASE01_OLDC | BHGASE01 | BHWPEN01 | ETA_OLDC | BHGASE01_BHWPEN01 | 6 | 0 | 1 | New
HOUETARHNBHWPEN01_OLDC_FBHGASE01_D50 | Residential heating technology - Biomass boiler, automatic stoking , wood pellets or wood chips - apartment complex - existing building - distributed MEAN level | HOUWPE | HOUETARHN_OLDC_DMD | MKr20 | 2050 | 1.8332 | 0.038755 |  | 25 | 9 | 40 | 0 | 4 | ETA | C | OLD |  |  | RHNBHWPE | 3 | 0.5 | HOUETARHNBHWPEN01_OLDC_FBHGASE01 | 0.897 | HOUETARHNBHWPEN01_OLDC | HOUETARHNBHGASE01_OLDC | BHGASE01 | BHWPEN01 | ETA_OLDC | BHGASE01_BHWPEN01 | 6 | 0 | 1 | New
HOUETARHNBHSOLN01_OLDC_FBHGASE01_D50 | Residential heating technology - Solar heating system - apartment complex - existing building - distributed MEAN level | HOUSOL | HOUETARHN_OLDC_DMD | MKr20 | 2020 | 4.7414 | 0.02219 | [6 empty] | ETA | C | OLD |  |  | RHNBHSOL | 3 | 0.5 | HOUETARHNBHSOLN01_OLDC_FBHGASE01 | 0.897 | HOUETARHNBHSOLN01_OLDC | HOUETARHNBHGASE01_OLDC | BHGASE01 | BHSOLN01 | ETA_OLDC | BHGASE01_BHSOLN01 | 5 | 0 | 1.1 | Unlikely
HOUETARHNBHSOLN01_OLDC_FBHGASE01_D50 | Residential heating technology - Solar heating system - apartment complex - existing building - distributed MEAN level | HOUSOL | HOUETARHN_OLDC_DMD | MKr20 | 2025 | 4.5365 | 0.023521 | [6 empty] | ETA | C | OLD |  |  | RHNBHSOL | 3 | 0.5 | HOUETARHNBHSOLN01_OLDC_FBHGASE01 | 0.897 | HOUETARHNBHSOLN01_OLDC | HOUETARHNBHGASE01_OLDC | BHGASE01 | BHSOLN01 | ETA_OLDC | BHGASE01_BHSOLN01 | 5 | 0 | 1.1 | Unlikely
HOUETARHNBHSOLN01_OLDC_FBHGASE01_D50 | Residential heating technology - Solar heating system - apartment complex - existing building - distributed MEAN level | HOUSOL | HOUETARHN_OLDC_DMD | MKr20 | 2030 | 4.3316 | 0.024026 | [6 empty] | ETA | C | OLD |  |  | RHNBHSOL | 3 | 0.5 | HOUETARHNBHSOLN01_OLDC_FBHGASE01 | 0.897 | HOUETARHNBHSOLN01_OLDC | HOUETARHNBHGASE01_OLDC | BHGASE01 | BHSOLN01 | ETA_OLDC | BHGASE01_BHSOLN01 | 5 | 0 | 1.1 | Unlikely
HOUETARHNBHSOLN01_OLDC_FBHGASE01_D50 | Residential heating technology - Solar heating system - apartment complex - existing building - distributed MEAN level | HOUSOL | HOUETARHN_OLDC_DMD | MKr20 | 2040 | 4.1268 | 0.023374 | [6 empty] | ETA | C | OLD |  |  | RHNBHSOL | 3 | 0.5 | HOUETARHNBHSOLN01_OLDC_FBHGASE01 | 0.897 | HOUETARHNBHSOLN01_OLDC | HOUETARHNBHGASE01_OLDC | BHGASE01 | BHSOLN01 | ETA_OLDC | BHGASE01_BHSOLN01 | 5 | 0 | 1.1 | Unlikely
HOUETARHNBHSOLN01_OLDC_FBHGASE01_D50 | Residential heating technology - Solar heating system - apartment complex - existing building - distributed MEAN level | HOUSOL | HOUETARHN_OLDC_DMD | MKr20 | 2050 | 3.9219 | 0.02219 | [6 empty] | ETA | C | OLD |  |  | RHNBHSOL | 3 | 0.5 | HOUETARHNBHSOLN01_OLDC_FBHGASE01 | 0.897 | HOUETARHNBHSOLN01_OLDC | HOUETARHNBHGASE01_OLDC | BHGASE01 | BHSOLN01 | ETA_OLDC | BHGASE01_BHSOLN01 | 5 | 0 | 1.1 | Unlikely
HOUETARHNBHGASN01_OLDC_FBHGASE01_D50 | Residential heating technology - Natural gas boiler - apartment complex - existing building - distributed MEAN level | HOUGAS | HOUETARHN_OLDC_DMD | MKr20 | 2020 | 0.5117 | 0.012402 |  | 0.43 | 0.1 | 20.4 | 1 | 1 | ETA | C | OLD |  |  | RHNBHGAS | 3 | 0.5 | HOUETARHNBHGASN01_OLDC_FBHGASE01 | 0.897 | HOUETARHNBHGASN01_OLDC | HOUETARHNBHGASE01_OLDC | BHGASE01 | BHGASN01 | ETA_OLDC | BHGASE01_BHGASN01 | 6 | 0 | 1 | New
HOUETARHNBHGASN01_OLDC_FBHGASE01_D50 | Residential heating technology - Natural gas boiler - apartment complex - existing building - distributed MEAN level | HOUGAS | HOUETARHN_OLDC_DMD | MKr20 | 2025 | 0.50088 | 0.012306 |  | 0.43 | 0.1 | 20.4 | 1 | 1 | ETA | C | OLD |  |  | RHNBHGAS | 3 | 0.5 | HOUETARHNBHGASN01_OLDC_FBHGASE01 | 0.897 | HOUETARHNBHGASN01_OLDC | HOUETARHNBHGASE01_OLDC | BHGASE01 | BHGASN01 | ETA_OLDC | BHGASE01_BHGASN01 | 6 | 0 | 1 | New
HOUETARHNBHGASN01_OLDC_FBHGASE01_D50 | Residential heating technology - Natural gas boiler - apartment complex - existing building - distributed MEAN level | HOUGAS | HOUETARHN_OLDC_DMD | MKr20 | 2030 | 0.49032 | 0.012193 |  | 0.43 | 0.1 | 20.4 | 1 | 1 | ETA | C | OLD |  |  | RHNBHGAS | 3 | 0.5 | HOUETARHNBHGASN01_OLDC_FBHGASE01 | 0.897 | HOUETARHNBHGASN01_OLDC | HOUETARHNBHGASE01_OLDC | BHGASE01 | BHGASN01 | ETA_OLDC | BHGASE01_BHGASN01 | 6 | 0 | 1 | New
HOUETARHNBHGASN01_OLDC_FBHGASE01_D50 | Residential heating technology - Natural gas boiler - apartment complex - existing building - distributed MEAN level | HOUGAS | HOUETARHN_OLDC_DMD | MKr20 | 2040 | 0.47 | 0.011692 |  | 0.43 | 0.1 | 20.4 | 1 | 1 | ETA | C | OLD |  |  | RHNBHGAS | 3 | 0.5 | HOUETARHNBHGASN01_OLDC_FBHGASE01 | 0.897 | HOUETARHNBHGASN01_OLDC | HOUETARHNBHGASE01_OLDC | BHGASE01 | BHGASN01 | ETA_OLDC | BHGASE01_BHGASN01 | 6 | 0 | 1 | New
HOUETARHNBHGASN01_OLDC_FBHGASE01_D50 | Residential heating technology - Natural gas boiler - apartment complex - existing building - distributed MEAN level | HOUGAS | HOUETARHN_OLDC_DMD | MKr20 | 2050 | 0.45066 | 0.0033348 |  | 0.43 | 0.1 | 20.4 | 1 | 1 | ETA | C | OLD |  |  | RHNBHGAS | 3 | 0.5 | HOUETARHNBHGASN01_OLDC_FBHGASE01 | 0.897 | HOUETARHNBHGASN01_OLDC | HOUETARHNBHGASE01_OLDC | BHGASE01 | BHGASN01 | ETA_OLDC | BHGASE01_BHGASN01 | 6 | 0 | 1 | New
HOUETARHNBHDHCN03_OLDC_FBHGASE01_D50 | Residential heating technology - Direct district heating substation - plus connection pipe - apartment complex - existing building - distributed MEAN level | HOUDHC | HOUETARHN_OLDC_DMD | MKr20 | 2020 | 0.30389 | 0.0016539 | [6 empty] | ETA | C | OLD |  |  | RHNBHDHC | 3 | 0.5 | HOUETARHNBHDHCN03_OLDC_FBHGASE01 | 0.897 | HOUETARHNBHDHCN03_OLDC | HOUETARHNBHGASE01_OLDC | BHGASE01 | BHDHCN03 | ETA_OLDC | BHGASE01_BHDHCN03 | 6 | 0 | 1 | New
HOUETARHNBHDHCN03_OLDC_FBHGASE01_D50 | Residential heating technology - Direct district heating substation - plus connection pipe - apartment complex - existing building - distributed MEAN level | HOUDHC | HOUETARHN_OLDC_DMD | MKr20 | 2025 | 0.29822 | 0.0016763 | [6 empty] | ETA | C | OLD |  |  | RHNBHDHC | 3 | 0.5 | HOUETARHNBHDHCN03_OLDC_FBHGASE01 | 0.897 | HOUETARHNBHDHCN03_OLDC | HOUETARHNBHGASE01_OLDC | BHGASE01 | BHDHCN03 | ETA_OLDC | BHGASE01_BHDHCN03 | 6 | 0 | 1 | New
HOUETARHNBHDHCN03_OLDC_FBHGASE01_D50 | Residential heating technology - Direct district heating substation - plus connection pipe - apartment complex - existing building - distributed MEAN level | HOUDHC | HOUETARHN_OLDC_DMD | MKr20 | 2030 | 0.29268 | 0.0016516 | [6 empty] | ETA | C | OLD |  |  | RHNBHDHC | 3 | 0.5 | HOUETARHNBHDHCN03_OLDC_FBHGASE01 | 0.897 | HOUETARHNBHDHCN03_OLDC | HOUETARHNBHGASE01_OLDC | BHGASE01 | BHDHCN03 | ETA_OLDC | BHGASE01_BHDHCN03 | 6 | 0 | 1 | New
HOUETARHNBHDHCN03_OLDC_FBHGASE01_D50 | Residential heating technology - Direct district heating substation - plus connection pipe - apartment complex - existing building - distributed MEAN level | HOUDHC | HOUETARHN_OLDC_DMD | MKr20 | 2040 | 0.28201 | 0.0016015 | [6 empty] | ETA | C | OLD |  |  | RHNBHDHC | 3 | 0.5 | HOUETARHNBHDHCN03_OLDC_FBHGASE01 | 0.897 | HOUETARHNBHDHCN03_OLDC | HOUETARHNBHGASE01_OLDC | BHGASE01 | BHDHCN03 | ETA_OLDC | BHGASE01_BHDHCN03 | 6 | 0 | 1 | New
HOUETARHNBHDHCN03_OLDC_FBHGASE01_D50 | Residential heating technology - Direct district heating substation - plus connection pipe - apartment complex - existing building - distributed MEAN level | HOUDHC | HOUETARHN_OLDC_DMD | MKr20 | 2050 | 0.27187 | 0.0015375 | [6 empty] | ETA | C | OLD |  |  | RHNBHDHC | 3 | 0.5 | HOUETARHNBHDHCN03_OLDC_FBHGASE01 | 0.897 | HOUETARHNBHDHCN03_OLDC | HOUETARHNBHGASE01_OLDC | BHGASE01 | BHDHCN03 | ETA_OLDC | BHGASE01_BHDHCN03 | 6 | 0 | 1 | New
HOUETARHNHPELCN05_OLDD_FBHGASE01_D50 | Residential heating technology - Heat pump, Air-to-water - leasing - apartment complex - existing building - distributed MEAN level | HOUELC, HOUAMB | HOUETARHN_OLDD_DMD | MKr20 | 2020 | 2.5625 | 0.33694 | 0.34483 | [5 empty] | ETA | D | OLD | 2.9 |  | RHNHPELC | 3 | 0.5 | HOUETARHNHPELCN05_OLDD_FBHGASE01 | 0.897 | HOUETARHNHPELCN05_OLDD | HOUETARHNBHGASE01_OLDD | BHGASE01 | HPELCN05 | ETA_OLDD | BHGASE01_HPELCN05 | 4 | -0.25 | 1 | Supported
HOUETARHNHPELCN05_OLDD_FBHGASE01_D50 | Residential heating technology - Heat pump, Air-to-water - leasing - apartment complex - existing building - distributed MEAN level | HOUELC, HOUAMB | HOUETARHN_OLDD_DMD | MKr20 | 2025 | 2.2945 | 0.30975 | 0.32787 | [5 empty] | ETA | D | OLD | 3.05 |  | RHNHPELC | 3 | 0.5 | HOUETARHNHPELCN05_OLDD_FBHGASE01 | 0.897 | HOUETARHNHPELCN05_OLDD | HOUETARHNBHGASE01_OLDD | BHGASE01 | HPELCN05 | ETA_OLDD | BHGASE01_HPELCN05 | 4 | -0.25 | 1 | Supported
HOUETARHNHPELCN05_OLDD_FBHGASE01_D50 | Residential heating technology - Heat pump, Air-to-water - leasing - apartment complex - existing building - distributed MEAN level | HOUELC, HOUAMB | HOUETARHN_OLDD_DMD | MKr20 | 2030 | 2.0266 | 0.28252 | 0.3125 | [5 empty] | ETA | D | OLD | 3.2 |  | RHNHPELC | 3 | 0.5 | HOUETARHNHPELCN05_OLDD_FBHGASE01 | 0.897 | HOUETARHNHPELCN05_OLDD | HOUETARHNBHGASE01_OLDD | BHGASE01 | HPELCN05 | ETA_OLDD | BHGASE01_HPELCN05 | 4 | -0.25 | 1 | Supported
HOUETARHNHPELCN05_OLDD_FBHGASE01_D50 | Residential heating technology - Heat pump, Air-to-water - leasing - apartment complex - existing building - distributed MEAN level | HOUELC, HOUAMB | HOUETARHN_OLDD_DMD | MKr20 | 2040 | 1.8151 | 0.26038 | 0.29851 | [5 empty] | ETA | D | OLD | 3.35 |  | RHNHPELC | 3 | 0.5 | HOUETARHNHPELCN05_OLDD_FBHGASE01 | 0.897 | HOUETARHNHPELCN05_OLDD | HOUETARHNBHGASE01_OLDD | BHGASE01 | HPELCN05 | ETA_OLDD | BHGASE01_HPELCN05 | 4 | -0.25 | 1 | Supported
HOUETARHNHPELCN05_OLDD_FBHGASE01_D50 | Residential heating technology - Heat pump, Air-to-water - leasing - apartment complex - existing building - distributed MEAN level | HOUELC, HOUAMB | HOUETARHN_OLDD_DMD | MKr20 | 2050 | 1.6037 | 0.23822 | 0.28571 | [5 empty] | ETA | D | OLD | 3.5 |  | RHNHPELC | 3 | 0.5 | HOUETARHNHPELCN05_OLDD_FBHGASE01 | 0.897 | HOUETARHNHPELCN05_OLDD | HOUETARHNBHGASE01_OLDD | BHGASE01 | HPELCN05 | ETA_OLDD | BHGASE01_HPELCN05 | 4 | -0.25 | 1 | Supported
HOUETARHNHPELCN04_OLDD_FBHGASE01_D50 | Residential heating technology - Heat pump, Ground source - apartment complex - existing building - distributed MEAN level | HOUELC, HOUAMB | HOUETARHN_OLDD_DMD | MKr20 | 2020 | 4.775 | 0.049932 | 0.3125 | [5 empty] | ETA | D | OLD | 3.2 |  | RHNHPELC | 3 | 0.5 | HOUETARHNHPELCN04_OLDD_FBHGASE01 | 0.897 | HOUETARHNHPELCN04_OLDD | HOUETARHNBHGASE01_OLDD | BHGASE01 | HPELCN04 | ETA_OLDD | BHGASE01_HPELCN04 | 4 | -0.25 | 1 | Supported
HOUETARHNHPELCN04_OLDD_FBHGASE01_D50 | Residential heating technology - Heat pump, Ground source - apartment complex - existing building - distributed MEAN level | HOUELC, HOUAMB | HOUETARHN_OLDD_DMD | MKr20 | 2025 | 4.4169 | 0.049538 | 0.30303 | [5 empty] | ETA | D | OLD | 3.3 |  | RHNHPELC | 3 | 0.5 | HOUETARHNHPELCN04_OLDD_FBHGASE01 | 0.897 | HOUETARHNHPELCN04_OLDD | HOUETARHNBHGASE01_OLDD | BHGASE01 | HPELCN04 | ETA_OLDD | BHGASE01_HPELCN04 | 4 | -0.25 | 1 | Supported
HOUETARHNHPELCN04_OLDD_FBHGASE01_D50 | Residential heating technology - Heat pump, Ground source - apartment complex - existing building - distributed MEAN level | HOUELC, HOUAMB | HOUETARHN_OLDD_DMD | MKr20 | 2030 | 4.0587 | 0.049105 | 0.29412 | [5 empty] | ETA | D | OLD | 3.4 |  | RHNHPELC | 3 | 0.5 | HOUETARHNHPELCN04_OLDD_FBHGASE01 | 0.897 | HOUETARHNHPELCN04_OLDD | HOUETARHNBHGASE01_OLDD | BHGASE01 | HPELCN04 | ETA_OLDD | BHGASE01_HPELCN04 | 4 | -0.25 | 1 | Supported
HOUETARHNHPELCN04_OLDD_FBHGASE01_D50 | Residential heating technology - Heat pump, Ground source - apartment complex - existing building - distributed MEAN level | HOUELC, HOUAMB | HOUETARHN_OLDD_DMD | MKr20 | 2040 | 3.7543 | 0.048108 | 0.28169 | [5 empty] | ETA | D | OLD | 3.55 |  | RHNHPELC | 3 | 0.5 | HOUETARHNHPELCN04_OLDD_FBHGASE01 | 0.897 | HOUETARHNHPELCN04_OLDD | HOUETARHNBHGASE01_OLDD | BHGASE01 | HPELCN04 | ETA_OLDD | BHGASE01_HPELCN04 | 4 | -0.25 | 1 | Supported
HOUETARHNHPELCN04_OLDD_FBHGASE01_D50 | Residential heating technology - Heat pump, Ground source - apartment complex - existing building - distributed MEAN level | HOUELC, HOUAMB | HOUETARHN_OLDD_DMD | MKr20 | 2050 | 3.4499 | 0.047091 | 0.27778 | [5 empty] | ETA | D | OLD | 3.6 |  | RHNHPELC | 3 | 0.5 | HOUETARHNHPELCN04_OLDD_FBHGASE01 | 0.897 | HOUETARHNHPELCN04_OLDD | HOUETARHNBHGASE01_OLDD | BHGASE01 | HPELCN04 | ETA_OLDD | BHGASE01_HPELCN04 | 4 | -0.25 | 1 | Supported
HOUETARHNHPELCN03_OLDD_FBHGASE01_D50 | Residential heating technology - Heat pump, Air-to-water - apartment complex - existing building - distributed MEAN level | HOUELC, HOUAMB | HOUETARHN_OLDD_DMD | MKr20 | 2020 | 5.125 | 0.080689 | 0.34483 | [5 empty] | ETA | D | OLD | 2.9 |  | RHNHPELC | 3 | 0.5 | HOUETARHNHPELCN03_OLDD_FBHGASE01 | 0.897 | HOUETARHNHPELCN03_OLDD | HOUETARHNBHGASE01_OLDD | BHGASE01 | HPELCN03 | ETA_OLDD | BHGASE01_HPELCN03 | 4 | -0.25 | 1 | Supported
HOUETARHNHPELCN03_OLDD_FBHGASE01_D50 | Residential heating technology - Heat pump, Air-to-water - apartment complex - existing building - distributed MEAN level | HOUELC, HOUAMB | HOUETARHN_OLDD_DMD | MKr20 | 2025 | 4.5891 | 0.080295 | 0.32787 | [5 empty] | ETA | D | OLD | 3.05 |  | RHNHPELC | 3 | 0.5 | HOUETARHNHPELCN03_OLDD_FBHGASE01 | 0.897 | HOUETARHNHPELCN03_OLDD | HOUETARHNBHGASE01_OLDD | BHGASE01 | HPELCN03 | ETA_OLDD | BHGASE01_HPELCN03 | 4 | -0.25 | 1 | Supported
HOUETARHNHPELCN03_OLDD_FBHGASE01_D50 | Residential heating technology - Heat pump, Air-to-water - apartment complex - existing building - distributed MEAN level | HOUELC, HOUAMB | HOUETARHN_OLDD_DMD | MKr20 | 2030 | 4.0531 | 0.079862 | 0.3125 | [5 empty] | ETA | D | OLD | 3.2 |  | RHNHPELC | 3 | 0.5 | HOUETARHNHPELCN03_OLDD_FBHGASE01 | 0.897 | HOUETARHNHPELCN03_OLDD | HOUETARHNBHGASE01_OLDD | BHGASE01 | HPELCN03 | ETA_OLDD | BHGASE01_HPELCN03 | 4 | -0.25 | 1 | Supported
HOUETARHNHPELCN03_OLDD_FBHGASE01_D50 | Residential heating technology - Heat pump, Air-to-water - apartment complex - existing building - distributed MEAN level | HOUELC, HOUAMB | HOUETARHN_OLDD_DMD | MKr20 | 2040 | 3.6302 | 0.078865 | 0.29851 | [5 empty] | ETA | D | OLD | 3.35 |  | RHNHPELC | 3 | 0.5 | HOUETARHNHPELCN03_OLDD_FBHGASE01 | 0.897 | HOUETARHNHPELCN03_OLDD | HOUETARHNBHGASE01_OLDD | BHGASE01 | HPELCN03 | ETA_OLDD | BHGASE01_HPELCN03 | 4 | -0.25 | 1 | Supported
HOUETARHNHPELCN03_OLDD_FBHGASE01_D50 | Residential heating technology - Heat pump, Air-to-water - apartment complex - existing building - distributed MEAN level | HOUELC, HOUAMB | HOUETARHN_OLDD_DMD | MKr20 | 2050 | 3.2073 | 0.077848 | 0.28571 | [5 empty] | ETA | D | OLD | 3.5 |  | RHNHPELC | 3 | 0.5 | HOUETARHNHPELCN03_OLDD_FBHGASE01 | 0.897 | HOUETARHNHPELCN03_OLDD | HOUETARHNBHGASE01_OLDD | BHGASE01 | HPELCN03 | ETA_OLDD | BHGASE01_HPELCN03 | 4 | -0.25 | 1 | Supported
HOUETARHNHPELCN02_OLDD_FBHGASE01_D50 | Residential heating technology - Heat pump, Air-to-air - single-family house - existing building - distributed MEAN level | HOUELC, HOUAMB | HOUETARHN_OLDD_DMD | MKr20 | 2020 | 2.1408 | 0.17231 | 0.20619 | [5 empty] | ETA | D | OLD | 4.85 |  | RHNHPELC | 3 | 0.5 | HOUETARHNHPELCN02_OLDD_FBHGASE01 | 0.897 | HOUETARHNHPELCN02_OLDD | HOUETARHNBHGASE01_OLDD | BHGASE01 | HPELCN02 | ETA_OLDD | BHGASE01_HPELCN02 | 5 | 0 | 1.1 | Unlikely
HOUETARHNHPELCN02_OLDD_FBHGASE01_D50 | Residential heating technology - Heat pump, Air-to-air - single-family house - existing building - distributed MEAN level | HOUELC, HOUAMB | HOUETARHN_OLDD_DMD | MKr20 | 2025 | 2.0884 | 0.11707 | 0.19608 | [5 empty] | ETA | D | OLD | 5.1 |  | RHNHPELC | 3 | 0.5 | HOUETARHNHPELCN02_OLDD_FBHGASE01 | 0.897 | HOUETARHNHPELCN02_OLDD | HOUETARHNBHGASE01_OLDD | BHGASE01 | HPELCN02 | ETA_OLDD | BHGASE01_HPELCN02 | 5 | 0 | 1.1 | Unlikely
HOUETARHNHPELCN02_OLDD_FBHGASE01_D50 | Residential heating technology - Heat pump, Air-to-air - single-family house - existing building - distributed MEAN level | HOUELC, HOUAMB | HOUETARHN_OLDD_DMD | MKr20 | 2030 | 2.0361 | 0.11491 | 0.18868 | [5 empty] | ETA | D | OLD | 5.3 |  | RHNHPELC | 3 | 0.5 | HOUETARHNHPELCN02_OLDD_FBHGASE01 | 0.897 | HOUETARHNHPELCN02_OLDD | HOUETARHNBHGASE01_OLDD | BHGASE01 | HPELCN02 | ETA_OLDD | BHGASE01_HPELCN02 | 5 | 0 | 1.1 | Unlikely
HOUETARHNHPELCN02_OLDD_FBHGASE01_D50 | Residential heating technology - Heat pump, Air-to-air - single-family house - existing building - distributed MEAN level | HOUELC, HOUAMB | HOUETARHN_OLDD_DMD | MKr20 | 2040 | 1.939 | 0.11089 | 0.18182 | [5 empty] | ETA | D | OLD | 5.5 |  | RHNHPELC | 3 | 0.5 | HOUETARHNHPELCN02_OLDD_FBHGASE01 | 0.897 | HOUETARHNHPELCN02_OLDD | HOUETARHNBHGASE01_OLDD | BHGASE01 | HPELCN02 | ETA_OLDD | BHGASE01_HPELCN02 | 5 | 0 | 1.1 | Unlikely
HOUETARHNHPELCN02_OLDD_FBHGASE01_D50 | Residential heating technology - Heat pump, Air-to-air - single-family house - existing building - distributed MEAN level | HOUELC, HOUAMB | HOUETARHN_OLDD_DMD | MKr20 | 2050 | 1.8419 | 0.10688 | 0.17857 | [5 empty] | ETA | D | OLD | 5.6 |  | RHNHPELC | 3 | 0.5 | HOUETARHNHPELCN02_OLDD_FBHGASE01 | 0.897 | HOUETARHNHPELCN02_OLDD | HOUETARHNBHGASE01_OLDD | BHGASE01 | HPELCN02 | ETA_OLDD | BHGASE01_HPELCN02 | 5 | 0 | 1.1 | Unlikely
HOUETARHNDIELCN06_OLDD_FBHGASE01_D50 | Residential heating technology - Electric heating - electric panel from Bauhaus - apartment complex - new building - distributed MEAN level | HOUELC | HOUETARHN_OLDD_DMD | MKr20 | 2020 | 0.605 | 0 | [6 empty] | ETA | D | OLD |  |  | RHNDIELC | 3 | 0.5 | HOUETARHNDIELCN06_OLDD_FBHGASE01 | 0.897 | HOUETARHNDIELCN06_OLDD | HOUETARHNBHGASE01_OLDD | BHGASE01 | DIELCN06 | ETA_OLDD | BHGASE01_DIELCN06 | 5 | 0 | 1.1 | Unlikely
HOUETARHNDIELCN06_OLDD_FBHGASE01_D50 | Residential heating technology - Electric heating - electric panel from Bauhaus - apartment complex - new building - distributed MEAN level | HOUELC | HOUETARHN_OLDD_DMD | MKr20 | 2025 | 0.605 | 0 | [6 empty] | ETA | D | OLD |  |  | RHNDIELC | 3 | 0.5 | HOUETARHNDIELCN06_OLDD_FBHGASE01 | 0.897 | HOUETARHNDIELCN06_OLDD | HOUETARHNBHGASE01_OLDD | BHGASE01 | DIELCN06 | ETA_OLDD | BHGASE01_DIELCN06 | 5 | 0 | 1.1 | Unlikely
HOUETARHNDIELCN06_OLDD_FBHGASE01_D50 | Residential heating technology - Electric heating - electric panel from Bauhaus - apartment complex - new building - distributed MEAN level | HOUELC | HOUETARHN_OLDD_DMD | MKr20 | 2030 | 0.605 | 0 | [6 empty] | ETA | D | OLD |  |  | RHNDIELC | 3 | 0.5 | HOUETARHNDIELCN06_OLDD_FBHGASE01 | 0.897 | HOUETARHNDIELCN06_OLDD | HOUETARHNBHGASE01_OLDD | BHGASE01 | DIELCN06 | ETA_OLDD | BHGASE01_DIELCN06 | 5 | 0 | 1.1 | Unlikely
HOUETARHNDIELCN06_OLDD_FBHGASE01_D50 | Residential heating technology - Electric heating - electric panel from Bauhaus - apartment complex - new building - distributed MEAN level | HOUELC | HOUETARHN_OLDD_DMD | MKr20 | 2040 | 0.605 | 0 | [6 empty] | ETA | D | OLD |  |  | RHNDIELC | 3 | 0.5 | HOUETARHNDIELCN06_OLDD_FBHGASE01 | 0.897 | HOUETARHNDIELCN06_OLDD | HOUETARHNBHGASE01_OLDD | BHGASE01 | DIELCN06 | ETA_OLDD | BHGASE01_DIELCN06 | 5 | 0 | 1.1 | Unlikely
HOUETARHNDIELCN06_OLDD_FBHGASE01_D50 | Residential heating technology - Electric heating - electric panel from Bauhaus - apartment complex - new building - distributed MEAN level | HOUELC | HOUETARHN_OLDD_DMD | MKr20 | 2050 | 0.605 | 0 | [6 empty] | ETA | D | OLD |  |  | RHNDIELC | 3 | 0.5 | HOUETARHNDIELCN06_OLDD_FBHGASE01 | 0.897 | HOUETARHNDIELCN06_OLDD | HOUETARHNBHGASE01_OLDD | BHGASE01 | DIELCN06 | ETA_OLDD | BHGASE01_DIELCN06 | 5 | 0 | 1.1 | Unlikely
HOUETARHNDIELCN01_OLDD_FBHGASE01_D50 | Residential heating technology - Electric heating - apartment complex - new building - distributed MEAN level | HOUELC | HOUETARHN_OLDD_DMD | MKr20 | 2020 | 5.6192 | 0.0022816 | [6 empty] | ETA | D | OLD |  |  | RHNDIELC | 3 | 0.5 | HOUETARHNDIELCN01_OLDD_FBHGASE01 | 0.897 | HOUETARHNDIELCN01_OLDD | HOUETARHNBHGASE01_OLDD | BHGASE01 | DIELCN01 | ETA_OLDD | BHGASE01_DIELCN01 | 5 | 0 | 1.1 | Unlikely
HOUETARHNDIELCN01_OLDD_FBHGASE01_D50 | Residential heating technology - Electric heating - apartment complex - new building - distributed MEAN level | HOUELC | HOUETARHN_OLDD_DMD | MKr20 | 2025 | 5.4801 | 0.0021884 | [6 empty] | ETA | D | OLD |  |  | RHNDIELC | 3 | 0.5 | HOUETARHNDIELCN01_OLDD_FBHGASE01 | 0.897 | HOUETARHNDIELCN01_OLDD | HOUETARHNBHGASE01_OLDD | BHGASE01 | DIELCN01 | ETA_OLDD | BHGASE01_DIELCN01 | 5 | 0 | 1.1 | Unlikely
HOUETARHNDIELCN01_OLDD_FBHGASE01_D50 | Residential heating technology - Electric heating - apartment complex - new building - distributed MEAN level | HOUELC | HOUETARHN_OLDD_DMD | MKr20 | 2030 | 5.3445 | 0.0021419 | [6 empty] | ETA | D | OLD |  |  | RHNDIELC | 3 | 0.5 | HOUETARHNDIELCN01_OLDD_FBHGASE01 | 0.897 | HOUETARHNDIELCN01_OLDD | HOUETARHNBHGASE01_OLDD | BHGASE01 | DIELCN01 | ETA_OLDD | BHGASE01_DIELCN01 | 5 | 0 | 1.1 | Unlikely
HOUETARHNDIELCN01_OLDD_FBHGASE01_D50 | Residential heating technology - Electric heating - apartment complex - new building - distributed MEAN level | HOUELC | HOUETARHN_OLDD_DMD | MKr20 | 2040 | 5.0832 | 0.0020487 | [6 empty] | ETA | D | OLD |  |  | RHNDIELC | 3 | 0.5 | HOUETARHNDIELCN01_OLDD_FBHGASE01 | 0.897 | HOUETARHNDIELCN01_OLDD | HOUETARHNBHGASE01_OLDD | BHGASE01 | DIELCN01 | ETA_OLDD | BHGASE01_DIELCN01 | 5 | 0 | 1.1 | Unlikely
HOUETARHNDIELCN01_OLDD_FBHGASE01_D50 | Residential heating technology - Electric heating - apartment complex - new building - distributed MEAN level | HOUELC | HOUETARHN_OLDD_DMD | MKr20 | 2050 | 4.8347 | 0.0019556 | [6 empty] | ETA | D | OLD |  |  | RHNDIELC | 3 | 0.5 | HOUETARHNDIELCN01_OLDD_FBHGASE01 | 0.897 | HOUETARHNDIELCN01_OLDD | HOUETARHNBHGASE01_OLDD | BHGASE01 | DIELCN01 | ETA_OLDD | BHGASE01_DIELCN01 | 5 | 0 | 1.1 | Unlikely
HOUETARHNBHWPEN01_OLDD_FBHGASE01_D50 | Residential heating technology - Biomass boiler, automatic stoking , wood pellets or wood chips - apartment complex - existing building - distributed MEAN level | HOUWPE | HOUETARHN_OLDD_DMD | MKr20 | 2020 | 2.1307 | 0.041945 |  | 25 | 14 | 70 | 2 | 4 | ETA | D | OLD |  |  | RHNBHWPE | 3 | 0.5 | HOUETARHNBHWPEN01_OLDD_FBHGASE01 | 0.897 | HOUETARHNBHWPEN01_OLDD | HOUETARHNBHGASE01_OLDD | BHGASE01 | BHWPEN01 | ETA_OLDD | BHGASE01_BHWPEN01 | 6 | 0 | 1 | New
HOUETARHNBHWPEN01_OLDD_FBHGASE01_D50 | Residential heating technology - Biomass boiler, automatic stoking , wood pellets or wood chips - apartment complex - existing building - distributed MEAN level | HOUWPE | HOUETARHN_OLDD_DMD | MKr20 | 2025 | 2.078 | 0.041648 |  | 25 | 14 | 60 | 2 | 4 | ETA | D | OLD |  |  | RHNBHWPE | 3 | 0.5 | HOUETARHNBHWPEN01_OLDD_FBHGASE01 | 0.897 | HOUETARHNBHWPEN01_OLDD | HOUETARHNBHGASE01_OLDD | BHGASE01 | BHWPEN01 | ETA_OLDD | BHGASE01_BHWPEN01 | 6 | 0 | 1 | New
HOUETARHNBHWPEN01_OLDD_FBHGASE01_D50 | Residential heating technology - Biomass boiler, automatic stoking , wood pellets or wood chips - apartment complex - existing building - distributed MEAN level | HOUWPE | HOUETARHN_OLDD_DMD | MKr20 | 2030 | 2.0265 | 0.041834 |  | 25 | 11 | 50 | 1 | 4 | ETA | D | OLD |  |  | RHNBHWPE | 3 | 0.5 | HOUETARHNBHWPEN01_OLDD_FBHGASE01 | 0.897 | HOUETARHNBHWPEN01_OLDD | HOUETARHNBHGASE01_OLDD | BHGASE01 | BHWPEN01 | ETA_OLDD | BHGASE01_BHWPEN01 | 6 | 0 | 1 | New
HOUETARHNBHWPEN01_OLDD_FBHGASE01_D50 | Residential heating technology - Biomass boiler, automatic stoking , wood pellets or wood chips - apartment complex - existing building - distributed MEAN level | HOUWPE | HOUETARHN_OLDD_DMD | MKr20 | 2040 | 1.9275 | 0.040499 |  | 25 | 9 | 45 | 1 | 4 | ETA | D | OLD |  |  | RHNBHWPE | 3 | 0.5 | HOUETARHNBHWPEN01_OLDD_FBHGASE01 | 0.897 | HOUETARHNBHWPEN01_OLDD | HOUETARHNBHGASE01_OLDD | BHGASE01 | BHWPEN01 | ETA_OLDD | BHGASE01_BHWPEN01 | 6 | 0 | 1 | New
HOUETARHNBHWPEN01_OLDD_FBHGASE01_D50 | Residential heating technology - Biomass boiler, automatic stoking , wood pellets or wood chips - apartment complex - existing building - distributed MEAN level | HOUWPE | HOUETARHN_OLDD_DMD | MKr20 | 2050 | 1.8332 | 0.038755 |  | 25 | 9 | 40 | 0 | 4 | ETA | D | OLD |  |  | RHNBHWPE | 3 | 0.5 | HOUETARHNBHWPEN01_OLDD_FBHGASE01 | 0.897 | HOUETARHNBHWPEN01_OLDD | HOUETARHNBHGASE01_OLDD | BHGASE01 | BHWPEN01 | ETA_OLDD | BHGASE01_BHWPEN01 | 6 | 0 | 1 | New
HOUETARHNBHSOLN01_OLDD_FBHGASE01_D50 | Residential heating technology - Solar heating system - apartment complex - existing building - distributed MEAN level | HOUSOL | HOUETARHN_OLDD_DMD | MKr20 | 2020 | 4.7414 | 0.02219 | [6 empty] | ETA | D | OLD |  |  | RHNBHSOL | 3 | 0.5 | HOUETARHNBHSOLN01_OLDD_FBHGASE01 | 0.897 | HOUETARHNBHSOLN01_OLDD | HOUETARHNBHGASE01_OLDD | BHGASE01 | BHSOLN01 | ETA_OLDD | BHGASE01_BHSOLN01 | 5 | 0 | 1.1 | Unlikely
HOUETARHNBHSOLN01_OLDD_FBHGASE01_D50 | Residential heating technology - Solar heating system - apartment complex - existing building - distributed MEAN level | HOUSOL | HOUETARHN_OLDD_DMD | MKr20 | 2025 | 4.5365 | 0.023521 | [6 empty] | ETA | D | OLD |  |  | RHNBHSOL | 3 | 0.5 | HOUETARHNBHSOLN01_OLDD_FBHGASE01 | 0.897 | HOUETARHNBHSOLN01_OLDD | HOUETARHNBHGASE01_OLDD | BHGASE01 | BHSOLN01 | ETA_OLDD | BHGASE01_BHSOLN01 | 5 | 0 | 1.1 | Unlikely
HOUETARHNBHSOLN01_OLDD_FBHGASE01_D50 | Residential heating technology - Solar heating system - apartment complex - existing building - distributed MEAN level | HOUSOL | HOUETARHN_OLDD_DMD | MKr20 | 2030 | 4.3316 | 0.024026 | [6 empty] | ETA | D | OLD |  |  | RHNBHSOL | 3 | 0.5 | HOUETARHNBHSOLN01_OLDD_FBHGASE01 | 0.897 | HOUETARHNBHSOLN01_OLDD | HOUETARHNBHGASE01_OLDD | BHGASE01 | BHSOLN01 | ETA_OLDD | BHGASE01_BHSOLN01 | 5 | 0 | 1.1 | Unlikely
HOUETARHNBHSOLN01_OLDD_FBHGASE01_D50 | Residential heating technology - Solar heating system - apartment complex - existing building - distributed MEAN level | HOUSOL | HOUETARHN_OLDD_DMD | MKr20 | 2040 | 4.1268 | 0.023374 | [6 empty] | ETA | D | OLD |  |  | RHNBHSOL | 3 | 0.5 | HOUETARHNBHSOLN01_OLDD_FBHGASE01 | 0.897 | HOUETARHNBHSOLN01_OLDD | HOUETARHNBHGASE01_OLDD | BHGASE01 | BHSOLN01 | ETA_OLDD | BHGASE01_BHSOLN01 | 5 | 0 | 1.1 | Unlikely
HOUETARHNBHSOLN01_OLDD_FBHGASE01_D50 | Residential heating technology - Solar heating system - apartment complex - existing building - distributed MEAN level | HOUSOL | HOUETARHN_OLDD_DMD | MKr20 | 2050 | 3.9219 | 0.02219 | [6 empty] | ETA | D | OLD |  |  | RHNBHSOL | 3 | 0.5 | HOUETARHNBHSOLN01_OLDD_FBHGASE01 | 0.897 | HOUETARHNBHSOLN01_OLDD | HOUETARHNBHGASE01_OLDD | BHGASE01 | BHSOLN01 | ETA_OLDD | BHGASE01_BHSOLN01 | 5 | 0 | 1.1 | Unlikely
HOUETARHNBHGASN01_OLDD_FBHGASE01_D50 | Residential heating technology - Natural gas boiler - apartment complex - existing building - distributed MEAN level | HOUGAS | HOUETARHN_OLDD_DMD | MKr20 | 2020 | 0.5117 | 0.012402 |  | 0.43 | 0.1 | 20.4 | 1 | 1 | ETA | D | OLD |  |  | RHNBHGAS | 3 | 0.5 | HOUETARHNBHGASN01_OLDD_FBHGASE01 | 0.897 | HOUETARHNBHGASN01_OLDD | HOUETARHNBHGASE01_OLDD | BHGASE01 | BHGASN01 | ETA_OLDD | BHGASE01_BHGASN01 | 6 | 0 | 1 | New
HOUETARHNBHGASN01_OLDD_FBHGASE01_D50 | Residential heating technology - Natural gas boiler - apartment complex - existing building - distributed MEAN level | HOUGAS | HOUETARHN_OLDD_DMD | MKr20 | 2025 | 0.50088 | 0.012306 |  | 0.43 | 0.1 | 20.4 | 1 | 1 | ETA | D | OLD |  |  | RHNBHGAS | 3 | 0.5 | HOUETARHNBHGASN01_OLDD_FBHGASE01 | 0.897 | HOUETARHNBHGASN01_OLDD | HOUETARHNBHGASE01_OLDD | BHGASE01 | BHGASN01 | ETA_OLDD | BHGASE01_BHGASN01 | 6 | 0 | 1 | New
HOUETARHNBHGASN01_OLDD_FBHGASE01_D50 | Residential heating technology - Natural gas boiler - apartment complex - existing building - distributed MEAN level | HOUGAS | HOUETARHN_OLDD_DMD | MKr20 | 2030 | 0.49032 | 0.012193 |  | 0.43 | 0.1 | 20.4 | 1 | 1 | ETA | D | OLD |  |  | RHNBHGAS | 3 | 0.5 | HOUETARHNBHGASN01_OLDD_FBHGASE01 | 0.897 | HOUETARHNBHGASN01_OLDD | HOUETARHNBHGASE01_OLDD | BHGASE01 | BHGASN01 | ETA_OLDD | BHGASE01_BHGASN01 | 6 | 0 | 1 | New
HOUETARHNBHGASN01_OLDD_FBHGASE01_D50 | Residential heating technology - Natural gas boiler - apartment complex - existing building - distributed MEAN level | HOUGAS | HOUETARHN_OLDD_DMD | MKr20 | 2040 | 0.47 | 0.011692 |  | 0.43 | 0.1 | 20.4 | 1 | 1 | ETA | D | OLD |  |  | RHNBHGAS | 3 | 0.5 | HOUETARHNBHGASN01_OLDD_FBHGASE01 | 0.897 | HOUETARHNBHGASN01_OLDD | HOUETARHNBHGASE01_OLDD | BHGASE01 | BHGASN01 | ETA_OLDD | BHGASE01_BHGASN01 | 6 | 0 | 1 | New
HOUETARHNBHGASN01_OLDD_FBHGASE01_D50 | Residential heating technology - Natural gas boiler - apartment complex - existing building - distributed MEAN level | HOUGAS | HOUETARHN_OLDD_DMD | MKr20 | 2050 | 0.45066 | 0.0033348 |  | 0.43 | 0.1 | 20.4 | 1 | 1 | ETA | D | OLD |  |  | RHNBHGAS | 3 | 0.5 | HOUETARHNBHGASN01_OLDD_FBHGASE01 | 0.897 | HOUETARHNBHGASN01_OLDD | HOUETARHNBHGASE01_OLDD | BHGASE01 | BHGASN01 | ETA_OLDD | BHGASE01_BHGASN01 | 6 | 0 | 1 | New
HOUETARHNBHDHDN03_OLDD_FBHGASE01_D50 | Residential heating technology - Direct district heating substation - plus connection pipe - apartment complex - existing building - distributed MEAN level | HOUDHD | HOUETARHN_OLDD_DMD | MKr20 | 2020 | 0.30389 | 0.0016539 | [6 empty] | ETA | D | OLD |  |  | RHNBHDHD | 3 | 0.5 | HOUETARHNBHDHDN03_OLDD_FBHGASE01 | 0.897 | HOUETARHNBHDHDN03_OLDD | HOUETARHNBHGASE01_OLDD | BHGASE01 | BHDHDN03 | ETA_OLDD | BHGASE01_BHDHDN03 | 6 | 0 | 1 | New
HOUETARHNBHDHDN03_OLDD_FBHGASE01_D50 | Residential heating technology - Direct district heating substation - plus connection pipe - apartment complex - existing building - distributed MEAN level | HOUDHD | HOUETARHN_OLDD_DMD | MKr20 | 2025 | 0.29822 | 0.0016763 | [6 empty] | ETA | D | OLD |  |  | RHNBHDHD | 3 | 0.5 | HOUETARHNBHDHDN03_OLDD_FBHGASE01 | 0.897 | HOUETARHNBHDHDN03_OLDD | HOUETARHNBHGASE01_OLDD | BHGASE01 | BHDHDN03 | ETA_OLDD | BHGASE01_BHDHDN03 | 6 | 0 | 1 | New
HOUETARHNBHDHDN03_OLDD_FBHGASE01_D50 | Residential heating technology - Direct district heating substation - plus connection pipe - apartment complex - existing building - distributed MEAN level | HOUDHD | HOUETARHN_OLDD_DMD | MKr20 | 2030 | 0.29268 | 0.0016516 | [6 empty] | ETA | D | OLD |  |  | RHNBHDHD | 3 | 0.5 | HOUETARHNBHDHDN03_OLDD_FBHGASE01 | 0.897 | HOUETARHNBHDHDN03_OLDD | HOUETARHNBHGASE01_OLDD | BHGASE01 | BHDHDN03 | ETA_OLDD | BHGASE01_BHDHDN03 | 6 | 0 | 1 | New
HOUETARHNBHDHDN03_OLDD_FBHGASE01_D50 | Residential heating technology - Direct district heating substation - plus connection pipe - apartment complex - existing building - distributed MEAN level | HOUDHD | HOUETARHN_OLDD_DMD | MKr20 | 2040 | 0.28201 | 0.0016015 | [6 empty] | ETA | D | OLD |  |  | RHNBHDHD | 3 | 0.5 | HOUETARHNBHDHDN03_OLDD_FBHGASE01 | 0.897 | HOUETARHNBHDHDN03_OLDD | HOUETARHNBHGASE01_OLDD | BHGASE01 | BHDHDN03 | ETA_OLDD | BHGASE01_BHDHDN03 | 6 | 0 | 1 | New
HOUETARHNBHDHDN03_OLDD_FBHGASE01_D50 | Residential heating technology - Direct district heating substation - plus connection pipe - apartment complex - existing building - distributed MEAN level | HOUDHD | HOUETARHN_OLDD_DMD | MKr20 | 2050 | 0.27187 | 0.0015375 | [6 empty] | ETA | D | OLD |  |  | RHNBHDHD | 3 | 0.5 | HOUETARHNBHDHDN03_OLDD_FBHGASE01 | 0.897 | HOUETARHNBHDHDN03_OLDD | HOUETARHNBHGASE01_OLDD | BHGASE01 | BHDHDN03 | ETA_OLDD | BHGASE01_BHDHDN03 | 6 | 0 | 1 | New
HOUETARHNHPELCN05_OLDI_FBHGASE01_D50 | Residential heating technology - Heat pump, Air-to-water - leasing - apartment complex - existing building - distributed MEAN level | HOUELC, HOUAMB | HOUETARHN_OLDI_DMD | MKr20 | 2020 | 2.5625 | 0.33694 | 0.34483 | [5 empty] | ETA | I | OLD | 2.9 |  | RHNHPELC | 3 | 0.5 | HOUETARHNHPELCN05_OLDI_FBHGASE01 | 0.897 | HOUETARHNHPELCN05_OLDI | HOUETARHNBHGASE01_OLDI | BHGASE01 | HPELCN05 | ETA_OLDI | BHGASE01_HPELCN05 | 4 | -0.25 | 1 | Supported
HOUETARHNHPELCN05_OLDI_FBHGASE01_D50 | Residential heating technology - Heat pump, Air-to-water - leasing - apartment complex - existing building - distributed MEAN level | HOUELC, HOUAMB | HOUETARHN_OLDI_DMD | MKr20 | 2025 | 2.2945 | 0.30975 | 0.32787 | [5 empty] | ETA | I | OLD | 3.05 |  | RHNHPELC | 3 | 0.5 | HOUETARHNHPELCN05_OLDI_FBHGASE01 | 0.897 | HOUETARHNHPELCN05_OLDI | HOUETARHNBHGASE01_OLDI | BHGASE01 | HPELCN05 | ETA_OLDI | BHGASE01_HPELCN05 | 4 | -0.25 | 1 | Supported
HOUETARHNHPELCN05_OLDI_FBHGASE01_D50 | Residential heating technology - Heat pump, Air-to-water - leasing - apartment complex - existing building - distributed MEAN level | HOUELC, HOUAMB | HOUETARHN_OLDI_DMD | MKr20 | 2030 | 2.0266 | 0.28252 | 0.3125 | [5 empty] | ETA | I | OLD | 3.2 |  | RHNHPELC | 3 | 0.5 | HOUETARHNHPELCN05_OLDI_FBHGASE01 | 0.897 | HOUETARHNHPELCN05_OLDI | HOUETARHNBHGASE01_OLDI | BHGASE01 | HPELCN05 | ETA_OLDI | BHGASE01_HPELCN05 | 4 | -0.25 | 1 | Supported
HOUETARHNHPELCN05_OLDI_FBHGASE01_D50 | Residential heating technology - Heat pump, Air-to-water - leasing - apartment complex - existing building - distributed MEAN level | HOUELC, HOUAMB | HOUETARHN_OLDI_DMD | MKr20 | 2040 | 1.8151 | 0.26038 | 0.29851 | [5 empty] | ETA | I | OLD | 3.35 |  | RHNHPELC | 3 | 0.5 | HOUETARHNHPELCN05_OLDI_FBHGASE01 | 0.897 | HOUETARHNHPELCN05_OLDI | HOUETARHNBHGASE01_OLDI | BHGASE01 | HPELCN05 | ETA_OLDI | BHGASE01_HPELCN05 | 4 | -0.25 | 1 | Supported
HOUETARHNHPELCN05_OLDI_FBHGASE01_D50 | Residential heating technology - Heat pump, Air-to-water - leasing - apartment complex - existing building - distributed MEAN level | HOUELC, HOUAMB | HOUETARHN_OLDI_DMD | MKr20 | 2050 | 1.6037 | 0.23822 | 0.28571 | [5 empty] | ETA | I | OLD | 3.5 |  | RHNHPELC | 3 | 0.5 | HOUETARHNHPELCN05_OLDI_FBHGASE01 | 0.897 | HOUETARHNHPELCN05_OLDI | HOUETARHNBHGASE01_OLDI | BHGASE01 | HPELCN05 | ETA_OLDI | BHGASE01_HPELCN05 | 4 | -0.25 | 1 | Supported
HOUETARHNHPELCN04_OLDI_FBHGASE01_D50 | Residential heating technology - Heat pump, Ground source - apartment complex - existing building - distributed MEAN level | HOUELC, HOUAMB | HOUETARHN_OLDI_DMD | MKr20 | 2020 | 4.775 | 0.049932 | 0.3125 | [5 empty] | ETA | I | OLD | 3.2 |  | RHNHPELC | 3 | 0.5 | HOUETARHNHPELCN04_OLDI_FBHGASE01 | 0.897 | HOUETARHNHPELCN04_OLDI | HOUETARHNBHGASE01_OLDI | BHGASE01 | HPELCN04 | ETA_OLDI | BHGASE01_HPELCN04 | 4 | -0.25 | 1 | Supported
HOUETARHNHPELCN04_OLDI_FBHGASE01_D50 | Residential heating technology - Heat pump, Ground source - apartment complex - existing building - distributed MEAN level | HOUELC, HOUAMB | HOUETARHN_OLDI_DMD | MKr20 | 2025 | 4.4169 | 0.049538 | 0.30303 | [5 empty] | ETA | I | OLD | 3.3 |  | RHNHPELC | 3 | 0.5 | HOUETARHNHPELCN04_OLDI_FBHGASE01 | 0.897 | HOUETARHNHPELCN04_OLDI | HOUETARHNBHGASE01_OLDI | BHGASE01 | HPELCN04 | ETA_OLDI | BHGASE01_HPELCN04 | 4 | -0.25 | 1 | Supported